MIRABEL 1101774276 | EPSS | EPSS | EPSS | [14 empty] | Aerial Inspection |  | Ground Inspection | Ground Inspection | Non-Pole Backlog | [5 empty] | Down Conductor Detection (DCD) | [11 empty] | EPSS,Non-Pole Backlog,Down Conductor Detection (DCD), | EPSS Non-Pole Backlog Down Conductor Detection (DCD) | EPSS Non-Pole Backlog Down Conductor Detection (DCD) | EPSS,Ground Inspection, | EPSS Ground Inspection | EPSS Ground Inspection | EPSS,Aerial Inspection,Ground Inspection, | EPSS Aerial Inspection Ground Inspection | EPSS Aerial Inspection Ground Inspection |  |  |  | , | FALSE
MIWUK 170153038 | EPSS | EPSS | EPSS | [7 empty] | Expulsion Fuse Replacement | Expulsion Fuse Replacement | [5 empty] | Aerial Inspection |  | Ground Inspection | Ground Inspection | Non-Pole Backlog | Non-Pole Backlog | Non-Pole Backlog |  |  |  | Down Conductor Detection (DCD) |  |  | Line Sensors | [8 empty] | EPSS,Non-Pole Backlog,Down Conductor Detection (DCD),Line Sensors, | EPSS Non-Pole Backlog Down Conductor Detection (DCD) Line Sensors | EPSS Non-Pole Backlog Down Conductor Detection (DCD) Line Sensors | EPSS,Expulsion Fuse Replacement,Ground Inspection,Non-Pole Backlog, | EPSS Expulsion Fuse Replacement Ground Inspection Non-Pole Backlog | EPSS Expulsion Fuse Replacement Ground Inspection Non-Pole Backlog | EPSS,Expulsion Fuse Replacement,Aerial Inspection,Ground Inspection,Non-Pole Backlog, | EPSS Expulsion Fuse Replacement Aerial Inspection Ground Inspection Non-Pole Backlog | EPSS Expulsion Fuse Replacement Aerial Inspection Ground Inspection Non-Pole Backlog |  |  |  | , | FALSE
PHILO 110137222 | EPSS | EPSS | EPSS | [6 empty] | Expulsion Fuse Replacement | [6 empty] | Aerial Inspection | Aerial Inspection | Ground Inspection | [8 empty] | Down Conductor Detection (DCD) | [11 empty] | EPSS,Expulsion Fuse Replacement,Ground Inspection,Down Conductor Detection (DCD), | EPSS Expulsion Fuse Replacement Ground Inspection Down Conductor Detection (DCD) | EPSS Expulsion Fuse Replacement Ground Inspection Down Conductor Detection (DCD) | EPSS,Aerial Inspection, | EPSS Aerial Inspection | EPSS Aerial Inspection | EPSS,Aerial Inspection, | EPSS Aerial Inspection | EPSS Aerial Inspection |  |  |  | , | FALSE
LAYTONVILLE 1102141962 | EPSS | EPSS | EPSS | [7 empty] | Expulsion Fuse Replacement | [5 empty] | Aerial Inspection | Aerial Inspection | Ground Inspection | Ground Inspection | [7 empty] | Down Conductor Detection (DCD) |  |  | Line Sensors | [8 empty] | EPSS,Ground Inspection,Down Conductor Detection (DCD),Line Sensors, | EPSS Ground Inspection Down Conductor Detection (DCD) Line Sensors | EPSS Ground Inspection Down Conductor Detection (DCD) Line Sensors | EPSS,Expulsion Fuse Replacement,Aerial Inspection,Ground Inspection, | EPSS Expulsion Fuse Replacement Aerial Inspection Ground Inspection | EPSS Expulsion Fuse Replacement Aerial Inspection Ground Inspection | EPSS,Aerial Inspection, | EPSS Aerial Inspection | EPSS Aerial Inspection |  |  |  | , | FALSE
GIRVAN 1102296428 | EPSS | EPSS | EPSS | [13 empty] | Aerial Inspection |  |  |  | Ground Inspection | [18 empty] | EPSS, | EPSS | EPSS | EPSS,Aerial Inspection, | EPSS Aerial Inspection | EPSS Aerial Inspection | EPSS,Ground Inspection, | EPSS Ground Inspection | EPSS Ground Inspection |  |  |  | , | FALSE
OAKLAND K 1104CR204 | EPSS | EPSS | EPSS | [8 empty] | Expulsion Fuse Replacement | [5 empty] | Aerial Inspection |  | Ground Inspection |  | Non-Pole Backlog |  | Non-Pole Backlog |  |  |  |  | Down Conductor Detection (DCD) | [10 empty] | EPSS,Non-Pole Backlog, | EPSS Non-Pole Backlog | EPSS Non-Pole Backlog | EPSS,Ground Inspection,Down Conductor Detection (DCD), | EPSS Ground Inspection Down Conductor Detection (DCD) | EPSS Ground Inspection Down Conductor Detection (DCD) | EPSS,Expulsion Fuse Replacement,Aerial Inspection,Non-Pole Backlog, | EPSS Expulsion Fuse Replacement Aerial Inspection Non-Pole Backlog | EPSS Expulsion Fuse Replacement Aerial Inspection Non-Pole Backlog |  |  |  | , | FALSE
SNEATH LANE 1101CB | EPSS | EPSS | EPSS | [14 empty] | Aerial Inspection |  | Ground Inspection | Ground Inspection | [18 empty] | EPSS, | EPSS | EPSS | EPSS,Ground Inspection, | EPSS Ground Inspection | EPSS Ground Inspection | EPSS,Aerial Inspection,Ground Inspection, | EPSS Aerial Inspection Ground Inspection | EPSS Aerial Inspection Ground Inspection |  |  |  | , | FALSE
ELK CREEK 11012228 | EPSS | EPSS | EPSS | [12 empty] | Aerial Inspection | Aerial Inspection | Aerial Inspection | Ground Inspection | Ground Inspection | Ground Inspection | [6 empty] | Down Conductor Detection (DCD) | [11 empty] | EPSS,Aerial Inspection,Ground Inspection,Down Conductor Detection (DCD), | EPSS Aerial Inspection Ground Inspection Down Conductor Detection (DCD) | EPSS Aerial Inspection Ground Inspection Down Conductor Detection (DCD) | EPSS,Aerial Inspection,Ground Inspection, | EPSS Aerial Inspection Ground Inspection | EPSS Aerial Inspection Ground Inspection | EPSS,Aerial Inspection,Ground Inspection, | EPSS Aerial Inspection Ground Inspection | EPSS Aerial Inspection Ground Inspection |  |  |  | , | FALSE
NORTH BRANCH 110113496 | EPSS | EPSS | EPSS | [6 empty] | Expulsion Fuse Replacement | [7 empty] | Aerial Inspection |  | Ground Inspection | Ground Inspection | [18 empty] | EPSS,Expulsion Fuse Replacement, | EPSS Expulsion Fuse Replacement | EPSS Expulsion Fuse Replacement | EPSS,Ground Inspection, | EPSS Ground Inspection | EPSS Ground Inspection | EPSS,Aerial Inspection,Ground Inspection, | EPSS Aerial Inspection Ground Inspection | EPSS Aerial Inspection Ground Inspection |  |  |  | , | FALSE
WOODACRE 11011456 | EPSS | EPSS | EPSS | [14 empty] | Aerial Inspection |  | Ground Inspection | Ground Inspection | Non-Pole Backlog | [6 empty] | Down Conductor Detection (DCD) |  | Line Sensors | [8 empty] | EPSS,Non-Pole Backlog,Line Sensors, | EPSS Non-Pole Backlog Line Sensors | EPSS Non-Pole Backlog Line Sensors | EPSS,Ground Inspection,Down Conductor Detection (DCD), | EPSS Ground Inspection Down Conductor Detection (DCD) | EPSS Ground Inspection Down Conductor Detection (DCD) | EPSS,Aerial Inspection,Ground Inspection, | EPSS Aerial Inspection Ground Inspection | EPSS Aerial Inspection Ground Inspection |  |  |  | , | FALSE
MIDDLETOWN 1102998 | EPSS | EPSS | EPSS | [6 empty] | Expulsion Fuse Replacement |  |  | Surge Arrestor Replacement |  |  |  | Aerial Inspection | Aerial Inspection | Ground Inspection | Ground Inspection | Ground Inspection | Non-Pole Backlog | [5 empty] | Down Conductor Detection (DCD) | [8 empty] | Pole Backlog |  |  | EPSS,Expulsion Fuse Replacement,Surge Arrestor Replacement,Ground Inspection,Non-Pole Backlog,Down Conductor Detection (DCD),Pole Backlog, | EPSS Expulsion Fuse Replacement Surge Arrestor Replacement Ground Inspection Non-Pole Backlog Down Conductor Detection (DCD) Pole Backlog | EPSS Expulsion Fuse Replacement Surge Arrestor Replacement Ground Inspection Non-Pole Backlog Down Conductor Detection (DCD) Pole Backlog | EPSS,Aerial Inspection,Ground Inspection, | EPSS Aerial Inspection Ground Inspection | EPSS Aerial Inspection Ground Inspection | EPSS,Aerial Inspection,Ground Inspection, | EPSS Aerial Inspection Ground Inspection | EPSS Aerial Inspection Ground Inspection |  |  |  | , | FALSE
RINCON 1103CB | EPSS | EPSS | EPSS | [13 empty] | Aerial Inspection | Aerial Inspection | Ground Inspection | Ground Inspection | Ground Inspection | Non-Pole Backlog | [17 empty] | EPSS,Ground Inspection,Non-Pole Backlog, | EPSS Ground Inspection Non-Pole Backlog | EPSS Ground Inspection Non-Pole Backlog | EPSS,Aerial Inspection,Ground Inspection, | EPSS Aerial Inspection Ground Inspection | EPSS Aerial Inspection Ground Inspection | EPSS,Aerial Inspection,Ground Inspection, | EPSS Aerial Inspection Ground Inspection | EPSS Aerial Inspection Ground Inspection |  |  |  | , | FALSE
TEMPLETON 2108A64 | EPSS | EPSS | EPSS | [8 empty] | Expulsion Fuse Replacement |  |  |  |  | Aerial Inspection | Aerial Inspection | Ground Inspection | Ground Inspection | Ground Inspection | Non-Pole Backlog |  | Non-Pole Backlog | [14 empty] | Pole Backlog | EPSS,Ground Inspection,Non-Pole Backlog, | EPSS Ground Inspection Non-Pole Backlog | EPSS Ground Inspection Non-Pole Backlog | EPSS,Aerial Inspection,Ground Inspection, | EPSS Aerial Inspection Ground Inspection | EPSS Aerial Inspection Ground Inspection | EPSS,Expulsion Fuse Replacement,Aerial Inspection,Ground Inspection,Non-Pole Backlog,Pole Backlog, | EPSS Expulsion Fuse Replacement Aerial Inspection Ground Inspection Non-Pole Backlog Pole Backlog | EPSS Expulsion Fuse Replacement Aerial Inspection Ground Inspection Non-Pole Backlog Pole Backlog |  |  |  | , | FALSE
MIRABEL 1102976908 | EPSS | EPSS | EPSS | [14 empty] | Aerial Inspection |  | Ground Inspection | Ground Inspection | [7 empty] | Down Conductor Detection (DCD) | [10 empty] | EPSS, | EPSS | EPSS | EPSS,Ground Inspection,Down Conductor Detection (DCD), | EPSS Ground Inspection Down Conductor Detection (DCD) | EPSS Ground Inspection Down Conductor Detection (DCD) | EPSS,Aerial Inspection,Ground Inspection, | EPSS Aerial Inspection Ground Inspection | EPSS Aerial Inspection Ground Inspection |  |  |  | , | FALSE
WOODSIDE 11018912 | EPSS | EPSS | EPSS | [7 empty] | Expulsion Fuse Replacement | Expulsion Fuse Replacement | [5 empty] | Aerial Inspection |  | Ground Inspection | Ground Inspection | Non-Pole Backlog | Non-Pole Backlog | Non-Pole Backlog |  |  |  |  | Down Conductor Detection (DCD) | [10 empty] | EPSS,Non-Pole Backlog, | EPSS Non-Pole Backlog | EPSS Non-Pole Backlog | EPSS,Expulsion Fuse Replacement,Ground Inspection,Non-Pole Backlog,Down Conductor Detection (DCD), | EPSS Expulsion Fuse Replacement Ground Inspection Non-Pole Backlog Down Conductor Detection (DCD) | EPSS Expulsion Fuse Replacement Ground Inspection Non-Pole Backlog Down Conductor Detection (DCD) | EPSS,Expulsion Fuse Replacement,Aerial Inspection,Ground Inspection,Non-Pole Backlog, | EPSS Expulsion Fuse Replacement Aerial Inspection Ground Inspection Non-Pole Backlog | EPSS Expulsion Fuse Replacement Aerial Inspection Ground Inspection Non-Pole Backlog |  |  |  | , | FALSE
ALTO 1122591122 | EPSS | EPSS | EPSS | [17 empty] | Ground Inspection | Non-Pole Backlog | [6 empty] | Down Conductor Detection (DCD) | [10 empty] | EPSS,Non-Pole Backlog, | EPSS Non-Pole Backlog | EPSS Non-Pole Backlog | EPSS,Down Conductor Detection (DCD), | EPSS Down Conductor Detection (DCD) | EPSS Down Conductor Detection (DCD) | EPSS,Ground Inspection, | EPSS Ground Inspection | EPSS Ground Inspection |  |  |  | , | FALSE
MONTE RIO 1113202 | EPSS | EPSS | EPSS | [7 empty] | Expulsion Fuse Replacement | [6 empty] | Aerial Inspection |  | Ground Inspection | Ground Inspection | Non-Pole Backlog |  | Non-Pole Backlog |  |  |  | Down Conductor Detection (DCD) | [11 empty] | EPSS,Non-Pole Backlog,Down Conductor Detection (DCD), | EPSS Non-Pole Backlog Down Conductor Detection (DCD) | EPSS Non-Pole Backlog Down Conductor Detection (DCD) | EPSS,Expulsion Fuse Replacement,Ground Inspection, | EPSS Expulsion Fuse Replacement Ground Inspection | EPSS Expulsion Fuse Replacement Ground Inspection | EPSS,Aerial Inspection,Ground Inspection,Non-Pole Backlog, | EPSS Aerial Inspection Ground Inspection Non-Pole Backlog | EPSS Aerial Inspection Ground Inspection Non-Pole Backlog |  |  |  | , | FALSE
SILVERADO 2105764650 | EPSS | EPSS | EPSS | [13 empty] | Aerial Inspection |  | Ground Inspection |  | Ground Inspection | Non-Pole Backlog | [17 empty] | EPSS,Ground Inspection,Non-Pole Backlog, | EPSS Ground Inspection Non-Pole Backlog | EPSS Ground Inspection Non-Pole Backlog | EPSS,Aerial Inspection, | EPSS Aerial Inspection | EPSS Aerial Inspection | EPSS,Ground Inspection, | EPSS Ground Inspection | EPSS Ground Inspection |  |  |  | , | FALSE
LOW GAP 1101750090 | EPSS | EPSS | EPSS | [7 empty] | Expulsion Fuse Replacement | [5 empty] | Aerial Inspection | Aerial Inspection | Ground Inspection | Ground Inspection | [19 empty] | EPSS,Ground Inspection, | EPSS Ground Inspection | EPSS Ground Inspection | EPSS,Expulsion Fuse Replacement,Aerial Inspection,Ground Inspection, | EPSS Expulsion Fuse Replacement Aerial Inspection Ground Inspection | EPSS Expulsion Fuse Replacement Aerial Inspection Ground Inspection | EPSS,Aerial Inspection, | EPSS Aerial Inspection | EPSS Aerial Inspection |  |  |  | , | FALSE
MERCED FALLS 11029470 | EPSS | EPSS | EPSS | [13 empty] | Aerial Inspection | Aerial Inspection | Ground Inspection | Ground Inspection |  |  |  | Non-Pole Backlog | [15 empty] | EPSS,Ground Inspection, | EPSS Ground Inspection | EPSS Ground Inspection | EPSS,Aerial Inspection,Ground Inspection, | EPSS Aerial Inspection Ground Inspection | EPSS Aerial Inspection Ground Inspection | EPSS,Aerial Inspection,Non-Pole Backlog, | EPSS Aerial Inspection Non-Pole Backlog | EPSS Aerial Inspection Non-Pole Backlog |  |  |  | , | FALSE
OLETA 1102186326 | EPSS | EPSS | EPSS | [9 empty] | Surge Arrestor Replacement | [7 empty] | Ground Inspection | [6 empty] | Down Conductor Detection (DCD) | [11 empty] | EPSS,Surge Arrestor Replacement,Down Conductor Detection (DCD), | EPSS Surge Arrestor Replacement Down Conductor Detection (DCD) | EPSS Surge Arrestor Replacement Down Conductor Detection (DCD) | EPSS, | EPSS | EPSS | EPSS,Ground Inspection, | EPSS Ground Inspection | EPSS Ground Inspection |  |  |  | , | FALSE
DRUM 11011602 | EPSS | EPSS | EPSS | [7 empty] | Expulsion Fuse Replacement |  | Surge Arrestor Replacement |  |  |  |  | Aerial Inspection |  | Ground Inspection | Ground Inspection | Non-Pole Backlog | [17 empty] | EPSS,Surge Arrestor Replacement,Non-Pole Backlog, | EPSS Surge Arrestor Replacement Non-Pole Backlog | EPSS Surge Arrestor Replacement Non-Pole Backlog | EPSS,Expulsion Fuse Replacement,Ground Inspection, | EPSS Expulsion Fuse Replacement Ground Inspection | EPSS Expulsion Fuse Replacement Ground Inspection | EPSS,Aerial Inspection,Ground Inspection, | EPSS Aerial Inspection Ground Inspection | EPSS Aerial Inspection Ground Inspection |  | Line Removal |  | ,Line Removal, | Line Removal | Line Removal
MONTE RIO 1111256 | EPSS | EPSS | EPSS | [7 empty] | Expulsion Fuse Replacement | [6 empty] | Aerial Inspection |  | Ground Inspection | Ground Inspection | Non-Pole Backlog | Non-Pole Backlog | Non-Pole Backlog |  |  |  | Down Conductor Detection (DCD) | [11 empty] | EPSS,Non-Pole Backlog,Down Conductor Detection (DCD), | EPSS Non-Pole Backlog Down Conductor Detection (DCD) | EPSS Non-Pole Backlog Down Conductor Detection (DCD) | EPSS,Expulsion Fuse Replacement,Ground Inspection,Non-Pole Backlog, | EPSS Expulsion Fuse Replacement Ground Inspection Non-Pole Backlog | EPSS Expulsion Fuse Replacement Ground Inspection Non-Pole Backlog | EPSS,Aerial Inspection,Ground Inspection,Non-Pole Backlog, | EPSS Aerial Inspection Ground Inspection Non-Pole Backlog | EPSS Aerial Inspection Ground Inspection Non-Pole Backlog |  |  |  | , | FALSE
BIG BASIN 110296986 | EPSS | EPSS | EPSS | Undergrounding | [6 empty] | Expulsion Fuse Replacement | [6 empty] | Aerial Inspection |  | Ground Inspection | Ground Inspection | Non-Pole Backlog | Non-Pole Backlog | Non-Pole Backlog |  |  |  |  | Down Conductor Detection (DCD) | [10 empty] | EPSS,Undergrounding,Non-Pole Backlog, | EPSS Undergrounding Non-Pole Backlog | EPSS Undergrounding Non-Pole Backlog | EPSS,Expulsion Fuse Replacement,Ground Inspection,Non-Pole Backlog,Down Conductor Detection (DCD), | EPSS Expulsion Fuse Replacement Ground Inspection Non-Pole Backlog Down Conductor Detection (DCD) | EPSS Expulsion Fuse Replacement Ground Inspection Non-Pole Backlog Down Conductor Detection (DCD) | EPSS,Aerial Inspection,Ground Inspection,Non-Pole Backlog, | EPSS Aerial Inspection Ground Inspection Non-Pole Backlog | EPSS Aerial Inspection Ground Inspection Non-Pole Backlog |  |  |  | , | FALSE
BOLINAS 1101CB | EPSS | EPSS | EPSS | [14 empty] | Aerial Inspection |  | Ground Inspection | Ground Inspection | Non-Pole Backlog | [17 empty] | EPSS,Non-Pole Backlog, | EPSS Non-Pole Backlog | EPSS Non-Pole Backlog | EPSS,Ground Inspection, | EPSS Ground Inspection | EPSS Ground Inspection | EPSS,Aerial Inspection,Ground Inspection, | EPSS Aerial Inspection Ground Inspection | EPSS Aerial Inspection Ground Inspection |  |  |  | , | FALSE
GREEN VALLEY 210111054 | EPSS | EPSS | EPSS | [6 empty] | Expulsion Fuse Replacement | Expulsion Fuse Replacement | [6 empty] | Aerial Inspection |  | Ground Inspection | Ground Inspection | Non-Pole Backlog | Non-Pole Backlog | Non-Pole Backlog | [15 empty] | EPSS,Expulsion Fuse Replacement,Non-Pole Backlog, | EPSS Expulsion Fuse Replacement Non-Pole Backlog | EPSS Expulsion Fuse Replacement Non-Pole Backlog | EPSS,Expulsion Fuse Replacement,Ground Inspection,Non-Pole Backlog, | EPSS Expulsion Fuse Replacement Ground Inspection Non-Pole Backlog | EPSS Expulsion Fuse Replacement Ground Inspection Non-Pole Backlog | EPSS,Aerial Inspection,Ground Inspection,Non-Pole Backlog, | EPSS Aerial Inspection Ground Inspection Non-Pole Backlog | EPSS Aerial Inspection Ground Inspection Non-Pole Backlog |  |  |  | , | FALSE
COARSEGOLD 21045310 | EPSS | EPSS | EPSS |  |  |  | Overhead Hardening |  | Overhead Hardening | [30 empty] | EPSS,Overhead Hardening, | EPSS Overhead Hardening | EPSS Overhead Hardening | EPSS, | EPSS | EPSS | EPSS,Overhead Hardening, | EPSS Overhead Hardening | EPSS Overhead Hardening |  | Line Removal | Overhead Hardening | ,Line Removal,Overhead Hardening, | Line Removal Overhead Hardening | Line Removal Overhead Hardening
SANTA YNEZ 1104Y66 | EPSS | EPSS | EPSS |  |  |  | Overhead Hardening |  |  | Expulsion Fuse Replacement | [6 empty] | Aerial Inspection | Aerial Inspection | Ground Inspection | Ground Inspection | Ground Inspection | Non-Pole Backlog | [5 empty] | Down Conductor Detection (DCD) | [11 empty] | EPSS,Overhead Hardening,Expulsion Fuse Replacement,Ground Inspection,Non-Pole Backlog,Down Conductor Detection (DCD), | EPSS Overhead Hardening Expulsion Fuse Replacement Ground Inspection Non-Pole Backlog Down Conductor Detection (DCD) | EPSS Overhead Hardening Expulsion Fuse Replacement Ground Inspection Non-Pole Backlog Down Conductor Detection (DCD) | EPSS,Aerial Inspection,Ground Inspection, | EPSS Aerial Inspection Ground Inspection | EPSS Aerial Inspection Ground Inspection | EPSS,Aerial Inspection,Ground Inspection, | EPSS Aerial Inspection Ground Inspection | EPSS Aerial Inspection Ground Inspection |  |  | Overhead Hardening | ,Overhead Hardening, | Overhead Hardening | Overhead Hardening
MIWUK 170247143 | EPSS | EPSS | EPSS | [8 empty] | Expulsion Fuse Replacement | [5 empty] | Aerial Inspection |  | Ground Inspection | Ground Inspection | Non-Pole Backlog | Non-Pole Backlog | Non-Pole Backlog | [14 empty] | Pole Backlog | EPSS,Non-Pole Backlog, | EPSS Non-Pole Backlog | EPSS Non-Pole Backlog | EPSS,Ground Inspection,Non-Pole Backlog, | EPSS Ground Inspection Non-Pole Backlog | EPSS Ground Inspection Non-Pole Backlog | EPSS,Expulsion Fuse Replacement,Aerial Inspection,Ground Inspection,Non-Pole Backlog,Pole Backlog, | EPSS Expulsion Fuse Replacement Aerial Inspection Ground Inspection Non-Pole Backlog Pole Backlog | EPSS Expulsion Fuse Replacement Aerial Inspection Ground Inspection Non-Pole Backlog Pole Backlog |  |  |  | , | FALSE
NARROWS 21052228 | EPSS | EPSS | EPSS | [6 empty] | Expulsion Fuse Replacement |  |  | Surge Arrestor Replacement |  |  |  | Aerial Inspection | Aerial Inspection | Ground Inspection | Ground Inspection |  | Non-Pole Backlog | Non-Pole Backlog | Non-Pole Backlog | [12 empty] | Pole Backlog |  |  | EPSS,Expulsion Fuse Replacement,Surge Arrestor Replacement,Ground Inspection,Non-Pole Backlog,Pole Backlog, | EPSS Expulsion Fuse Replacement Surge Arrestor Replacement Ground Inspection Non-Pole Backlog Pole Backlog | EPSS Expulsion Fuse Replacement Surge Arrestor Replacement Ground Inspection Non-Pole Backlog Pole Backlog | EPSS,Aerial Inspection,Ground Inspection,Non-Pole Backlog, | EPSS Aerial Inspection Ground Inspection Non-Pole Backlog | EPSS Aerial Inspection Ground Inspection Non-Pole Backlog | EPSS,Aerial Inspection,Non-Pole Backlog, | EPSS Aerial Inspection Non-Pole Backlog | EPSS Aerial Inspection Non-Pole Backlog |  |  |  | , | FALSE
SHADY GLEN 1101941844 | EPSS | EPSS | EPSS | [7 empty] | Expulsion Fuse Replacement | [5 empty] | Aerial Inspection | Aerial Inspection | Ground Inspection | Ground Inspection | Ground Inspection | Non-Pole Backlog | Non-Pole Backlog | [5 empty] | Down Conductor Detection (DCD) |  | Line Sensors | [5 empty] | Pole Backlog |  |  | EPSS,Ground Inspection,Non-Pole Backlog,Line Sensors,Pole Backlog, | EPSS Ground Inspection Non-Pole Backlog Line Sensors Pole Backlog | EPSS Ground Inspection Non-Pole Backlog Line Sensors Pole Backlog | EPSS,Expulsion Fuse Replacement,Aerial Inspection,Ground Inspection,Non-Pole Backlog,Down Conductor Detection (DCD), | EPSS Expulsion Fuse Replacement Aerial Inspection Ground Inspection Non-Pole Backlog Down Conductor Detection (DCD) | EPSS Expulsion Fuse Replacement Aerial Inspection Ground Inspection Non-Pole Backlog Down Conductor Detection (DCD) | EPSS,Aerial Inspection,Ground Inspection, | EPSS Aerial Inspection Ground Inspection | EPSS Aerial Inspection Ground Inspection |  |  |  | , | FALSE
LAKEWOOD 2107396264 | EPSS | EPSS | EPSS | [6 empty] | Expulsion Fuse Replacement | Expulsion Fuse Replacement | Expulsion Fuse Replacement |  |  |  |  | Aerial Inspection |  | Ground Inspection |  |  | Non-Pole Backlog |  | Non-Pole Backlog | [14 empty] | Pole Backlog | EPSS,Expulsion Fuse Replacement,Ground Inspection,Non-Pole Backlog, | EPSS Expulsion Fuse Replacement Ground Inspection Non-Pole Backlog | EPSS Expulsion Fuse Replacement Ground Inspection Non-Pole Backlog | EPSS,Expulsion Fuse Replacement,Aerial Inspection, | EPSS Expulsion Fuse Replacement Aerial Inspection | EPSS Expulsion Fuse Replacement Aerial Inspection | EPSS,Expulsion Fuse Replacement,Non-Pole Backlog,Pole Backlog, | EPSS Expulsion Fuse Replacement Non-Pole Backlog Pole Backlog | EPSS Expulsion Fuse Replacement Non-Pole Backlog Pole Backlog |  |  |  | , | FALSE
ROSSMOOR 110639424 | EPSS | EPSS | EPSS | [7 empty] | Expulsion Fuse Replacement | [6 empty] | Aerial Inspection |  | Ground Inspection | [19 empty] | EPSS, | EPSS | EPSS | EPSS,Expulsion Fuse Replacement,Ground Inspection, | EPSS Expulsion Fuse Replacement Ground Inspection | EPSS Expulsion Fuse Replacement Ground Inspection | EPSS,Aerial Inspection, | EPSS Aerial Inspection | EPSS Aerial Inspection |  |  |  | , | FALSE
HALF MOON BAY 1103695411 | EPSS | EPSS | EPSS | [13 empty] | Aerial Inspection |  | Ground Inspection | [11 empty] | Line Sensors | [8 empty] | EPSS,Ground Inspection,Line Sensors, | EPSS Ground Inspection Line Sensors | EPSS Ground Inspection Line Sensors | EPSS,Aerial Inspection, | EPSS Aerial Inspection | EPSS Aerial Inspection | EPSS, | EPSS | EPSS |  |  |  | , | FALSE
PEORIA 1704CB | EPSS | EPSS | EPSS | [6 empty] | Expulsion Fuse Replacement |  |  | Surge Arrestor Replacement |  |  |  |  | Aerial Inspection |  | Ground Inspection | Ground Inspection |  |  | Non-Pole Backlog | [15 empty] | EPSS,Expulsion Fuse Replacement,Surge Arrestor Replacement, | EPSS Expulsion Fuse Replacement Surge Arrestor Replacement | EPSS Expulsion Fuse Replacement Surge Arrestor Replacement | EPSS,Ground Inspection, | EPSS Ground Inspection | EPSS Ground Inspection | EPSS,Aerial Inspection,Ground Inspection,Non-Pole Backlog, | EPSS Aerial Inspection Ground Inspection Non-Pole Backlog | EPSS Aerial Inspection Ground Inspection Non-Pole Backlog |  |  |  | , | FALSE
CAMP EVERS 210694770 | EPSS | EPSS | EPSS | [7 empty] | Expulsion Fuse Replacement | Expulsion Fuse Replacement | [5 empty] | Aerial Inspection |  | Ground Inspection | Ground Inspection | Non-Pole Backlog | Non-Pole Backlog | Non-Pole Backlog | [15 empty] | EPSS,Non-Pole Backlog, | EPSS Non-Pole Backlog | EPSS Non-Pole Backlog | EPSS,Expulsion Fuse Replacement,Ground Inspection,Non-Pole Backlog, | EPSS Expulsion Fuse Replacement Ground Inspection Non-Pole Backlog | EPSS Expulsion Fuse Replacement Ground Inspection Non-Pole Backlog | EPSS,Expulsion Fuse Replacement,Aerial Inspection,Ground Inspection,Non-Pole Backlog, | EPSS Expulsion Fuse Replacement Aerial Inspection Ground Inspection Non-Pole Backlog | EPSS Expulsion Fuse Replacement Aerial Inspection Ground Inspection Non-Pole Backlog |  |  |  | , | FALSE
SAN CARLOS 1103586832 | EPSS | EPSS | EPSS | [8 empty] | Expulsion Fuse Replacement |  |  |  |  | Aerial Inspection | Aerial Inspection | Ground Inspection | Ground Inspection |  | Non-Pole Backlog | Non-Pole Backlog | [5 empty] | Down Conductor Detection (DCD) | [10 empty] | EPSS,Ground Inspection,Non-Pole Backlog, | EPSS Ground Inspection Non-Pole Backlog | EPSS Ground Inspection Non-Pole Backlog | EPSS,Aerial Inspection,Ground Inspection,Non-Pole Backlog,Down Conductor Detection (DCD), | EPSS Aerial Inspection Ground Inspection Non-Pole Backlog Down Conductor Detection (DCD) | EPSS Aerial Inspection Ground Inspection Non-Pole Backlog Down Conductor Detection (DCD) | EPSS,Expulsion Fuse Replacement,Aerial Inspection, | EPSS Expulsion Fuse Replacement Aerial Inspection | EPSS Expulsion Fuse Replacement Aerial Inspection |  |  |  | , | FALSE
CALISTOGA 110266730 | EPSS | EPSS | EPSS | [13 empty] | Aerial Inspection |  |  |  | Ground Inspection | [18 empty] | EPSS, | EPSS | EPSS | EPSS,Aerial Inspection, | EPSS Aerial Inspection | EPSS Aerial Inspection | EPSS,Ground Inspection, | EPSS Ground Inspection | EPSS Ground Inspection |  |  |  | , | FALSE
TASSAJARA 2113MR276 | EPSS | EPSS | EPSS | [6 empty] | Expulsion Fuse Replacement | [7 empty] | Aerial Inspection |  | Ground Inspection | Ground Inspection | Non-Pole Backlog | [6 empty] | Down Conductor Detection (DCD) | [10 empty] | EPSS,Expulsion Fuse Replacement,Non-Pole Backlog, | EPSS Expulsion Fuse Replacement Non-Pole Backlog | EPSS Expulsion Fuse Replacement Non-Pole Backlog | EPSS,Ground Inspection,Down Conductor Detection (DCD), | EPSS Ground Inspection Down Conductor Detection (DCD) | EPSS Ground Inspection Down Conductor Detection (DCD) | EPSS,Aerial Inspection,Ground Inspection, | EPSS Aerial Inspection Ground Inspection | EPSS Aerial Inspection Ground Inspection |  |  |  | , | FALSE
ALTO 11221212 | EPSS | EPSS | EPSS | [17 empty] | Ground Inspection | Non-Pole Backlog | [6 empty] | Down Conductor Detection (DCD) | [10 empty] | EPSS,Non-Pole Backlog, | EPSS Non-Pole Backlog | EPSS Non-Pole Backlog | EPSS,Down Conductor Detection (DCD), | EPSS Down Conductor Detection (DCD) | EPSS Down Conductor Detection (DCD) | EPSS,Ground Inspection, | EPSS Ground Inspection | EPSS Ground Inspection |  |  |  | , | FALSE
OLETA 110113478 | EPSS | EPSS | EPSS | [6 empty] | Expulsion Fuse Replacement | [6 empty] | Aerial Inspection | Aerial Inspection | Ground Inspection | Ground Inspection | Ground Inspection | Non-Pole Backlog | Non-Pole Backlog |  |  |  |  | Down Conductor Detection (DCD) | [8 empty] | Pole Backlog |  |  | EPSS,Expulsion Fuse Replacement,Ground Inspection,Non-Pole Backlog,Down Conductor Detection (DCD),Pole Backlog, | EPSS Expulsion Fuse Replacement Ground Inspection Non-Pole Backlog Down Conductor Detection (DCD) Pole Backlog | EPSS Expulsion Fuse Replacement Ground Inspection Non-Pole Backlog Down Conductor Detection (DCD) Pole Backlog | EPSS,Aerial Inspection,Ground Inspection,Non-Pole Backlog, | EPSS Aerial Inspection Ground Inspection Non-Pole Backlog | EPSS Aerial Inspection Ground Inspection Non-Pole Backlog | EPSS,Aerial Inspection,Ground Inspection, | EPSS Aerial Inspection Ground Inspection | EPSS Aerial Inspection Ground Inspection |  |  |  | , | FALSE
OLETA 11011217 | EPSS | EPSS | EPSS | [6 empty] | Expulsion Fuse Replacement | [6 empty] | Aerial Inspection | Aerial Inspection |  | Ground Inspection | Ground Inspection | Non-Pole Backlog | [5 empty] | Down Conductor Detection (DCD) | [11 empty] | EPSS,Expulsion Fuse Replacement,Non-Pole Backlog,Down Conductor Detection (DCD), | EPSS Expulsion Fuse Replacement Non-Pole Backlog Down Conductor Detection (DCD) | EPSS Expulsion Fuse Replacement Non-Pole Backlog Down Conductor Detection (DCD) | EPSS,Aerial Inspection,Ground Inspection, | EPSS Aerial Inspection Ground Inspection | EPSS Aerial Inspection Ground Inspection | EPSS,Aerial Inspection,Ground Inspection, | EPSS Aerial Inspection Ground Inspection | EPSS Aerial Inspection Ground Inspection |  |  |  | , | FALSE
WEIMAR 11022038 | EPSS | EPSS | EPSS | [7 empty] | Expulsion Fuse Replacement | Expulsion Fuse Replacement |  |  |  |  | Aerial Inspection | Aerial Inspection | Ground Inspection | Ground Inspection | Ground Inspection | Non-Pole Backlog | Non-Pole Backlog | [7 empty] | Line Sensors |  |  | Line Removal |  |  | Pole Backlog |  |  | EPSS,Ground Inspection,Non-Pole Backlog,Line Sensors,Line Removal,Pole Backlog, | EPSS Ground Inspection Non-Pole Backlog Line Sensors Line Removal Pole Backlog | EPSS Ground Inspection Non-Pole Backlog Line Sensors Line Removal Pole Backlog | EPSS,Expulsion Fuse Replacement,Aerial Inspection,Ground Inspection,Non-Pole Backlog, | EPSS Expulsion Fuse Replacement Aerial Inspection Ground Inspection Non-Pole Backlog | EPSS Expulsion Fuse Replacement Aerial Inspection Ground Inspection Non-Pole Backlog | EPSS,Expulsion Fuse Replacement,Aerial Inspection,Ground Inspection, | EPSS Expulsion Fuse Replacement Aerial Inspection Ground Inspection | EPSS Expulsion Fuse Replacement Aerial Inspection Ground Inspection |  |  |  | , | FALSE
FITCH MOUNTAIN 1113356 | EPSS | EPSS | EPSS | [6 empty] | Expulsion Fuse Replacement | [6 empty] | Aerial Inspection | Aerial Inspection | Ground Inspection | Ground Inspection | Ground Inspection | Non-Pole Backlog | Non-Pole Backlog | Non-Pole Backlog | [15 empty] | EPSS,Expulsion Fuse Replacement,Ground Inspection,Non-Pole Backlog, | EPSS Expulsion Fuse Replacement Ground Inspection Non-Pole Backlog | EPSS Expulsion Fuse Replacement Ground Inspection Non-Pole Backlog | EPSS,Aerial Inspection,Ground Inspection,Non-Pole Backlog, | EPSS Aerial Inspection Ground Inspection Non-Pole Backlog | EPSS Aerial Inspection Ground Inspection Non-Pole Backlog | EPSS,Aerial Inspection,Ground Inspection,Non-Pole Backlog, | EPSS Aerial Inspection Ground Inspection Non-Pole Backlog | EPSS Aerial Inspection Ground Inspection Non-Pole Backlog |  |  |  | , | FALSE
LAS GALLINAS A 1105532 | EPSS | EPSS | EPSS | [13 empty] | Aerial Inspection | Aerial Inspection | Ground Inspection | Ground Inspection | Ground Inspection |  | Non-Pole Backlog | [16 empty] | EPSS,Ground Inspection, | EPSS Ground Inspection | EPSS Ground Inspection | EPSS,Aerial Inspection,Ground Inspection,Non-Pole Backlog, | EPSS Aerial Inspection Ground Inspection Non-Pole Backlog | EPSS Aerial Inspection Ground Inspection Non-Pole Backlog | EPSS,Aerial Inspection,Ground Inspection, | EPSS Aerial Inspection Ground Inspection | EPSS Aerial Inspection Ground Inspection |  |  |  | , | FALSE
CORRAL 110214028 | EPSS | EPSS | EPSS | [6 empty] | Expulsion Fuse Replacement | Expulsion Fuse Replacement |  | Surge Arrestor Replacement |  |  |  | Aerial Inspection | Aerial Inspection | Ground Inspection | Ground Inspection |  | Non-Pole Backlog |  | Non-Pole Backlog | [15 empty] | EPSS,Expulsion Fuse Replacement,Surge Arrestor Replacement,Ground Inspection,Non-Pole Backlog, | EPSS Expulsion Fuse Replacement Surge Arrestor Replacement Ground Inspection Non-Pole Backlog | EPSS Expulsion Fuse Replacement Surge Arrestor Replacement Ground Inspection Non-Pole Backlog | EPSS,Expulsion Fuse Replacement,Aerial Inspection,Ground Inspection, | EPSS Expulsion Fuse Replacement Aerial Inspection Ground Inspection | EPSS Expulsion Fuse Replacement Aerial Inspection Ground Inspection | EPSS,Aerial Inspection,Non-Pole Backlog, | EPSS Aerial Inspection Non-Pole Backlog | EPSS Aerial Inspection Non-Pole Backlog |  |  |  | , | FALSE
DIAMOND SPRINGS 11039432 | EPSS | EPSS | EPSS | [6 empty] | Expulsion Fuse Replacement | Expulsion Fuse Replacement | Expulsion Fuse Replacement |  |  |  |  | Aerial Inspection | Aerial Inspection | Ground Inspection | Ground Inspection | Ground Inspection | Non-Pole Backlog | [5 empty] | Down Conductor Detection (DCD) | [11 empty] | EPSS,Expulsion Fuse Replacement,Ground Inspection,Non-Pole Backlog,Down Conductor Detection (DCD), | EPSS Expulsion Fuse Replacement Ground Inspection Non-Pole Backlog Down Conductor Detection (DCD) | EPSS Expulsion Fuse Replacement Ground Inspection Non-Pole Backlog Down Conductor Detection (DCD) | EPSS,Expulsion Fuse Replacement,Aerial Inspection,Ground Inspection, | EPSS Expulsion Fuse Replacement Aerial Inspection Ground Inspection | EPSS Expulsion Fuse Replacement Aerial Inspection Ground Inspection | EPSS,Expulsion Fuse Replacement,Aerial Inspection,Ground Inspection, | EPSS Expulsion Fuse Replacement Aerial Inspection Ground Inspection | EPSS Expulsion Fuse Replacement Aerial Inspection Ground Inspection |  |  |  | , | FALSE
CLAYTON 22159765 | EPSS | EPSS | EPSS | [6 empty] | Expulsion Fuse Replacement | [6 empty] | Aerial Inspection | Aerial Inspection | Ground Inspection | Ground Inspection | Ground Inspection | [9 empty] | Line Sensors | [8 empty] | EPSS,Expulsion Fuse Replacement,Ground Inspection,Line Sensors, | EPSS Expulsion Fuse Replacement Ground Inspection Line Sensors | EPSS Expulsion Fuse Replacement Ground Inspection Line Sensors | EPSS,Aerial Inspection,Ground Inspection, | EPSS Aerial Inspection Ground Inspection | EPSS Aerial Inspection Ground Inspection | EPSS,Aerial Inspection,Ground Inspection, | EPSS Aerial Inspection Ground Inspection | EPSS Aerial Inspection Ground Inspection |  |  |  | , | FALSE
WILLITS 110391810 | EPSS | EPSS | EPSS | [6 empty] | Expulsion Fuse Replacement | Expulsion Fuse Replacement | [6 empty] | Aerial Inspection |  | Ground Inspection | Ground Inspection | Non-Pole Backlog | [5 empty] | Down Conductor Detection (DCD) | [11 empty] | EPSS,Expulsion Fuse Replacement,Non-Pole Backlog,Down Conductor Detection (DCD), | EPSS Expulsion Fuse Replacement Non-Pole Backlog Down Conductor Detection (DCD) | EPSS Expulsion Fuse Replacement Non-Pole Backlog Down Conductor Detection (DCD) | EPSS,Expulsion Fuse Replacement,Ground Inspection, | EPSS Expulsion Fuse Replacement Ground Inspection | EPSS Expulsion Fuse Replacement Ground Inspection | EPSS,Aerial Inspection,Ground Inspection, | EPSS Aerial Inspection Ground Inspection | EPSS Aerial Inspection Ground Inspection |  |  |  | , | FALSE
ORINDA 0402402/2 LR | EPSS | EPSS | EPSS | [13 empty] | Aerial Inspection |  | Ground Inspection | [20 empty] | EPSS,Ground Inspection, | EPSS Ground Inspection | EPSS Ground Inspection | EPSS,Aerial Inspection, | EPSS Aerial Inspection | EPSS Aerial Inspection | EPSS, | EPSS | EPSS |  |  |  | , | FALSE
STELLING 1110LL72 | EPSS | EPSS | EPSS | [8 empty] | Expulsion Fuse Replacement | [5 empty] | Aerial Inspection | Ground Inspection | Ground Inspection | [8 empty] | Down Conductor Detection (DCD) | [10 empty] | EPSS,Ground Inspection, | EPSS Ground Inspection | EPSS Ground Inspection | EPSS,Ground Inspection,Down Conductor Detection (DCD), | EPSS Ground Inspection Down Conductor Detection (DCD) | EPSS Ground Inspection Down Conductor Detection (DCD) | EPSS,Expulsion Fuse Replacement,Aerial Inspection, | EPSS Expulsion Fuse Replacement Aerial Inspection | EPSS Expulsion Fuse Replacement Aerial Inspection |  |  |  | , | FALSE
MONTE RIO 11131313 | EPSS | EPSS | EPSS | [7 empty] | Expulsion Fuse Replacement | [9 empty] | Ground Inspection | Non-Pole Backlog | [5 empty] | Down Conductor Detection (DCD) | [11 empty] | EPSS,Non-Pole Backlog,Down Conductor Detection (DCD), | EPSS Non-Pole Backlog Down Conductor Detection (DCD) | EPSS Non-Pole Backlog Down Conductor Detection (DCD) | EPSS,Expulsion Fuse Replacement, | EPSS Expulsion Fuse Replacement | EPSS Expulsion Fuse Replacement | EPSS,Ground Inspection, | EPSS Ground Inspection | EPSS Ground Inspection |  |  |  | , | FALSE
HATTON 11029642 | EPSS | EPSS | EPSS | [8 empty] | Expulsion Fuse Replacement |  |  |  |  | Aerial Inspection |  | Ground Inspection |  |  | Non-Pole Backlog | [6 empty] | Down Conductor Detection (DCD) | [10 empty] | EPSS,Ground Inspection,Non-Pole Backlog, | EPSS Ground Inspection Non-Pole Backlog | EPSS Ground Inspection Non-Pole Backlog | EPSS,Aerial Inspection,Down Conductor Detection (DCD), | EPSS Aerial Inspection Down Conductor Detection (DCD) | EPSS Aerial Inspection Down Conductor Detection (DCD) | EPSS,Expulsion Fuse Replacement, | EPSS Expulsion Fuse Replacement | EPSS Expulsion Fuse Replacement |  |  |  | , | FALSE
COVELO 1101679050 | EPSS | EPSS | EPSS | [13 empty] | Aerial Inspection |  | Ground Inspection | Ground Inspection | [7 empty] | Down Conductor Detection (DCD) | [11 empty] | EPSS,Ground Inspection,Down Conductor Detection (DCD), | EPSS Ground Inspection Down Conductor Detection (DCD) | EPSS Ground Inspection Down Conductor Detection (DCD) | EPSS,Aerial Inspection,Ground Inspection, | EPSS Aerial Inspection Ground Inspection | EPSS Aerial Inspection Ground Inspection | EPSS, | EPSS | EPSS |  |  |  | , | FALSE
BRUNSWICK 1103904574 | EPSS | EPSS | EPSS | [7 empty] | Expulsion Fuse Replacement | [6 empty] | Aerial Inspection |  | Ground Inspection | Ground Inspection |  | Non-Pole Backlog | Non-Pole Backlog | [15 empty] | EPSS, | EPSS | EPSS | EPSS,Expulsion Fuse Replacement,Ground Inspection,Non-Pole Backlog, | EPSS Expulsion Fuse Replacement Ground Inspection Non-Pole Backlog | EPSS Expulsion Fuse Replacement Ground Inspection Non-Pole Backlog | EPSS,Aerial Inspection,Ground Inspection,Non-Pole Backlog, | EPSS Aerial Inspection Ground Inspection Non-Pole Backlog | EPSS Aerial Inspection Ground Inspection Non-Pole Backlog |  |  |  | , | FALSE
MONTE RIO 1113320 | EPSS | EPSS | EPSS | [7 empty] | Expulsion Fuse Replacement | [6 empty] | Aerial Inspection |  | Ground Inspection | Ground Inspection | Non-Pole Backlog | [5 empty] | Down Conductor Detection (DCD) | [11 empty] | EPSS,Non-Pole Backlog,Down Conductor Detection (DCD), | EPSS Non-Pole Backlog Down Conductor Detection (DCD) | EPSS Non-Pole Backlog Down Conductor Detection (DCD) | EPSS,Expulsion Fuse Replacement,Ground Inspection, | EPSS Expulsion Fuse Replacement Ground Inspection | EPSS Expulsion Fuse Replacement Ground Inspection | EPSS,Aerial Inspection,Ground Inspection, | EPSS Aerial Inspection Ground Inspection | EPSS Aerial Inspection Ground Inspection |  |  |  | , | FALSE
STANISLAUS 17021850 | EPSS | EPSS | EPSS | [7 empty] | Expulsion Fuse Replacement | Expulsion Fuse Replacement | [5 empty] | Aerial Inspection |  | Ground Inspection | Ground Inspection | Non-Pole Backlog | Non-Pole Backlog | Non-Pole Backlog |  |  |  | Down Conductor Detection (DCD) | [8 empty] | Pole Backlog |  | Pole Backlog | EPSS,Non-Pole Backlog,Down Conductor Detection (DCD),Pole Backlog, | EPSS Non-Pole Backlog Down Conductor Detection (DCD) Pole Backlog | EPSS Non-Pole Backlog Down Conductor Detection (DCD) Pole Backlog | EPSS,Expulsion Fuse Replacement,Ground Inspection,Non-Pole Backlog, | EPSS Expulsion Fuse Replacement Ground Inspection Non-Pole Backlog | EPSS Expulsion Fuse Replacement Ground Inspection Non-Pole Backlog | EPSS,Expulsion Fuse Replacement,Aerial Inspection,Ground Inspection,Non-Pole Backlog,Pole Backlog, | EPSS Expulsion Fuse Replacement Aerial Inspection Ground Inspection Non-Pole Backlog Pole Backlog | EPSS Expulsion Fuse Replacement Aerial Inspection Ground Inspection Non-Pole Backlog Pole Backlog |  |  |  | , | FALSE
OAKLAND X 1104391688 | EPSS | EPSS | EPSS | [8 empty] | Expulsion Fuse Replacement | [5 empty] | Aerial Inspection |  | Ground Inspection |  | Non-Pole Backlog | Non-Pole Backlog | Non-Pole Backlog |  |  |  |  | Down Conductor Detection (DCD) | [10 empty] | EPSS,Non-Pole Backlog, | EPSS Non-Pole Backlog | EPSS Non-Pole Backlog | EPSS,Ground Inspection,Non-Pole Backlog,Down Conductor Detection (DCD), | EPSS Ground Inspection Non-Pole Backlog Down Conductor Detection (DCD) | EPSS Ground Inspection Non-Pole Backlog Down Conductor Detection (DCD) | EPSS,Expulsion Fuse Replacement,Aerial Inspection,Non-Pole Backlog, | EPSS Expulsion Fuse Replacement Aerial Inspection Non-Pole Backlog | EPSS Expulsion Fuse Replacement Aerial Inspection Non-Pole Backlog |  |  |  | , | FALSE
MIRABEL 1101116 | EPSS | EPSS | EPSS |  |  |  | Overhead Hardening | [10 empty] | Aerial Inspection |  | Ground Inspection | Ground Inspection | [6 empty] | Down Conductor Detection (DCD) | [11 empty] | EPSS,Overhead Hardening,Down Conductor Detection (DCD), | EPSS Overhead Hardening Down Conductor Detection (DCD) | EPSS Overhead Hardening Down Conductor Detection (DCD) | EPSS,Ground Inspection, | EPSS Ground Inspection | EPSS Ground Inspection | EPSS,Aerial Inspection,Ground Inspection, | EPSS Aerial Inspection Ground Inspection | EPSS Aerial Inspection Ground Inspection |  |  |  | , | FALSE
MORAGA 1101822414 | EPSS | EPSS | EPSS | [7 empty] | Expulsion Fuse Replacement | Expulsion Fuse Replacement |  |  |  |  | Aerial Inspection | Aerial Inspection | Ground Inspection | Ground Inspection | Ground Inspection | Non-Pole Backlog | Non-Pole Backlog | [7 empty] | Line Sensors | [8 empty] | EPSS,Ground Inspection,Non-Pole Backlog,Line Sensors, | EPSS Ground Inspection Non-Pole Backlog Line Sensors | EPSS Ground Inspection Non-Pole Backlog Line Sensors | EPSS,Expulsion Fuse Replacement,Aerial Inspection,Ground Inspection,Non-Pole Backlog, | EPSS Expulsion Fuse Replacement Aerial Inspection Ground Inspection Non-Pole Backlog | EPSS Expulsion Fuse Replacement Aerial Inspection Ground Inspection Non-Pole Backlog | EPSS,Expulsion Fuse Replacement,Aerial Inspection,Ground Inspection, | EPSS Expulsion Fuse Replacement Aerial Inspection Ground Inspection | EPSS Expulsion Fuse Replacement Aerial Inspection Ground Inspection |  |  |  | , | FALSE
SANTA ROSA A 1104220 | EPSS | EPSS | EPSS | [6 empty] | Expulsion Fuse Replacement | Expulsion Fuse Replacement | [5 empty] | Aerial Inspection | Aerial Inspection | Ground Inspection | Ground Inspection | Ground Inspection | Non-Pole Backlog | Non-Pole Backlog |  |  |  |  | Down Conductor Detection (DCD) |  |  | Line Sensors | [8 empty] | EPSS,Expulsion Fuse Replacement,Ground Inspection,Non-Pole Backlog,Down Conductor Detection (DCD),Line Sensors, | EPSS Expulsion Fuse Replacement Ground Inspection Non-Pole Backlog Down Conductor Detection (DCD) Line Sensors | EPSS Expulsion Fuse Replacement Ground Inspection Non-Pole Backlog Down Conductor Detection (DCD) Line Sensors | EPSS,Expulsion Fuse Replacement,Aerial Inspection,Ground Inspection,Non-Pole Backlog, | EPSS Expulsion Fuse Replacement Aerial Inspection Ground Inspection Non-Pole Backlog | EPSS Expulsion Fuse Replacement Aerial Inspection Ground Inspection Non-Pole Backlog | EPSS,Aerial Inspection,Ground Inspection, | EPSS Aerial Inspection Ground Inspection | EPSS Aerial Inspection Ground Inspection |  |  |  | , | FALSE
UPPER LAKE 1101660 | EPSS | EPSS | EPSS | [14 empty] | Aerial Inspection |  | Ground Inspection |  | Non-Pole Backlog | [5 empty] | Down Conductor Detection (DCD) | [11 empty] | EPSS,Non-Pole Backlog,Down Conductor Detection (DCD), | EPSS Non-Pole Backlog Down Conductor Detection (DCD) | EPSS Non-Pole Backlog Down Conductor Detection (DCD) | EPSS,Ground Inspection, | EPSS Ground Inspection | EPSS Ground Inspection | EPSS,Aerial Inspection, | EPSS Aerial Inspection | EPSS Aerial Inspection |  |  |  | , | FALSE
PENRYN 11032198 | EPSS | EPSS | EPSS | [6 empty] | Expulsion Fuse Replacement | [6 empty] | Aerial Inspection | Aerial Inspection | Ground Inspection | Ground Inspection | Ground Inspection | Non-Pole Backlog | Non-Pole Backlog | Non-Pole Backlog |  |  |  |  | Down Conductor Detection (DCD) | [7 empty] | Pole Backlog |  | Pole Backlog | EPSS,Expulsion Fuse Replacement,Ground Inspection,Non-Pole Backlog,Pole Backlog, | EPSS Expulsion Fuse Replacement Ground Inspection Non-Pole Backlog Pole Backlog | EPSS Expulsion Fuse Replacement Ground Inspection Non-Pole Backlog Pole Backlog | EPSS,Aerial Inspection,Ground Inspection,Non-Pole Backlog,Down Conductor Detection (DCD), | EPSS Aerial Inspection Ground Inspection Non-Pole Backlog Down Conductor Detection (DCD) | EPSS Aerial Inspection Ground Inspection Non-Pole Backlog Down Conductor Detection (DCD) | EPSS,Aerial Inspection,Ground Inspection,Non-Pole Backlog,Pole Backlog, | EPSS Aerial Inspection Ground Inspection Non-Pole Backlog Pole Backlog | EPSS Aerial Inspection Ground Inspection Non-Pole Backlog Pole Backlog |  |  |  | , | FALSE
SILVERADO 2102636 | EPSS | EPSS | EPSS | [6 empty] | Expulsion Fuse Replacement | Expulsion Fuse Replacement | [5 empty] | Aerial Inspection | Aerial Inspection | Ground Inspection | Ground Inspection | Ground Inspection | Non-Pole Backlog | [17 empty] | EPSS,Expulsion Fuse Replacement,Ground Inspection,Non-Pole Backlog, | EPSS Expulsion Fuse Replacement Ground Inspection Non-Pole Backlog | EPSS Expulsion Fuse Replacement Ground Inspection Non-Pole Backlog | EPSS,Expulsion Fuse Replacement,Aerial Inspection,Ground Inspection, | EPSS Expulsion Fuse Replacement Aerial Inspection Ground Inspection | EPSS Expulsion Fuse Replacement Aerial Inspection Ground Inspection | EPSS,Aerial Inspection,Ground Inspection, | EPSS Aerial Inspection Ground Inspection | EPSS Aerial Inspection Ground Inspection |  |  |  | , | FALSE
SHADY GLEN 1101CB | EPSS | EPSS | EPSS | [9 empty] | Surge Arrestor Replacement |  |  |  |  | Aerial Inspection |  | Ground Inspection |  | Non-Pole Backlog | [8 empty] | Line Sensors | [8 empty] | EPSS,Surge Arrestor Replacement,Non-Pole Backlog,Line Sensors, | EPSS Surge Arrestor Replacement Non-Pole Backlog Line Sensors | EPSS Surge Arrestor Replacement Non-Pole Backlog Line Sensors | EPSS,Ground Inspection, | EPSS Ground Inspection | EPSS Ground Inspection | EPSS,Aerial Inspection, | EPSS Aerial Inspection | EPSS Aerial Inspection |  |  |  | , | FALSE
MIRABEL 1101298 | EPSS | EPSS | EPSS | [7 empty] | Expulsion Fuse Replacement | [6 empty] | Aerial Inspection |  | Ground Inspection | Ground Inspection | Non-Pole Backlog | [5 empty] | Down Conductor Detection (DCD) | [11 empty] | EPSS,Non-Pole Backlog,Down Conductor Detection (DCD), | EPSS Non-Pole Backlog Down Conductor Detection (DCD) | EPSS Non-Pole Backlog Down Conductor Detection (DCD) | EPSS,Expulsion Fuse Replacement,Ground Inspection, | EPSS Expulsion Fuse Replacement Ground Inspection | EPSS Expulsion Fuse Replacement Ground Inspection | EPSS,Aerial Inspection,Ground Inspection, | EPSS Aerial Inspection Ground Inspection | EPSS Aerial Inspection Ground Inspection |  |  |  | , | FALSE
PEORIA 170590374 | EPSS | EPSS | EPSS | [8 empty] | Expulsion Fuse Replacement |  |  |  |  | Aerial Inspection | Aerial Inspection | Ground Inspection | Ground Inspection | Ground Inspection | Non-Pole Backlog | [5 empty] | Down Conductor Detection (DCD) | [11 empty] | EPSS,Ground Inspection,Non-Pole Backlog,Down Conductor Detection (DCD), | EPSS Ground Inspection Non-Pole Backlog Down Conductor Detection (DCD) | EPSS Ground Inspection Non-Pole Backlog Down Conductor Detection (DCD) | EPSS,Aerial Inspection,Ground Inspection, | EPSS Aerial Inspection Ground Inspection | EPSS Aerial Inspection Ground Inspection | EPSS,Expulsion Fuse Replacement,Aerial Inspection,Ground Inspection, | EPSS Expulsion Fuse Replacement Aerial Inspection Ground Inspection | EPSS Expulsion Fuse Replacement Aerial Inspection Ground Inspection |  |  |  | , | FALSE
CAMP EVERS 21067603 | EPSS | EPSS | EPSS | [14 empty] | Aerial Inspection |  | Ground Inspection | Ground Inspection | [18 empty] | EPSS, | EPSS | EPSS | EPSS,Ground Inspection, | EPSS Ground Inspection | EPSS Ground Inspection | EPSS,Aerial Inspection,Ground Inspection, | EPSS Aerial Inspection Ground Inspection | EPSS Aerial Inspection Ground Inspection |  |  |  | , | FALSE
POSO MOUNTAIN 2103CB | EPSS | EPSS | EPSS | [6 empty] | Expulsion Fuse Replacement | [6 empty] | Aerial Inspection | Aerial Inspection | Ground Inspection | Ground Inspection |  | Non-Pole Backlog | Non-Pole Backlog | [13 empty] | Pole Backlog |  |  | EPSS,Expulsion Fuse Replacement,Ground Inspection,Non-Pole Backlog,Pole Backlog, | EPSS Expulsion Fuse Replacement Ground Inspection Non-Pole Backlog Pole Backlog | EPSS Expulsion Fuse Replacement Ground Inspection Non-Pole Backlog Pole Backlog | EPSS,Aerial Inspection,Ground Inspection,Non-Pole Backlog, | EPSS Aerial Inspection Ground Inspection Non-Pole Backlog | EPSS Aerial Inspection Ground Inspection Non-Pole Backlog | EPSS,Aerial Inspection, | EPSS Aerial Inspection | EPSS Aerial Inspection |  | Line Removal |  | ,Line Removal, | Line Removal | Line Removal
DESCHUTES 11011580 | EPSS | EPSS | EPSS | [6 empty] | Expulsion Fuse Replacement | Expulsion Fuse Replacement |  |  |  |  | Aerial Inspection |  | Aerial Inspection |  | Ground Inspection | Ground Inspection | Non-Pole Backlog | Non-Pole Backlog |  |  |  |  | Down Conductor Detection (DCD) | [11 empty] | EPSS,Expulsion Fuse Replacement,Aerial Inspection,Non-Pole Backlog,Down Conductor Detection (DCD), | EPSS Expulsion Fuse Replacement Aerial Inspection Non-Pole Backlog Down Conductor Detection (DCD) | EPSS Expulsion Fuse Replacement Aerial Inspection Non-Pole Backlog Down Conductor Detection (DCD) | EPSS,Expulsion Fuse Replacement,Ground Inspection,Non-Pole Backlog, | EPSS Expulsion Fuse Replacement Ground Inspection Non-Pole Backlog | EPSS Expulsion Fuse Replacement Ground Inspection Non-Pole Backlog | EPSS,Aerial Inspection,Ground Inspection, | EPSS Aerial Inspection Ground Inspection | EPSS Aerial Inspection Ground Inspection |  | Line Removal |  | ,Line Removal, | Line Removal | Line Removal
BRIDGEVILLE 110169866 | EPSS | EPSS | EPSS | [7 empty] | Expulsion Fuse Replacement | [5 empty] | Aerial Inspection | Aerial Inspection | Ground Inspection | Ground Inspection | [7 empty] | Down Conductor Detection (DCD) | [11 empty] | EPSS,Ground Inspection,Down Conductor Detection (DCD), | EPSS Ground Inspection Down Conductor Detection (DCD) | EPSS Ground Inspection Down Conductor Detection (DCD) | EPSS,Expulsion Fuse Replacement,Aerial Inspection,Ground Inspection, | EPSS Expulsion Fuse Replacement Aerial Inspection Ground Inspection | EPSS Expulsion Fuse Replacement Aerial Inspection Ground Inspection | EPSS,Aerial Inspection, | EPSS Aerial Inspection | EPSS Aerial Inspection |  |  |  | , | FALSE
CLARK ROAD 1102212118 | EPSS | EPSS | EPSS | [6 empty] | Expulsion Fuse Replacement | [6 empty] | Aerial Inspection |  | Ground Inspection |  | Ground Inspection | [18 empty] | EPSS,Expulsion Fuse Replacement,Ground Inspection, | EPSS Expulsion Fuse Replacement Ground Inspection | EPSS Expulsion Fuse Replacement Ground Inspection | EPSS,Aerial Inspection, | EPSS Aerial Inspection | EPSS Aerial Inspection | EPSS,Ground Inspection, | EPSS Ground Inspection | EPSS Ground Inspection |  |  |  | , | FALSE
SAN JOAQUIN #3 1103CB | EPSS | EPSS | EPSS | [6 empty] | Expulsion Fuse Replacement | [6 empty] | Aerial Inspection | Aerial Inspection | Ground Inspection | Ground Inspection | Ground Inspection | Non-Pole Backlog |  | Non-Pole Backlog | [15 empty] | EPSS,Expulsion Fuse Replacement,Ground Inspection,Non-Pole Backlog, | EPSS Expulsion Fuse Replacement Ground Inspection Non-Pole Backlog | EPSS Expulsion Fuse Replacement Ground Inspection Non-Pole Backlog | EPSS,Aerial Inspection,Ground Inspection, | EPSS Aerial Inspection Ground Inspection | EPSS Aerial Inspection Ground Inspection | EPSS,Aerial Inspection,Ground Inspection,Non-Pole Backlog, | EPSS Aerial Inspection Ground Inspection Non-Pole Backlog | EPSS Aerial Inspection Ground Inspection Non-Pole Backlog |  |  |  | , | FALSE
FULTON 1102287172 | EPSS | EPSS | EPSS | [6 empty] | Expulsion Fuse Replacement | [7 empty] | Aerial Inspection |  | Ground Inspection | Ground Inspection | Non-Pole Backlog | [5 empty] | Down Conductor Detection (DCD) | [11 empty] | EPSS,Expulsion Fuse Replacement,Non-Pole Backlog,Down Conductor Detection (DCD), | EPSS Expulsion Fuse Replacement Non-Pole Backlog Down Conductor Detection (DCD) | EPSS Expulsion Fuse Replacement Non-Pole Backlog Down Conductor Detection (DCD) | EPSS,Ground Inspection, | EPSS Ground Inspection | EPSS Ground Inspection | EPSS,Aerial Inspection,Ground Inspection, | EPSS Aerial Inspection Ground Inspection | EPSS Aerial Inspection Ground Inspection |  |  |  | , | FALSE
ROB ROY 210410298 | EPSS | EPSS | EPSS | [7 empty] | Expulsion Fuse Replacement | Expulsion Fuse Replacement |  |  |  |  | Aerial Inspection | Aerial Inspection | Ground Inspection | Ground Inspection | Ground Inspection | Non-Pole Backlog | [11 empty] | Line Removal |  |  | Pole Backlog |  |  | EPSS,Ground Inspection,Non-Pole Backlog,Line Removal,Pole Backlog, | EPSS Ground Inspection Non-Pole Backlog Line Removal Pole Backlog | EPSS Ground Inspection Non-Pole Backlog Line Removal Pole Backlog | EPSS,Expulsion Fuse Replacement,Aerial Inspection,Ground Inspection, | EPSS Expulsion Fuse Replacement Aerial Inspection Ground Inspection | EPSS Expulsion Fuse Replacement Aerial Inspection Ground Inspection | EPSS,Expulsion Fuse Replacement,Aerial Inspection,Ground Inspection, | EPSS Expulsion Fuse Replacement Aerial Inspection Ground Inspection | EPSS Expulsion Fuse Replacement Aerial Inspection Ground Inspection |  |  |  | , | FALSE
WYANDOTTE 110366146 | EPSS | EPSS | EPSS | [14 empty] | Aerial Inspection |  | Ground Inspection | [19 empty] | EPSS, | EPSS | EPSS | EPSS,Ground Inspection, | EPSS Ground Inspection | EPSS Ground Inspection | EPSS,Aerial Inspection, | EPSS Aerial Inspection | EPSS Aerial Inspection |  |  |  | , | FALSE
OILFIELDS 1103643162 | EPSS | EPSS | EPSS | [12 empty] | Aerial Inspection |  | Aerial Inspection |  | Ground Inspection | [7 empty] | Down Conductor Detection (DCD) | [11 empty] | EPSS,Aerial Inspection,Down Conductor Detection (DCD), | EPSS Aerial Inspection Down Conductor Detection (DCD) | EPSS Aerial Inspection Down Conductor Detection (DCD) | EPSS,Ground Inspection, | EPSS Ground Inspection | EPSS Ground Inspection | EPSS,Aerial Inspection, | EPSS Aerial Inspection | EPSS Aerial Inspection |  |  |  | , | FALSE
BRUNSWICK 11062392 | EPSS | EPSS | EPSS | [7 empty] | Expulsion Fuse Replacement |  |  |  |  | Aerial Inspection | Aerial Inspection | Aerial Inspection | Ground Inspection | Ground Inspection | Ground Inspection |  | Non-Pole Backlog |  |  |  |  | Down Conductor Detection (DCD) | [11 empty] | EPSS,Aerial Inspection,Ground Inspection,Down Conductor Detection (DCD), | EPSS Aerial Inspection Ground Inspection Down Conductor Detection (DCD) | EPSS Aerial Inspection Ground Inspection Down Conductor Detection (DCD) | EPSS,Expulsion Fuse Replacement,Aerial Inspection,Ground Inspection,Non-Pole Backlog, | EPSS Expulsion Fuse Replacement Aerial Inspection Ground Inspection Non-Pole Backlog | EPSS Expulsion Fuse Replacement Aerial Inspection Ground Inspection Non-Pole Backlog | EPSS,Aerial Inspection,Ground Inspection, | EPSS Aerial Inspection Ground Inspection | EPSS Aerial Inspection Ground Inspection |  |  |  | , | FALSE
MIRABEL 11014859 | EPSS | EPSS | EPSS | [17 empty] | Ground Inspection | Non-Pole Backlog | [5 empty] | Down Conductor Detection (DCD) | [11 empty] | EPSS,Non-Pole Backlog,Down Conductor Detection (DCD), | EPSS Non-Pole Backlog Down Conductor Detection (DCD) | EPSS Non-Pole Backlog Down Conductor Detection (DCD) | EPSS, | EPSS | EPSS | EPSS,Ground Inspection, | EPSS Ground Inspection | EPSS Ground Inspection |  |  |  | , | FALSE
OAKLAND K 1104CB | EPSS | EPSS | EPSS | [8 empty] | Expulsion Fuse Replacement | [5 empty] | Aerial Inspection |  | Ground Inspection | Ground Inspection | Non-Pole Backlog |  | Non-Pole Backlog | [14 empty] | Pole Backlog | EPSS,Non-Pole Backlog, | EPSS Non-Pole Backlog | EPSS Non-Pole Backlog | EPSS,Ground Inspection, | EPSS Ground Inspection | EPSS Ground Inspection | EPSS,Expulsion Fuse Replacement,Aerial Inspection,Ground Inspection,Non-Pole Backlog,Pole Backlog, | EPSS Expulsion Fuse Replacement Aerial Inspection Ground Inspection Non-Pole Backlog Pole Backlog | EPSS Expulsion Fuse Replacement Aerial Inspection Ground Inspection Non-Pole Backlog Pole Backlog |  |  |  | , | FALSE
MIWUK 1702CB | EPSS | EPSS | EPSS | [14 empty] | Aerial Inspection |  | Ground Inspection | Ground Inspection | Non-Pole Backlog | [17 empty] | EPSS,Non-Pole Backlog, | EPSS Non-Pole Backlog | EPSS Non-Pole Backlog | EPSS,Ground Inspection, | EPSS Ground Inspection | EPSS Ground Inspection | EPSS,Aerial Inspection,Ground Inspection, | EPSS Aerial Inspection Ground Inspection | EPSS Aerial Inspection Ground Inspection |  |  |  | , | FALSE
EMERALD LAKE 0402CB | EPSS | EPSS | EPSS | [8 empty] | Expulsion Fuse Replacement |  |  |  |  | Aerial Inspection |  | Ground Inspection |  |  | Non-Pole Backlog | [17 empty] | EPSS,Ground Inspection,Non-Pole Backlog, | EPSS Ground Inspection Non-Pole Backlog | EPSS Ground Inspection Non-Pole Backlog | EPSS,Aerial Inspection, | EPSS Aerial Inspection | EPSS Aerial Inspection | EPSS,Expulsion Fuse Replacement, | EPSS Expulsion Fuse Replacement | EPSS Expulsion Fuse Replacement |  |  |  | , | FALSE
CLOVERDALE 1102670 | EPSS | EPSS | EPSS | [13 empty] | Aerial Inspection | Aerial Inspection | Ground Inspection | Ground Inspection | Ground Inspection | [6 empty] | Down Conductor Detection (DCD) | [11 empty] | EPSS,Ground Inspection,Down Conductor Detection (DCD), | EPSS Ground Inspection Down Conductor Detection (DCD) | EPSS Ground Inspection Down Conductor Detection (DCD) | EPSS,Aerial Inspection,Ground Inspection, | EPSS Aerial Inspection Ground Inspection | EPSS Aerial Inspection Ground Inspection | EPSS,Aerial Inspection,Ground Inspection, | EPSS Aerial Inspection Ground Inspection | EPSS Aerial Inspection Ground Inspection |  |  |  | , | FALSE
CURTIS 170511790 | EPSS | EPSS | EPSS | [13 empty] | Aerial Inspection |  | Ground Inspection | [8 empty] | Down Conductor Detection (DCD) | [11 empty] | EPSS,Ground Inspection,Down Conductor Detection (DCD), | EPSS Ground Inspection Down Conductor Detection (DCD) | EPSS Ground Inspection Down Conductor Detection (DCD) | EPSS,Aerial Inspection, | EPSS Aerial Inspection | EPSS Aerial Inspection | EPSS, | EPSS | EPSS |  |  |  | , | FALSE
FORT SEWARD 11211690 | EPSS | EPSS | EPSS | [6 empty] | Expulsion Fuse Replacement |  |  | Surge Arrestor Replacement |  |  |  | Aerial Inspection | Aerial Inspection | Ground Inspection | Ground Inspection |  | Non-Pole Backlog | [5 empty] | Down Conductor Detection (DCD) | [11 empty] | EPSS,Expulsion Fuse Replacement,Surge Arrestor Replacement,Ground Inspection,Non-Pole Backlog,Down Conductor Detection (DCD), | EPSS Expulsion Fuse Replacement Surge Arrestor Replacement Ground Inspection Non-Pole Backlog Down Conductor Detection (DCD) | EPSS Expulsion Fuse Replacement Surge Arrestor Replacement Ground Inspection Non-Pole Backlog Down Conductor Detection (DCD) | EPSS,Aerial Inspection,Ground Inspection, | EPSS Aerial Inspection Ground Inspection | EPSS Aerial Inspection Ground Inspection | EPSS,Aerial Inspection, | EPSS Aerial Inspection | EPSS Aerial Inspection |  |  |  | , | FALSE
ALHAMBRA 110213333 | EPSS | EPSS | EPSS | [14 empty] | Aerial Inspection | Ground Inspection | Ground Inspection | [19 empty] | EPSS,Ground Inspection, | EPSS Ground Inspection | EPSS Ground Inspection | EPSS,Ground Inspection, | EPSS Ground Inspection | EPSS Ground Inspection | EPSS,Aerial Inspection, | EPSS Aerial Inspection | EPSS Aerial Inspection |  |  |  | , | FALSE
SILVERADO 2102772792 | EPSS | EPSS | EPSS | [6 empty] | Expulsion Fuse Replacement | [6 empty] | Aerial Inspection |  | Ground Inspection |  | Ground Inspection | Non-Pole Backlog | [14 empty] | Pole Backlog |  |  | EPSS,Expulsion Fuse Replacement,Ground Inspection,Non-Pole Backlog,Pole Backlog, | EPSS Expulsion Fuse Replacement Ground Inspection Non-Pole Backlog Pole Backlog | EPSS Expulsion Fuse Replacement Ground Inspection Non-Pole Backlog Pole Backlog | EPSS,Aerial Inspection, | EPSS Aerial Inspection | EPSS Aerial Inspection | EPSS,Ground Inspection, | EPSS Ground Inspection | EPSS Ground Inspection |  |  |  | , | FALSE
LAYTONVILLE 110189606 | EPSS | EPSS | EPSS | [7 empty] | Expulsion Fuse Replacement | [5 empty] | Aerial Inspection | Aerial Inspection | Ground Inspection | Ground Inspection |  | Non-Pole Backlog | [5 empty] | Down Conductor Detection (DCD) | [11 empty] | EPSS,Ground Inspection,Non-Pole Backlog,Down Conductor Detection (DCD), | EPSS Ground Inspection Non-Pole Backlog Down Conductor Detection (DCD) | EPSS Ground Inspection Non-Pole Backlog Down Conductor Detection (DCD) | EPSS,Expulsion Fuse Replacement,Aerial Inspection,Ground Inspection, | EPSS Expulsion Fuse Replacement Aerial Inspection Ground Inspection | EPSS Expulsion Fuse Replacement Aerial Inspection Ground Inspection | EPSS,Aerial Inspection, | EPSS Aerial Inspection | EPSS Aerial Inspection |  |  |  | , | FALSE
MONTE RIO 11133970 | EPSS | EPSS | EPSS | [7 empty] | Expulsion Fuse Replacement | Expulsion Fuse Replacement | [8 empty] | Ground Inspection | Non-Pole Backlog | Non-Pole Backlog | Non-Pole Backlog |  |  |  | Down Conductor Detection (DCD) | [11 empty] | EPSS,Non-Pole Backlog,Down Conductor Detection (DCD), | EPSS Non-Pole Backlog Down Conductor Detection (DCD) | EPSS Non-Pole Backlog Down Conductor Detection (DCD) | EPSS,Expulsion Fuse Replacement,Non-Pole Backlog, | EPSS Expulsion Fuse Replacement Non-Pole Backlog | EPSS Expulsion Fuse Replacement Non-Pole Backlog | EPSS,Expulsion Fuse Replacement,Ground Inspection,Non-Pole Backlog, | EPSS Expulsion Fuse Replacement Ground Inspection Non-Pole Backlog | EPSS Expulsion Fuse Replacement Ground Inspection Non-Pole Backlog |  |  |  | , | FALSE
BIG BASIN 1102351054 | EPSS | EPSS | EPSS | [14 empty] | Aerial Inspection |  | Ground Inspection | [8 empty] | Down Conductor Detection (DCD) | [10 empty] | EPSS, | EPSS | EPSS | EPSS,Ground Inspection,Down Conductor Detection (DCD), | EPSS Ground Inspection Down Conductor Detection (DCD) | EPSS Ground Inspection Down Conductor Detection (DCD) | EPSS,Aerial Inspection, | EPSS Aerial Inspection | EPSS Aerial Inspection |  |  |  | , | FALSE
CAMP EVERS 2103CB | EPSS | EPSS | EPSS | [14 empty] | Aerial Inspection |  | Ground Inspection | Ground Inspection | [18 empty] | EPSS, | EPSS | EPSS | EPSS,Ground Inspection, | EPSS Ground Inspection | EPSS Ground Inspection | EPSS,Aerial Inspection,Ground Inspection, | EPSS Aerial Inspection Ground Inspection | EPSS Aerial Inspection Ground Inspection |  |  |  | , | FALSE
MONTE RIO 1113CB | EPSS | EPSS | EPSS | [17 empty] | Ground Inspection | [18 empty] | EPSS, | EPSS | EPSS | EPSS, | EPSS | EPSS | EPSS,Ground Inspection, | EPSS Ground Inspection | EPSS Ground Inspection |  |  |  | , | FALSE
GARBERVILLE 110135706 | EPSS | EPSS | EPSS | [6 empty] | Expulsion Fuse Replacement | Expulsion Fuse Replacement | [5 empty] | Aerial Inspection |  | Ground Inspection |  |  | Non-Pole Backlog |  | Non-Pole Backlog | [5 empty] | Down Conductor Detection (DCD) | [9 empty] | EPSS,Expulsion Fuse Replacement,Ground Inspection,Non-Pole Backlog, | EPSS Expulsion Fuse Replacement Ground Inspection Non-Pole Backlog | EPSS Expulsion Fuse Replacement Ground Inspection Non-Pole Backlog | EPSS,Expulsion Fuse Replacement,Aerial Inspection, | EPSS Expulsion Fuse Replacement Aerial Inspection | EPSS Expulsion Fuse Replacement Aerial Inspection | EPSS,Non-Pole Backlog,Down Conductor Detection (DCD), | EPSS Non-Pole Backlog Down Conductor Detection (DCD) | EPSS Non-Pole Backlog Down Conductor Detection (DCD) |  |  |  | , | FALSE
MENLO 11037902 | EPSS | EPSS | EPSS | [13 empty] | Aerial Inspection |  | Ground Inspection | Ground Inspection | Ground Inspection |  |  | Non-Pole Backlog |  |  |  |  | Down Conductor Detection (DCD) | [10 empty] | EPSS,Ground Inspection, | EPSS Ground Inspection | EPSS Ground Inspection | EPSS,Aerial Inspection,Ground Inspection,Down Conductor Detection (DCD), | EPSS Aerial Inspection Ground Inspection Down Conductor Detection (DCD) | EPSS Aerial Inspection Ground Inspection Down Conductor Detection (DCD) | EPSS,Ground Inspection,Non-Pole Backlog, | EPSS Ground Inspection Non-Pole Backlog | EPSS Ground Inspection Non-Pole Backlog |  |  |  | , | FALSE
COTTONWOOD 11039072 | EPSS | EPSS | EPSS | [6 empty] | Expulsion Fuse Replacement | [6 empty] | Aerial Inspection | Aerial Inspection | Ground Inspection | Ground Inspection |  | Non-Pole Backlog | [17 empty] | EPSS,Expulsion Fuse Replacement,Ground Inspection,Non-Pole Backlog, | EPSS Expulsion Fuse Replacement Ground Inspection Non-Pole Backlog | EPSS Expulsion Fuse Replacement Ground Inspection Non-Pole Backlog | EPSS,Aerial Inspection,Ground Inspection, | EPSS Aerial Inspection Ground Inspection | EPSS Aerial Inspection Ground Inspection | EPSS,Aerial Inspection, | EPSS Aerial Inspection | EPSS Aerial Inspection |  |  |  | , | FALSE
HALF MOON BAY 1102350336 | EPSS | EPSS | EPSS | [14 empty] | Aerial Inspection |  | Ground Inspection | Ground Inspection | Non-Pole Backlog | [17 empty] | EPSS,Non-Pole Backlog, | EPSS Non-Pole Backlog | EPSS Non-Pole Backlog | EPSS,Ground Inspection, | EPSS Ground Inspection | EPSS Ground Inspection | EPSS,Aerial Inspection,Ground Inspection, | EPSS Aerial Inspection Ground Inspection | EPSS Aerial Inspection Ground Inspection |  |  |  | , | FALSE
STAFFORD 1102CB | EPSS | EPSS | EPSS | [14 empty] | Aerial Inspection |  | Ground Inspection | Ground Inspection |  | Non-Pole Backlog | [16 empty] | EPSS, | EPSS | EPSS | EPSS,Ground Inspection,Non-Pole Backlog, | EPSS Ground Inspection Non-Pole Backlog | EPSS Ground Inspection Non-Pole Backlog | EPSS,Aerial Inspection,Ground Inspection, | EPSS Aerial Inspection Ground Inspection | EPSS Aerial Inspection Ground Inspection |  |  |  | , | FALSE
ATASCADERO 1103A18 | EPSS | EPSS | EPSS | [6 empty] | Expulsion Fuse Replacement | [6 empty] | Aerial Inspection | Aerial Inspection | Ground Inspection | Ground Inspection | Ground Inspection | Non-Pole Backlog |  | Non-Pole Backlog |  |  |  | Down Conductor Detection (DCD) | [10 empty] | Pole Backlog | EPSS,Expulsion Fuse Replacement,Ground Inspection,Non-Pole Backlog,Down Conductor Detection (DCD), | EPSS Expulsion Fuse Replacement Ground Inspection Non-Pole Backlog Down Conductor Detection (DCD) | EPSS Expulsion Fuse Replacement Ground Inspection Non-Pole Backlog Down Conductor Detection (DCD) | EPSS,Aerial Inspection,Ground Inspection, | EPSS Aerial Inspection Ground Inspection | EPSS Aerial Inspection Ground Inspection | EPSS,Aerial Inspection,Ground Inspection,Non-Pole Backlog,Pole Backlog, | EPSS Aerial Inspection Ground Inspection Non-Pole Backlog Pole Backlog | EPSS Aerial Inspection Ground Inspection Non-Pole Backlog Pole Backlog |  |  |  | , | FALSE
PUEBLO 21031968 | EPSS | EPSS | EPSS | [6 empty] | Expulsion Fuse Replacement | [7 empty] | Aerial Inspection |  | Ground Inspection | [19 empty] | EPSS,Expulsion Fuse Replacement, | EPSS Expulsion Fuse Replacement | EPSS Expulsion Fuse Replacement | EPSS,Ground Inspection, | EPSS Ground Inspection | EPSS Ground Inspection | EPSS,Aerial Inspection, | EPSS Aerial Inspection | EPSS Aerial Inspection |  |  |  | , | FALSE
CLAY 1103R5386 | EPSS | EPSS | EPSS | [13 empty] | Aerial Inspection |  | Ground Inspection | [20 empty] | EPSS,Ground Inspection, | EPSS Ground Inspection | EPSS Ground Inspection | EPSS,Aerial Inspection, | EPSS Aerial Inspection | EPSS Aerial Inspection | EPSS, | EPSS | EPSS |  |  |  | , | FALSE
SILVERADO 2102437194 | EPSS | EPSS | EPSS | [6 empty] | Expulsion Fuse Replacement | Expulsion Fuse Replacement | [9 empty] | Ground Inspection | [18 empty] | EPSS,Expulsion Fuse Replacement, | EPSS Expulsion Fuse Replacement | EPSS Expulsion Fuse Replacement | EPSS,Expulsion Fuse Replacement, | EPSS Expulsion Fuse Replacement | EPSS Expulsion Fuse Replacement | EPSS,Ground Inspection, | EPSS Ground Inspection | EPSS Ground Inspection |  |  |  | , | FALSE
BRUNSWICK 11062796 | EPSS | EPSS | EPSS | [7 empty] | Expulsion Fuse Replacement | Expulsion Fuse Replacement |  |  |  |  | Aerial Inspection | Aerial Inspection |  | Ground Inspection | Ground Inspection | Non-Pole Backlog | Non-Pole Backlog | Non-Pole Backlog |  |  |  | Down Conductor Detection (DCD) | [11 empty] | EPSS,Non-Pole Backlog,Down Conductor Detection (DCD), | EPSS Non-Pole Backlog Down Conductor Detection (DCD) | EPSS Non-Pole Backlog Down Conductor Detection (DCD) | EPSS,Expulsion Fuse Replacement,Aerial Inspection,Ground Inspection,Non-Pole Backlog, | EPSS Expulsion Fuse Replacement Aerial Inspection Ground Inspection Non-Pole Backlog | EPSS Expulsion Fuse Replacement Aerial Inspection Ground Inspection Non-Pole Backlog | EPSS,Expulsion Fuse Replacement,Aerial Inspection,Ground Inspection,Non-Pole Backlog, | EPSS Expulsion Fuse Replacement Aerial Inspection Ground Inspection Non-Pole Backlog | EPSS Expulsion Fuse Replacement Aerial Inspection Ground Inspection Non-Pole Backlog |  |  |  | , | FALSE
SAND CREEK 11037140 | EPSS | EPSS | EPSS | [6 empty] | Expulsion Fuse Replacement |  |  | Surge Arrestor Replacement |  |  |  | Aerial Inspection | Aerial Inspection | Ground Inspection | Ground Inspection |  | Non-Pole Backlog | [5 empty] | Down Conductor Detection (DCD) | [8 empty] | Pole Backlog |  |  | EPSS,Expulsion Fuse Replacement,Surge Arrestor Replacement,Ground Inspection,Non-Pole Backlog,Down Conductor Detection (DCD),Pole Backlog, | EPSS Expulsion Fuse Replacement Surge Arrestor Replacement Ground Inspection Non-Pole Backlog Down Conductor Detection (DCD) Pole Backlog | EPSS Expulsion Fuse Replacement Surge Arrestor Replacement Ground Inspection Non-Pole Backlog Down Conductor Detection (DCD) Pole Backlog | EPSS,Aerial Inspection,Ground Inspection, | EPSS Aerial Inspection Ground Inspection | EPSS Aerial Inspection Ground Inspection | EPSS,Aerial Inspection, | EPSS Aerial Inspection | EPSS Aerial Inspection |  |  |  | , | FALSE
TASSAJARA 2104CB | EPSS | EPSS | EPSS | [6 empty] | Expulsion Fuse Replacement | [7 empty] | Aerial Inspection |  | Ground Inspection | Ground Inspection | Non-Pole Backlog | Non-Pole Backlog | [16 empty] | EPSS,Expulsion Fuse Replacement,Non-Pole Backlog, | EPSS Expulsion Fuse Replacement Non-Pole Backlog | EPSS Expulsion Fuse Replacement Non-Pole Backlog | EPSS,Ground Inspection,Non-Pole Backlog, | EPSS Ground Inspection Non-Pole Backlog | EPSS Ground Inspection Non-Pole Backlog | EPSS,Aerial Inspection,Ground Inspection, | EPSS Aerial Inspection Ground Inspection | EPSS Aerial Inspection Ground Inspection |  |  |  | , | FALSE
SANTA ROSA A 1104173590 | EPSS | EPSS | EPSS | [7 empty] | Expulsion Fuse Replacement | [9 empty] | Ground Inspection | Non-Pole Backlog |  | Non-Pole Backlog |  |  |  | Down Conductor Detection (DCD) |  |  | Line Sensors | [8 empty] | EPSS,Non-Pole Backlog,Down Conductor Detection (DCD),Line Sensors, | EPSS Non-Pole Backlog Down Conductor Detection (DCD) Line Sensors | EPSS Non-Pole Backlog Down Conductor Detection (DCD) Line Sensors | EPSS,Expulsion Fuse Replacement, | EPSS Expulsion Fuse Replacement | EPSS Expulsion Fuse Replacement | EPSS,Ground Inspection,Non-Pole Backlog, | EPSS Ground Inspection Non-Pole Backlog | EPSS Ground Inspection Non-Pole Backlog |  |  |  | , | FALSE
DUNBAR 1102246 | EPSS | EPSS | EPSS | [7 empty] | Expulsion Fuse Replacement | [5 empty] | Aerial Inspection |  | Ground Inspection |  | Ground Inspection | Non-Pole Backlog | [5 empty] | Down Conductor Detection (DCD) | [11 empty] | EPSS,Ground Inspection,Non-Pole Backlog,Down Conductor Detection (DCD), | EPSS Ground Inspection Non-Pole Backlog Down Conductor Detection (DCD) | EPSS Ground Inspection Non-Pole Backlog Down Conductor Detection (DCD) | EPSS,Expulsion Fuse Replacement,Aerial Inspection, | EPSS Expulsion Fuse Replacement Aerial Inspection | EPSS Expulsion Fuse Replacement Aerial Inspection | EPSS,Ground Inspection, | EPSS Ground Inspection | EPSS Ground Inspection |  |  |  | , | FALSE
MARTELL 1101473004 | EPSS | EPSS | EPSS | [14 empty] | Aerial Inspection |  | Ground Inspection | [19 empty] | EPSS, | EPSS | EPSS | EPSS,Ground Inspection, | EPSS Ground Inspection | EPSS Ground Inspection | EPSS,Aerial Inspection, | EPSS Aerial Inspection | EPSS Aerial Inspection |  |  |  | , | FALSE
POSO MOUNTAIN 210448268 | EPSS | EPSS | EPSS | [13 empty] | Aerial Inspection |  | Ground Inspection | [9 empty] | Down Conductor Detection (DCD) | [10 empty] | EPSS,Ground Inspection, | EPSS Ground Inspection | EPSS Ground Inspection | EPSS,Aerial Inspection,Down Conductor Detection (DCD), | EPSS Aerial Inspection Down Conductor Detection (DCD) | EPSS Aerial Inspection Down Conductor Detection (DCD) | EPSS, | EPSS | EPSS |  |  |  | , | FALSE
CAMP EVERS 21035404 | EPSS | EPSS | EPSS | [8 empty] | Expulsion Fuse Replacement | [5 empty] | Aerial Inspection |  | Ground Inspection | Ground Inspection | Non-Pole Backlog |  | Non-Pole Backlog | [14 empty] | Pole Backlog | EPSS,Non-Pole Backlog, | EPSS Non-Pole Backlog | EPSS Non-Pole Backlog | EPSS,Ground Inspection, | EPSS Ground Inspection | EPSS Ground Inspection | EPSS,Expulsion Fuse Replacement,Aerial Inspection,Ground Inspection,Non-Pole Backlog,Pole Backlog, | EPSS Expulsion Fuse Replacement Aerial Inspection Ground Inspection Non-Pole Backlog Pole Backlog | EPSS Expulsion Fuse Replacement Aerial Inspection Ground Inspection Non-Pole Backlog Pole Backlog |  |  |  | , | FALSE
OLETA 1101440008 | EPSS | EPSS | EPSS | [6 empty] | Expulsion Fuse Replacement | [10 empty] | Ground Inspection | [6 empty] | Down Conductor Detection (DCD) | [11 empty] | EPSS,Expulsion Fuse Replacement,Down Conductor Detection (DCD), | EPSS Expulsion Fuse Replacement Down Conductor Detection (DCD) | EPSS Expulsion Fuse Replacement Down Conductor Detection (DCD) | EPSS, | EPSS | EPSS | EPSS,Ground Inspection, | EPSS Ground Inspection | EPSS Ground Inspection |  |  |  | , | FALSE
OAKLAND K 1102378866 | EPSS | EPSS | EPSS | [14 empty] | Aerial Inspection |  | Ground Inspection | Ground Inspection | [18 empty] | EPSS, | EPSS | EPSS | EPSS,Ground Inspection, | EPSS Ground Inspection | EPSS Ground Inspection | EPSS,Aerial Inspection,Ground Inspection, | EPSS Aerial Inspection Ground Inspection | EPSS Aerial Inspection Ground Inspection |  |  |  | , | FALSE
DIAMOND SPRINGS 1103467046 | EPSS | EPSS | EPSS | [6 empty] | Expulsion Fuse Replacement | Expulsion Fuse Replacement | Expulsion Fuse Replacement |  |  |  |  | Aerial Inspection | Aerial Inspection | Ground Inspection | Ground Inspection | Ground Inspection | Non-Pole Backlog | Non-Pole Backlog | Non-Pole Backlog | [12 empty] | Pole Backlog |  |  | EPSS,Expulsion Fuse Replacement,Ground Inspection,Non-Pole Backlog,Pole Backlog, | EPSS Expulsion Fuse Replacement Ground Inspection Non-Pole Backlog Pole Backlog | EPSS Expulsion Fuse Replacement Ground Inspection Non-Pole Backlog Pole Backlog | EPSS,Expulsion Fuse Replacement,Aerial Inspection,Ground Inspection,Non-Pole Backlog, | EPSS Expulsion Fuse Replacement Aerial Inspection Ground Inspection Non-Pole Backlog | EPSS Expulsion Fuse Replacement Aerial Inspection Ground Inspection Non-Pole Backlog | EPSS,Expulsion Fuse Replacement,Aerial Inspection,Ground Inspection,Non-Pole Backlog, | EPSS Expulsion Fuse Replacement Aerial Inspection Ground Inspection Non-Pole Backlog | EPSS Expulsion Fuse Replacement Aerial Inspection Ground Inspection Non-Pole Backlog |  |  |  | , | FALSE
BURNEY 11011340 | EPSS | EPSS | EPSS | [6 empty] | Expulsion Fuse Replacement | Expulsion Fuse Replacement | Expulsion Fuse Replacement | [5 empty] | Aerial Inspection |  | Ground Inspection | Ground Inspection | Non-Pole Backlog | Non-Pole Backlog | Non-Pole Backlog |  |  |  | Down Conductor Detection (DCD) | [10 empty] | Pole Backlog | EPSS,Expulsion Fuse Replacement,Non-Pole Backlog,Down Conductor Detection (DCD), | EPSS Expulsion Fuse Replacement Non-Pole Backlog Down Conductor Detection (DCD) | EPSS Expulsion Fuse Replacement Non-Pole Backlog Down Conductor Detection (DCD) | EPSS,Expulsion Fuse Replacement,Ground Inspection,Non-Pole Backlog, | EPSS Expulsion Fuse Replacement Ground Inspection Non-Pole Backlog | EPSS Expulsion Fuse Replacement Ground Inspection Non-Pole Backlog | EPSS,Expulsion Fuse Replacement,Aerial Inspection,Ground Inspection,Non-Pole Backlog,Pole Backlog, | EPSS Expulsion Fuse Replacement Aerial Inspection Ground Inspection Non-Pole Backlog Pole Backlog | EPSS Expulsion Fuse Replacement Aerial Inspection Ground Inspection Non-Pole Backlog Pole Backlog |  |  |  | , | FALSE
HALF MOON BAY 1103389114 | EPSS | EPSS | EPSS | [7 empty] | Expulsion Fuse Replacement | [5 empty] | Aerial Inspection |  | Ground Inspection |  | Ground Inspection | Non-Pole Backlog |  | Non-Pole Backlog |  |  |  |  | Down Conductor Detection (DCD) |  | Line Sensors | [7 empty] | Pole Backlog | EPSS,Ground Inspection,Non-Pole Backlog,Line Sensors, | EPSS Ground Inspection Non-Pole Backlog Line Sensors | EPSS Ground Inspection Non-Pole Backlog Line Sensors | EPSS,Expulsion Fuse Replacement,Aerial Inspection,Down Conductor Detection (DCD), | EPSS Expulsion Fuse Replacement Aerial Inspection Down Conductor Detection (DCD) | EPSS Expulsion Fuse Replacement Aerial Inspection Down Conductor Detection (DCD) | EPSS,Ground Inspection,Non-Pole Backlog,Pole Backlog, | EPSS Ground Inspection Non-Pole Backlog Pole Backlog | EPSS Ground Inspection Non-Pole Backlog Pole Backlog |  |  |  | , | FALSE
SOBRANTE 1102CB | EPSS | EPSS | EPSS | [8 empty] | Expulsion Fuse Replacement |  |  |  |  | Aerial Inspection | Aerial Inspection | Ground Inspection | Ground Inspection | Ground Inspection | Non-Pole Backlog | Non-Pole Backlog | [7 empty] | Line Sensors | [5 empty] | Pole Backlog |  |  | EPSS,Ground Inspection,Non-Pole Backlog,Line Sensors,Pole Backlog, | EPSS Ground Inspection Non-Pole Backlog Line Sensors Pole Backlog | EPSS Ground Inspection Non-Pole Backlog Line Sensors Pole Backlog | EPSS,Aerial Inspection,Ground Inspection,Non-Pole Backlog, | EPSS Aerial Inspection Ground Inspection Non-Pole Backlog | EPSS Aerial Inspection Ground Inspection Non-Pole Backlog | EPSS,Expulsion Fuse Replacement,Aerial Inspection,Ground Inspection, | EPSS Expulsion Fuse Replacement Aerial Inspection Ground Inspection | EPSS Expulsion Fuse Replacement Aerial Inspection Ground Inspection |  |  |  | , | FALSE
WILLOW CREEK 11037514 | EPSS | EPSS | EPSS | [6 empty] | Expulsion Fuse Replacement | Expulsion Fuse Replacement | [5 empty] | Aerial Inspection | Aerial Inspection | Ground Inspection | Ground Inspection | Ground Inspection | Non-Pole Backlog | Non-Pole Backlog |  |  |  |  | Down Conductor Detection (DCD) | [11 empty] | EPSS,Expulsion Fuse Replacement,Ground Inspection,Non-Pole Backlog,Down Conductor Detection (DCD), | EPSS Expulsion Fuse Replacement Ground Inspection Non-Pole Backlog Down Conductor Detection (DCD) | EPSS Expulsion Fuse Replacement Ground Inspection Non-Pole Backlog Down Conductor Detection (DCD) | EPSS,Expulsion Fuse Replacement,Aerial Inspection,Ground Inspection,Non-Pole Backlog, | EPSS Expulsion Fuse Replacement Aerial Inspection Ground Inspection Non-Pole Backlog | EPSS Expulsion Fuse Replacement Aerial Inspection Ground Inspection Non-Pole Backlog | EPSS,Aerial Inspection,Ground Inspection, | EPSS Aerial Inspection Ground Inspection | EPSS Aerial Inspection Ground Inspection |  |  |  | , | FALSE
VIEJO 2201CB | EPSS | EPSS | EPSS | [8 empty] | Expulsion Fuse Replacement |  |  |  |  | Aerial Inspection | Aerial Inspection | Ground Inspection | Ground Inspection | Ground Inspection | Non-Pole Backlog | Non-Pole Backlog | [16 empty] | EPSS,Ground Inspection,Non-Pole Backlog, | EPSS Ground Inspection Non-Pole Backlog | EPSS Ground Inspection Non-Pole Backlog | EPSS,Aerial Inspection,Ground Inspection,Non-Pole Backlog, | EPSS Aerial Inspection Ground Inspection Non-Pole Backlog | EPSS Aerial Inspection Ground Inspection Non-Pole Backlog | EPSS,Expulsion Fuse Replacement,Aerial Inspection,Ground Inspection, | EPSS Expulsion Fuse Replacement Aerial Inspection Ground Inspection | EPSS Expulsion Fuse Replacement Aerial Inspection Ground Inspection |  |  |  | , | FALSE
WOODSIDE 1104520832 | EPSS | EPSS | EPSS | [8 empty] | Expulsion Fuse Replacement |  |  |  |  | Aerial Inspection | Aerial Inspection | Ground Inspection | Ground Inspection | Ground Inspection | Non-Pole Backlog | Non-Pole Backlog | [5 empty] | Down Conductor Detection (DCD) | [8 empty] | Pole Backlog |  | EPSS,Ground Inspection,Non-Pole Backlog, | EPSS Ground Inspection Non-Pole Backlog | EPSS Ground Inspection Non-Pole Backlog | EPSS,Aerial Inspection,Ground Inspection,Non-Pole Backlog,Down Conductor Detection (DCD),Pole Backlog, | EPSS Aerial Inspection Ground Inspection Non-Pole Backlog Down Conductor Detection (DCD) Pole Backlog | EPSS Aerial Inspection Ground Inspection Non-Pole Backlog Down Conductor Detection (DCD) Pole Backlog | EPSS,Expulsion Fuse Replacement,Aerial Inspection,Ground Inspection, | EPSS Expulsion Fuse Replacement Aerial Inspection Ground Inspection | EPSS Expulsion Fuse Replacement Aerial Inspection Ground Inspection |  |  |  | , | FALSE
FLINT 1101750 | EPSS | EPSS | EPSS | Undergrounding | [12 empty] | Aerial Inspection | Aerial Inspection | Ground Inspection | Ground Inspection | Ground Inspection | [7 empty] | Down Conductor Detection (DCD) | [10 empty] | EPSS,Undergrounding,Ground Inspection, | EPSS Undergrounding Ground Inspection | EPSS Undergrounding Ground Inspection | EPSS,Aerial Inspection,Ground Inspection,Down Conductor Detection (DCD), | EPSS Aerial Inspection Ground Inspection Down Conductor Detection (DCD) | EPSS Aerial Inspection Ground Inspection Down Conductor Detection (DCD) | EPSS,Aerial Inspection,Ground Inspection, | EPSS Aerial Inspection Ground Inspection | EPSS Aerial Inspection Ground Inspection |  |  |  | , | FALSE
RISING RIVER 11011532 | EPSS | EPSS | EPSS | [14 empty] | Aerial Inspection |  | Ground Inspection | Ground Inspection | [6 empty] | Down Conductor Detection (DCD) | [11 empty] | EPSS,Down Conductor Detection (DCD), | EPSS Down Conductor Detection (DCD) | EPSS Down Conductor Detection (DCD) | EPSS,Ground Inspection, | EPSS Ground Inspection | EPSS Ground Inspection | EPSS,Aerial Inspection,Ground Inspection, | EPSS Aerial Inspection Ground Inspection | EPSS Aerial Inspection Ground Inspection |  |  |  | , | FALSE
LLAGAS 2107142710 | EPSS | EPSS | EPSS | [7 empty] | Expulsion Fuse Replacement | [9 empty] | Ground Inspection |  |  | Non-Pole Backlog | [15 empty] | EPSS, | EPSS | EPSS | EPSS,Expulsion Fuse Replacement, | EPSS Expulsion Fuse Replacement | EPSS Expulsion Fuse Replacement | EPSS,Ground Inspection,Non-Pole Backlog, | EPSS Ground Inspection Non-Pole Backlog | EPSS Ground Inspection Non-Pole Backlog |  |  |  | , | FALSE
WILLITS 110434008 | EPSS | EPSS | EPSS | [6 empty] | Expulsion Fuse Replacement | [7 empty] | Aerial Inspection |  | Ground Inspection | Ground Inspection | Non-Pole Backlog | Non-Pole Backlog |  |  |  |  | Down Conductor Detection (DCD) | [11 empty] | EPSS,Expulsion Fuse Replacement,Non-Pole Backlog,Down Conductor Detection (DCD), | EPSS Expulsion Fuse Replacement Non-Pole Backlog Down Conductor Detection (DCD) | EPSS Expulsion Fuse Replacement Non-Pole Backlog Down Conductor Detection (DCD) | EPSS,Ground Inspection,Non-Pole Backlog, | EPSS Ground Inspection Non-Pole Backlog | EPSS Ground Inspection Non-Pole Backlog | EPSS,Aerial Inspection,Ground Inspection, | EPSS Aerial Inspection Ground Inspection | EPSS Aerial Inspection Ground Inspection |  |  |  | , | FALSE
GEYSERVILLE 1101711966 | EPSS | EPSS | EPSS | [6 empty] | Expulsion Fuse Replacement | [6 empty] | Aerial Inspection | Aerial Inspection | Ground Inspection | Ground Inspection | Ground Inspection | [6 empty] | Down Conductor Detection (DCD) | [11 empty] | EPSS,Expulsion Fuse Replacement,Ground Inspection,Down Conductor Detection (DCD), | EPSS Expulsion Fuse Replacement Ground Inspection Down Conductor Detection (DCD) | EPSS Expulsion Fuse Replacement Ground Inspection Down Conductor Detection (DCD) | EPSS,Aerial Inspection,Ground Inspection, | EPSS Aerial Inspection Ground Inspection | EPSS Aerial Inspection Ground Inspection | EPSS,Aerial Inspection,Ground Inspection, | EPSS Aerial Inspection Ground Inspection | EPSS Aerial Inspection Ground Inspection |  |  |  | , | FALSE
BIG BASIN 110210254 | EPSS | EPSS | EPSS | [14 empty] | Aerial Inspection |  | Ground Inspection | Ground Inspection | [18 empty] | EPSS, | EPSS | EPSS | EPSS,Ground Inspection, | EPSS Ground Inspection | EPSS Ground Inspection | EPSS,Aerial Inspection,Ground Inspection, | EPSS Aerial Inspection Ground Inspection | EPSS Aerial Inspection Ground Inspection |  |  |  | , | FALSE
CURTIS 1705CB | EPSS | EPSS | EPSS | [6 empty] | Expulsion Fuse Replacement | Expulsion Fuse Replacement | Expulsion Fuse Replacement |  |  |  |  | Aerial Inspection | Aerial Inspection | Ground Inspection | Ground Inspection | Ground Inspection | Non-Pole Backlog | Non-Pole Backlog | [13 empty] | Pole Backlog |  |  | EPSS,Expulsion Fuse Replacement,Ground Inspection,Non-Pole Backlog,Pole Backlog, | EPSS Expulsion Fuse Replacement Ground Inspection Non-Pole Backlog Pole Backlog | EPSS Expulsion Fuse Replacement Ground Inspection Non-Pole Backlog Pole Backlog | EPSS,Expulsion Fuse Replacement,Aerial Inspection,Ground Inspection,Non-Pole Backlog, | EPSS Expulsion Fuse Replacement Aerial Inspection Ground Inspection Non-Pole Backlog | EPSS Expulsion Fuse Replacement Aerial Inspection Ground Inspection Non-Pole Backlog | EPSS,Expulsion Fuse Replacement,Aerial Inspection,Ground Inspection, | EPSS Expulsion Fuse Replacement Aerial Inspection Ground Inspection | EPSS Expulsion Fuse Replacement Aerial Inspection Ground Inspection |  |  |  | , | FALSE
SAN RAFAEL 1108CB | EPSS | EPSS | EPSS | [8 empty] | Expulsion Fuse Replacement | [6 empty] | Ground Inspection |  | Ground Inspection | Non-Pole Backlog | Non-Pole Backlog | Non-Pole Backlog | [6 empty] | Line Sensors | [8 empty] | EPSS,Ground Inspection,Non-Pole Backlog,Line Sensors, | EPSS Ground Inspection Non-Pole Backlog Line Sensors | EPSS Ground Inspection Non-Pole Backlog Line Sensors | EPSS,Non-Pole Backlog, | EPSS Non-Pole Backlog | EPSS Non-Pole Backlog | EPSS,Expulsion Fuse Replacement,Ground Inspection,Non-Pole Backlog, | EPSS Expulsion Fuse Replacement Ground Inspection Non-Pole Backlog | EPSS Expulsion Fuse Replacement Ground Inspection Non-Pole Backlog |  |  |  | , | FALSE
SPRING GAP 17029280 | EPSS | EPSS | EPSS | [7 empty] | Expulsion Fuse Replacement | Expulsion Fuse Replacement | [5 empty] | Aerial Inspection |  | Ground Inspection | Ground Inspection | Non-Pole Backlog |  | Non-Pole Backlog | [14 empty] | Pole Backlog | EPSS,Non-Pole Backlog, | EPSS Non-Pole Backlog | EPSS Non-Pole Backlog | EPSS,Expulsion Fuse Replacement,Ground Inspection, | EPSS Expulsion Fuse Replacement Ground Inspection | EPSS Expulsion Fuse Replacement Ground Inspection | EPSS,Expulsion Fuse Replacement,Aerial Inspection,Ground Inspection,Non-Pole Backlog,Pole Backlog, | EPSS Expulsion Fuse Replacement Aerial Inspection Ground Inspection Non-Pole Backlog Pole Backlog | EPSS Expulsion Fuse Replacement Aerial Inspection Ground Inspection Non-Pole Backlog Pole Backlog |  |  |  | , | FALSE
ROSSMOOR 1108CB | EPSS | EPSS | EPSS | [7 empty] | Expulsion Fuse Replacement | [5 empty] | Aerial Inspection | Aerial Inspection | Ground Inspection | Ground Inspection | Ground Inspection | Non-Pole Backlog |  | Non-Pole Backlog | [15 empty] | EPSS,Ground Inspection,Non-Pole Backlog, | EPSS Ground Inspection Non-Pole Backlog | EPSS Ground Inspection Non-Pole Backlog | EPSS,Expulsion Fuse Replacement,Aerial Inspection,Ground Inspection, | EPSS Expulsion Fuse Replacement Aerial Inspection Ground Inspection | EPSS Expulsion Fuse Replacement Aerial Inspection Ground Inspection | EPSS,Aerial Inspection,Ground Inspection,Non-Pole Backlog, | EPSS Aerial Inspection Ground Inspection Non-Pole Backlog | EPSS Aerial Inspection Ground Inspection Non-Pole Backlog | Undergrounding | Line Removal | Overhead Hardening | Undergrounding,Line Removal,Overhead Hardening, | Undergrounding Line Removal Overhead Hardening | Undergrounding Line Removal Overhead Hardening
PIT NO 1 110170952 | EPSS | EPSS | EPSS | [14 empty] | Aerial Inspection |  | Ground Inspection | Ground Inspection | Non-Pole Backlog | Non-Pole Backlog |  |  |  |  | Down Conductor Detection (DCD) | [8 empty] | Pole Backlog |  |  | EPSS,Non-Pole Backlog,Down Conductor Detection (DCD),Pole Backlog, | EPSS Non-Pole Backlog Down Conductor Detection (DCD) Pole Backlog | EPSS Non-Pole Backlog Down Conductor Detection (DCD) Pole Backlog | EPSS,Ground Inspection,Non-Pole Backlog, | EPSS Ground Inspection Non-Pole Backlog | EPSS Ground Inspection Non-Pole Backlog | EPSS,Aerial Inspection,Ground Inspection, | EPSS Aerial Inspection Ground Inspection | EPSS Aerial Inspection Ground Inspection |  |  |  | , | FALSE
BRENTWOOD 2105B504R | EPSS | EPSS | EPSS | [13 empty] | Aerial Inspection | Aerial Inspection | Ground Inspection | [20 empty] | EPSS,Ground Inspection, | EPSS Ground Inspection | EPSS Ground Inspection | EPSS,Aerial Inspection, | EPSS Aerial Inspection | EPSS Aerial Inspection | EPSS,Aerial Inspection, | EPSS Aerial Inspection | EPSS Aerial Inspection |  |  |  | , | FALSE
SAN CARLOS 1104833770 | EPSS | EPSS | EPSS | [8 empty] | Expulsion Fuse Replacement |  |  |  |  | Aerial Inspection | Aerial Inspection | Ground Inspection | Ground Inspection | [8 empty] | Down Conductor Detection (DCD) | [10 empty] | EPSS,Ground Inspection, | EPSS Ground Inspection | EPSS Ground Inspection | EPSS,Aerial Inspection,Ground Inspection,Down Conductor Detection (DCD), | EPSS Aerial Inspection Ground Inspection Down Conductor Detection (DCD) | EPSS Aerial Inspection Ground Inspection Down Conductor Detection (DCD) | EPSS,Expulsion Fuse Replacement,Aerial Inspection, | EPSS Expulsion Fuse Replacement Aerial Inspection | EPSS Expulsion Fuse Replacement Aerial Inspection |  |  |  | , | FALSE
CAMP EVERS 2104189010 | EPSS | EPSS | EPSS | [13 empty] | Aerial Inspection | Aerial Inspection | Ground Inspection | Ground Inspection | [19 empty] | EPSS,Ground Inspection, | EPSS Ground Inspection | EPSS Ground Inspection | EPSS,Aerial Inspection,Ground Inspection, | EPSS Aerial Inspection Ground Inspection | EPSS Aerial Inspection Ground Inspection | EPSS,Aerial Inspection, | EPSS Aerial Inspection | EPSS Aerial Inspection |  |  |  | , | FALSE
EMERALD LAKE 0401CB | EPSS | EPSS | EPSS | [7 empty] | Expulsion Fuse Replacement | Expulsion Fuse Replacement |  |  |  |  | Aerial Inspection | Aerial Inspection | Ground Inspection | Ground Inspection | Ground Inspection | Non-Pole Backlog | Non-Pole Backlog | Non-Pole Backlog | [15 empty] | EPSS,Ground Inspection,Non-Pole Backlog, | EPSS Ground Inspection Non-Pole Backlog | EPSS Ground Inspection Non-Pole Backlog | EPSS,Expulsion Fuse Replacement,Aerial Inspection,Ground Inspection,Non-Pole Backlog, | EPSS Expulsion Fuse Replacement Aerial Inspection Ground Inspection Non-Pole Backlog | EPSS Expulsion Fuse Replacement Aerial Inspection Ground Inspection Non-Pole Backlog | EPSS,Expulsion Fuse Replacement,Aerial Inspection,Ground Inspection,Non-Pole Backlog, | EPSS Expulsion Fuse Replacement Aerial Inspection Ground Inspection Non-Pole Backlog | EPSS Expulsion Fuse Replacement Aerial Inspection Ground Inspection Non-Pole Backlog |  |  |  | , | FALSE
POTTER VALLEY P H 1104546986 | EPSS | EPSS | EPSS | [14 empty] | Aerial Inspection |  | Ground Inspection | Ground Inspection | [6 empty] | Down Conductor Detection (DCD) | [11 empty] | EPSS,Down Conductor Detection (DCD), | EPSS Down Conductor Detection (DCD) | EPSS Down Conductor Detection (DCD) | EPSS,Ground Inspection, | EPSS Ground Inspection | EPSS Ground Inspection | EPSS,Aerial Inspection,Ground Inspection, | EPSS Aerial Inspection Ground Inspection | EPSS Aerial Inspection Ground Inspection |  |  |  | , | FALSE
LAURELES 11122768 | EPSS | EPSS | EPSS | [7 empty] | Expulsion Fuse Replacement | [5 empty] | Aerial Inspection | Aerial Inspection | Ground Inspection | Ground Inspection | Ground Inspection | [7 empty] | Down Conductor Detection (DCD) | [10 empty] | EPSS,Ground Inspection, | EPSS Ground Inspection | EPSS Ground Inspection | EPSS,Expulsion Fuse Replacement,Aerial Inspection,Ground Inspection,Down Conductor Detection (DCD), | EPSS Expulsion Fuse Replacement Aerial Inspection Ground Inspection Down Conductor Detection (DCD) | EPSS Expulsion Fuse Replacement Aerial Inspection Ground Inspection Down Conductor Detection (DCD) | EPSS,Aerial Inspection,Ground Inspection, | EPSS Aerial Inspection Ground Inspection | EPSS Aerial Inspection Ground Inspection |  |  |  | , | FALSE
VOLTA 110280982 | EPSS | EPSS | EPSS | [7 empty] | Expulsion Fuse Replacement | [9 empty] | Ground Inspection | [6 empty] | Down Conductor Detection (DCD) | [8 empty] | Pole Backlog |  |  | EPSS,Down Conductor Detection (DCD),Pole Backlog, | EPSS Down Conductor Detection (DCD) Pole Backlog | EPSS Down Conductor Detection (DCD) Pole Backlog | EPSS,Expulsion Fuse Replacement, | EPSS Expulsion Fuse Replacement | EPSS Expulsion Fuse Replacement | EPSS,Ground Inspection, | EPSS Ground Inspection | EPSS Ground Inspection |  |  |  | , | FALSE
SAUSALITO 11021268 | EPSS | EPSS | EPSS | [7 empty] | Expulsion Fuse Replacement | [5 empty] | Aerial Inspection | Aerial Inspection | Ground Inspection | Ground Inspection | [8 empty] | Down Conductor Detection (DCD) | [10 empty] | EPSS,Ground Inspection, | EPSS Ground Inspection | EPSS Ground Inspection | EPSS,Expulsion Fuse Replacement,Aerial Inspection,Ground Inspection,Down Conductor Detection (DCD), | EPSS Expulsion Fuse Replacement Aerial Inspection Ground Inspection Down Conductor Detection (DCD) | EPSS Expulsion Fuse Replacement Aerial Inspection Ground Inspection Down Conductor Detection (DCD) | EPSS,Aerial Inspection, | EPSS Aerial Inspection | EPSS Aerial Inspection |  |  |  | , | FALSE
MIWUK 170179118 | EPSS | EPSS | EPSS | [13 empty] | Aerial Inspection |  |  |  | Ground Inspection | [9 empty] | Line Sensors | [8 empty] | EPSS,Line Sensors, | EPSS Line Sensors | EPSS Line Sensors | EPSS,Aerial Inspection, | EPSS Aerial Inspection | EPSS Aerial Inspection | EPSS,Ground Inspection, | EPSS Ground Inspection | EPSS Ground Inspection |  |  |  | , | FALSE
OAKLAND X 1104CR214 | EPSS | EPSS | EPSS | [8 empty] | Expulsion Fuse Replacement | [5 empty] | Aerial Inspection |  | Ground Inspection | Ground Inspection | Non-Pole Backlog |  | Non-Pole Backlog |  |  |  |  | Down Conductor Detection (DCD) | [9 empty] | Pole Backlog | EPSS,Non-Pole Backlog, | EPSS Non-Pole Backlog | EPSS Non-Pole Backlog | EPSS,Ground Inspection,Down Conductor Detection (DCD), | EPSS Ground Inspection Down Conductor Detection (DCD) | EPSS Ground Inspection Down Conductor Detection (DCD) | EPSS,Expulsion Fuse Replacement,Aerial Inspection,Ground Inspection,Non-Pole Backlog,Pole Backlog, | EPSS Expulsion Fuse Replacement Aerial Inspection Ground Inspection Non-Pole Backlog Pole Backlog | EPSS Expulsion Fuse Replacement Aerial Inspection Ground Inspection Non-Pole Backlog Pole Backlog |  |  |  | , | FALSE
SALT SPRINGS 21024796 | EPSS | EPSS | EPSS | [13 empty] | Aerial Inspection | Aerial Inspection |  | Ground Inspection | Ground Inspection | Non-Pole Backlog |  | Non-Pole Backlog | [15 empty] | EPSS,Non-Pole Backlog, | EPSS Non-Pole Backlog | EPSS Non-Pole Backlog | EPSS,Aerial Inspection,Ground Inspection, | EPSS Aerial Inspection Ground Inspection | EPSS Aerial Inspection Ground Inspection | EPSS,Aerial Inspection,Ground Inspection,Non-Pole Backlog, | EPSS Aerial Inspection Ground Inspection Non-Pole Backlog | EPSS Aerial Inspection Ground Inspection Non-Pole Backlog |  |  |  | , | FALSE
PUEBLO 2103253312 | EPSS | EPSS | EPSS | [14 empty] | Aerial Inspection |  | Ground Inspection | Ground Inspection | Non-Pole Backlog | [17 empty] | EPSS,Non-Pole Backlog, | EPSS Non-Pole Backlog | EPSS Non-Pole Backlog | EPSS,Ground Inspection, | EPSS Ground Inspection | EPSS Ground Inspection | EPSS,Aerial Inspection,Ground Inspection, | EPSS Aerial Inspection Ground Inspection | EPSS Aerial Inspection Ground Inspection |  |  |  | , | FALSE
BRUNSWICK 1106CB | EPSS | EPSS | EPSS | [8 empty] | Expulsion Fuse Replacement |  |  |  |  | Aerial Inspection |  | Ground Inspection |  | Ground Inspection | Non-Pole Backlog | Non-Pole Backlog | [16 empty] | EPSS,Ground Inspection,Non-Pole Backlog, | EPSS Ground Inspection Non-Pole Backlog | EPSS Ground Inspection Non-Pole Backlog | EPSS,Aerial Inspection,Non-Pole Backlog, | EPSS Aerial Inspection Non-Pole Backlog | EPSS Aerial Inspection Non-Pole Backlog | EPSS,Expulsion Fuse Replacement,Ground Inspection, | EPSS Expulsion Fuse Replacement Ground Inspection | EPSS Expulsion Fuse Replacement Ground Inspection |  | Line Removal |  | ,Line Removal, | Line Removal | Line Removal
VACAVILLE 1109799940 | EPSS | EPSS | EPSS | [13 empty] | Aerial Inspection |  | Ground Inspection |  | Ground Inspection | [7 empty] | Down Conductor Detection (DCD) | [10 empty] | EPSS,Ground Inspection, | EPSS Ground Inspection | EPSS Ground Inspection | EPSS,Aerial Inspection,Down Conductor Detection (DCD), | EPSS Aerial Inspection Down Conductor Detection (DCD) | EPSS Aerial Inspection Down Conductor Detection (DCD) | EPSS,Ground Inspection, | EPSS Ground Inspection | EPSS Ground Inspection |  |  |  | , | FALSE
BIG MEADOWS 21012476 | EPSS | EPSS | EPSS | Undergrounding |  |  |  | Overhead Hardening |  |  |  | Expulsion Fuse Replacement | Surge Arrestor Replacement | [7 empty] | Ground Inspection | Non-Pole Backlog |  | Non-Pole Backlog | [6 empty] | Line Sensors | [8 empty] | EPSS,Undergrounding,Surge Arrestor Replacement,Non-Pole Backlog,Line Sensors, | EPSS Undergrounding Surge Arrestor Replacement Non-Pole Backlog Line Sensors | EPSS Undergrounding Surge Arrestor Replacement Non-Pole Backlog Line Sensors | EPSS,Overhead Hardening, | EPSS Overhead Hardening | EPSS Overhead Hardening | EPSS,Expulsion Fuse Replacement,Ground Inspection,Non-Pole Backlog, | EPSS Expulsion Fuse Replacement Ground Inspection Non-Pole Backlog | EPSS Expulsion Fuse Replacement Ground Inspection Non-Pole Backlog |  |  |  | , | FALSE
VIEJO 22012064 | EPSS | EPSS | EPSS | [8 empty] | Expulsion Fuse Replacement | [5 empty] | Aerial Inspection |  | Ground Inspection | [19 empty] | EPSS, | EPSS | EPSS | EPSS,Ground Inspection, | EPSS Ground Inspection | EPSS Ground Inspection | EPSS,Expulsion Fuse Replacement,Aerial Inspection, | EPSS Expulsion Fuse Replacement Aerial Inspection | EPSS Expulsion Fuse Replacement Aerial Inspection |  |  |  | , | FALSE
OAKLAND X 1104CR022 | EPSS | EPSS | EPSS | [8 empty] | Expulsion Fuse Replacement | [5 empty] | Aerial Inspection |  | Ground Inspection | Ground Inspection | Non-Pole Backlog |  | Non-Pole Backlog |  |  |  |  | Down Conductor Detection (DCD) | [10 empty] | EPSS,Non-Pole Backlog, | EPSS Non-Pole Backlog | EPSS Non-Pole Backlog | EPSS,Ground Inspection,Down Conductor Detection (DCD), | EPSS Ground Inspection Down Conductor Detection (DCD) | EPSS Ground Inspection Down Conductor Detection (DCD) | EPSS,Expulsion Fuse Replacement,Aerial Inspection,Ground Inspection,Non-Pole Backlog, | EPSS Expulsion Fuse Replacement Aerial Inspection Ground Inspection Non-Pole Backlog | EPSS Expulsion Fuse Replacement Aerial Inspection Ground Inspection Non-Pole Backlog |  |  |  | , | FALSE
WHITMORE 11011598 | EPSS | EPSS | EPSS | [6 empty] | Expulsion Fuse Replacement | Expulsion Fuse Replacement | [6 empty] | Aerial Inspection |  | Ground Inspection | Ground Inspection | Non-Pole Backlog | [5 empty] | Down Conductor Detection (DCD) | [5 empty] | Line Removal |  |  | Pole Backlog |  |  | EPSS,Expulsion Fuse Replacement,Non-Pole Backlog,Down Conductor Detection (DCD),Line Removal,Pole Backlog, | EPSS Expulsion Fuse Replacement Non-Pole Backlog Down Conductor Detection (DCD) Line Removal Pole Backlog | EPSS Expulsion Fuse Replacement Non-Pole Backlog Down Conductor Detection (DCD) Line Removal Pole Backlog | EPSS,Expulsion Fuse Replacement,Ground Inspection, | EPSS Expulsion Fuse Replacement Ground Inspection | EPSS Expulsion Fuse Replacement Ground Inspection | EPSS,Aerial Inspection,Ground Inspection, | EPSS Aerial Inspection Ground Inspection | EPSS Aerial Inspection Ground Inspection |  | Line Removal |  | ,Line Removal, | Line Removal | Line Removal
GARCIA 0401CB | EPSS | EPSS | EPSS | [14 empty] | Aerial Inspection |  | Ground Inspection | [19 empty] | EPSS, | EPSS | EPSS | EPSS,Ground Inspection, | EPSS Ground Inspection | EPSS Ground Inspection | EPSS,Aerial Inspection, | EPSS Aerial Inspection | EPSS Aerial Inspection |  |  |  | , | FALSE
STAFFORD 1102784704 | EPSS | EPSS | EPSS | [14 empty] | Aerial Inspection |  | Ground Inspection | [8 empty] | Down Conductor Detection (DCD) | [10 empty] | EPSS, | EPSS | EPSS | EPSS,Ground Inspection,Down Conductor Detection (DCD), | EPSS Ground Inspection Down Conductor Detection (DCD) | EPSS Ground Inspection Down Conductor Detection (DCD) | EPSS,Aerial Inspection, | EPSS Aerial Inspection | EPSS Aerial Inspection |  |  |  | , | FALSE
PAUL SWEET 2105CB | EPSS | EPSS | EPSS | [7 empty] | Expulsion Fuse Replacement | Expulsion Fuse Replacement | [5 empty] | Aerial Inspection |  | Ground Inspection | Ground Inspection | Non-Pole Backlog | Non-Pole Backlog | Non-Pole Backlog | [14 empty] | Pole Backlog | EPSS,Non-Pole Backlog, | EPSS Non-Pole Backlog | EPSS Non-Pole Backlog | EPSS,Expulsion Fuse Replacement,Ground Inspection,Non-Pole Backlog, | EPSS Expulsion Fuse Replacement Ground Inspection Non-Pole Backlog | EPSS Expulsion Fuse Replacement Ground Inspection Non-Pole Backlog | EPSS,Expulsion Fuse Replacement,Aerial Inspection,Ground Inspection,Non-Pole Backlog,Pole Backlog, | EPSS Expulsion Fuse Replacement Aerial Inspection Ground Inspection Non-Pole Backlog Pole Backlog | EPSS Expulsion Fuse Replacement Aerial Inspection Ground Inspection Non-Pole Backlog Pole Backlog |  | Line Removal |  | ,Line Removal, | Line Removal | Line Removal
ATASCADERO 1103A06 | EPSS | EPSS | EPSS | [13 empty] | Aerial Inspection |  | Ground Inspection | Ground Inspection | Ground Inspection | [18 empty] | EPSS,Ground Inspection, | EPSS Ground Inspection | EPSS Ground Inspection | EPSS,Aerial Inspection,Ground Inspection, | EPSS Aerial Inspection Ground Inspection | EPSS Aerial Inspection Ground Inspection | EPSS,Ground Inspection, | EPSS Ground Inspection | EPSS Ground Inspection |  |  |  | , | FALSE
CAL WATER 1102690954 | EPSS | EPSS | EPSS | [6 empty] | Expulsion Fuse Replacement | [6 empty] | Aerial Inspection |  | Ground Inspection | [9 empty] | Down Conductor Detection (DCD) | [10 empty] | EPSS,Expulsion Fuse Replacement,Ground Inspection, | EPSS Expulsion Fuse Replacement Ground Inspection | EPSS Expulsion Fuse Replacement Ground Inspection | EPSS,Aerial Inspection,Down Conductor Detection (DCD), | EPSS Aerial Inspection Down Conductor Detection (DCD) | EPSS Aerial Inspection Down Conductor Detection (DCD) | EPSS, | EPSS | EPSS |  |  |  | , | FALSE
LOS GATOS 1101CB | EPSS | EPSS | EPSS | [8 empty] | Expulsion Fuse Replacement |  |  |  |  | Aerial Inspection | Aerial Inspection | Ground Inspection | Ground Inspection | Ground Inspection | Non-Pole Backlog | Non-Pole Backlog | [16 empty] | EPSS,Ground Inspection,Non-Pole Backlog, | EPSS Ground Inspection Non-Pole Backlog | EPSS Ground Inspection Non-Pole Backlog | EPSS,Aerial Inspection,Ground Inspection,Non-Pole Backlog, | EPSS Aerial Inspection Ground Inspection Non-Pole Backlog | EPSS Aerial Inspection Ground Inspection Non-Pole Backlog | EPSS,Expulsion Fuse Replacement,Aerial Inspection,Ground Inspection, | EPSS Expulsion Fuse Replacement Aerial Inspection Ground Inspection | EPSS Expulsion Fuse Replacement Aerial Inspection Ground Inspection |  |  |  | , | FALSE
GARBERVILLE 1102802246 | EPSS | EPSS | EPSS | [7 empty] | Expulsion Fuse Replacement | [5 empty] | Aerial Inspection |  | Ground Inspection |  |  | Non-Pole Backlog |  | Non-Pole Backlog |  |  |  | Down Conductor Detection (DCD) | [10 empty] | Pole Backlog | EPSS,Ground Inspection,Non-Pole Backlog,Down Conductor Detection (DCD), | EPSS Ground Inspection Non-Pole Backlog Down Conductor Detection (DCD) | EPSS Ground Inspection Non-Pole Backlog Down Conductor Detection (DCD) | EPSS,Expulsion Fuse Replacement,Aerial Inspection, | EPSS Expulsion Fuse Replacement Aerial Inspection | EPSS Expulsion Fuse Replacement Aerial Inspection | EPSS,Non-Pole Backlog,Pole Backlog, | EPSS Non-Pole Backlog Pole Backlog | EPSS Non-Pole Backlog Pole Backlog |  |  |  | , | FALSE
BOLINAS 1101530 | EPSS | EPSS | EPSS | [14 empty] | Aerial Inspection |  | Ground Inspection | Ground Inspection | Non-Pole Backlog | [17 empty] | EPSS,Non-Pole Backlog, | EPSS Non-Pole Backlog | EPSS Non-Pole Backlog | EPSS,Ground Inspection, | EPSS Ground Inspection | EPSS Ground Inspection | EPSS,Aerial Inspection,Ground Inspection, | EPSS Aerial Inspection Ground Inspection | EPSS Aerial Inspection Ground Inspection |  |  |  | , | FALSE
GOLDTREE 1105551904 | EPSS | EPSS | EPSS | [26 empty] | Down Conductor Detection (DCD) | [9 empty] | EPSS, | EPSS | EPSS | EPSS, | EPSS | EPSS | EPSS,Down Conductor Detection (DCD), | EPSS Down Conductor Detection (DCD) | EPSS Down Conductor Detection (DCD) |  |  |  | , | FALSE
PARADISE 1106CB | EPSS | EPSS | EPSS |  | Undergrounding | [6 empty] | Expulsion Fuse Replacement |  |  |  |  | Aerial Inspection | Aerial Inspection | Ground Inspection | Ground Inspection | Ground Inspection |  | Non-Pole Backlog | [16 empty] | EPSS,Ground Inspection, | EPSS Ground Inspection | EPSS Ground Inspection | EPSS,Undergrounding,Aerial Inspection,Ground Inspection,Non-Pole Backlog, | EPSS Undergrounding Aerial Inspection Ground Inspection Non-Pole Backlog | EPSS Undergrounding Aerial Inspection Ground Inspection Non-Pole Backlog | EPSS,Expulsion Fuse Replacement,Aerial Inspection,Ground Inspection, | EPSS Expulsion Fuse Replacement Aerial Inspection Ground Inspection | EPSS Expulsion Fuse Replacement Aerial Inspection Ground Inspection |  |  |  | , | FALSE
DIAMOND SPRINGS 1106762780 | EPSS | EPSS | EPSS | [13 empty] | Aerial Inspection | Aerial Inspection | Ground Inspection | Ground Inspection | [8 empty] | Down Conductor Detection (DCD) | [10 empty] | EPSS,Ground Inspection, | EPSS Ground Inspection | EPSS Ground Inspection | EPSS,Aerial Inspection,Ground Inspection,Down Conductor Detection (DCD), | EPSS Aerial Inspection Ground Inspection Down Conductor Detection (DCD) | EPSS Aerial Inspection Ground Inspection Down Conductor Detection (DCD) | EPSS,Aerial Inspection, | EPSS Aerial Inspection | EPSS Aerial Inspection |  |  |  | , | FALSE
MORGAN HILL 210542348 | EPSS | EPSS | EPSS | [6 empty] | Expulsion Fuse Replacement | [6 empty] | Aerial Inspection | Aerial Inspection | Ground Inspection | Ground Inspection | Ground Inspection | Non-Pole Backlog | [8 empty] | Line Sensors | [8 empty] | EPSS,Expulsion Fuse Replacement,Ground Inspection,Non-Pole Backlog,Line Sensors, | EPSS Expulsion Fuse Replacement Ground Inspection Non-Pole Backlog Line Sensors | EPSS Expulsion Fuse Replacement Ground Inspection Non-Pole Backlog Line Sensors | EPSS,Aerial Inspection,Ground Inspection, | EPSS Aerial Inspection Ground Inspection | EPSS Aerial Inspection Ground Inspection | EPSS,Aerial Inspection,Ground Inspection, | EPSS Aerial Inspection Ground Inspection | EPSS Aerial Inspection Ground Inspection |  |  |  | , | FALSE
OAKLAND K 1102172340 | EPSS | EPSS | EPSS | [8 empty] | Expulsion Fuse Replacement | [5 empty] | Aerial Inspection |  | Ground Inspection | Ground Inspection | Non-Pole Backlog | Non-Pole Backlog | Non-Pole Backlog | [15 empty] | EPSS,Non-Pole Backlog, | EPSS Non-Pole Backlog | EPSS Non-Pole Backlog | EPSS,Ground Inspection,Non-Pole Backlog, | EPSS Ground Inspection Non-Pole Backlog | EPSS Ground Inspection Non-Pole Backlog | EPSS,Expulsion Fuse Replacement,Aerial Inspection,Ground Inspection,Non-Pole Backlog, | EPSS Expulsion Fuse Replacement Aerial Inspection Ground Inspection Non-Pole Backlog | EPSS Expulsion Fuse Replacement Aerial Inspection Ground Inspection Non-Pole Backlog |  |  |  | , | FALSE
CALAVERAS CEMENT 110113424 | EPSS | EPSS | EPSS | [6 empty] | Expulsion Fuse Replacement | [6 empty] | Aerial Inspection | Aerial Inspection | Ground Inspection | Ground Inspection | [8 empty] | Down Conductor Detection (DCD) | [10 empty] | EPSS,Expulsion Fuse Replacement,Ground Inspection, | EPSS Expulsion Fuse Replacement Ground Inspection | EPSS Expulsion Fuse Replacement Ground Inspection | EPSS,Aerial Inspection,Ground Inspection,Down Conductor Detection (DCD), | EPSS Aerial Inspection Ground Inspection Down Conductor Detection (DCD) | EPSS Aerial Inspection Ground Inspection Down Conductor Detection (DCD) | EPSS,Aerial Inspection, | EPSS Aerial Inspection | EPSS Aerial Inspection |  |  |  | , | FALSE
CMC 1102CB | EPSS | EPSS | EPSS | [14 empty] | Aerial Inspection |  | Ground Inspection | [19 empty] | EPSS, | EPSS | EPSS | EPSS,Ground Inspection, | EPSS Ground Inspection | EPSS Ground Inspection | EPSS,Aerial Inspection, | EPSS Aerial Inspection | EPSS Aerial Inspection |  |  |  | , | FALSE
MIWUK 1701992162 | EPSS | EPSS | EPSS | [14 empty] | Aerial Inspection |  | Ground Inspection | Ground Inspection | Non-Pole Backlog | [8 empty] | Line Sensors | [8 empty] | EPSS,Non-Pole Backlog,Line Sensors, | EPSS Non-Pole Backlog Line Sensors | EPSS Non-Pole Backlog Line Sensors | EPSS,Ground Inspection, | EPSS Ground Inspection | EPSS Ground Inspection | EPSS,Aerial Inspection,Ground Inspection, | EPSS Aerial Inspection Ground Inspection | EPSS Aerial Inspection Ground Inspection |  |  |  | , | FALSE
OAKLAND K 1104CR326 | EPSS | EPSS | EPSS | [14 empty] | Aerial Inspection |  | Ground Inspection |  | Non-Pole Backlog | Non-Pole Backlog | Non-Pole Backlog |  |  |  |  | Down Conductor Detection (DCD) | [10 empty] | EPSS,Non-Pole Backlog, | EPSS Non-Pole Backlog | EPSS Non-Pole Backlog | EPSS,Ground Inspection,Non-Pole Backlog,Down Conductor Detection (DCD), | EPSS Ground Inspection Non-Pole Backlog Down Conductor Detection (DCD) | EPSS Ground Inspection Non-Pole Backlog Down Conductor Detection (DCD) | EPSS,Aerial Inspection,Non-Pole Backlog, | EPSS Aerial Inspection Non-Pole Backlog | EPSS Aerial Inspection Non-Pole Backlog |  |  |  | , | FALSE
VACA DIXON 110540092 | EPSS | EPSS | EPSS |  |  |  | Overhead Hardening | [12 empty] | Ground Inspection | [19 empty] | EPSS,Overhead Hardening, | EPSS Overhead Hardening | EPSS Overhead Hardening | EPSS,Ground Inspection, | EPSS Ground Inspection | EPSS Ground Inspection | EPSS, | EPSS | EPSS |  | Line Removal | Overhead Hardening | ,Line Removal,Overhead Hardening, | Line Removal Overhead Hardening | Line Removal Overhead Hardening
GARBERVILLE 11026084 | EPSS | EPSS | EPSS | [7 empty] | Expulsion Fuse Replacement | [5 empty] | Aerial Inspection |  | Ground Inspection |  |  | Non-Pole Backlog | [5 empty] | Down Conductor Detection (DCD) | [11 empty] | EPSS,Ground Inspection,Non-Pole Backlog,Down Conductor Detection (DCD), | EPSS Ground Inspection Non-Pole Backlog Down Conductor Detection (DCD) | EPSS Ground Inspection Non-Pole Backlog Down Conductor Detection (DCD) | EPSS,Expulsion Fuse Replacement,Aerial Inspection, | EPSS Expulsion Fuse Replacement Aerial Inspection | EPSS Expulsion Fuse Replacement Aerial Inspection | EPSS, | EPSS | EPSS |  | Line Removal |  | ,Line Removal, | Line Removal | Line Removal
FULTON 110258990 | EPSS | EPSS | EPSS | [17 empty] | Ground Inspection | [6 empty] | Down Conductor Detection (DCD) | [11 empty] | EPSS,Down Conductor Detection (DCD), | EPSS Down Conductor Detection (DCD) | EPSS Down Conductor Detection (DCD) | EPSS, | EPSS | EPSS | EPSS,Ground Inspection, | EPSS Ground Inspection | EPSS Ground Inspection |  |  |  | , | FALSE
VOLTA 110165764 | EPSS | EPSS | EPSS | [9 empty] | Surge Arrestor Replacement |  |  |  | Aerial Inspection | Aerial Inspection | Ground Inspection |  |  | Non-Pole Backlog | [5 empty] | Down Conductor Detection (DCD) |  |  | Line Sensors | [8 empty] | EPSS,Surge Arrestor Replacement,Ground Inspection,Non-Pole Backlog,Down Conductor Detection (DCD),Line Sensors, | EPSS Surge Arrestor Replacement Ground Inspection Non-Pole Backlog Down Conductor Detection (DCD) Line Sensors | EPSS Surge Arrestor Replacement Ground Inspection Non-Pole Backlog Down Conductor Detection (DCD) Line Sensors | EPSS,Aerial Inspection, | EPSS Aerial Inspection | EPSS Aerial Inspection | EPSS,Aerial Inspection, | EPSS Aerial Inspection | EPSS Aerial Inspection |  |  |  | , | FALSE
AUBERRY 1101R314 | EPSS | EPSS | EPSS | [6 empty] | Expulsion Fuse Replacement |  |  | Surge Arrestor Replacement |  |  |  | Aerial Inspection | Aerial Inspection | Ground Inspection | Ground Inspection |  | Non-Pole Backlog | Non-Pole Backlog | [7 empty] | Line Sensors | [8 empty] | EPSS,Expulsion Fuse Replacement,Surge Arrestor Replacement,Ground Inspection,Non-Pole Backlog,Line Sensors, | EPSS Expulsion Fuse Replacement Surge Arrestor Replacement Ground Inspection Non-Pole Backlog Line Sensors | EPSS Expulsion Fuse Replacement Surge Arrestor Replacement Ground Inspection Non-Pole Backlog Line Sensors | EPSS,Aerial Inspection,Ground Inspection,Non-Pole Backlog, | EPSS Aerial Inspection Ground Inspection Non-Pole Backlog | EPSS Aerial Inspection Ground Inspection Non-Pole Backlog | EPSS,Aerial Inspection, | EPSS Aerial Inspection | EPSS Aerial Inspection |  |  |  | , | FALSE
SAN RAMON 2107MR284 | EPSS | EPSS | EPSS | [13 empty] | Aerial Inspection | Aerial Inspection | Ground Inspection | Ground Inspection | Ground Inspection | Non-Pole Backlog | Non-Pole Backlog | [7 empty] | Line Sensors | [8 empty] | EPSS,Ground Inspection,Non-Pole Backlog,Line Sensors, | EPSS Ground Inspection Non-Pole Backlog Line Sensors | EPSS Ground Inspection Non-Pole Backlog Line Sensors | EPSS,Aerial Inspection,Ground Inspection,Non-Pole Backlog, | EPSS Aerial Inspection Ground Inspection Non-Pole Backlog | EPSS Aerial Inspection Ground Inspection Non-Pole Backlog | EPSS,Aerial Inspection,Ground Inspection, | EPSS Aerial Inspection Ground Inspection | EPSS Aerial Inspection Ground Inspection |  |  |  | , | FALSE
OAKLAND K 1102CR014 | EPSS | EPSS | EPSS | [8 empty] | Expulsion Fuse Replacement | [5 empty] | Aerial Inspection |  | Ground Inspection | Ground Inspection | Non-Pole Backlog | Non-Pole Backlog | Non-Pole Backlog |  |  |  |  | Down Conductor Detection (DCD) | [9 empty] | Pole Backlog | EPSS,Non-Pole Backlog, | EPSS Non-Pole Backlog | EPSS Non-Pole Backlog | EPSS,Ground Inspection,Non-Pole Backlog,Down Conductor Detection (DCD), | EPSS Ground Inspection Non-Pole Backlog Down Conductor Detection (DCD) | EPSS Ground Inspection Non-Pole Backlog Down Conductor Detection (DCD) | EPSS,Expulsion Fuse Replacement,Aerial Inspection,Ground Inspection,Non-Pole Backlog,Pole Backlog, | EPSS Expulsion Fuse Replacement Aerial Inspection Ground Inspection Non-Pole Backlog Pole Backlog | EPSS Expulsion Fuse Replacement Aerial Inspection Ground Inspection Non-Pole Backlog Pole Backlog |  |  |  | , | FALSE
HIGHLANDS 1104CB | EPSS | EPSS | EPSS | Undergrounding | [7 empty] | Expulsion Fuse Replacement |  |  |  |  | Aerial Inspection | Aerial Inspection | Ground Inspection | Ground Inspection | Ground Inspection | Non-Pole Backlog |  | Non-Pole Backlog | [12 empty] | Pole Backlog |  |  | EPSS,Undergrounding,Ground Inspection,Non-Pole Backlog,Pole Backlog, | EPSS Undergrounding Ground Inspection Non-Pole Backlog Pole Backlog | EPSS Undergrounding Ground Inspection Non-Pole Backlog Pole Backlog | EPSS,Aerial Inspection,Ground Inspection, | EPSS Aerial Inspection Ground Inspection | EPSS Aerial Inspection Ground Inspection | EPSS,Expulsion Fuse Replacement,Aerial Inspection,Ground Inspection,Non-Pole Backlog, | EPSS Expulsion Fuse Replacement Aerial Inspection Ground Inspection Non-Pole Backlog | EPSS Expulsion Fuse Replacement Aerial Inspection Ground Inspection Non-Pole Backlog |  |  |  | , | FALSE
JESSUP 1101271314 | EPSS | EPSS | EPSS | [13 empty] | Aerial Inspection |  | Ground Inspection |  | Ground Inspection | [18 empty] | EPSS,Ground Inspection, | EPSS Ground Inspection | EPSS Ground Inspection | EPSS,Aerial Inspection, | EPSS Aerial Inspection | EPSS Aerial Inspection | EPSS,Ground Inspection, | EPSS Ground Inspection | EPSS Ground Inspection |  |  |  | , | FALSE
PARADISE 110439214 | EPSS | EPSS | EPSS |  | Undergrounding | [5 empty] | Expulsion Fuse Replacement | [9 empty] | Ground Inspection | Non-Pole Backlog | [5 empty] | Down Conductor Detection (DCD) | [11 empty] | EPSS,Non-Pole Backlog,Down Conductor Detection (DCD), | EPSS Non-Pole Backlog Down Conductor Detection (DCD) | EPSS Non-Pole Backlog Down Conductor Detection (DCD) | EPSS,Undergrounding,Expulsion Fuse Replacement, | EPSS Undergrounding Expulsion Fuse Replacement | EPSS Undergrounding Expulsion Fuse Replacement | EPSS,Ground Inspection, | EPSS Ground Inspection | EPSS Ground Inspection |  |  |  | , | FALSE
MARTELL 1101131918 | EPSS | EPSS | EPSS | [14 empty] | Aerial Inspection |  | Ground Inspection |  | Non-Pole Backlog | [17 empty] | EPSS,Non-Pole Backlog, | EPSS Non-Pole Backlog | EPSS Non-Pole Backlog | EPSS,Ground Inspection, | EPSS Ground Inspection | EPSS Ground Inspection | EPSS,Aerial Inspection, | EPSS Aerial Inspection | EPSS Aerial Inspection |  |  |  | , | FALSE
OAKLAND K 1104CR210 | EPSS | EPSS | EPSS | [8 empty] | Expulsion Fuse Replacement | [5 empty] | Aerial Inspection |  | Ground Inspection | Ground Inspection | Non-Pole Backlog |  | Non-Pole Backlog |  |  |  |  | Down Conductor Detection (DCD) | [9 empty] | Pole Backlog | EPSS,Non-Pole Backlog, | EPSS Non-Pole Backlog | EPSS Non-Pole Backlog | EPSS,Ground Inspection,Down Conductor Detection (DCD), | EPSS Ground Inspection Down Conductor Detection (DCD) | EPSS Ground Inspection Down Conductor Detection (DCD) | EPSS,Expulsion Fuse Replacement,Aerial Inspection,Ground Inspection,Non-Pole Backlog,Pole Backlog, | EPSS Expulsion Fuse Replacement Aerial Inspection Ground Inspection Non-Pole Backlog Pole Backlog | EPSS Expulsion Fuse Replacement Aerial Inspection Ground Inspection Non-Pole Backlog Pole Backlog |  |  |  | , | FALSE
CAMP EVERS 210616000 | EPSS | EPSS | EPSS | [14 empty] | Aerial Inspection |  | Ground Inspection | Ground Inspection | [18 empty] | EPSS, | EPSS | EPSS | EPSS,Ground Inspection, | EPSS Ground Inspection | EPSS Ground Inspection | EPSS,Aerial Inspection,Ground Inspection, | EPSS Aerial Inspection Ground Inspection | EPSS Aerial Inspection Ground Inspection |  |  |  | , | FALSE
DUNBAR 1103839384 | EPSS | EPSS | EPSS | [13 empty] | Aerial Inspection | Aerial Inspection | Ground Inspection | Ground Inspection | Ground Inspection | Non-Pole Backlog | [8 empty] | Line Sensors | [8 empty] | EPSS,Ground Inspection,Non-Pole Backlog,Line Sensors, | EPSS Ground Inspection Non-Pole Backlog Line Sensors | EPSS Ground Inspection Non-Pole Backlog Line Sensors | EPSS,Aerial Inspection,Ground Inspection, | EPSS Aerial Inspection Ground Inspection | EPSS Aerial Inspection Ground Inspection | EPSS,Aerial Inspection,Ground Inspection, | EPSS Aerial Inspection Ground Inspection | EPSS Aerial Inspection Ground Inspection |  |  |  | , | FALSE
GANSNER 11012006 | EPSS | EPSS | EPSS | [6 empty] | Expulsion Fuse Replacement |  | Expulsion Fuse Replacement | [5 empty] | Aerial Inspection |  | Ground Inspection | Ground Inspection | Non-Pole Backlog | [6 empty] | Down Conductor Detection (DCD) |  | Line Sensors | [8 empty] | EPSS,Expulsion Fuse Replacement,Non-Pole Backlog,Line Sensors, | EPSS Expulsion Fuse Replacement Non-Pole Backlog Line Sensors | EPSS Expulsion Fuse Replacement Non-Pole Backlog Line Sensors | EPSS,Ground Inspection,Down Conductor Detection (DCD), | EPSS Ground Inspection Down Conductor Detection (DCD) | EPSS Ground Inspection Down Conductor Detection (DCD) | EPSS,Expulsion Fuse Replacement,Aerial Inspection,Ground Inspection, | EPSS Expulsion Fuse Replacement Aerial Inspection Ground Inspection | EPSS Expulsion Fuse Replacement Aerial Inspection Ground Inspection |  |  |  | , | FALSE
PEORIA 17048040 | EPSS | EPSS | EPSS | [17 empty] | Ground Inspection | [6 empty] | Down Conductor Detection (DCD) | [8 empty] | Pole Backlog |  |  | EPSS,Down Conductor Detection (DCD),Pole Backlog, | EPSS Down Conductor Detection (DCD) Pole Backlog | EPSS Down Conductor Detection (DCD) Pole Backlog | EPSS, | EPSS | EPSS | EPSS,Ground Inspection, | EPSS Ground Inspection | EPSS Ground Inspection |  |  |  | , | FALSE
ALLEGHANY 1101978 | EPSS | EPSS | EPSS | [7 empty] | Expulsion Fuse Replacement | Expulsion Fuse Replacement | Surge Arrestor Replacement |  |  |  | Aerial Inspection | Aerial Inspection | Ground Inspection | Ground Inspection | Ground Inspection | Non-Pole Backlog |  | Non-Pole Backlog |  |  |  | Down Conductor Detection (DCD) | [11 empty] | EPSS,Surge Arrestor Replacement,Ground Inspection,Non-Pole Backlog,Down Conductor Detection (DCD), | EPSS Surge Arrestor Replacement Ground Inspection Non-Pole Backlog Down Conductor Detection (DCD) | EPSS Surge Arrestor Replacement Ground Inspection Non-Pole Backlog Down Conductor Detection (DCD) | EPSS,Expulsion Fuse Replacement,Aerial Inspection,Ground Inspection, | EPSS Expulsion Fuse Replacement Aerial Inspection Ground Inspection | EPSS Expulsion Fuse Replacement Aerial Inspection Ground Inspection | EPSS,Expulsion Fuse Replacement,Aerial Inspection,Ground Inspection,Non-Pole Backlog, | EPSS Expulsion Fuse Replacement Aerial Inspection Ground Inspection Non-Pole Backlog | EPSS Expulsion Fuse Replacement Aerial Inspection Ground Inspection Non-Pole Backlog |  |  |  | , | FALSE
MARTELL 110299214 | EPSS | EPSS | EPSS | [6 empty] | Expulsion Fuse Replacement | [6 empty] | Aerial Inspection | Aerial Inspection | Ground Inspection | Ground Inspection | Ground Inspection | [7 empty] | Down Conductor Detection (DCD) | [10 empty] | EPSS,Expulsion Fuse Replacement,Ground Inspection, | EPSS Expulsion Fuse Replacement Ground Inspection | EPSS Expulsion Fuse Replacement Ground Inspection | EPSS,Aerial Inspection,Ground Inspection,Down Conductor Detection (DCD), | EPSS Aerial Inspection Ground Inspection Down Conductor Detection (DCD) | EPSS Aerial Inspection Ground Inspection Down Conductor Detection (DCD) | EPSS,Aerial Inspection,Ground Inspection, | EPSS Aerial Inspection Ground Inspection | EPSS Aerial Inspection Ground Inspection |  |  |  | , | FALSE
HALF MOON BAY 110398440 | EPSS | EPSS | EPSS | [7 empty] | Expulsion Fuse Replacement | [5 empty] | Aerial Inspection | Aerial Inspection | Ground Inspection | Ground Inspection | Ground Inspection | Non-Pole Backlog | Non-Pole Backlog | [5 empty] | Down Conductor Detection (DCD) |  | Line Sensors | [8 empty] | EPSS,Ground Inspection,Non-Pole Backlog,Line Sensors, | EPSS Ground Inspection Non-Pole Backlog Line Sensors | EPSS Ground Inspection Non-Pole Backlog Line Sensors | EPSS,Expulsion Fuse Replacement,Aerial Inspection,Ground Inspection,Non-Pole Backlog,Down Conductor Detection (DCD), | EPSS Expulsion Fuse Replacement Aerial Inspection Ground Inspection Non-Pole Backlog Down Conductor Detection (DCD) | EPSS Expulsion Fuse Replacement Aerial Inspection Ground Inspection Non-Pole Backlog Down Conductor Detection (DCD) | EPSS,Aerial Inspection,Ground Inspection, | EPSS Aerial Inspection Ground Inspection | EPSS Aerial Inspection Ground Inspection |  |  |  | , | FALSE
NORTH BRANCH 1101752104 | EPSS | EPSS | EPSS | [6 empty] | Expulsion Fuse Replacement | [6 empty] | Aerial Inspection | Aerial Inspection | Ground Inspection | Ground Inspection | Ground Inspection | Non-Pole Backlog | [6 empty] | Down Conductor Detection (DCD) | [7 empty] | Pole Backlog |  |  | EPSS,Expulsion Fuse Replacement,Ground Inspection,Non-Pole Backlog,Pole Backlog, | EPSS Expulsion Fuse Replacement Ground Inspection Non-Pole Backlog Pole Backlog | EPSS Expulsion Fuse Replacement Ground Inspection Non-Pole Backlog Pole Backlog | EPSS,Aerial Inspection,Ground Inspection,Down Conductor Detection (DCD), | EPSS Aerial Inspection Ground Inspection Down Conductor Detection (DCD) | EPSS Aerial Inspection Ground Inspection Down Conductor Detection (DCD) | EPSS,Aerial Inspection,Ground Inspection, | EPSS Aerial Inspection Ground Inspection | EPSS Aerial Inspection Ground Inspection |  |  |  | , | FALSE
AUBERRY 1102R1013 | EPSS | EPSS | EPSS | [9 empty] | Surge Arrestor Replacement |  |  |  | Aerial Inspection | Aerial Inspection | Ground Inspection | Ground Inspection |  | Non-Pole Backlog | [5 empty] | Down Conductor Detection (DCD) | [8 empty] | Pole Backlog |  |  | EPSS,Surge Arrestor Replacement,Ground Inspection,Non-Pole Backlog,Down Conductor Detection (DCD),Pole Backlog, | EPSS Surge Arrestor Replacement Ground Inspection Non-Pole Backlog Down Conductor Detection (DCD) Pole Backlog | EPSS Surge Arrestor Replacement Ground Inspection Non-Pole Backlog Down Conductor Detection (DCD) Pole Backlog | EPSS,Aerial Inspection,Ground Inspection, | EPSS Aerial Inspection Ground Inspection | EPSS Aerial Inspection Ground Inspection | EPSS,Aerial Inspection, | EPSS Aerial Inspection | EPSS Aerial Inspection |  |  |  | , | FALSE
HICKS 1116647210 | EPSS | EPSS | EPSS | [7 empty] | Expulsion Fuse Replacement | Expulsion Fuse Replacement | [5 empty] | Aerial Inspection |  | Ground Inspection | Ground Inspection |  | Non-Pole Backlog | [16 empty] | EPSS, | EPSS | EPSS | EPSS,Expulsion Fuse Replacement,Ground Inspection,Non-Pole Backlog, | EPSS Expulsion Fuse Replacement Ground Inspection Non-Pole Backlog | EPSS Expulsion Fuse Replacement Ground Inspection Non-Pole Backlog | EPSS,Expulsion Fuse Replacement,Aerial Inspection,Ground Inspection, | EPSS Expulsion Fuse Replacement Aerial Inspection Ground Inspection | EPSS Expulsion Fuse Replacement Aerial Inspection Ground Inspection |  |  |  | , | FALSE
BRUNSWICK 110633050 | EPSS | EPSS | EPSS | [36 empty] | EPSS, | EPSS | EPSS | EPSS, | EPSS | EPSS | EPSS, | EPSS | EPSS |  |  |  | , | FALSE
SOBRANTE 1102L510R | EPSS | EPSS | EPSS | [8 empty] | Expulsion Fuse Replacement |  |  |  |  | Aerial Inspection | Aerial Inspection | Ground Inspection | Ground Inspection | Ground Inspection | Non-Pole Backlog | Non-Pole Backlog | Non-Pole Backlog |  |  |  |  | Down Conductor Detection (DCD) |  | Line Sensors | [5 empty] | Pole Backlog |  | Pole Backlog | EPSS,Ground Inspection,Non-Pole Backlog,Line Sensors,Pole Backlog, | EPSS Ground Inspection Non-Pole Backlog Line Sensors Pole Backlog | EPSS Ground Inspection Non-Pole Backlog Line Sensors Pole Backlog | EPSS,Aerial Inspection,Ground Inspection,Non-Pole Backlog,Down Conductor Detection (DCD), | EPSS Aerial Inspection Ground Inspection Non-Pole Backlog Down Conductor Detection (DCD) | EPSS Aerial Inspection Ground Inspection Non-Pole Backlog Down Conductor Detection (DCD) | EPSS,Expulsion Fuse Replacement,Aerial Inspection,Ground Inspection,Non-Pole Backlog,Pole Backlog, | EPSS Expulsion Fuse Replacement Aerial Inspection Ground Inspection Non-Pole Backlog Pole Backlog | EPSS Expulsion Fuse Replacement Aerial Inspection Ground Inspection Non-Pole Backlog Pole Backlog |  |  |  | , | FALSE
SOBRANTE 1102690098 | EPSS | EPSS | EPSS | [8 empty] | Expulsion Fuse Replacement |  |  |  |  | Aerial Inspection | Aerial Inspection | Ground Inspection | Ground Inspection | Ground Inspection | Non-Pole Backlog |  | Non-Pole Backlog |  |  |  |  | Down Conductor Detection (DCD) |  | Line Sensors | [5 empty] | Pole Backlog |  |  | EPSS,Ground Inspection,Non-Pole Backlog,Line Sensors,Pole Backlog, | EPSS Ground Inspection Non-Pole Backlog Line Sensors Pole Backlog | EPSS Ground Inspection Non-Pole Backlog Line Sensors Pole Backlog | EPSS,Aerial Inspection,Ground Inspection,Down Conductor Detection (DCD), | EPSS Aerial Inspection Ground Inspection Down Conductor Detection (DCD) | EPSS Aerial Inspection Ground Inspection Down Conductor Detection (DCD) | EPSS,Expulsion Fuse Replacement,Aerial Inspection,Ground Inspection,Non-Pole Backlog, | EPSS Expulsion Fuse Replacement Aerial Inspection Ground Inspection Non-Pole Backlog | EPSS Expulsion Fuse Replacement Aerial Inspection Ground Inspection Non-Pole Backlog |  |  |  | , | FALSE
CAMP EVERS 210410442 | EPSS | EPSS | EPSS | [7 empty] | Expulsion Fuse Replacement | Expulsion Fuse Replacement | [5 empty] | Aerial Inspection |  | Ground Inspection | Ground Inspection | Non-Pole Backlog | Non-Pole Backlog | Non-Pole Backlog | [15 empty] | EPSS,Non-Pole Backlog, | EPSS Non-Pole Backlog | EPSS Non-Pole Backlog | EPSS,Expulsion Fuse Replacement,Ground Inspection,Non-Pole Backlog, | EPSS Expulsion Fuse Replacement Ground Inspection Non-Pole Backlog | EPSS Expulsion Fuse Replacement Ground Inspection Non-Pole Backlog | EPSS,Expulsion Fuse Replacement,Aerial Inspection,Ground Inspection,Non-Pole Backlog, | EPSS Expulsion Fuse Replacement Aerial Inspection Ground Inspection Non-Pole Backlog | EPSS Expulsion Fuse Replacement Aerial Inspection Ground Inspection Non-Pole Backlog |  |  |  | , | FALSE
MENDOCINO 1101450 | EPSS | EPSS | EPSS | [7 empty] | Expulsion Fuse Replacement | [6 empty] | Aerial Inspection | Ground Inspection | Ground Inspection |  | Non-Pole Backlog | [5 empty] | Down Conductor Detection (DCD) | [11 empty] | EPSS,Ground Inspection,Non-Pole Backlog,Down Conductor Detection (DCD), | EPSS Ground Inspection Non-Pole Backlog Down Conductor Detection (DCD) | EPSS Ground Inspection Non-Pole Backlog Down Conductor Detection (DCD) | EPSS,Expulsion Fuse Replacement,Ground Inspection, | EPSS Expulsion Fuse Replacement Ground Inspection | EPSS Expulsion Fuse Replacement Ground Inspection | EPSS,Aerial Inspection, | EPSS Aerial Inspection | EPSS Aerial Inspection |  |  |  | , | FALSE
JAMESON 1102865502 | EPSS | EPSS | EPSS | [5 empty] | Overhead Hardening | [7 empty] | Aerial Inspection | Aerial Inspection | Ground Inspection | Ground Inspection | [7 empty] | Down Conductor Detection (DCD) | [11 empty] | EPSS,Ground Inspection,Down Conductor Detection (DCD), | EPSS Ground Inspection Down Conductor Detection (DCD) | EPSS Ground Inspection Down Conductor Detection (DCD) | EPSS,Aerial Inspection,Ground Inspection, | EPSS Aerial Inspection Ground Inspection | EPSS Aerial Inspection Ground Inspection | EPSS,Overhead Hardening,Aerial Inspection, | EPSS Overhead Hardening Aerial Inspection | EPSS Overhead Hardening Aerial Inspection |  |  |  | , | FALSE
WOODACRE 110196844 | EPSS | EPSS | EPSS | [13 empty] | Aerial Inspection | Aerial Inspection | Ground Inspection | Ground Inspection | Ground Inspection | Non-Pole Backlog |  | Non-Pole Backlog |  |  |  |  | Down Conductor Detection (DCD) |  | Line Sensors | [8 empty] | EPSS,Ground Inspection,Non-Pole Backlog,Line Sensors, | EPSS Ground Inspection Non-Pole Backlog Line Sensors | EPSS Ground Inspection Non-Pole Backlog Line Sensors | EPSS,Aerial Inspection,Ground Inspection,Down Conductor Detection (DCD), | EPSS Aerial Inspection Ground Inspection Down Conductor Detection (DCD) | EPSS Aerial Inspection Ground Inspection Down Conductor Detection (DCD) | EPSS,Aerial Inspection,Ground Inspection,Non-Pole Backlog, | EPSS Aerial Inspection Ground Inspection Non-Pole Backlog | EPSS Aerial Inspection Ground Inspection Non-Pole Backlog |  |  |  | , | FALSE
STANISLAUS 17021804 | EPSS | EPSS | EPSS |  |  |  | Overhead Hardening |  |  |  | Expulsion Fuse Replacement | Expulsion Fuse Replacement | [5 empty] | Aerial Inspection |  | Ground Inspection | Ground Inspection | Non-Pole Backlog | [5 empty] | Down Conductor Detection (DCD) | [8 empty] | Pole Backlog |  |  | EPSS,Overhead Hardening,Non-Pole Backlog,Down Conductor Detection (DCD),Pole Backlog, | EPSS Overhead Hardening Non-Pole Backlog Down Conductor Detection (DCD) Pole Backlog | EPSS Overhead Hardening Non-Pole Backlog Down Conductor Detection (DCD) Pole Backlog | EPSS,Expulsion Fuse Replacement,Ground Inspection, | EPSS Expulsion Fuse Replacement Ground Inspection | EPSS Expulsion Fuse Replacement Ground Inspection | EPSS,Expulsion Fuse Replacement,Aerial Inspection,Ground Inspection, | EPSS Expulsion Fuse Replacement Aerial Inspection Ground Inspection | EPSS Expulsion Fuse Replacement Aerial Inspection Ground Inspection | Undergrounding |  | Overhead Hardening | Undergrounding,Overhead Hardening, | Undergrounding Overhead Hardening | Undergrounding Overhead Hardening
ALTO 1124703432 | EPSS | EPSS | EPSS | [14 empty] | Aerial Inspection |  | Ground Inspection | Ground Inspection | Non-Pole Backlog |  | Non-Pole Backlog |  |  |  |  | Down Conductor Detection (DCD) | [9 empty] | Pole Backlog | EPSS,Non-Pole Backlog, | EPSS Non-Pole Backlog | EPSS Non-Pole Backlog | EPSS,Ground Inspection,Down Conductor Detection (DCD), | EPSS Ground Inspection Down Conductor Detection (DCD) | EPSS Ground Inspection Down Conductor Detection (DCD) | EPSS,Aerial Inspection,Ground Inspection,Non-Pole Backlog,Pole Backlog, | EPSS Aerial Inspection Ground Inspection Non-Pole Backlog Pole Backlog | EPSS Aerial Inspection Ground Inspection Non-Pole Backlog Pole Backlog |  |  |  | , | FALSE
SAN RAFAEL 11071276 | EPSS | EPSS | EPSS | [7 empty] | Expulsion Fuse Replacement | Expulsion Fuse Replacement | [5 empty] | Aerial Inspection |  | Ground Inspection | Ground Inspection | Non-Pole Backlog | Non-Pole Backlog | Non-Pole Backlog |  |  |  |  | Down Conductor Detection (DCD) |  | Line Sensors | [7 empty] | Pole Backlog | EPSS,Non-Pole Backlog,Line Sensors, | EPSS Non-Pole Backlog Line Sensors | EPSS Non-Pole Backlog Line Sensors | EPSS,Expulsion Fuse Replacement,Ground Inspection,Non-Pole Backlog,Down Conductor Detection (DCD), | EPSS Expulsion Fuse Replacement Ground Inspection Non-Pole Backlog Down Conductor Detection (DCD) | EPSS Expulsion Fuse Replacement Ground Inspection Non-Pole Backlog Down Conductor Detection (DCD) | EPSS,Expulsion Fuse Replacement,Aerial Inspection,Ground Inspection,Non-Pole Backlog,Pole Backlog, | EPSS Expulsion Fuse Replacement Aerial Inspection Ground Inspection Non-Pole Backlog Pole Backlog | EPSS Expulsion Fuse Replacement Aerial Inspection Ground Inspection Non-Pole Backlog Pole Backlog |  |  |  | , | FALSE
MILPITAS 1109XR524 | EPSS | EPSS | EPSS | [6 empty] | Expulsion Fuse Replacement | [6 empty] | Aerial Inspection | Aerial Inspection | Ground Inspection | Ground Inspection | [8 empty] | Down Conductor Detection (DCD) | [10 empty] | EPSS,Expulsion Fuse Replacement,Ground Inspection, | EPSS Expulsion Fuse Replacement Ground Inspection | EPSS Expulsion Fuse Replacement Ground Inspection | EPSS,Aerial Inspection,Ground Inspection,Down Conductor Detection (DCD), | EPSS Aerial Inspection Ground Inspection Down Conductor Detection (DCD) | EPSS Aerial Inspection Ground Inspection Down Conductor Detection (DCD) | EPSS,Aerial Inspection, | EPSS Aerial Inspection | EPSS Aerial Inspection |  |  |  | , | FALSE
VACAVILLE 1109592742 | EPSS | EPSS | EPSS | [13 empty] | Aerial Inspection |  | Ground Inspection |  |  | Non-Pole Backlog | [6 empty] | Down Conductor Detection (DCD) | [10 empty] | EPSS,Ground Inspection,Non-Pole Backlog, | EPSS Ground Inspection Non-Pole Backlog | EPSS Ground Inspection Non-Pole Backlog | EPSS,Aerial Inspection,Down Conductor Detection (DCD), | EPSS Aerial Inspection Down Conductor Detection (DCD) | EPSS Aerial Inspection Down Conductor Detection (DCD) | EPSS, | EPSS | EPSS |  |  |  | , | FALSE
HIGGINS 1108CB | EPSS | EPSS | EPSS | [13 empty] | Aerial Inspection |  | Ground Inspection | [20 empty] | EPSS,Ground Inspection, | EPSS Ground Inspection | EPSS Ground Inspection | EPSS,Aerial Inspection, | EPSS Aerial Inspection | EPSS Aerial Inspection | EPSS, | EPSS | EPSS |  |  |  | , | FALSE
MONTE RIO 11135026 | EPSS | EPSS | EPSS | [7 empty] | Expulsion Fuse Replacement | [9 empty] | Ground Inspection | Non-Pole Backlog | [5 empty] | Down Conductor Detection (DCD) | [11 empty] | EPSS,Non-Pole Backlog,Down Conductor Detection (DCD), | EPSS Non-Pole Backlog Down Conductor Detection (DCD) | EPSS Non-Pole Backlog Down Conductor Detection (DCD) | EPSS,Expulsion Fuse Replacement, | EPSS Expulsion Fuse Replacement | EPSS Expulsion Fuse Replacement | EPSS,Ground Inspection, | EPSS Ground Inspection | EPSS Ground Inspection |  |  |  | , | FALSE
STILLWATER 1101CB | EPSS | EPSS | EPSS | [13 empty] | Aerial Inspection | Aerial Inspection | Ground Inspection | Ground Inspection | Ground Inspection | [18 empty] | EPSS,Ground Inspection, | EPSS Ground Inspection | EPSS Ground Inspection | EPSS,Aerial Inspection,Ground Inspection, | EPSS Aerial Inspection Ground Inspection | EPSS Aerial Inspection Ground Inspection | EPSS,Aerial Inspection,Ground Inspection, | EPSS Aerial Inspection Ground Inspection | EPSS Aerial Inspection Ground Inspection |  |  |  | , | FALSE
HALF MOON BAY 11018902 | EPSS | EPSS | EPSS | [6 empty] | Expulsion Fuse Replacement | [6 empty] | Aerial Inspection | Aerial Inspection | Ground Inspection | Ground Inspection | Ground Inspection | Non-Pole Backlog | Non-Pole Backlog | [5 empty] | Down Conductor Detection (DCD) | [10 empty] | EPSS,Expulsion Fuse Replacement,Ground Inspection,Non-Pole Backlog, | EPSS Expulsion Fuse Replacement Ground Inspection Non-Pole Backlog | EPSS Expulsion Fuse Replacement Ground Inspection Non-Pole Backlog | EPSS,Aerial Inspection,Ground Inspection,Non-Pole Backlog,Down Conductor Detection (DCD), | EPSS Aerial Inspection Ground Inspection Non-Pole Backlog Down Conductor Detection (DCD) | EPSS Aerial Inspection Ground Inspection Non-Pole Backlog Down Conductor Detection (DCD) | EPSS,Aerial Inspection,Ground Inspection, | EPSS Aerial Inspection Ground Inspection | EPSS Aerial Inspection Ground Inspection |  |  |  | , | FALSE
BELMONT 11038958 | EPSS | EPSS | EPSS | [8 empty] | Expulsion Fuse Replacement | [5 empty] | Aerial Inspection | Ground Inspection | Ground Inspection | Ground Inspection | Non-Pole Backlog | [6 empty] | Down Conductor Detection (DCD) | [7 empty] | Pole Backlog |  |  | EPSS,Ground Inspection,Non-Pole Backlog,Pole Backlog, | EPSS Ground Inspection Non-Pole Backlog Pole Backlog | EPSS Ground Inspection Non-Pole Backlog Pole Backlog | EPSS,Ground Inspection,Down Conductor Detection (DCD), | EPSS Ground Inspection Down Conductor Detection (DCD) | EPSS Ground Inspection Down Conductor Detection (DCD) | EPSS,Expulsion Fuse Replacement,Aerial Inspection,Ground Inspection, | EPSS Expulsion Fuse Replacement Aerial Inspection Ground Inspection | EPSS Expulsion Fuse Replacement Aerial Inspection Ground Inspection |  |  |  | , | FALSE
SOBRANTE 1103CB | EPSS | EPSS | EPSS | [7 empty] | Expulsion Fuse Replacement | Expulsion Fuse Replacement |  |  |  |  | Aerial Inspection | Aerial Inspection | Ground Inspection | Ground Inspection | Ground Inspection | Non-Pole Backlog | Non-Pole Backlog | [16 empty] | EPSS,Ground Inspection,Non-Pole Backlog, | EPSS Ground Inspection Non-Pole Backlog | EPSS Ground Inspection Non-Pole Backlog | EPSS,Expulsion Fuse Replacement,Aerial Inspection,Ground Inspection,Non-Pole Backlog, | EPSS Expulsion Fuse Replacement Aerial Inspection Ground Inspection Non-Pole Backlog | EPSS Expulsion Fuse Replacement Aerial Inspection Ground Inspection Non-Pole Backlog | EPSS,Expulsion Fuse Replacement,Aerial Inspection,Ground Inspection, | EPSS Expulsion Fuse Replacement Aerial Inspection Ground Inspection | EPSS Expulsion Fuse Replacement Aerial Inspection Ground Inspection |  |  |  | , | FALSE
DIAMOND SPRINGS 110777086 | EPSS | EPSS | EPSS | [13 empty] | Aerial Inspection | Aerial Inspection | Ground Inspection | Ground Inspection |  | Non-Pole Backlog | [8 empty] | Line Sensors | [8 empty] | EPSS,Ground Inspection,Non-Pole Backlog,Line Sensors, | EPSS Ground Inspection Non-Pole Backlog Line Sensors | EPSS Ground Inspection Non-Pole Backlog Line Sensors | EPSS,Aerial Inspection,Ground Inspection, | EPSS Aerial Inspection Ground Inspection | EPSS Aerial Inspection Ground Inspection | EPSS,Aerial Inspection, | EPSS Aerial Inspection | EPSS Aerial Inspection |  |  |  | , | FALSE
OAKLAND K 1103CR188 | EPSS | EPSS | EPSS | [8 empty] | Expulsion Fuse Replacement | [5 empty] | Aerial Inspection |  | Ground Inspection | Ground Inspection | Non-Pole Backlog | Non-Pole Backlog | Non-Pole Backlog |  |  |  |  | Down Conductor Detection (DCD) | [9 empty] | Pole Backlog | EPSS,Non-Pole Backlog, | EPSS Non-Pole Backlog | EPSS Non-Pole Backlog | EPSS,Ground Inspection,Non-Pole Backlog,Down Conductor Detection (DCD), | EPSS Ground Inspection Non-Pole Backlog Down Conductor Detection (DCD) | EPSS Ground Inspection Non-Pole Backlog Down Conductor Detection (DCD) | EPSS,Expulsion Fuse Replacement,Aerial Inspection,Ground Inspection,Non-Pole Backlog,Pole Backlog, | EPSS Expulsion Fuse Replacement Aerial Inspection Ground Inspection Non-Pole Backlog Pole Backlog | EPSS Expulsion Fuse Replacement Aerial Inspection Ground Inspection Non-Pole Backlog Pole Backlog |  |  |  | , | FALSE
WOODACRE 1101404 | EPSS | EPSS | EPSS | [7 empty] | Expulsion Fuse Replacement | [6 empty] | Aerial Inspection |  | Ground Inspection | Ground Inspection | Non-Pole Backlog | Non-Pole Backlog | [5 empty] | Down Conductor Detection (DCD) |  | Line Sensors | [5 empty] | Pole Backlog |  |  | EPSS,Non-Pole Backlog,Line Sensors,Pole Backlog, | EPSS Non-Pole Backlog Line Sensors Pole Backlog | EPSS Non-Pole Backlog Line Sensors Pole Backlog | EPSS,Expulsion Fuse Replacement,Ground Inspection,Non-Pole Backlog,Down Conductor Detection (DCD), | EPSS Expulsion Fuse Replacement Ground Inspection Non-Pole Backlog Down Conductor Detection (DCD) | EPSS Expulsion Fuse Replacement Ground Inspection Non-Pole Backlog Down Conductor Detection (DCD) | EPSS,Aerial Inspection,Ground Inspection, | EPSS Aerial Inspection Ground Inspection | EPSS Aerial Inspection Ground Inspection |  |  |  | , | FALSE
OAKLAND K 1104432850 | EPSS | EPSS | EPSS | [8 empty] | Expulsion Fuse Replacement | [5 empty] | Aerial Inspection |  | Ground Inspection | Ground Inspection | Non-Pole Backlog | Non-Pole Backlog | [5 empty] | Down Conductor Detection (DCD) | [10 empty] | EPSS,Non-Pole Backlog, | EPSS Non-Pole Backlog | EPSS Non-Pole Backlog | EPSS,Ground Inspection,Non-Pole Backlog,Down Conductor Detection (DCD), | EPSS Ground Inspection Non-Pole Backlog Down Conductor Detection (DCD) | EPSS Ground Inspection Non-Pole Backlog Down Conductor Detection (DCD) | EPSS,Expulsion Fuse Replacement,Aerial Inspection,Ground Inspection, | EPSS Expulsion Fuse Replacement Aerial Inspection Ground Inspection | EPSS Expulsion Fuse Replacement Aerial Inspection Ground Inspection |  |  |  | , | FALSE
SANTA ROSA A 1104210 | EPSS | EPSS | EPSS | [7 empty] | Expulsion Fuse Replacement | Expulsion Fuse Replacement | [7 empty] | Ground Inspection | Ground Inspection | Non-Pole Backlog |  | Non-Pole Backlog |  |  |  | Down Conductor Detection (DCD) |  |  | Line Sensors | [5 empty] | Pole Backlog |  |  | EPSS,Non-Pole Backlog,Down Conductor Detection (DCD),Line Sensors,Pole Backlog, | EPSS Non-Pole Backlog Down Conductor Detection (DCD) Line Sensors Pole Backlog | EPSS Non-Pole Backlog Down Conductor Detection (DCD) Line Sensors Pole Backlog | EPSS,Expulsion Fuse Replacement,Ground Inspection, | EPSS Expulsion Fuse Replacement Ground Inspection | EPSS Expulsion Fuse Replacement Ground Inspection | EPSS,Expulsion Fuse Replacement,Ground Inspection,Non-Pole Backlog, | EPSS Expulsion Fuse Replacement Ground Inspection Non-Pole Backlog | EPSS Expulsion Fuse Replacement Ground Inspection Non-Pole Backlog |  |  |  | , | FALSE
SAN ARDO 11017632 | EPSS | EPSS | EPSS | [12 empty] | Aerial Inspection | Aerial Inspection | Aerial Inspection | Ground Inspection | Ground Inspection |  | Non-Pole Backlog |  | Non-Pole Backlog |  |  |  |  | Down Conductor Detection (DCD) | [9 empty] | Pole Backlog | EPSS,Aerial Inspection,Ground Inspection,Non-Pole Backlog, | EPSS Aerial Inspection Ground Inspection Non-Pole Backlog | EPSS Aerial Inspection Ground Inspection Non-Pole Backlog | EPSS,Aerial Inspection,Ground Inspection,Down Conductor Detection (DCD), | EPSS Aerial Inspection Ground Inspection Down Conductor Detection (DCD) | EPSS Aerial Inspection Ground Inspection Down Conductor Detection (DCD) | EPSS,Aerial Inspection,Non-Pole Backlog,Pole Backlog, | EPSS Aerial Inspection Non-Pole Backlog Pole Backlog | EPSS Aerial Inspection Non-Pole Backlog Pole Backlog |  |  |  | , | FALSE
CLOVERDALE 1101409224 | EPSS | EPSS | EPSS | [7 empty] | Expulsion Fuse Replacement | [5 empty] | Aerial Inspection | Aerial Inspection | Ground Inspection | Ground Inspection | [7 empty] | Down Conductor Detection (DCD) | [11 empty] | EPSS,Ground Inspection,Down Conductor Detection (DCD), | EPSS Ground Inspection Down Conductor Detection (DCD) | EPSS Ground Inspection Down Conductor Detection (DCD) | EPSS,Expulsion Fuse Replacement,Aerial Inspection,Ground Inspection, | EPSS Expulsion Fuse Replacement Aerial Inspection Ground Inspection | EPSS Expulsion Fuse Replacement Aerial Inspection Ground Inspection | EPSS,Aerial Inspection, | EPSS Aerial Inspection | EPSS Aerial Inspection |  |  |  | , | FALSE
PUEBLO 1105426584 | EPSS | EPSS | EPSS | [13 empty] | Aerial Inspection |  | Ground Inspection | [9 empty] | Down Conductor Detection (DCD) | [10 empty] | EPSS,Ground Inspection, | EPSS Ground Inspection | EPSS Ground Inspection | EPSS,Aerial Inspection,Down Conductor Detection (DCD), | EPSS Aerial Inspection Down Conductor Detection (DCD) | EPSS Aerial Inspection Down Conductor Detection (DCD) | EPSS, | EPSS | EPSS |  |  |  | , | FALSE
ROSSMOOR 1108543356 | EPSS | EPSS | EPSS | [13 empty] | Aerial Inspection | Aerial Inspection | Ground Inspection | Ground Inspection | Ground Inspection | [18 empty] | EPSS,Ground Inspection, | EPSS Ground Inspection | EPSS Ground Inspection | EPSS,Aerial Inspection,Ground Inspection, | EPSS Aerial Inspection Ground Inspection | EPSS Aerial Inspection Ground Inspection | EPSS,Aerial Inspection,Ground Inspection, | EPSS Aerial Inspection Ground Inspection | EPSS Aerial Inspection Ground Inspection |  |  |  | , | FALSE
PAUL SWEET 21045394 | EPSS | EPSS | EPSS | [7 empty] | Expulsion Fuse Replacement | Expulsion Fuse Replacement | [5 empty] | Aerial Inspection |  | Ground Inspection | Ground Inspection | Non-Pole Backlog | Non-Pole Backlog | Non-Pole Backlog | [12 empty] | Pole Backlog |  | Pole Backlog | EPSS,Non-Pole Backlog,Pole Backlog, | EPSS Non-Pole Backlog Pole Backlog | EPSS Non-Pole Backlog Pole Backlog | EPSS,Expulsion Fuse Replacement,Ground Inspection,Non-Pole Backlog, | EPSS Expulsion Fuse Replacement Ground Inspection Non-Pole Backlog | EPSS Expulsion Fuse Replacement Ground Inspection Non-Pole Backlog | EPSS,Expulsion Fuse Replacement,Aerial Inspection,Ground Inspection,Non-Pole Backlog,Pole Backlog, | EPSS Expulsion Fuse Replacement Aerial Inspection Ground Inspection Non-Pole Backlog Pole Backlog | EPSS Expulsion Fuse Replacement Aerial Inspection Ground Inspection Non-Pole Backlog Pole Backlog |  |  |  | , | FALSE
WHITMORE 1101CB | EPSS | EPSS | EPSS | [9 empty] | Surge Arrestor Replacement |  |  |  | Aerial Inspection | Aerial Inspection | Ground Inspection | Ground Inspection |  |  |  | Non-Pole Backlog | [12 empty] | Pole Backlog |  |  | EPSS,Surge Arrestor Replacement,Ground Inspection,Pole Backlog, | EPSS Surge Arrestor Replacement Ground Inspection Pole Backlog | EPSS Surge Arrestor Replacement Ground Inspection Pole Backlog | EPSS,Aerial Inspection,Ground Inspection, | EPSS Aerial Inspection Ground Inspection | EPSS Aerial Inspection Ground Inspection | EPSS,Aerial Inspection,Non-Pole Backlog, | EPSS Aerial Inspection Non-Pole Backlog | EPSS Aerial Inspection Non-Pole Backlog |  |  |  | , | FALSE
HOOPA 11013174 | EPSS | EPSS | EPSS | [7 empty] | Expulsion Fuse Replacement |  | Surge Arrestor Replacement |  |  |  | Aerial Inspection | Aerial Inspection | Ground Inspection | Ground Inspection |  | Non-Pole Backlog | [5 empty] | Down Conductor Detection (DCD) | [8 empty] | Pole Backlog |  |  | EPSS,Surge Arrestor Replacement,Ground Inspection,Non-Pole Backlog,Down Conductor Detection (DCD),Pole Backlog, | EPSS Surge Arrestor Replacement Ground Inspection Non-Pole Backlog Down Conductor Detection (DCD) Pole Backlog | EPSS Surge Arrestor Replacement Ground Inspection Non-Pole Backlog Down Conductor Detection (DCD) Pole Backlog | EPSS,Expulsion Fuse Replacement,Aerial Inspection,Ground Inspection, | EPSS Expulsion Fuse Replacement Aerial Inspection Ground Inspection | EPSS Expulsion Fuse Replacement Aerial Inspection Ground Inspection | EPSS,Aerial Inspection, | EPSS Aerial Inspection | EPSS Aerial Inspection |  |  |  | , | FALSE
PANOCHE 11034036 | EPSS | EPSS | EPSS | [12 empty] | Aerial Inspection | Aerial Inspection | Aerial Inspection | Ground Inspection | Ground Inspection | Ground Inspection |  |  | Non-Pole Backlog |  |  |  |  | Down Conductor Detection (DCD) | [8 empty] | Pole Backlog | Pole Backlog | EPSS,Aerial Inspection,Ground Inspection, | EPSS Aerial Inspection Ground Inspection | EPSS Aerial Inspection Ground Inspection | EPSS,Aerial Inspection,Ground Inspection,Down Conductor Detection (DCD),Pole Backlog, | EPSS Aerial Inspection Ground Inspection Down Conductor Detection (DCD) Pole Backlog | EPSS Aerial Inspection Ground Inspection Down Conductor Detection (DCD) Pole Backlog | EPSS,Aerial Inspection,Ground Inspection,Non-Pole Backlog,Pole Backlog, | EPSS Aerial Inspection Ground Inspection Non-Pole Backlog Pole Backlog | EPSS Aerial Inspection Ground Inspection Non-Pole Backlog Pole Backlog |  |  |  | , | FALSE
GRASS VALLEY 1101750804 | EPSS | EPSS | EPSS | [13 empty] | Aerial Inspection |  | Ground Inspection |  |  | Non-Pole Backlog | Non-Pole Backlog | [16 empty] | EPSS,Ground Inspection,Non-Pole Backlog, | EPSS Ground Inspection Non-Pole Backlog | EPSS Ground Inspection Non-Pole Backlog | EPSS,Aerial Inspection,Non-Pole Backlog, | EPSS Aerial Inspection Non-Pole Backlog | EPSS Aerial Inspection Non-Pole Backlog | EPSS, | EPSS | EPSS |  |  |  | , | FALSE
TEMPLETON 2111CB | EPSS | EPSS | EPSS | [7 empty] | Expulsion Fuse Replacement | [5 empty] | Aerial Inspection | Aerial Inspection | Ground Inspection | Ground Inspection | Ground Inspection | Non-Pole Backlog | [17 empty] | EPSS,Ground Inspection,Non-Pole Backlog, | EPSS Ground Inspection Non-Pole Backlog | EPSS Ground Inspection Non-Pole Backlog | EPSS,Expulsion Fuse Replacement,Aerial Inspection,Ground Inspection, | EPSS Expulsion Fuse Replacement Aerial Inspection Ground Inspection | EPSS Expulsion Fuse Replacement Aerial Inspection Ground Inspection | EPSS,Aerial Inspection,Ground Inspection, | EPSS Aerial Inspection Ground Inspection | EPSS Aerial Inspection Ground Inspection |  |  |  | , | FALSE
BRUNSWICK 1103234378 | EPSS | EPSS | EPSS | [13 empty] | Aerial Inspection |  | Ground Inspection |  |  |  | Non-Pole Backlog | [16 empty] | EPSS,Ground Inspection, | EPSS Ground Inspection | EPSS Ground Inspection | EPSS,Aerial Inspection,Non-Pole Backlog, | EPSS Aerial Inspection Non-Pole Backlog | EPSS Aerial Inspection Non-Pole Backlog | EPSS, | EPSS | EPSS |  |  |  | , | FALSE
BUELLTON 1101Y26 | EPSS | EPSS | EPSS | [6 empty] | Expulsion Fuse Replacement |  | Expulsion Fuse Replacement |  |  |  |  | Aerial Inspection | Aerial Inspection | Ground Inspection | Ground Inspection | Ground Inspection | Non-Pole Backlog | [5 empty] | Down Conductor Detection (DCD) | [11 empty] | EPSS,Expulsion Fuse Replacement,Ground Inspection,Non-Pole Backlog,Down Conductor Detection (DCD), | EPSS Expulsion Fuse Replacement Ground Inspection Non-Pole Backlog Down Conductor Detection (DCD) | EPSS Expulsion Fuse Replacement Ground Inspection Non-Pole Backlog Down Conductor Detection (DCD) | EPSS,Aerial Inspection,Ground Inspection, | EPSS Aerial Inspection Ground Inspection | EPSS Aerial Inspection Ground Inspection | EPSS,Expulsion Fuse Replacement,Aerial Inspection,Ground Inspection, | EPSS Expulsion Fuse Replacement Aerial Inspection Ground Inspection | EPSS Expulsion Fuse Replacement Aerial Inspection Ground Inspection |  |  |  | , | FALSE
ZACA 1101Y72 | EPSS | EPSS | EPSS | [6 empty] | Expulsion Fuse Replacement | [7 empty] | Aerial Inspection |  | Ground Inspection | Ground Inspection | Non-Pole Backlog | Non-Pole Backlog | Non-Pole Backlog |  |  |  |  | Down Conductor Detection (DCD) | [10 empty] | EPSS,Expulsion Fuse Replacement,Non-Pole Backlog, | EPSS Expulsion Fuse Replacement Non-Pole Backlog | EPSS Expulsion Fuse Replacement Non-Pole Backlog | EPSS,Ground Inspection,Non-Pole Backlog,Down Conductor Detection (DCD), | EPSS Ground Inspection Non-Pole Backlog Down Conductor Detection (DCD) | EPSS Ground Inspection Non-Pole Backlog Down Conductor Detection (DCD) | EPSS,Aerial Inspection,Ground Inspection,Non-Pole Backlog, | EPSS Aerial Inspection Ground Inspection Non-Pole Backlog | EPSS Aerial Inspection Ground Inspection Non-Pole Backlog |  |  |  | , | FALSE
GARBERVILLE 11011514 | EPSS | EPSS | EPSS | [7 empty] | Expulsion Fuse Replacement | [5 empty] | Aerial Inspection |  | Ground Inspection |  |  | Non-Pole Backlog | [7 empty] | Down Conductor Detection (DCD) | [9 empty] | EPSS,Ground Inspection,Non-Pole Backlog, | EPSS Ground Inspection Non-Pole Backlog | EPSS Ground Inspection Non-Pole Backlog | EPSS,Expulsion Fuse Replacement,Aerial Inspection, | EPSS Expulsion Fuse Replacement Aerial Inspection | EPSS Expulsion Fuse Replacement Aerial Inspection | EPSS,Down Conductor Detection (DCD), | EPSS Down Conductor Detection (DCD) | EPSS Down Conductor Detection (DCD) |  |  |  | , | FALSE
BERKELEY F 1103162952 | EPSS | EPSS | EPSS | [8 empty] | Expulsion Fuse Replacement | [5 empty] | Aerial Inspection |  | Ground Inspection | Ground Inspection | Non-Pole Backlog | [6 empty] | Down Conductor Detection (DCD) | [10 empty] | EPSS,Non-Pole Backlog, | EPSS Non-Pole Backlog | EPSS Non-Pole Backlog | EPSS,Ground Inspection,Down Conductor Detection (DCD), | EPSS Ground Inspection Down Conductor Detection (DCD) | EPSS Ground Inspection Down Conductor Detection (DCD) | EPSS,Expulsion Fuse Replacement,Aerial Inspection,Ground Inspection, | EPSS Expulsion Fuse Replacement Aerial Inspection Ground Inspection | EPSS Expulsion Fuse Replacement Aerial Inspection Ground Inspection |  |  |  | , | FALSE
MONTE RIO 1113678 | EPSS | EPSS | EPSS | [14 empty] | Aerial Inspection |  | Ground Inspection | Ground Inspection | Non-Pole Backlog | [6 empty] | Down Conductor Detection (DCD) | [10 empty] | EPSS,Non-Pole Backlog, | EPSS Non-Pole Backlog | EPSS Non-Pole Backlog | EPSS,Ground Inspection,Down Conductor Detection (DCD), | EPSS Ground Inspection Down Conductor Detection (DCD) | EPSS Ground Inspection Down Conductor Detection (DCD) | EPSS,Aerial Inspection,Ground Inspection, | EPSS Aerial Inspection Ground Inspection | EPSS Aerial Inspection Ground Inspection |  |  |  | , | FALSE
ANDERSON 1101337668 | EPSS | EPSS | EPSS | [6 empty] | Expulsion Fuse Replacement | [10 empty] | Ground Inspection | [18 empty] | EPSS,Expulsion Fuse Replacement, | EPSS Expulsion Fuse Replacement | EPSS Expulsion Fuse Replacement | EPSS, | EPSS | EPSS | EPSS,Ground Inspection, | EPSS Ground Inspection | EPSS Ground Inspection |  |  |  | , | FALSE
SHINGLE SPRINGS 210912392 | EPSS | EPSS | EPSS | [6 empty] | Expulsion Fuse Replacement |  |  | Surge Arrestor Replacement |  |  |  |  | Aerial Inspection |  | Ground Inspection | Ground Inspection | Non-Pole Backlog | Non-Pole Backlog | [13 empty] | Pole Backlog |  |  | EPSS,Expulsion Fuse Replacement,Surge Arrestor Replacement,Non-Pole Backlog,Pole Backlog, | EPSS Expulsion Fuse Replacement Surge Arrestor Replacement Non-Pole Backlog Pole Backlog | EPSS Expulsion Fuse Replacement Surge Arrestor Replacement Non-Pole Backlog Pole Backlog | EPSS,Ground Inspection,Non-Pole Backlog, | EPSS Ground Inspection Non-Pole Backlog | EPSS Ground Inspection Non-Pole Backlog | EPSS,Aerial Inspection,Ground Inspection, | EPSS Aerial Inspection Ground Inspection | EPSS Aerial Inspection Ground Inspection |  |  |  | , | FALSE
PARADISE 1104920400 | EPSS | EPSS | EPSS | Undergrounding | [8 empty] | Surge Arrestor Replacement |  |  |  | Aerial Inspection |  | Ground Inspection |  | Ground Inspection | [6 empty] | Down Conductor Detection (DCD) | [11 empty] | EPSS,Undergrounding,Surge Arrestor Replacement,Ground Inspection,Down Conductor Detection (DCD), | EPSS Undergrounding Surge Arrestor Replacement Ground Inspection Down Conductor Detection (DCD) | EPSS Undergrounding Surge Arrestor Replacement Ground Inspection Down Conductor Detection (DCD) | EPSS,Aerial Inspection, | EPSS Aerial Inspection | EPSS Aerial Inspection | EPSS,Ground Inspection, | EPSS Ground Inspection | EPSS Ground Inspection |  |  |  | , | FALSE
PARADISE 1105CB | EPSS | EPSS | EPSS | Undergrounding | [7 empty] | Expulsion Fuse Replacement |  |  |  |  | Aerial Inspection | Aerial Inspection | Ground Inspection | Ground Inspection | Ground Inspection | Non-Pole Backlog | Non-Pole Backlog | [16 empty] | EPSS,Undergrounding,Ground Inspection,Non-Pole Backlog, | EPSS Undergrounding Ground Inspection Non-Pole Backlog | EPSS Undergrounding Ground Inspection Non-Pole Backlog | EPSS,Aerial Inspection,Ground Inspection,Non-Pole Backlog, | EPSS Aerial Inspection Ground Inspection Non-Pole Backlog | EPSS Aerial Inspection Ground Inspection Non-Pole Backlog | EPSS,Expulsion Fuse Replacement,Aerial Inspection,Ground Inspection, | EPSS Expulsion Fuse Replacement Aerial Inspection Ground Inspection | EPSS Expulsion Fuse Replacement Aerial Inspection Ground Inspection |  |  |  | , | FALSE
MONTE RIO 1113477 | EPSS | EPSS | EPSS | [14 empty] | Aerial Inspection |  | Ground Inspection | Ground Inspection | Non-Pole Backlog | [6 empty] | Down Conductor Detection (DCD) | [10 empty] | EPSS,Non-Pole Backlog, | EPSS Non-Pole Backlog | EPSS Non-Pole Backlog | EPSS,Ground Inspection,Down Conductor Detection (DCD), | EPSS Ground Inspection Down Conductor Detection (DCD) | EPSS Ground Inspection Down Conductor Detection (DCD) | EPSS,Aerial Inspection,Ground Inspection, | EPSS Aerial Inspection Ground Inspection | EPSS Aerial Inspection Ground Inspection |  |  |  | , | FALSE
TYLER 110585132 | EPSS | EPSS | EPSS | [13 empty] | Aerial Inspection |  | Ground Inspection | [20 empty] | EPSS,Ground Inspection, | EPSS Ground Inspection | EPSS Ground Inspection | EPSS,Aerial Inspection, | EPSS Aerial Inspection | EPSS Aerial Inspection | EPSS, | EPSS | EPSS |  |  |  | , | FALSE
WILLOW CREEK 110237374 | EPSS | EPSS | EPSS | [14 empty] | Aerial Inspection |  | Ground Inspection | Ground Inspection | [7 empty] | Down Conductor Detection (DCD) | [10 empty] | EPSS, | EPSS | EPSS | EPSS,Ground Inspection,Down Conductor Detection (DCD), | EPSS Ground Inspection Down Conductor Detection (DCD) | EPSS Ground Inspection Down Conductor Detection (DCD) | EPSS,Aerial Inspection,Ground Inspection, | EPSS Aerial Inspection Ground Inspection | EPSS Aerial Inspection Ground Inspection |  |  |  | , | FALSE
SNEATH LANE 110134438 | EPSS | EPSS | EPSS | [17 empty] | Ground Inspection | [7 empty] | Down Conductor Detection (DCD) | [10 empty] | EPSS, | EPSS | EPSS | EPSS,Down Conductor Detection (DCD), | EPSS Down Conductor Detection (DCD) | EPSS Down Conductor Detection (DCD) | EPSS,Ground Inspection, | EPSS Ground Inspection | EPSS Ground Inspection |  |  |  | , | FALSE
VIEJO 220235388 | EPSS | EPSS | EPSS | [14 empty] | Aerial Inspection |  | Ground Inspection | Ground Inspection | [9 empty] | Line Sensors | [8 empty] | EPSS,Line Sensors, | EPSS Line Sensors | EPSS Line Sensors | EPSS,Ground Inspection, | EPSS Ground Inspection | EPSS Ground Inspection | EPSS,Aerial Inspection,Ground Inspection, | EPSS Aerial Inspection Ground Inspection | EPSS Aerial Inspection Ground Inspection |  |  |  | , | FALSE
PLACERVILLE 1112774186 | EPSS | EPSS | EPSS | [8 empty] | Expulsion Fuse Replacement |  |  |  |  | Aerial Inspection | Aerial Inspection | Ground Inspection | Ground Inspection | [19 empty] | EPSS,Ground Inspection, | EPSS Ground Inspection | EPSS Ground Inspection | EPSS,Aerial Inspection,Ground Inspection, | EPSS Aerial Inspection Ground Inspection | EPSS Aerial Inspection Ground Inspection | EPSS,Expulsion Fuse Replacement,Aerial Inspection, | EPSS Expulsion Fuse Replacement Aerial Inspection | EPSS Expulsion Fuse Replacement Aerial Inspection |  |  |  | , | FALSE
BRIDGEVILLE 110255612 | EPSS | EPSS | EPSS | [6 empty] | Expulsion Fuse Replacement | Expulsion Fuse Replacement | [6 empty] | Aerial Inspection |  | Ground Inspection | Ground Inspection | Non-Pole Backlog | [5 empty] | Down Conductor Detection (DCD) | [11 empty] | EPSS,Expulsion Fuse Replacement,Non-Pole Backlog,Down Conductor Detection (DCD), | EPSS Expulsion Fuse Replacement Non-Pole Backlog Down Conductor Detection (DCD) | EPSS Expulsion Fuse Replacement Non-Pole Backlog Down Conductor Detection (DCD) | EPSS,Expulsion Fuse Replacement,Ground Inspection, | EPSS Expulsion Fuse Replacement Ground Inspection | EPSS Expulsion Fuse Replacement Ground Inspection | EPSS,Aerial Inspection,Ground Inspection, | EPSS Aerial Inspection Ground Inspection | EPSS Aerial Inspection Ground Inspection |  |  |  | , | FALSE
SUMMIT 110249484 | EPSS | EPSS | EPSS | [6 empty] | Expulsion Fuse Replacement | Expulsion Fuse Replacement | [5 empty] | Aerial Inspection | Aerial Inspection | Ground Inspection | Ground Inspection | Ground Inspection |  | Non-Pole Backlog | [16 empty] | EPSS,Expulsion Fuse Replacement,Ground Inspection, | EPSS Expulsion Fuse Replacement Ground Inspection | EPSS Expulsion Fuse Replacement Ground Inspection | EPSS,Expulsion Fuse Replacement,Aerial Inspection,Ground Inspection,Non-Pole Backlog, | EPSS Expulsion Fuse Replacement Aerial Inspection Ground Inspection Non-Pole Backlog | EPSS Expulsion Fuse Replacement Aerial Inspection Ground Inspection Non-Pole Backlog | EPSS,Aerial Inspection,Ground Inspection, | EPSS Aerial Inspection Ground Inspection | EPSS Aerial Inspection Ground Inspection |  |  |  | , | FALSE
CURTIS 1704CB | EPSS | EPSS | EPSS | [6 empty] | Expulsion Fuse Replacement | [6 empty] | Aerial Inspection | Aerial Inspection | Ground Inspection | Ground Inspection | Ground Inspection | [18 empty] | EPSS,Expulsion Fuse Replacement,Ground Inspection, | EPSS Expulsion Fuse Replacement Ground Inspection | EPSS Expulsion Fuse Replacement Ground Inspection | EPSS,Aerial Inspection,Ground Inspection, | EPSS Aerial Inspection Ground Inspection | EPSS Aerial Inspection Ground Inspection | EPSS,Aerial Inspection,Ground Inspection, | EPSS Aerial Inspection Ground Inspection | EPSS Aerial Inspection Ground Inspection |  |  |  | , | FALSE
HARTLEY 110186876 | EPSS | EPSS | EPSS | [13 empty] | Aerial Inspection | Aerial Inspection | Ground Inspection | Ground Inspection |  |  | Non-Pole Backlog |  |  |  |  | Down Conductor Detection (DCD) | [11 empty] | EPSS,Ground Inspection,Down Conductor Detection (DCD), | EPSS Ground Inspection Down Conductor Detection (DCD) | EPSS Ground Inspection Down Conductor Detection (DCD) | EPSS,Aerial Inspection,Ground Inspection,Non-Pole Backlog, | EPSS Aerial Inspection Ground Inspection Non-Pole Backlog | EPSS Aerial Inspection Ground Inspection Non-Pole Backlog | EPSS,Aerial Inspection, | EPSS Aerial Inspection | EPSS Aerial Inspection |  |  |  | , | FALSE
COARSEGOLD 21025380 | EPSS | EPSS | EPSS | [6 empty] | Expulsion Fuse Replacement | Expulsion Fuse Replacement | [9 empty] | Ground Inspection | Non-Pole Backlog | Non-Pole Backlog |  |  |  |  | Down Conductor Detection (DCD) | [11 empty] | EPSS,Expulsion Fuse Replacement,Non-Pole Backlog,Down Conductor Detection (DCD), | EPSS Expulsion Fuse Replacement Non-Pole Backlog Down Conductor Detection (DCD) | EPSS Expulsion Fuse Replacement Non-Pole Backlog Down Conductor Detection (DCD) | EPSS,Expulsion Fuse Replacement,Non-Pole Backlog, | EPSS Expulsion Fuse Replacement Non-Pole Backlog | EPSS Expulsion Fuse Replacement Non-Pole Backlog | EPSS,Ground Inspection, | EPSS Ground Inspection | EPSS Ground Inspection |  |  |  | , | FALSE
GEYSERVILLE 1102756 | EPSS | EPSS | EPSS | [13 empty] | Aerial Inspection |  | Ground Inspection | [8 empty] | Down Conductor Detection (DCD) | [11 empty] | EPSS,Ground Inspection,Down Conductor Detection (DCD), | EPSS Ground Inspection Down Conductor Detection (DCD) | EPSS Ground Inspection Down Conductor Detection (DCD) | EPSS,Aerial Inspection, | EPSS Aerial Inspection | EPSS Aerial Inspection | EPSS, | EPSS | EPSS |  |  |  | , | FALSE
FITCH MOUNTAIN 1113352 | EPSS | EPSS | EPSS | [6 empty] | Expulsion Fuse Replacement | Expulsion Fuse Replacement | [5 empty] | Aerial Inspection |  | Ground Inspection |  |  | Non-Pole Backlog | [5 empty] | Down Conductor Detection (DCD) | [11 empty] | EPSS,Expulsion Fuse Replacement,Ground Inspection,Non-Pole Backlog,Down Conductor Detection (DCD), | EPSS Expulsion Fuse Replacement Ground Inspection Non-Pole Backlog Down Conductor Detection (DCD) | EPSS Expulsion Fuse Replacement Ground Inspection Non-Pole Backlog Down Conductor Detection (DCD) | EPSS,Expulsion Fuse Replacement,Aerial Inspection, | EPSS Expulsion Fuse Replacement Aerial Inspection | EPSS Expulsion Fuse Replacement Aerial Inspection | EPSS, | EPSS | EPSS |  |  |  | , | FALSE
OTTER 110298036 | EPSS | EPSS | EPSS | [6 empty] | Expulsion Fuse Replacement | [7 empty] | Aerial Inspection |  | Ground Inspection | Ground Inspection | Non-Pole Backlog |  | Non-Pole Backlog |  |  |  |  | Down Conductor Detection (DCD) | [10 empty] | EPSS,Expulsion Fuse Replacement,Non-Pole Backlog, | EPSS Expulsion Fuse Replacement Non-Pole Backlog | EPSS Expulsion Fuse Replacement Non-Pole Backlog | EPSS,Ground Inspection,Down Conductor Detection (DCD), | EPSS Ground Inspection Down Conductor Detection (DCD) | EPSS Ground Inspection Down Conductor Detection (DCD) | EPSS,Aerial Inspection,Ground Inspection,Non-Pole Backlog, | EPSS Aerial Inspection Ground Inspection Non-Pole Backlog | EPSS Aerial Inspection Ground Inspection Non-Pole Backlog |  |  |  | , | FALSE
TEMPLETON 2113A70 | EPSS | EPSS | EPSS | [6 empty] | Expulsion Fuse Replacement | [5 empty] | Aerial Inspection | Aerial Inspection | Aerial Inspection | Ground Inspection | Ground Inspection |  | Non-Pole Backlog |  | Non-Pole Backlog | [14 empty] | Pole Backlog | EPSS,Expulsion Fuse Replacement,Aerial Inspection,Ground Inspection,Non-Pole Backlog, | EPSS Expulsion Fuse Replacement Aerial Inspection Ground Inspection Non-Pole Backlog | EPSS Expulsion Fuse Replacement Aerial Inspection Ground Inspection Non-Pole Backlog | EPSS,Aerial Inspection,Ground Inspection, | EPSS Aerial Inspection Ground Inspection | EPSS Aerial Inspection Ground Inspection | EPSS,Aerial Inspection,Non-Pole Backlog,Pole Backlog, | EPSS Aerial Inspection Non-Pole Backlog Pole Backlog | EPSS Aerial Inspection Non-Pole Backlog Pole Backlog |  |  |  | , | FALSE
OAKLAND X 1106CR020 | EPSS | EPSS | EPSS | [14 empty] | Aerial Inspection |  | Ground Inspection | Ground Inspection | Non-Pole Backlog | [6 empty] | Down Conductor Detection (DCD) | [10 empty] | EPSS,Non-Pole Backlog, | EPSS Non-Pole Backlog | EPSS Non-Pole Backlog | EPSS,Ground Inspection,Down Conductor Detection (DCD), | EPSS Ground Inspection Down Conductor Detection (DCD) | EPSS Ground Inspection Down Conductor Detection (DCD) | EPSS,Aerial Inspection,Ground Inspection, | EPSS Aerial Inspection Ground Inspection | EPSS Aerial Inspection Ground Inspection |  |  |  | , | FALSE
FAIRVIEW 220799096 | EPSS | EPSS | EPSS | [7 empty] | Expulsion Fuse Replacement | Expulsion Fuse Replacement |  |  |  |  | Aerial Inspection | Aerial Inspection | Ground Inspection | Ground Inspection | Ground Inspection | Non-Pole Backlog | [17 empty] | EPSS,Ground Inspection,Non-Pole Backlog, | EPSS Ground Inspection Non-Pole Backlog | EPSS Ground Inspection Non-Pole Backlog | EPSS,Expulsion Fuse Replacement,Aerial Inspection,Ground Inspection, | EPSS Expulsion Fuse Replacement Aerial Inspection Ground Inspection | EPSS Expulsion Fuse Replacement Aerial Inspection Ground Inspection | EPSS,Expulsion Fuse Replacement,Aerial Inspection,Ground Inspection, | EPSS Expulsion Fuse Replacement Aerial Inspection Ground Inspection | EPSS Expulsion Fuse Replacement Aerial Inspection Ground Inspection |  |  |  | , | FALSE
CALISTOGA 1101CB | EPSS | EPSS | EPSS | [13 empty] | Aerial Inspection |  | Ground Inspection |  | Ground Inspection | [18 empty] | EPSS,Ground Inspection, | EPSS Ground Inspection | EPSS Ground Inspection | EPSS,Aerial Inspection, | EPSS Aerial Inspection | EPSS Aerial Inspection | EPSS,Ground Inspection, | EPSS Ground Inspection | EPSS Ground Inspection |  |  |  | , | FALSE
SAN LUIS OBISPO 110596874 | EPSS | EPSS | EPSS | [6 empty] | Expulsion Fuse Replacement | [7 empty] | Aerial Inspection | Ground Inspection | Ground Inspection | Ground Inspection |  | Non-Pole Backlog | [5 empty] | Down Conductor Detection (DCD) | [10 empty] | EPSS,Expulsion Fuse Replacement,Ground Inspection, | EPSS Expulsion Fuse Replacement Ground Inspection | EPSS Expulsion Fuse Replacement Ground Inspection | EPSS,Ground Inspection,Non-Pole Backlog,Down Conductor Detection (DCD), | EPSS Ground Inspection Non-Pole Backlog Down Conductor Detection (DCD) | EPSS Ground Inspection Non-Pole Backlog Down Conductor Detection (DCD) | EPSS,Aerial Inspection,Ground Inspection, | EPSS Aerial Inspection Ground Inspection | EPSS Aerial Inspection Ground Inspection |  |  |  | , | FALSE
PHILO 11013700 | EPSS | EPSS | EPSS | [6 empty] | Expulsion Fuse Replacement | [6 empty] | Aerial Inspection | Aerial Inspection | Ground Inspection | Ground Inspection |  |  | Non-Pole Backlog | Non-Pole Backlog |  |  |  | Down Conductor Detection (DCD) | [5 empty] | Line Removal | [5 empty] | EPSS,Expulsion Fuse Replacement,Ground Inspection,Down Conductor Detection (DCD),Line Removal, | EPSS Expulsion Fuse Replacement Ground Inspection Down Conductor Detection (DCD) Line Removal | EPSS Expulsion Fuse Replacement Ground Inspection Down Conductor Detection (DCD) Line Removal | EPSS,Aerial Inspection,Ground Inspection,Non-Pole Backlog, | EPSS Aerial Inspection Ground Inspection Non-Pole Backlog | EPSS Aerial Inspection Ground Inspection Non-Pole Backlog | EPSS,Aerial Inspection,Non-Pole Backlog, | EPSS Aerial Inspection Non-Pole Backlog | EPSS Aerial Inspection Non-Pole Backlog |  |  |  | , | FALSE
MORGAN HILL 2105XR564 | EPSS | EPSS | EPSS | [6 empty] | Expulsion Fuse Replacement | [6 empty] | Aerial Inspection |  | Ground Inspection |  |  | Non-Pole Backlog | [8 empty] | Line Sensors | [5 empty] | Pole Backlog |  |  | EPSS,Expulsion Fuse Replacement,Ground Inspection,Non-Pole Backlog,Line Sensors,Pole Backlog, | EPSS Expulsion Fuse Replacement Ground Inspection Non-Pole Backlog Line Sensors Pole Backlog | EPSS Expulsion Fuse Replacement Ground Inspection Non-Pole Backlog Line Sensors Pole Backlog | EPSS,Aerial Inspection, | EPSS Aerial Inspection | EPSS Aerial Inspection | EPSS, | EPSS | EPSS |  |  |  | , | FALSE
VOLTA 110237350 | EPSS | EPSS | EPSS | [6 empty] | Expulsion Fuse Replacement | Expulsion Fuse Replacement |  | Surge Arrestor Replacement |  |  |  | Aerial Inspection | Aerial Inspection | Ground Inspection | Ground Inspection | Ground Inspection | Non-Pole Backlog | [5 empty] | Down Conductor Detection (DCD) | [11 empty] | EPSS,Expulsion Fuse Replacement,Surge Arrestor Replacement,Ground Inspection,Non-Pole Backlog,Down Conductor Detection (DCD), | EPSS Expulsion Fuse Replacement Surge Arrestor Replacement Ground Inspection Non-Pole Backlog Down Conductor Detection (DCD) | EPSS Expulsion Fuse Replacement Surge Arrestor Replacement Ground Inspection Non-Pole Backlog Down Conductor Detection (DCD) | EPSS,Expulsion Fuse Replacement,Aerial Inspection,Ground Inspection, | EPSS Expulsion Fuse Replacement Aerial Inspection Ground Inspection | EPSS Expulsion Fuse Replacement Aerial Inspection Ground Inspection | EPSS,Aerial Inspection,Ground Inspection, | EPSS Aerial Inspection Ground Inspection | EPSS Aerial Inspection Ground Inspection |  |  |  | , | FALSE
TAR FLAT 04023144 | EPSS | EPSS | EPSS | [7 empty] | Expulsion Fuse Replacement | Expulsion Fuse Replacement |  |  |  |  | Aerial Inspection | Aerial Inspection | Ground Inspection | Ground Inspection | Ground Inspection | Non-Pole Backlog | [17 empty] | EPSS,Ground Inspection,Non-Pole Backlog, | EPSS Ground Inspection Non-Pole Backlog | EPSS Ground Inspection Non-Pole Backlog | EPSS,Expulsion Fuse Replacement,Aerial Inspection,Ground Inspection, | EPSS Expulsion Fuse Replacement Aerial Inspection Ground Inspection | EPSS Expulsion Fuse Replacement Aerial Inspection Ground Inspection | EPSS,Expulsion Fuse Replacement,Aerial Inspection,Ground Inspection, | EPSS Expulsion Fuse Replacement Aerial Inspection Ground Inspection | EPSS Expulsion Fuse Replacement Aerial Inspection Ground Inspection |  |  |  | , | FALSE
PUEBLO 2102391312 | EPSS | EPSS | EPSS | [17 empty] | Ground Inspection | [7 empty] | Down Conductor Detection (DCD) | [10 empty] | EPSS, | EPSS | EPSS | EPSS,Down Conductor Detection (DCD), | EPSS Down Conductor Detection (DCD) | EPSS Down Conductor Detection (DCD) | EPSS,Ground Inspection, | EPSS Ground Inspection | EPSS Ground Inspection |  |  |  | , | FALSE
JESSUP 11021314 | EPSS | EPSS | EPSS | [13 empty] | Aerial Inspection | Aerial Inspection | Ground Inspection | Ground Inspection | Ground Inspection | Non-Pole Backlog |  | Non-Pole Backlog |  |  |  | Down Conductor Detection (DCD) | [11 empty] | EPSS,Ground Inspection,Non-Pole Backlog,Down Conductor Detection (DCD), | EPSS Ground Inspection Non-Pole Backlog Down Conductor Detection (DCD) | EPSS Ground Inspection Non-Pole Backlog Down Conductor Detection (DCD) | EPSS,Aerial Inspection,Ground Inspection, | EPSS Aerial Inspection Ground Inspection | EPSS Aerial Inspection Ground Inspection | EPSS,Aerial Inspection,Ground Inspection,Non-Pole Backlog, | EPSS Aerial Inspection Ground Inspection Non-Pole Backlog | EPSS Aerial Inspection Ground Inspection Non-Pole Backlog |  |  |  | , | FALSE
FORESTHILL 1102CB | EPSS | EPSS | EPSS | [7 empty] | Expulsion Fuse Replacement | [9 empty] | Ground Inspection | Non-Pole Backlog | [17 empty] | EPSS,Non-Pole Backlog, | EPSS Non-Pole Backlog | EPSS Non-Pole Backlog | EPSS,Expulsion Fuse Replacement, | EPSS Expulsion Fuse Replacement | EPSS Expulsion Fuse Replacement | EPSS,Ground Inspection, | EPSS Ground Inspection | EPSS Ground Inspection |  |  |  | , | FALSE
BIG RIVER 1101CB | EPSS | EPSS | EPSS | [13 empty] | Aerial Inspection |  | Ground Inspection | [20 empty] | EPSS,Ground Inspection, | EPSS Ground Inspection | EPSS Ground Inspection | EPSS,Aerial Inspection, | EPSS Aerial Inspection | EPSS Aerial Inspection | EPSS, | EPSS | EPSS |  |  |  | , | FALSE
STANISLAUS 170237276 | EPSS | EPSS | EPSS | [7 empty] | Expulsion Fuse Replacement | Expulsion Fuse Replacement | [5 empty] | Aerial Inspection |  | Ground Inspection | Ground Inspection | Non-Pole Backlog | [5 empty] | Down Conductor Detection (DCD) | [11 empty] | EPSS,Non-Pole Backlog,Down Conductor Detection (DCD), | EPSS Non-Pole Backlog Down Conductor Detection (DCD) | EPSS Non-Pole Backlog Down Conductor Detection (DCD) | EPSS,Expulsion Fuse Replacement,Ground Inspection, | EPSS Expulsion Fuse Replacement Ground Inspection | EPSS Expulsion Fuse Replacement Ground Inspection | EPSS,Expulsion Fuse Replacement,Aerial Inspection,Ground Inspection, | EPSS Expulsion Fuse Replacement Aerial Inspection Ground Inspection | EPSS Expulsion Fuse Replacement Aerial Inspection Ground Inspection |  |  |  | , | FALSE
BRUNSWICK 110584480 | EPSS | EPSS | EPSS | [7 empty] | Expulsion Fuse Replacement | [6 empty] | Aerial Inspection |  | Ground Inspection | Ground Inspection |  | Non-Pole Backlog | Non-Pole Backlog |  |  |  | Down Conductor Detection (DCD) | [11 empty] | EPSS,Down Conductor Detection (DCD), | EPSS Down Conductor Detection (DCD) | EPSS Down Conductor Detection (DCD) | EPSS,Expulsion Fuse Replacement,Ground Inspection,Non-Pole Backlog, | EPSS Expulsion Fuse Replacement Ground Inspection Non-Pole Backlog | EPSS Expulsion Fuse Replacement Ground Inspection Non-Pole Backlog | EPSS,Aerial Inspection,Ground Inspection,Non-Pole Backlog, | EPSS Aerial Inspection Ground Inspection Non-Pole Backlog | EPSS Aerial Inspection Ground Inspection Non-Pole Backlog |  |  |  | , | FALSE
SPRING GAP 1702693441 | EPSS | EPSS | EPSS | [7 empty] | Expulsion Fuse Replacement | Expulsion Fuse Replacement | [5 empty] | Aerial Inspection |  | Ground Inspection | Ground Inspection | Non-Pole Backlog | [17 empty] | EPSS,Non-Pole Backlog, | EPSS Non-Pole Backlog | EPSS Non-Pole Backlog | EPSS,Expulsion Fuse Replacement,Ground Inspection, | EPSS Expulsion Fuse Replacement Ground Inspection | EPSS Expulsion Fuse Replacement Ground Inspection | EPSS,Expulsion Fuse Replacement,Aerial Inspection,Ground Inspection, | EPSS Expulsion Fuse Replacement Aerial Inspection Ground Inspection | EPSS Expulsion Fuse Replacement Aerial Inspection Ground Inspection |  |  |  | , | FALSE
GANSNER 1101336664 | EPSS | EPSS | EPSS | [13 empty] | Aerial Inspection | Aerial Inspection | Ground Inspection | Ground Inspection | Ground Inspection | [7 empty] | Down Conductor Detection (DCD) |  | Line Sensors | [8 empty] | EPSS,Ground Inspection,Line Sensors, | EPSS Ground Inspection Line Sensors | EPSS Ground Inspection Line Sensors | EPSS,Aerial Inspection,Ground Inspection,Down Conductor Detection (DCD), | EPSS Aerial Inspection Ground Inspection Down Conductor Detection (DCD) | EPSS Aerial Inspection Ground Inspection Down Conductor Detection (DCD) | EPSS,Aerial Inspection,Ground Inspection, | EPSS Aerial Inspection Ground Inspection | EPSS Aerial Inspection Ground Inspection |  |  |  | , | FALSE
FAIRVIEW 2207M501R | EPSS | EPSS | EPSS | [7 empty] | Expulsion Fuse Replacement | Expulsion Fuse Replacement | [5 empty] | Aerial Inspection | Ground Inspection | Ground Inspection | Ground Inspection | Non-Pole Backlog | [17 empty] | EPSS,Ground Inspection,Non-Pole Backlog, | EPSS Ground Inspection Non-Pole Backlog | EPSS Ground Inspection Non-Pole Backlog | EPSS,Expulsion Fuse Replacement,Ground Inspection, | EPSS Expulsion Fuse Replacement Ground Inspection | EPSS Expulsion Fuse Replacement Ground Inspection | EPSS,Expulsion Fuse Replacement,Aerial Inspection,Ground Inspection, | EPSS Expulsion Fuse Replacement Aerial Inspection Ground Inspection | EPSS Expulsion Fuse Replacement Aerial Inspection Ground Inspection |  |  |  | , | FALSE
ORINDA 0401401/2 LR | EPSS | EPSS | EPSS | [36 empty] | EPSS, | EPSS | EPSS | EPSS, | EPSS | EPSS | EPSS, | EPSS | EPSS |  |  |  | , | FALSE
HOPLAND 1101865263 | EPSS | EPSS | EPSS | [6 empty] | Expulsion Fuse Replacement | [6 empty] | Aerial Inspection | Aerial Inspection | Ground Inspection | [20 empty] | EPSS,Expulsion Fuse Replacement,Ground Inspection, | EPSS Expulsion Fuse Replacement Ground Inspection | EPSS Expulsion Fuse Replacement Ground Inspection | EPSS,Aerial Inspection, | EPSS Aerial Inspection | EPSS Aerial Inspection | EPSS,Aerial Inspection, | EPSS Aerial Inspection | EPSS Aerial Inspection |  |  |  | , | FALSE
WILLITS 11032506 | EPSS | EPSS | EPSS | [6 empty] | Expulsion Fuse Replacement | Expulsion Fuse Replacement | [5 empty] | Aerial Inspection | Aerial Inspection | Ground Inspection | Ground Inspection | Ground Inspection | Non-Pole Backlog | Non-Pole Backlog |  |  |  |  | Down Conductor Detection (DCD) | [11 empty] | EPSS,Expulsion Fuse Replacement,Ground Inspection,Non-Pole Backlog,Down Conductor Detection (DCD), | EPSS Expulsion Fuse Replacement Ground Inspection Non-Pole Backlog Down Conductor Detection (DCD) | EPSS Expulsion Fuse Replacement Ground Inspection Non-Pole Backlog Down Conductor Detection (DCD) | EPSS,Expulsion Fuse Replacement,Aerial Inspection,Ground Inspection,Non-Pole Backlog, | EPSS Expulsion Fuse Replacement Aerial Inspection Ground Inspection Non-Pole Backlog | EPSS Expulsion Fuse Replacement Aerial Inspection Ground Inspection Non-Pole Backlog | EPSS,Aerial Inspection,Ground Inspection, | EPSS Aerial Inspection Ground Inspection | EPSS Aerial Inspection Ground Inspection |  |  |  | , | FALSE
CLAYTON 2212CB | EPSS | EPSS | EPSS | [12 empty] | Aerial Inspection | Aerial Inspection | Aerial Inspection | Ground Inspection | Ground Inspection | Ground Inspection | Non-Pole Backlog | [8 empty] | Line Sensors | [8 empty] | EPSS,Aerial Inspection,Ground Inspection,Non-Pole Backlog,Line Sensors, | EPSS Aerial Inspection Ground Inspection Non-Pole Backlog Line Sensors | EPSS Aerial Inspection Ground Inspection Non-Pole Backlog Line Sensors | EPSS,Aerial Inspection,Ground Inspection, | EPSS Aerial Inspection Ground Inspection | EPSS Aerial Inspection Ground Inspection | EPSS,Aerial Inspection,Ground Inspection, | EPSS Aerial Inspection Ground Inspection | EPSS Aerial Inspection Ground Inspection |  |  |  | , | FALSE
LUCERNE 110647198 | EPSS | EPSS | EPSS | [13 empty] | Aerial Inspection | Aerial Inspection | Ground Inspection | Ground Inspection | [8 empty] | Down Conductor Detection (DCD) | [10 empty] | EPSS,Ground Inspection, | EPSS Ground Inspection | EPSS Ground Inspection | EPSS,Aerial Inspection,Ground Inspection,Down Conductor Detection (DCD), | EPSS Aerial Inspection Ground Inspection Down Conductor Detection (DCD) | EPSS Aerial Inspection Ground Inspection Down Conductor Detection (DCD) | EPSS,Aerial Inspection, | EPSS Aerial Inspection | EPSS Aerial Inspection |  |  |  | , | FALSE
GARBERVILLE 11022124 | EPSS | EPSS | EPSS | [13 empty] | Aerial Inspection | Aerial Inspection | Ground Inspection | Ground Inspection | [7 empty] | Down Conductor Detection (DCD) | [11 empty] | EPSS,Ground Inspection,Down Conductor Detection (DCD), | EPSS Ground Inspection Down Conductor Detection (DCD) | EPSS Ground Inspection Down Conductor Detection (DCD) | EPSS,Aerial Inspection,Ground Inspection, | EPSS Aerial Inspection Ground Inspection | EPSS Aerial Inspection Ground Inspection | EPSS,Aerial Inspection, | EPSS Aerial Inspection | EPSS Aerial Inspection |  |  |  | , | FALSE
TIVY VALLEY 1107869946 | EPSS | EPSS | EPSS | [6 empty] | Expulsion Fuse Replacement | [6 empty] | Aerial Inspection | Aerial Inspection | Ground Inspection | Ground Inspection | Ground Inspection | Non-Pole Backlog | [5 empty] | Down Conductor Detection (DCD) | [6 empty] | Line Removal |  |  |  |  | EPSS,Expulsion Fuse Replacement,Ground Inspection,Non-Pole Backlog,Down Conductor Detection (DCD), | EPSS Expulsion Fuse Replacement Ground Inspection Non-Pole Backlog Down Conductor Detection (DCD) | EPSS Expulsion Fuse Replacement Ground Inspection Non-Pole Backlog Down Conductor Detection (DCD) | EPSS,Aerial Inspection,Ground Inspection,Line Removal, | EPSS Aerial Inspection Ground Inspection Line Removal | EPSS Aerial Inspection Ground Inspection Line Removal | EPSS,Aerial Inspection,Ground Inspection, | EPSS Aerial Inspection Ground Inspection | EPSS Aerial Inspection Ground Inspection |  |  |  | , | FALSE
TAR FLAT 0402588710 | EPSS | EPSS | EPSS | [13 empty] | Aerial Inspection | Aerial Inspection | Ground Inspection | Ground Inspection | Ground Inspection | [18 empty] | EPSS,Ground Inspection, | EPSS Ground Inspection | EPSS Ground Inspection | EPSS,Aerial Inspection,Ground Inspection, | EPSS Aerial Inspection Ground Inspection | EPSS Aerial Inspection Ground Inspection | EPSS,Aerial Inspection,Ground Inspection, | EPSS Aerial Inspection Ground Inspection | EPSS Aerial Inspection Ground Inspection |  |  |  | , | FALSE
DEL MONTE 2104181640 | EPSS | EPSS | EPSS | [14 empty] | Aerial Inspection |  | Ground Inspection | [19 empty] | EPSS, | EPSS | EPSS | EPSS,Ground Inspection, | EPSS Ground Inspection | EPSS Ground Inspection | EPSS,Aerial Inspection, | EPSS Aerial Inspection | EPSS Aerial Inspection |  |  |  | , | FALSE
PLACERVILLE 1112239390 | EPSS | EPSS | EPSS | [8 empty] | Expulsion Fuse Replacement |  |  |  |  | Aerial Inspection | Aerial Inspection | Ground Inspection | Ground Inspection | Ground Inspection | Non-Pole Backlog | Non-Pole Backlog | Non-Pole Backlog | [15 empty] | EPSS,Ground Inspection,Non-Pole Backlog, | EPSS Ground Inspection Non-Pole Backlog | EPSS Ground Inspection Non-Pole Backlog | EPSS,Aerial Inspection,Ground Inspection,Non-Pole Backlog, | EPSS Aerial Inspection Ground Inspection Non-Pole Backlog | EPSS Aerial Inspection Ground Inspection Non-Pole Backlog | EPSS,Expulsion Fuse Replacement,Aerial Inspection,Ground Inspection,Non-Pole Backlog, | EPSS Expulsion Fuse Replacement Aerial Inspection Ground Inspection Non-Pole Backlog | EPSS Expulsion Fuse Replacement Aerial Inspection Ground Inspection Non-Pole Backlog |  |  |  | , | FALSE
MARTELL 1101532836 | EPSS | EPSS | EPSS | [6 empty] | Expulsion Fuse Replacement | [7 empty] | Aerial Inspection |  | Ground Inspection | Ground Inspection | [18 empty] | EPSS,Expulsion Fuse Replacement, | EPSS Expulsion Fuse Replacement | EPSS Expulsion Fuse Replacement | EPSS,Ground Inspection, | EPSS Ground Inspection | EPSS Ground Inspection | EPSS,Aerial Inspection,Ground Inspection, | EPSS Aerial Inspection Ground Inspection | EPSS Aerial Inspection Ground Inspection |  |  |  | , | FALSE
GARBERVILLE 110256048 | EPSS | EPSS | EPSS | [7 empty] | Expulsion Fuse Replacement | [5 empty] | Aerial Inspection |  | Ground Inspection | [8 empty] | Down Conductor Detection (DCD) | [8 empty] | Pole Backlog |  |  | EPSS,Ground Inspection,Down Conductor Detection (DCD),Pole Backlog, | EPSS Ground Inspection Down Conductor Detection (DCD) Pole Backlog | EPSS Ground Inspection Down Conductor Detection (DCD) Pole Backlog | EPSS,Expulsion Fuse Replacement,Aerial Inspection, | EPSS Expulsion Fuse Replacement Aerial Inspection | EPSS Expulsion Fuse Replacement Aerial Inspection | EPSS, | EPSS | EPSS |  |  |  | , | FALSE
LAYTONVILLE 1102538750 | EPSS | EPSS | EPSS | [6 empty] | Expulsion Fuse Replacement | [6 empty] | Aerial Inspection | Aerial Inspection | Ground Inspection | Ground Inspection | [7 empty] | Down Conductor Detection (DCD) |  |  | Line Sensors | [8 empty] | EPSS,Expulsion Fuse Replacement,Ground Inspection,Down Conductor Detection (DCD),Line Sensors, | EPSS Expulsion Fuse Replacement Ground Inspection Down Conductor Detection (DCD) Line Sensors | EPSS Expulsion Fuse Replacement Ground Inspection Down Conductor Detection (DCD) Line Sensors | EPSS,Aerial Inspection,Ground Inspection, | EPSS Aerial Inspection Ground Inspection | EPSS Aerial Inspection Ground Inspection | EPSS,Aerial Inspection, | EPSS Aerial Inspection | EPSS Aerial Inspection |  |  |  | , | FALSE
TASSAJARA 2108954811 | EPSS | EPSS | EPSS | [14 empty] | Aerial Inspection |  | Ground Inspection | [19 empty] | EPSS, | EPSS | EPSS | EPSS,Ground Inspection, | EPSS Ground Inspection | EPSS Ground Inspection | EPSS,Aerial Inspection, | EPSS Aerial Inspection | EPSS Aerial Inspection |  |  |  | , | FALSE
MOLINO 1102658 | EPSS | EPSS | EPSS | [6 empty] | Expulsion Fuse Replacement | Expulsion Fuse Replacement | [9 empty] | Ground Inspection | Non-Pole Backlog | Non-Pole Backlog |  |  |  |  | Down Conductor Detection (DCD) | [11 empty] | EPSS,Expulsion Fuse Replacement,Non-Pole Backlog,Down Conductor Detection (DCD), | EPSS Expulsion Fuse Replacement Non-Pole Backlog Down Conductor Detection (DCD) | EPSS Expulsion Fuse Replacement Non-Pole Backlog Down Conductor Detection (DCD) | EPSS,Expulsion Fuse Replacement,Non-Pole Backlog, | EPSS Expulsion Fuse Replacement Non-Pole Backlog | EPSS Expulsion Fuse Replacement Non-Pole Backlog | EPSS,Ground Inspection, | EPSS Ground Inspection | EPSS Ground Inspection |  |  |  | , | FALSE
EDES 1112484536 | EPSS | EPSS | EPSS | [8 empty] | Expulsion Fuse Replacement |  |  |  |  | Aerial Inspection |  | Ground Inspection | [9 empty] | Down Conductor Detection (DCD) | [10 empty] | EPSS,Ground Inspection, | EPSS Ground Inspection | EPSS Ground Inspection | EPSS,Aerial Inspection,Down Conductor Detection (DCD), | EPSS Aerial Inspection Down Conductor Detection (DCD) | EPSS Aerial Inspection Down Conductor Detection (DCD) | EPSS,Expulsion Fuse Replacement, | EPSS Expulsion Fuse Replacement | EPSS Expulsion Fuse Replacement |  |  |  | , | FALSE
TASSAJARA 2109CB | EPSS | EPSS | EPSS | [13 empty] | Aerial Inspection | Aerial Inspection | Ground Inspection | Ground Inspection | Ground Inspection | Non-Pole Backlog | [17 empty] | EPSS,Ground Inspection,Non-Pole Backlog, | EPSS Ground Inspection Non-Pole Backlog | EPSS Ground Inspection Non-Pole Backlog | EPSS,Aerial Inspection,Ground Inspection, | EPSS Aerial Inspection Ground Inspection | EPSS Aerial Inspection Ground Inspection | EPSS,Aerial Inspection,Ground Inspection, | EPSS Aerial Inspection Ground Inspection | EPSS Aerial Inspection Ground Inspection |  |  |  | , | FALSE
WILLOW CREEK 11015002 | EPSS | EPSS | EPSS | [7 empty] | Expulsion Fuse Replacement | Expulsion Fuse Replacement | Surge Arrestor Replacement |  |  |  | Aerial Inspection | Aerial Inspection | Ground Inspection | Ground Inspection | Ground Inspection | Non-Pole Backlog | [17 empty] | EPSS,Surge Arrestor Replacement,Ground Inspection,Non-Pole Backlog, | EPSS Surge Arrestor Replacement Ground Inspection Non-Pole Backlog | EPSS Surge Arrestor Replacement Ground Inspection Non-Pole Backlog | EPSS,Expulsion Fuse Replacement,Aerial Inspection,Ground Inspection, | EPSS Expulsion Fuse Replacement Aerial Inspection Ground Inspection | EPSS Expulsion Fuse Replacement Aerial Inspection Ground Inspection | EPSS,Expulsion Fuse Replacement,Aerial Inspection,Ground Inspection, | EPSS Expulsion Fuse Replacement Aerial Inspection Ground Inspection | EPSS Expulsion Fuse Replacement Aerial Inspection Ground Inspection |  |  |  | , | FALSE
OAKLAND K 1104CR208 | EPSS | EPSS | EPSS | [8 empty] | Expulsion Fuse Replacement | [5 empty] | Aerial Inspection |  | Ground Inspection | Ground Inspection | Non-Pole Backlog | Non-Pole Backlog | Non-Pole Backlog |  |  |  |  | Down Conductor Detection (DCD) | [9 empty] | Pole Backlog | EPSS,Non-Pole Backlog, | EPSS Non-Pole Backlog | EPSS Non-Pole Backlog | EPSS,Ground Inspection,Non-Pole Backlog,Down Conductor Detection (DCD), | EPSS Ground Inspection Non-Pole Backlog Down Conductor Detection (DCD) | EPSS Ground Inspection Non-Pole Backlog Down Conductor Detection (DCD) | EPSS,Expulsion Fuse Replacement,Aerial Inspection,Ground Inspection,Non-Pole Backlog,Pole Backlog, | EPSS Expulsion Fuse Replacement Aerial Inspection Ground Inspection Non-Pole Backlog Pole Backlog | EPSS Expulsion Fuse Replacement Aerial Inspection Ground Inspection Non-Pole Backlog Pole Backlog |  |  |  | , | FALSE
COALINGA NO 1 1109696152 | EPSS | EPSS | EPSS | [8 empty] | Expulsion Fuse Replacement |  |  |  |  | Aerial Inspection | Aerial Inspection | Ground Inspection | Ground Inspection |  | Non-Pole Backlog | [17 empty] | EPSS,Ground Inspection,Non-Pole Backlog, | EPSS Ground Inspection Non-Pole Backlog | EPSS Ground Inspection Non-Pole Backlog | EPSS,Aerial Inspection,Ground Inspection, | EPSS Aerial Inspection Ground Inspection | EPSS Aerial Inspection Ground Inspection | EPSS,Expulsion Fuse Replacement,Aerial Inspection, | EPSS Expulsion Fuse Replacement Aerial Inspection | EPSS Expulsion Fuse Replacement Aerial Inspection |  |  |  | , | FALSE
PACIFICA 1102968736 | EPSS | EPSS | EPSS | [8 empty] | Expulsion Fuse Replacement | [5 empty] | Aerial Inspection |  | Ground Inspection | Ground Inspection | Non-Pole Backlog | [6 empty] | Down Conductor Detection (DCD) | [10 empty] | EPSS,Non-Pole Backlog, | EPSS Non-Pole Backlog | EPSS Non-Pole Backlog | EPSS,Ground Inspection,Down Conductor Detection (DCD), | EPSS Ground Inspection Down Conductor Detection (DCD) | EPSS Ground Inspection Down Conductor Detection (DCD) | EPSS,Expulsion Fuse Replacement,Aerial Inspection,Ground Inspection, | EPSS Expulsion Fuse Replacement Aerial Inspection Ground Inspection | EPSS Expulsion Fuse Replacement Aerial Inspection Ground Inspection |  |  |  | , | FALSE
COTTONWOOD 110335470 | EPSS | EPSS | EPSS | [6 empty] | Expulsion Fuse Replacement | [6 empty] | Aerial Inspection | Aerial Inspection | Ground Inspection | Ground Inspection | Ground Inspection | [6 empty] | Down Conductor Detection (DCD) | [11 empty] | EPSS,Expulsion Fuse Replacement,Ground Inspection,Down Conductor Detection (DCD), | EPSS Expulsion Fuse Replacement Ground Inspection Down Conductor Detection (DCD) | EPSS Expulsion Fuse Replacement Ground Inspection Down Conductor Detection (DCD) | EPSS,Aerial Inspection,Ground Inspection, | EPSS Aerial Inspection Ground Inspection | EPSS Aerial Inspection Ground Inspection | EPSS,Aerial Inspection,Ground Inspection, | EPSS Aerial Inspection Ground Inspection | EPSS Aerial Inspection Ground Inspection |  |  |  | , | FALSE
MONTE RIO 1113346 | EPSS | EPSS | EPSS | [7 empty] | Expulsion Fuse Replacement | Expulsion Fuse Replacement | [5 empty] | Aerial Inspection |  | Ground Inspection | Ground Inspection | Non-Pole Backlog | [5 empty] | Down Conductor Detection (DCD) | [11 empty] | EPSS,Non-Pole Backlog,Down Conductor Detection (DCD), | EPSS Non-Pole Backlog Down Conductor Detection (DCD) | EPSS Non-Pole Backlog Down Conductor Detection (DCD) | EPSS,Expulsion Fuse Replacement,Ground Inspection, | EPSS Expulsion Fuse Replacement Ground Inspection | EPSS Expulsion Fuse Replacement Ground Inspection | EPSS,Expulsion Fuse Replacement,Aerial Inspection,Ground Inspection, | EPSS Expulsion Fuse Replacement Aerial Inspection Ground Inspection | EPSS Expulsion Fuse Replacement Aerial Inspection Ground Inspection |  |  |  | , | FALSE
ROB ROY 2105796388 | EPSS | EPSS | EPSS | [7 empty] | Expulsion Fuse Replacement | Expulsion Fuse Replacement | [5 empty] | Aerial Inspection |  | Ground Inspection | Ground Inspection | Non-Pole Backlog |  | Non-Pole Backlog | [15 empty] | EPSS,Non-Pole Backlog, | EPSS Non-Pole Backlog | EPSS Non-Pole Backlog | EPSS,Expulsion Fuse Replacement,Ground Inspection, | EPSS Expulsion Fuse Replacement Ground Inspection | EPSS Expulsion Fuse Replacement Ground Inspection | EPSS,Expulsion Fuse Replacement,Aerial Inspection,Ground Inspection,Non-Pole Backlog, | EPSS Expulsion Fuse Replacement Aerial Inspection Ground Inspection Non-Pole Backlog | EPSS Expulsion Fuse Replacement Aerial Inspection Ground Inspection Non-Pole Backlog |  |  |  | , | FALSE
COTTONWOOD 1102544790 | EPSS | EPSS | EPSS | Undergrounding | [5 empty] | Expulsion Fuse Replacement | [7 empty] | Aerial Inspection |  | Ground Inspection | Ground Inspection | Non-Pole Backlog | Non-Pole Backlog |  |  |  |  | Down Conductor Detection (DCD) | [11 empty] | EPSS,Undergrounding,Expulsion Fuse Replacement,Non-Pole Backlog,Down Conductor Detection (DCD), | EPSS Undergrounding Expulsion Fuse Replacement Non-Pole Backlog Down Conductor Detection (DCD) | EPSS Undergrounding Expulsion Fuse Replacement Non-Pole Backlog Down Conductor Detection (DCD) | EPSS,Ground Inspection,Non-Pole Backlog, | EPSS Ground Inspection Non-Pole Backlog | EPSS Ground Inspection Non-Pole Backlog | EPSS,Aerial Inspection,Ground Inspection, | EPSS Aerial Inspection Ground Inspection | EPSS Aerial Inspection Ground Inspection |  |  |  | , | FALSE
SAUSALITO 1101331806 | EPSS | EPSS | EPSS | [13 empty] | Aerial Inspection | Aerial Inspection | Ground Inspection | Ground Inspection |  | Non-Pole Backlog | [17 empty] | EPSS,Ground Inspection,Non-Pole Backlog, | EPSS Ground Inspection Non-Pole Backlog | EPSS Ground Inspection Non-Pole Backlog | EPSS,Aerial Inspection,Ground Inspection, | EPSS Aerial Inspection Ground Inspection | EPSS Aerial Inspection Ground Inspection | EPSS,Aerial Inspection, | EPSS Aerial Inspection | EPSS Aerial Inspection |  |  |  | , | FALSE
TEMPLETON 2113A08 | EPSS | EPSS | EPSS | [12 empty] | Aerial Inspection | Aerial Inspection | Aerial Inspection | Ground Inspection | Ground Inspection | Ground Inspection |  |  | Non-Pole Backlog | [14 empty] | Pole Backlog | EPSS,Aerial Inspection,Ground Inspection, | EPSS Aerial Inspection Ground Inspection | EPSS Aerial Inspection Ground Inspection | EPSS,Aerial Inspection,Ground Inspection, | EPSS Aerial Inspection Ground Inspection | EPSS Aerial Inspection Ground Inspection | EPSS,Aerial Inspection,Ground Inspection,Non-Pole Backlog,Pole Backlog, | EPSS Aerial Inspection Ground Inspection Non-Pole Backlog Pole Backlog | EPSS Aerial Inspection Ground Inspection Non-Pole Backlog Pole Backlog |  |  |  | , | FALSE
CRESCENT MILLS 21012230 | EPSS | EPSS | EPSS | [14 empty] | Aerial Inspection |  | Ground Inspection | Ground Inspection | Non-Pole Backlog |  | Non-Pole Backlog |  |  |  |  | Down Conductor Detection (DCD) | [9 empty] | Pole Backlog | EPSS,Non-Pole Backlog, | EPSS Non-Pole Backlog | EPSS Non-Pole Backlog | EPSS,Ground Inspection,Down Conductor Detection (DCD), | EPSS Ground Inspection Down Conductor Detection (DCD) | EPSS Ground Inspection Down Conductor Detection (DCD) | EPSS,Aerial Inspection,Ground Inspection,Non-Pole Backlog,Pole Backlog, | EPSS Aerial Inspection Ground Inspection Non-Pole Backlog Pole Backlog | EPSS Aerial Inspection Ground Inspection Non-Pole Backlog Pole Backlog |  |  |  | , | FALSE
PEORIA 170184318 | EPSS | EPSS | EPSS | [13 empty] | Aerial Inspection | Aerial Inspection | Ground Inspection | Ground Inspection | Ground Inspection | Non-Pole Backlog |  | Non-Pole Backlog |  |  |  | Down Conductor Detection (DCD) |  |  | Line Sensors | [5 empty] | Pole Backlog |  |  | EPSS,Ground Inspection,Non-Pole Backlog,Down Conductor Detection (DCD),Line Sensors,Pole Backlog, | EPSS Ground Inspection Non-Pole Backlog Down Conductor Detection (DCD) Line Sensors Pole Backlog | EPSS Ground Inspection Non-Pole Backlog Down Conductor Detection (DCD) Line Sensors Pole Backlog | EPSS,Aerial Inspection,Ground Inspection, | EPSS Aerial Inspection Ground Inspection | EPSS Aerial Inspection Ground Inspection | EPSS,Aerial Inspection,Ground Inspection,Non-Pole Backlog, | EPSS Aerial Inspection Ground Inspection Non-Pole Backlog | EPSS Aerial Inspection Ground Inspection Non-Pole Backlog |  |  |  | , | FALSE
MONROE 2107380760 | EPSS | EPSS | EPSS | [8 empty] | Expulsion Fuse Replacement | [7 empty] | Ground Inspection | Ground Inspection | [7 empty] | Down Conductor Detection (DCD) | [10 empty] | EPSS, | EPSS | EPSS | EPSS,Ground Inspection,Down Conductor Detection (DCD), | EPSS Ground Inspection Down Conductor Detection (DCD) | EPSS Ground Inspection Down Conductor Detection (DCD) | EPSS,Expulsion Fuse Replacement,Ground Inspection, | EPSS Expulsion Fuse Replacement Ground Inspection | EPSS Expulsion Fuse Replacement Ground Inspection |  |  |  | , | FALSE
VIEJO 22029104 | EPSS | EPSS | EPSS | [8 empty] | Expulsion Fuse Replacement | [5 empty] | Aerial Inspection | Ground Inspection | Ground Inspection | Ground Inspection | Non-Pole Backlog | Non-Pole Backlog | [7 empty] | Line Sensors | [5 empty] | Pole Backlog |  |  | EPSS,Ground Inspection,Non-Pole Backlog,Line Sensors,Pole Backlog, | EPSS Ground Inspection Non-Pole Backlog Line Sensors Pole Backlog | EPSS Ground Inspection Non-Pole Backlog Line Sensors Pole Backlog | EPSS,Ground Inspection,Non-Pole Backlog, | EPSS Ground Inspection Non-Pole Backlog | EPSS Ground Inspection Non-Pole Backlog | EPSS,Expulsion Fuse Replacement,Aerial Inspection,Ground Inspection, | EPSS Expulsion Fuse Replacement Aerial Inspection Ground Inspection | EPSS Expulsion Fuse Replacement Aerial Inspection Ground Inspection |  |  |  | , | FALSE
RINCON 1104786782 | EPSS | EPSS | EPSS | [8 empty] | Expulsion Fuse Replacement | [5 empty] | Aerial Inspection |  | Ground Inspection | Ground Inspection | Non-Pole Backlog | [17 empty] | EPSS,Non-Pole Backlog, | EPSS Non-Pole Backlog | EPSS Non-Pole Backlog | EPSS,Ground Inspection, | EPSS Ground Inspection | EPSS Ground Inspection | EPSS,Expulsion Fuse Replacement,Aerial Inspection,Ground Inspection, | EPSS Expulsion Fuse Replacement Aerial Inspection Ground Inspection | EPSS Expulsion Fuse Replacement Aerial Inspection Ground Inspection |  |  |  | , | FALSE
RINCON 1101576 | EPSS | EPSS | EPSS | [7 empty] | Expulsion Fuse Replacement | [5 empty] | Aerial Inspection | Aerial Inspection | Ground Inspection | Ground Inspection | Ground Inspection | [6 empty] | Down Conductor Detection (DCD) | [11 empty] | EPSS,Ground Inspection,Down Conductor Detection (DCD), | EPSS Ground Inspection Down Conductor Detection (DCD) | EPSS Ground Inspection Down Conductor Detection (DCD) | EPSS,Expulsion Fuse Replacement,Aerial Inspection,Ground Inspection, | EPSS Expulsion Fuse Replacement Aerial Inspection Ground Inspection | EPSS Expulsion Fuse Replacement Aerial Inspection Ground Inspection | EPSS,Aerial Inspection,Ground Inspection, | EPSS Aerial Inspection Ground Inspection | EPSS Aerial Inspection Ground Inspection |  |  |  | , | FALSE
LAS AROMAS 04013342 | EPSS | EPSS | EPSS | [8 empty] | Expulsion Fuse Replacement |  |  |  |  | Aerial Inspection | Aerial Inspection | Ground Inspection | Ground Inspection |  | Non-Pole Backlog | [17 empty] | EPSS,Ground Inspection,Non-Pole Backlog, | EPSS Ground Inspection Non-Pole Backlog | EPSS Ground Inspection Non-Pole Backlog | EPSS,Aerial Inspection,Ground Inspection, | EPSS Aerial Inspection Ground Inspection | EPSS Aerial Inspection Ground Inspection | EPSS,Expulsion Fuse Replacement,Aerial Inspection, | EPSS Expulsion Fuse Replacement Aerial Inspection | EPSS Expulsion Fuse Replacement Aerial Inspection |  |  |  | , | FALSE
DEL MONTE 21049500 | EPSS | EPSS | EPSS | [7 empty] | Expulsion Fuse Replacement | [5 empty] | Aerial Inspection | Aerial Inspection | Ground Inspection | Ground Inspection |  | Non-Pole Backlog | [17 empty] | EPSS,Ground Inspection,Non-Pole Backlog, | EPSS Ground Inspection Non-Pole Backlog | EPSS Ground Inspection Non-Pole Backlog | EPSS,Expulsion Fuse Replacement,Aerial Inspection,Ground Inspection, | EPSS Expulsion Fuse Replacement Aerial Inspection Ground Inspection | EPSS Expulsion Fuse Replacement Aerial Inspection Ground Inspection | EPSS,Aerial Inspection, | EPSS Aerial Inspection | EPSS Aerial Inspection |  |  |  | , | FALSE
WILLOW CREEK 1102CB | EPSS | EPSS | EPSS | [7 empty] | Expulsion Fuse Replacement |  | Surge Arrestor Replacement |  |  |  | Aerial Inspection | Aerial Inspection | Ground Inspection | Ground Inspection | Ground Inspection | Non-Pole Backlog |  | Non-Pole Backlog | [15 empty] | EPSS,Surge Arrestor Replacement,Ground Inspection,Non-Pole Backlog, | EPSS Surge Arrestor Replacement Ground Inspection Non-Pole Backlog | EPSS Surge Arrestor Replacement Ground Inspection Non-Pole Backlog | EPSS,Expulsion Fuse Replacement,Aerial Inspection,Ground Inspection, | EPSS Expulsion Fuse Replacement Aerial Inspection Ground Inspection | EPSS Expulsion Fuse Replacement Aerial Inspection Ground Inspection | EPSS,Aerial Inspection,Ground Inspection,Non-Pole Backlog, | EPSS Aerial Inspection Ground Inspection Non-Pole Backlog | EPSS Aerial Inspection Ground Inspection Non-Pole Backlog |  |  |  | , | FALSE
SAN LUIS OBISPO 1107V02 | EPSS | EPSS | EPSS | [6 empty] | Expulsion Fuse Replacement | [7 empty] | Aerial Inspection |  | Ground Inspection | Ground Inspection | Non-Pole Backlog | [5 empty] | Down Conductor Detection (DCD) | [11 empty] | EPSS,Expulsion Fuse Replacement,Non-Pole Backlog,Down Conductor Detection (DCD), | EPSS Expulsion Fuse Replacement Non-Pole Backlog Down Conductor Detection (DCD) | EPSS Expulsion Fuse Replacement Non-Pole Backlog Down Conductor Detection (DCD) | EPSS,Ground Inspection, | EPSS Ground Inspection | EPSS Ground Inspection | EPSS,Aerial Inspection,Ground Inspection, | EPSS Aerial Inspection Ground Inspection | EPSS Aerial Inspection Ground Inspection |  |  |  | , | FALSE
MONTE RIO 11131989 | EPSS | EPSS | EPSS | [17 empty] | Ground Inspection | [6 empty] | Down Conductor Detection (DCD) | [11 empty] | EPSS,Down Conductor Detection (DCD), | EPSS Down Conductor Detection (DCD) | EPSS Down Conductor Detection (DCD) | EPSS, | EPSS | EPSS | EPSS,Ground Inspection, | EPSS Ground Inspection | EPSS Ground Inspection |  |  |  | , | FALSE
BRUNSWICK 1102CB | EPSS | EPSS | EPSS | [6 empty] | Expulsion Fuse Replacement | Expulsion Fuse Replacement | Expulsion Fuse Replacement |  |  |  |  | Aerial Inspection | Aerial Inspection | Ground Inspection | Ground Inspection | Ground Inspection | Non-Pole Backlog | [17 empty] | EPSS,Expulsion Fuse Replacement,Ground Inspection,Non-Pole Backlog, | EPSS Expulsion Fuse Replacement Ground Inspection Non-Pole Backlog | EPSS Expulsion Fuse Replacement Ground Inspection Non-Pole Backlog | EPSS,Expulsion Fuse Replacement,Aerial Inspection,Ground Inspection, | EPSS Expulsion Fuse Replacement Aerial Inspection Ground Inspection | EPSS Expulsion Fuse Replacement Aerial Inspection Ground Inspection | EPSS,Expulsion Fuse Replacement,Aerial Inspection,Ground Inspection, | EPSS Expulsion Fuse Replacement Aerial Inspection Ground Inspection | EPSS Expulsion Fuse Replacement Aerial Inspection Ground Inspection |  |  |  | , | FALSE
FRUITLAND 1142899734 | EPSS | EPSS | EPSS | [7 empty] | Expulsion Fuse Replacement | [5 empty] | Aerial Inspection |  | Ground Inspection | [20 empty] | EPSS,Ground Inspection, | EPSS Ground Inspection | EPSS Ground Inspection | EPSS,Expulsion Fuse Replacement,Aerial Inspection, | EPSS Expulsion Fuse Replacement Aerial Inspection | EPSS Expulsion Fuse Replacement Aerial Inspection | EPSS, | EPSS | EPSS |  |  |  | , | FALSE
TEMPLETON 2112116402 | EPSS | EPSS | EPSS | [6 empty] | Expulsion Fuse Replacement | [6 empty] | Aerial Inspection | Aerial Inspection |  | Ground Inspection | Ground Inspection | Non-Pole Backlog | [6 empty] | Down Conductor Detection (DCD) | [10 empty] | EPSS,Expulsion Fuse Replacement,Non-Pole Backlog, | EPSS Expulsion Fuse Replacement Non-Pole Backlog | EPSS Expulsion Fuse Replacement Non-Pole Backlog | EPSS,Aerial Inspection,Ground Inspection,Down Conductor Detection (DCD), | EPSS Aerial Inspection Ground Inspection Down Conductor Detection (DCD) | EPSS Aerial Inspection Ground Inspection Down Conductor Detection (DCD) | EPSS,Aerial Inspection,Ground Inspection, | EPSS Aerial Inspection Ground Inspection | EPSS Aerial Inspection Ground Inspection |  |  |  | , | FALSE
BEN LOMOND 04015144 | EPSS | EPSS | EPSS | [14 empty] | Aerial Inspection |  | Ground Inspection | Ground Inspection | Non-Pole Backlog | Non-Pole Backlog | Non-Pole Backlog | [14 empty] | Pole Backlog | EPSS,Non-Pole Backlog, | EPSS Non-Pole Backlog | EPSS Non-Pole Backlog | EPSS,Ground Inspection,Non-Pole Backlog, | EPSS Ground Inspection Non-Pole Backlog | EPSS Ground Inspection Non-Pole Backlog | EPSS,Aerial Inspection,Ground Inspection,Non-Pole Backlog,Pole Backlog, | EPSS Aerial Inspection Ground Inspection Non-Pole Backlog Pole Backlog | EPSS Aerial Inspection Ground Inspection Non-Pole Backlog Pole Backlog |  |  |  | , | FALSE
CURTIS 17036064 | EPSS | EPSS | EPSS | [6 empty] | Expulsion Fuse Replacement | Expulsion Fuse Replacement | Expulsion Fuse Replacement |  |  |  |  | Aerial Inspection | Aerial Inspection | Ground Inspection | Ground Inspection |  | Non-Pole Backlog | [5 empty] | Down Conductor Detection (DCD) | [8 empty] | Pole Backlog |  |  | EPSS,Expulsion Fuse Replacement,Ground Inspection,Non-Pole Backlog,Down Conductor Detection (DCD),Pole Backlog, | EPSS Expulsion Fuse Replacement Ground Inspection Non-Pole Backlog Down Conductor Detection (DCD) Pole Backlog | EPSS Expulsion Fuse Replacement Ground Inspection Non-Pole Backlog Down Conductor Detection (DCD) Pole Backlog | EPSS,Expulsion Fuse Replacement,Aerial Inspection,Ground Inspection, | EPSS Expulsion Fuse Replacement Aerial Inspection Ground Inspection | EPSS Expulsion Fuse Replacement Aerial Inspection Ground Inspection | EPSS,Expulsion Fuse Replacement,Aerial Inspection, | EPSS Expulsion Fuse Replacement Aerial Inspection | EPSS Expulsion Fuse Replacement Aerial Inspection |  |  |  | , | FALSE
MADISON 2101484892 | EPSS | EPSS | EPSS | [9 empty] | Surge Arrestor Replacement |  |  |  | Aerial Inspection |  |  | Ground Inspection | Ground Inspection | Non-Pole Backlog | [5 empty] | Down Conductor Detection (DCD) |  |  | Line Sensors | [8 empty] | EPSS,Surge Arrestor Replacement,Non-Pole Backlog,Down Conductor Detection (DCD),Line Sensors, | EPSS Surge Arrestor Replacement Non-Pole Backlog Down Conductor Detection (DCD) Line Sensors | EPSS Surge Arrestor Replacement Non-Pole Backlog Down Conductor Detection (DCD) Line Sensors | EPSS,Aerial Inspection,Ground Inspection, | EPSS Aerial Inspection Ground Inspection | EPSS Aerial Inspection Ground Inspection | EPSS,Ground Inspection, | EPSS Ground Inspection | EPSS Ground Inspection |  |  |  | , | FALSE
CMC 1101CB | EPSS | EPSS | EPSS | [14 empty] | Aerial Inspection |  | Ground Inspection | [19 empty] | EPSS, | EPSS | EPSS | EPSS,Ground Inspection, | EPSS Ground Inspection | EPSS Ground Inspection | EPSS,Aerial Inspection, | EPSS Aerial Inspection | EPSS Aerial Inspection |  |  |  | , | FALSE
BRUNSWICK 1105452800 | EPSS | EPSS | EPSS | [13 empty] | Aerial Inspection | Aerial Inspection | Ground Inspection | Ground Inspection | [19 empty] | EPSS,Ground Inspection, | EPSS Ground Inspection | EPSS Ground Inspection | EPSS,Aerial Inspection,Ground Inspection, | EPSS Aerial Inspection Ground Inspection | EPSS Aerial Inspection Ground Inspection | EPSS,Aerial Inspection, | EPSS Aerial Inspection | EPSS Aerial Inspection |  |  |  | , | FALSE
SANTA ROSA A 1111758024 | EPSS | EPSS | EPSS | [7 empty] | Expulsion Fuse Replacement | [5 empty] | Aerial Inspection |  | Ground Inspection |  | Ground Inspection | Non-Pole Backlog | [5 empty] | Down Conductor Detection (DCD) |  |  | Line Sensors | [8 empty] | EPSS,Ground Inspection,Non-Pole Backlog,Down Conductor Detection (DCD),Line Sensors, | EPSS Ground Inspection Non-Pole Backlog Down Conductor Detection (DCD) Line Sensors | EPSS Ground Inspection Non-Pole Backlog Down Conductor Detection (DCD) Line Sensors | EPSS,Expulsion Fuse Replacement,Aerial Inspection, | EPSS Expulsion Fuse Replacement Aerial Inspection | EPSS Expulsion Fuse Replacement Aerial Inspection | EPSS,Ground Inspection, | EPSS Ground Inspection | EPSS Ground Inspection |  |  |  | , | FALSE
HATTON 11022010 | EPSS | EPSS | EPSS | [7 empty] | Expulsion Fuse Replacement | Expulsion Fuse Replacement |  |  |  |  | Aerial Inspection |  | Ground Inspection |  |  | Non-Pole Backlog | [6 empty] | Down Conductor Detection (DCD) | [10 empty] | EPSS,Ground Inspection,Non-Pole Backlog, | EPSS Ground Inspection Non-Pole Backlog | EPSS Ground Inspection Non-Pole Backlog | EPSS,Expulsion Fuse Replacement,Aerial Inspection,Down Conductor Detection (DCD), | EPSS Expulsion Fuse Replacement Aerial Inspection Down Conductor Detection (DCD) | EPSS Expulsion Fuse Replacement Aerial Inspection Down Conductor Detection (DCD) | EPSS,Expulsion Fuse Replacement, | EPSS Expulsion Fuse Replacement | EPSS Expulsion Fuse Replacement |  |  |  | , | FALSE
HALF MOON BAY 1103H80 | EPSS | EPSS | EPSS | [6 empty] | Expulsion Fuse Replacement |  | Expulsion Fuse Replacement |  |  |  |  | Aerial Inspection |  | Ground Inspection |  |  | Non-Pole Backlog | Non-Pole Backlog | [5 empty] | Down Conductor Detection (DCD) |  | Line Sensors | [8 empty] | EPSS,Expulsion Fuse Replacement,Ground Inspection,Non-Pole Backlog,Line Sensors, | EPSS Expulsion Fuse Replacement Ground Inspection Non-Pole Backlog Line Sensors | EPSS Expulsion Fuse Replacement Ground Inspection Non-Pole Backlog Line Sensors | EPSS,Aerial Inspection,Non-Pole Backlog,Down Conductor Detection (DCD), | EPSS Aerial Inspection Non-Pole Backlog Down Conductor Detection (DCD) | EPSS Aerial Inspection Non-Pole Backlog Down Conductor Detection (DCD) | EPSS,Expulsion Fuse Replacement, | EPSS Expulsion Fuse Replacement | EPSS Expulsion Fuse Replacement |  |  |  | , | FALSE
MENLO 1102W80 | EPSS | EPSS | EPSS | [6 empty] | Expulsion Fuse Replacement | Expulsion Fuse Replacement | [5 empty] | Aerial Inspection |  | Ground Inspection |  |  | Non-Pole Backlog | Non-Pole Backlog | Non-Pole Backlog |  |  |  |  | Down Conductor Detection (DCD) | [10 empty] | EPSS,Expulsion Fuse Replacement,Ground Inspection,Non-Pole Backlog, | EPSS Expulsion Fuse Replacement Ground Inspection Non-Pole Backlog | EPSS Expulsion Fuse Replacement Ground Inspection Non-Pole Backlog | EPSS,Expulsion Fuse Replacement,Aerial Inspection,Non-Pole Backlog,Down Conductor Detection (DCD), | EPSS Expulsion Fuse Replacement Aerial Inspection Non-Pole Backlog Down Conductor Detection (DCD) | EPSS Expulsion Fuse Replacement Aerial Inspection Non-Pole Backlog Down Conductor Detection (DCD) | EPSS,Non-Pole Backlog, | EPSS Non-Pole Backlog | EPSS Non-Pole Backlog |  | Line Removal |  | ,Line Removal, | Line Removal | Line Removal
PLACERVILLE 1111610322 | EPSS | EPSS | EPSS | [13 empty] | Aerial Inspection | Aerial Inspection | Ground Inspection | Ground Inspection | [9 empty] | Down Conductor Detection (DCD) | [9 empty] | EPSS,Ground Inspection, | EPSS Ground Inspection | EPSS Ground Inspection | EPSS,Aerial Inspection,Ground Inspection, | EPSS Aerial Inspection Ground Inspection | EPSS Aerial Inspection Ground Inspection | EPSS,Aerial Inspection,Down Conductor Detection (DCD), | EPSS Aerial Inspection Down Conductor Detection (DCD) | EPSS Aerial Inspection Down Conductor Detection (DCD) |  |  |  | , | FALSE
LAS GALLINAS A 1105126886 | EPSS | EPSS | EPSS | [14 empty] | Aerial Inspection |  | Ground Inspection | [19 empty] | EPSS, | EPSS | EPSS | EPSS,Ground Inspection, | EPSS Ground Inspection | EPSS Ground Inspection | EPSS,Aerial Inspection, | EPSS Aerial Inspection | EPSS Aerial Inspection |  |  |  | , | FALSE
EMERALD LAKE 04028872 | EPSS | EPSS | EPSS | [8 empty] | Expulsion Fuse Replacement |  |  |  |  | Aerial Inspection | Aerial Inspection | Ground Inspection | Ground Inspection |  | Non-Pole Backlog |  | Non-Pole Backlog | [15 empty] | EPSS,Ground Inspection,Non-Pole Backlog, | EPSS Ground Inspection Non-Pole Backlog | EPSS Ground Inspection Non-Pole Backlog | EPSS,Aerial Inspection,Ground Inspection, | EPSS Aerial Inspection Ground Inspection | EPSS Aerial Inspection Ground Inspection | EPSS,Expulsion Fuse Replacement,Aerial Inspection,Non-Pole Backlog, | EPSS Expulsion Fuse Replacement Aerial Inspection Non-Pole Backlog | EPSS Expulsion Fuse Replacement Aerial Inspection Non-Pole Backlog |  |  |  | , | FALSE
SAUSALITO 110284278 | EPSS | EPSS | EPSS | [13 empty] | Aerial Inspection |  | Ground Inspection | Ground Inspection | Ground Inspection | [7 empty] | Down Conductor Detection (DCD) | [10 empty] | EPSS,Ground Inspection, | EPSS Ground Inspection | EPSS Ground Inspection | EPSS,Aerial Inspection,Ground Inspection,Down Conductor Detection (DCD), | EPSS Aerial Inspection Ground Inspection Down Conductor Detection (DCD) | EPSS Aerial Inspection Ground Inspection Down Conductor Detection (DCD) | EPSS,Ground Inspection, | EPSS Ground Inspection | EPSS Ground Inspection |  |  |  | , | FALSE
OAKLAND K 1101CR170 | EPSS | EPSS | EPSS | [8 empty] | Expulsion Fuse Replacement | [5 empty] | Aerial Inspection |  | Ground Inspection | Ground Inspection | Non-Pole Backlog | [6 empty] | Down Conductor Detection (DCD) | [10 empty] | EPSS,Non-Pole Backlog, | EPSS Non-Pole Backlog | EPSS Non-Pole Backlog | EPSS,Ground Inspection,Down Conductor Detection (DCD), | EPSS Ground Inspection Down Conductor Detection (DCD) | EPSS Ground Inspection Down Conductor Detection (DCD) | EPSS,Expulsion Fuse Replacement,Aerial Inspection,Ground Inspection, | EPSS Expulsion Fuse Replacement Aerial Inspection Ground Inspection | EPSS Expulsion Fuse Replacement Aerial Inspection Ground Inspection |  |  |  | , | FALSE
JESSUP 11011496 | EPSS | EPSS | EPSS | [6 empty] | Expulsion Fuse Replacement | [6 empty] | Aerial Inspection | Aerial Inspection | Ground Inspection | Ground Inspection | Ground Inspection | Non-Pole Backlog | [5 empty] | Down Conductor Detection (DCD) | [8 empty] | Pole Backlog |  |  | EPSS,Expulsion Fuse Replacement,Ground Inspection,Non-Pole Backlog,Down Conductor Detection (DCD),Pole Backlog, | EPSS Expulsion Fuse Replacement Ground Inspection Non-Pole Backlog Down Conductor Detection (DCD) Pole Backlog | EPSS Expulsion Fuse Replacement Ground Inspection Non-Pole Backlog Down Conductor Detection (DCD) Pole Backlog | EPSS,Aerial Inspection,Ground Inspection, | EPSS Aerial Inspection Ground Inspection | EPSS Aerial Inspection Ground Inspection | EPSS,Aerial Inspection,Ground Inspection, | EPSS Aerial Inspection Ground Inspection | EPSS Aerial Inspection Ground Inspection |  |  |  | , | FALSE
MOLINO 1102318 | EPSS | EPSS | EPSS | [7 empty] | Expulsion Fuse Replacement | [5 empty] | Aerial Inspection | Aerial Inspection | Ground Inspection | Ground Inspection | Ground Inspection | Non-Pole Backlog |  | Non-Pole Backlog |  |  |  | Down Conductor Detection (DCD) | [8 empty] | Pole Backlog |  |  | EPSS,Ground Inspection,Non-Pole Backlog,Down Conductor Detection (DCD),Pole Backlog, | EPSS Ground Inspection Non-Pole Backlog Down Conductor Detection (DCD) Pole Backlog | EPSS Ground Inspection Non-Pole Backlog Down Conductor Detection (DCD) Pole Backlog | EPSS,Expulsion Fuse Replacement,Aerial Inspection,Ground Inspection, | EPSS Expulsion Fuse Replacement Aerial Inspection Ground Inspection | EPSS Expulsion Fuse Replacement Aerial Inspection Ground Inspection | EPSS,Aerial Inspection,Ground Inspection,Non-Pole Backlog, | EPSS Aerial Inspection Ground Inspection Non-Pole Backlog | EPSS Aerial Inspection Ground Inspection Non-Pole Backlog |  |  |  | , | FALSE
BRUNSWICK 11051030 | EPSS | EPSS | EPSS | [7 empty] | Expulsion Fuse Replacement | Expulsion Fuse Replacement |  |  |  |  | Aerial Inspection | Aerial Inspection | Ground Inspection | Ground Inspection | Ground Inspection | Non-Pole Backlog |  | Non-Pole Backlog |  |  |  | Down Conductor Detection (DCD) | [11 empty] | EPSS,Ground Inspection,Non-Pole Backlog,Down Conductor Detection (DCD), | EPSS Ground Inspection Non-Pole Backlog Down Conductor Detection (DCD) | EPSS Ground Inspection Non-Pole Backlog Down Conductor Detection (DCD) | EPSS,Expulsion Fuse Replacement,Aerial Inspection,Ground Inspection, | EPSS Expulsion Fuse Replacement Aerial Inspection Ground Inspection | EPSS Expulsion Fuse Replacement Aerial Inspection Ground Inspection | EPSS,Expulsion Fuse Replacement,Aerial Inspection,Ground Inspection,Non-Pole Backlog, | EPSS Expulsion Fuse Replacement Aerial Inspection Ground Inspection Non-Pole Backlog | EPSS Expulsion Fuse Replacement Aerial Inspection Ground Inspection Non-Pole Backlog |  |  |  | , | FALSE
RED BLUFF 11011556 | EPSS | EPSS | EPSS | [6 empty] | Expulsion Fuse Replacement | [6 empty] | Aerial Inspection | Aerial Inspection | Ground Inspection | Ground Inspection |  | Non-Pole Backlog | [5 empty] | Down Conductor Detection (DCD) | [8 empty] | Pole Backlog |  |  | EPSS,Expulsion Fuse Replacement,Ground Inspection,Non-Pole Backlog,Down Conductor Detection (DCD),Pole Backlog, | EPSS Expulsion Fuse Replacement Ground Inspection Non-Pole Backlog Down Conductor Detection (DCD) Pole Backlog | EPSS Expulsion Fuse Replacement Ground Inspection Non-Pole Backlog Down Conductor Detection (DCD) Pole Backlog | EPSS,Aerial Inspection,Ground Inspection, | EPSS Aerial Inspection Ground Inspection | EPSS Aerial Inspection Ground Inspection | EPSS,Aerial Inspection, | EPSS Aerial Inspection | EPSS Aerial Inspection |  |  |  | , | FALSE
VIEJO 2203CB | EPSS | EPSS | EPSS | [8 empty] | Expulsion Fuse Replacement |  |  |  |  | Aerial Inspection | Aerial Inspection | Ground Inspection | Ground Inspection | Ground Inspection | Non-Pole Backlog | Non-Pole Backlog | [7 empty] | Line Sensors | [8 empty] | EPSS,Ground Inspection,Non-Pole Backlog,Line Sensors, | EPSS Ground Inspection Non-Pole Backlog Line Sensors | EPSS Ground Inspection Non-Pole Backlog Line Sensors | EPSS,Aerial Inspection,Ground Inspection,Non-Pole Backlog, | EPSS Aerial Inspection Ground Inspection Non-Pole Backlog | EPSS Aerial Inspection Ground Inspection Non-Pole Backlog | EPSS,Expulsion Fuse Replacement,Aerial Inspection,Ground Inspection, | EPSS Expulsion Fuse Replacement Aerial Inspection Ground Inspection | EPSS Expulsion Fuse Replacement Aerial Inspection Ground Inspection |  |  |  | , | FALSE
ROSSMOOR 1102457174 | EPSS | EPSS | EPSS | [13 empty] | Aerial Inspection |  | Ground Inspection | Ground Inspection | Ground Inspection | Non-Pole Backlog | [17 empty] | EPSS,Ground Inspection,Non-Pole Backlog, | EPSS Ground Inspection Non-Pole Backlog | EPSS Ground Inspection Non-Pole Backlog | EPSS,Aerial Inspection,Ground Inspection, | EPSS Aerial Inspection Ground Inspection | EPSS Aerial Inspection Ground Inspection | EPSS,Ground Inspection, | EPSS Ground Inspection | EPSS Ground Inspection |  |  |  | , | FALSE
COVELO 1101694140 | EPSS | EPSS | EPSS | [9 empty] | Surge Arrestor Replacement |  |  |  | Aerial Inspection |  | Ground Inspection |  | Ground Inspection | [6 empty] | Down Conductor Detection (DCD) | [11 empty] | EPSS,Surge Arrestor Replacement,Ground Inspection,Down Conductor Detection (DCD), | EPSS Surge Arrestor Replacement Ground Inspection Down Conductor Detection (DCD) | EPSS Surge Arrestor Replacement Ground Inspection Down Conductor Detection (DCD) | EPSS,Aerial Inspection, | EPSS Aerial Inspection | EPSS Aerial Inspection | EPSS,Ground Inspection, | EPSS Ground Inspection | EPSS Ground Inspection |  |  |  | , | FALSE
GARBERVILLE 11028189 | EPSS | EPSS | EPSS | [36 empty] | EPSS, | EPSS | EPSS | EPSS, | EPSS | EPSS | EPSS, | EPSS | EPSS |  |  |  | , | FALSE
NORTH DUBLIN 2101MR765 | EPSS | EPSS | EPSS | [13 empty] | Aerial Inspection |  | Ground Inspection | [20 empty] | EPSS,Ground Inspection, | EPSS Ground Inspection | EPSS Ground Inspection | EPSS,Aerial Inspection, | EPSS Aerial Inspection | EPSS Aerial Inspection | EPSS, | EPSS | EPSS |  |  |  | , | FALSE
VACAVILLE 111112342 | EPSS | EPSS | EPSS | [13 empty] | Aerial Inspection |  | Ground Inspection | Ground Inspection | Ground Inspection | [7 empty] | Down Conductor Detection (DCD) | [10 empty] | EPSS,Ground Inspection, | EPSS Ground Inspection | EPSS Ground Inspection | EPSS,Aerial Inspection,Ground Inspection,Down Conductor Detection (DCD), | EPSS Aerial Inspection Ground Inspection Down Conductor Detection (DCD) | EPSS Aerial Inspection Ground Inspection Down Conductor Detection (DCD) | EPSS,Ground Inspection, | EPSS Ground Inspection | EPSS Ground Inspection |  |  |  | , | FALSE
BRUNSWICK 110663124 | EPSS | EPSS | EPSS | [7 empty] | Expulsion Fuse Replacement | [5 empty] | Aerial Inspection |  | Ground Inspection |  | Ground Inspection |  | Non-Pole Backlog | [5 empty] | Down Conductor Detection (DCD) | [10 empty] | EPSS,Ground Inspection, | EPSS Ground Inspection | EPSS Ground Inspection | EPSS,Expulsion Fuse Replacement,Aerial Inspection,Non-Pole Backlog,Down Conductor Detection (DCD), | EPSS Expulsion Fuse Replacement Aerial Inspection Non-Pole Backlog Down Conductor Detection (DCD) | EPSS Expulsion Fuse Replacement Aerial Inspection Non-Pole Backlog Down Conductor Detection (DCD) | EPSS,Ground Inspection, | EPSS Ground Inspection | EPSS Ground Inspection |  |  |  | , | FALSE
WILLITS 1104504 | EPSS | EPSS | EPSS | [6 empty] | Expulsion Fuse Replacement | [6 empty] | Aerial Inspection | Aerial Inspection | Ground Inspection | Ground Inspection | Ground Inspection | Non-Pole Backlog |  | Non-Pole Backlog |  |  |  | Down Conductor Detection (DCD) | [11 empty] | EPSS,Expulsion Fuse Replacement,Ground Inspection,Non-Pole Backlog,Down Conductor Detection (DCD), | EPSS Expulsion Fuse Replacement Ground Inspection Non-Pole Backlog Down Conductor Detection (DCD) | EPSS Expulsion Fuse Replacement Ground Inspection Non-Pole Backlog Down Conductor Detection (DCD) | EPSS,Aerial Inspection,Ground Inspection, | EPSS Aerial Inspection Ground Inspection | EPSS Aerial Inspection Ground Inspection | EPSS,Aerial Inspection,Ground Inspection,Non-Pole Backlog, | EPSS Aerial Inspection Ground Inspection Non-Pole Backlog | EPSS Aerial Inspection Ground Inspection Non-Pole Backlog |  |  |  | , | FALSE
SAN CARLOS 11049052 | EPSS | EPSS | EPSS | [8 empty] | Expulsion Fuse Replacement |  |  |  |  | Aerial Inspection | Aerial Inspection | Ground Inspection | Ground Inspection |  | Non-Pole Backlog | Non-Pole Backlog | [5 empty] | Down Conductor Detection (DCD) | [10 empty] | EPSS,Ground Inspection,Non-Pole Backlog, | EPSS Ground Inspection Non-Pole Backlog | EPSS Ground Inspection Non-Pole Backlog | EPSS,Aerial Inspection,Ground Inspection,Non-Pole Backlog,Down Conductor Detection (DCD), | EPSS Aerial Inspection Ground Inspection Non-Pole Backlog Down Conductor Detection (DCD) | EPSS Aerial Inspection Ground Inspection Non-Pole Backlog Down Conductor Detection (DCD) | EPSS,Expulsion Fuse Replacement,Aerial Inspection, | EPSS Expulsion Fuse Replacement Aerial Inspection | EPSS Expulsion Fuse Replacement Aerial Inspection |  |  |  | , | FALSE
SAUSALITO 1102964592 | EPSS | EPSS | EPSS | [14 empty] | Aerial Inspection |  | Ground Inspection | [8 empty] | Down Conductor Detection (DCD) | [10 empty] | EPSS, | EPSS | EPSS | EPSS,Ground Inspection,Down Conductor Detection (DCD), | EPSS Ground Inspection Down Conductor Detection (DCD) | EPSS Ground Inspection Down Conductor Detection (DCD) | EPSS,Aerial Inspection, | EPSS Aerial Inspection | EPSS Aerial Inspection |  |  |  | , | FALSE
MOLINO 110266006 | EPSS | EPSS | EPSS |  | Undergrounding |  |  |  |  | Expulsion Fuse Replacement | [7 empty] | Aerial Inspection |  | Ground Inspection | Ground Inspection | Non-Pole Backlog | Non-Pole Backlog | Non-Pole Backlog |  |  |  | Down Conductor Detection (DCD) | [8 empty] | Pole Backlog |  |  | EPSS,Expulsion Fuse Replacement,Non-Pole Backlog,Down Conductor Detection (DCD),Pole Backlog, | EPSS Expulsion Fuse Replacement Non-Pole Backlog Down Conductor Detection (DCD) Pole Backlog | EPSS Expulsion Fuse Replacement Non-Pole Backlog Down Conductor Detection (DCD) Pole Backlog | EPSS,Undergrounding,Ground Inspection,Non-Pole Backlog, | EPSS Undergrounding Ground Inspection Non-Pole Backlog | EPSS Undergrounding Ground Inspection Non-Pole Backlog | EPSS,Aerial Inspection,Ground Inspection,Non-Pole Backlog, | EPSS Aerial Inspection Ground Inspection Non-Pole Backlog | EPSS Aerial Inspection Ground Inspection Non-Pole Backlog |  |  |  | , | FALSE
MOLINO 1102178 | EPSS | EPSS | EPSS | [6 empty] | Expulsion Fuse Replacement | Expulsion Fuse Replacement | [5 empty] | Aerial Inspection | Aerial Inspection | Ground Inspection | Ground Inspection | Ground Inspection | Non-Pole Backlog |  | Non-Pole Backlog |  |  |  | Down Conductor Detection (DCD) | [8 empty] | Pole Backlog |  |  | EPSS,Expulsion Fuse Replacement,Ground Inspection,Non-Pole Backlog,Down Conductor Detection (DCD),Pole Backlog, | EPSS Expulsion Fuse Replacement Ground Inspection Non-Pole Backlog Down Conductor Detection (DCD) Pole Backlog | EPSS Expulsion Fuse Replacement Ground Inspection Non-Pole Backlog Down Conductor Detection (DCD) Pole Backlog | EPSS,Expulsion Fuse Replacement,Aerial Inspection,Ground Inspection, | EPSS Expulsion Fuse Replacement Aerial Inspection Ground Inspection | EPSS Expulsion Fuse Replacement Aerial Inspection Ground Inspection | EPSS,Aerial Inspection,Ground Inspection,Non-Pole Backlog, | EPSS Aerial Inspection Ground Inspection Non-Pole Backlog | EPSS Aerial Inspection Ground Inspection Non-Pole Backlog |  |  |  | , | FALSE
VACAVILLE 111113652 | EPSS | EPSS | EPSS | Undergrounding | [5 empty] | Expulsion Fuse Replacement |  |  | Surge Arrestor Replacement |  |  |  |  | Aerial Inspection |  | Ground Inspection | Ground Inspection | Non-Pole Backlog | [17 empty] | EPSS,Undergrounding,Expulsion Fuse Replacement,Surge Arrestor Replacement,Non-Pole Backlog, | EPSS Undergrounding Expulsion Fuse Replacement Surge Arrestor Replacement Non-Pole Backlog | EPSS Undergrounding Expulsion Fuse Replacement Surge Arrestor Replacement Non-Pole Backlog | EPSS,Ground Inspection, | EPSS Ground Inspection | EPSS Ground Inspection | EPSS,Aerial Inspection,Ground Inspection, | EPSS Aerial Inspection Ground Inspection | EPSS Aerial Inspection Ground Inspection |  |  |  | , | FALSE
STANISLAUS 170275348 | EPSS | EPSS | EPSS | [7 empty] | Expulsion Fuse Replacement | Expulsion Fuse Replacement | [8 empty] | Ground Inspection | Non-Pole Backlog | [5 empty] | Down Conductor Detection (DCD) | [11 empty] | EPSS,Non-Pole Backlog,Down Conductor Detection (DCD), | EPSS Non-Pole Backlog Down Conductor Detection (DCD) | EPSS Non-Pole Backlog Down Conductor Detection (DCD) | EPSS,Expulsion Fuse Replacement, | EPSS Expulsion Fuse Replacement | EPSS Expulsion Fuse Replacement | EPSS,Expulsion Fuse Replacement,Ground Inspection, | EPSS Expulsion Fuse Replacement Ground Inspection | EPSS Expulsion Fuse Replacement Ground Inspection |  |  |  | , | FALSE
WOODWARD 210878448 | EPSS | EPSS | EPSS | [6 empty] | Expulsion Fuse Replacement | [6 empty] | Aerial Inspection | Aerial Inspection | Ground Inspection | Ground Inspection | Ground Inspection | Non-Pole Backlog | Non-Pole Backlog |  |  |  |  | Down Conductor Detection (DCD) | [9 empty] | Pole Backlog |  | EPSS,Expulsion Fuse Replacement,Ground Inspection,Non-Pole Backlog,Down Conductor Detection (DCD), | EPSS Expulsion Fuse Replacement Ground Inspection Non-Pole Backlog Down Conductor Detection (DCD) | EPSS Expulsion Fuse Replacement Ground Inspection Non-Pole Backlog Down Conductor Detection (DCD) | EPSS,Aerial Inspection,Ground Inspection,Non-Pole Backlog,Pole Backlog, | EPSS Aerial Inspection Ground Inspection Non-Pole Backlog Pole Backlog | EPSS Aerial Inspection Ground Inspection Non-Pole Backlog Pole Backlog | EPSS,Aerial Inspection,Ground Inspection, | EPSS Aerial Inspection Ground Inspection | EPSS Aerial Inspection Ground Inspection |  |  |  | , | FALSE
JAMESON 1103118944 | EPSS | EPSS | EPSS | [13 empty] | Aerial Inspection | Aerial Inspection | Ground Inspection | Ground Inspection | [8 empty] | Down Conductor Detection (DCD) | [10 empty] | EPSS,Ground Inspection, | EPSS Ground Inspection | EPSS Ground Inspection | EPSS,Aerial Inspection,Ground Inspection,Down Conductor Detection (DCD), | EPSS Aerial Inspection Ground Inspection Down Conductor Detection (DCD) | EPSS Aerial Inspection Ground Inspection Down Conductor Detection (DCD) | EPSS,Aerial Inspection, | EPSS Aerial Inspection | EPSS Aerial Inspection |  |  |  | , | FALSE
DUNBAR 1102448 | EPSS | EPSS | EPSS | [13 empty] | Aerial Inspection | Aerial Inspection | Ground Inspection | Ground Inspection |  | Non-Pole Backlog | Non-Pole Backlog |  |  |  |  | Down Conductor Detection (DCD) | [11 empty] | EPSS,Ground Inspection,Non-Pole Backlog,Down Conductor Detection (DCD), | EPSS Ground Inspection Non-Pole Backlog Down Conductor Detection (DCD) | EPSS Ground Inspection Non-Pole Backlog Down Conductor Detection (DCD) | EPSS,Aerial Inspection,Ground Inspection,Non-Pole Backlog, | EPSS Aerial Inspection Ground Inspection Non-Pole Backlog | EPSS Aerial Inspection Ground Inspection Non-Pole Backlog | EPSS,Aerial Inspection, | EPSS Aerial Inspection | EPSS Aerial Inspection |  |  |  | , | FALSE
MORAGA 1101669542 | EPSS | EPSS | EPSS | [14 empty] | Aerial Inspection |  | Ground Inspection | Ground Inspection | Non-Pole Backlog | Non-Pole Backlog | Non-Pole Backlog |  |  |  |  | Down Conductor Detection (DCD) |  | Line Sensors | [8 empty] | EPSS,Non-Pole Backlog,Line Sensors, | EPSS Non-Pole Backlog Line Sensors | EPSS Non-Pole Backlog Line Sensors | EPSS,Ground Inspection,Non-Pole Backlog,Down Conductor Detection (DCD), | EPSS Ground Inspection Non-Pole Backlog Down Conductor Detection (DCD) | EPSS Ground Inspection Non-Pole Backlog Down Conductor Detection (DCD) | EPSS,Aerial Inspection,Ground Inspection,Non-Pole Backlog, | EPSS Aerial Inspection Ground Inspection Non-Pole Backlog | EPSS Aerial Inspection Ground Inspection Non-Pole Backlog |  |  |  | , | FALSE
COARSEGOLD 2104570682 | EPSS | EPSS | EPSS |  |  |  | Overhead Hardening |  |  | Expulsion Fuse Replacement | [7 empty] | Aerial Inspection |  | Ground Inspection | [19 empty] | EPSS,Overhead Hardening,Expulsion Fuse Replacement, | EPSS Overhead Hardening Expulsion Fuse Replacement | EPSS Overhead Hardening Expulsion Fuse Replacement | EPSS,Ground Inspection, | EPSS Ground Inspection | EPSS Ground Inspection | EPSS,Aerial Inspection, | EPSS Aerial Inspection | EPSS Aerial Inspection |  |  |  | , | FALSE
OILFIELDS 1103N40 | EPSS | EPSS | EPSS | [14 empty] | Aerial Inspection |  | Ground Inspection | Ground Inspection | Non-Pole Backlog | [5 empty] | Down Conductor Detection (DCD) | [11 empty] | EPSS,Non-Pole Backlog,Down Conductor Detection (DCD), | EPSS Non-Pole Backlog Down Conductor Detection (DCD) | EPSS Non-Pole Backlog Down Conductor Detection (DCD) | EPSS,Ground Inspection, | EPSS Ground Inspection | EPSS Ground Inspection | EPSS,Aerial Inspection,Ground Inspection, | EPSS Aerial Inspection Ground Inspection | EPSS Aerial Inspection Ground Inspection |  |  |  | , | FALSE
DEL MONTE 21043088 | EPSS | EPSS | EPSS | [13 empty] | Aerial Inspection | Aerial Inspection | Ground Inspection | Ground Inspection | Ground Inspection | Non-Pole Backlog |  | Non-Pole Backlog | [15 empty] | EPSS,Ground Inspection,Non-Pole Backlog, | EPSS Ground Inspection Non-Pole Backlog | EPSS Ground Inspection Non-Pole Backlog | EPSS,Aerial Inspection,Ground Inspection, | EPSS Aerial Inspection Ground Inspection | EPSS Aerial Inspection Ground Inspection | EPSS,Aerial Inspection,Ground Inspection,Non-Pole Backlog, | EPSS Aerial Inspection Ground Inspection Non-Pole Backlog | EPSS Aerial Inspection Ground Inspection Non-Pole Backlog |  |  |  | , | FALSE
SAN RAMON 2108CB | EPSS | EPSS | EPSS | [14 empty] | Aerial Inspection |  | Ground Inspection | Ground Inspection | Non-Pole Backlog | [17 empty] | EPSS,Non-Pole Backlog, | EPSS Non-Pole Backlog | EPSS Non-Pole Backlog | EPSS,Ground Inspection, | EPSS Ground Inspection | EPSS Ground Inspection | EPSS,Aerial Inspection,Ground Inspection, | EPSS Aerial Inspection Ground Inspection | EPSS Aerial Inspection Ground Inspection |  |  |  | , | FALSE
WILLITS 1104936096 | EPSS | EPSS | EPSS | [14 empty] | Aerial Inspection |  | Ground Inspection | Ground Inspection | Non-Pole Backlog | [5 empty] | Down Conductor Detection (DCD) | [8 empty] | Pole Backlog |  |  | EPSS,Non-Pole Backlog,Down Conductor Detection (DCD),Pole Backlog, | EPSS Non-Pole Backlog Down Conductor Detection (DCD) Pole Backlog | EPSS Non-Pole Backlog Down Conductor Detection (DCD) Pole Backlog | EPSS,Ground Inspection, | EPSS Ground Inspection | EPSS Ground Inspection | EPSS,Aerial Inspection,Ground Inspection, | EPSS Aerial Inspection Ground Inspection | EPSS Aerial Inspection Ground Inspection |  |  |  | , | FALSE
POTTER VALLEY P H 110564118 | EPSS | EPSS | EPSS |  |  |  | Overhead Hardening | [10 empty] | Aerial Inspection | Ground Inspection | Ground Inspection | Ground Inspection | Non-Pole Backlog | [17 empty] | EPSS,Overhead Hardening,Ground Inspection,Non-Pole Backlog, | EPSS Overhead Hardening Ground Inspection Non-Pole Backlog | EPSS Overhead Hardening Ground Inspection Non-Pole Backlog | EPSS,Ground Inspection, | EPSS Ground Inspection | EPSS Ground Inspection | EPSS,Aerial Inspection,Ground Inspection, | EPSS Aerial Inspection Ground Inspection | EPSS Aerial Inspection Ground Inspection | Undergrounding |  | Overhead Hardening | Undergrounding,Overhead Hardening, | Undergrounding Overhead Hardening | Undergrounding Overhead Hardening
FROGTOWN 170275252 | EPSS | EPSS | EPSS |  |  |  | Overhead Hardening | [9 empty] | Aerial Inspection | Aerial Inspection | Ground Inspection | Ground Inspection | Ground Inspection | Non-Pole Backlog | [17 empty] | EPSS,Overhead Hardening,Ground Inspection,Non-Pole Backlog, | EPSS Overhead Hardening Ground Inspection Non-Pole Backlog | EPSS Overhead Hardening Ground Inspection Non-Pole Backlog | EPSS,Aerial Inspection,Ground Inspection, | EPSS Aerial Inspection Ground Inspection | EPSS Aerial Inspection Ground Inspection | EPSS,Aerial Inspection,Ground Inspection, | EPSS Aerial Inspection Ground Inspection | EPSS Aerial Inspection Ground Inspection |  |  |  | , | FALSE
ORINDA 04013442 | EPSS | EPSS | EPSS | [13 empty] | Aerial Inspection | Aerial Inspection | Ground Inspection | Ground Inspection | Ground Inspection | Non-Pole Backlog | Non-Pole Backlog | [16 empty] | EPSS,Ground Inspection,Non-Pole Backlog, | EPSS Ground Inspection Non-Pole Backlog | EPSS Ground Inspection Non-Pole Backlog | EPSS,Aerial Inspection,Ground Inspection,Non-Pole Backlog, | EPSS Aerial Inspection Ground Inspection Non-Pole Backlog | EPSS Aerial Inspection Ground Inspection Non-Pole Backlog | EPSS,Aerial Inspection,Ground Inspection, | EPSS Aerial Inspection Ground Inspection | EPSS Aerial Inspection Ground Inspection |  |  |  | , | FALSE
GOLDTREE 1108CB | EPSS | EPSS | EPSS | [14 empty] | Aerial Inspection |  | Ground Inspection | Ground Inspection | Non-Pole Backlog | [17 empty] | EPSS,Non-Pole Backlog, | EPSS Non-Pole Backlog | EPSS Non-Pole Backlog | EPSS,Ground Inspection, | EPSS Ground Inspection | EPSS Ground Inspection | EPSS,Aerial Inspection,Ground Inspection, | EPSS Aerial Inspection Ground Inspection | EPSS Aerial Inspection Ground Inspection |  |  |  | , | FALSE
OAKLAND X 1104CR288 | EPSS | EPSS | EPSS | [8 empty] | Expulsion Fuse Replacement | [5 empty] | Aerial Inspection |  | Ground Inspection | Ground Inspection | Non-Pole Backlog | Non-Pole Backlog | Non-Pole Backlog |  |  |  |  | Down Conductor Detection (DCD) | [10 empty] | EPSS,Non-Pole Backlog, | EPSS Non-Pole Backlog | EPSS Non-Pole Backlog | EPSS,Ground Inspection,Non-Pole Backlog,Down Conductor Detection (DCD), | EPSS Ground Inspection Non-Pole Backlog Down Conductor Detection (DCD) | EPSS Ground Inspection Non-Pole Backlog Down Conductor Detection (DCD) | EPSS,Expulsion Fuse Replacement,Aerial Inspection,Ground Inspection,Non-Pole Backlog, | EPSS Expulsion Fuse Replacement Aerial Inspection Ground Inspection Non-Pole Backlog | EPSS Expulsion Fuse Replacement Aerial Inspection Ground Inspection Non-Pole Backlog |  |  |  | , | FALSE
PARADISE 110599226 | EPSS | EPSS | EPSS | [8 empty] | Expulsion Fuse Replacement | [5 empty] | Aerial Inspection |  | Ground Inspection | Ground Inspection | [18 empty] | EPSS, | EPSS | EPSS | EPSS,Ground Inspection, | EPSS Ground Inspection | EPSS Ground Inspection | EPSS,Expulsion Fuse Replacement,Aerial Inspection,Ground Inspection, | EPSS Expulsion Fuse Replacement Aerial Inspection Ground Inspection | EPSS Expulsion Fuse Replacement Aerial Inspection Ground Inspection |  |  |  | , | FALSE
MOLINO 1102104 | EPSS | EPSS | EPSS | [6 empty] | Expulsion Fuse Replacement | Expulsion Fuse Replacement | [6 empty] | Aerial Inspection |  | Ground Inspection | Ground Inspection | Non-Pole Backlog | Non-Pole Backlog | Non-Pole Backlog |  |  |  | Down Conductor Detection (DCD) | [11 empty] | EPSS,Expulsion Fuse Replacement,Non-Pole Backlog,Down Conductor Detection (DCD), | EPSS Expulsion Fuse Replacement Non-Pole Backlog Down Conductor Detection (DCD) | EPSS Expulsion Fuse Replacement Non-Pole Backlog Down Conductor Detection (DCD) | EPSS,Expulsion Fuse Replacement,Ground Inspection,Non-Pole Backlog, | EPSS Expulsion Fuse Replacement Ground Inspection Non-Pole Backlog | EPSS Expulsion Fuse Replacement Ground Inspection Non-Pole Backlog | EPSS,Aerial Inspection,Ground Inspection,Non-Pole Backlog, | EPSS Aerial Inspection Ground Inspection Non-Pole Backlog | EPSS Aerial Inspection Ground Inspection Non-Pole Backlog |  |  |  | , | FALSE
OAKHURST 1101352740 | EPSS | EPSS | EPSS | [13 empty] | Aerial Inspection |  | Ground Inspection | [11 empty] | Line Sensors | [8 empty] | EPSS,Ground Inspection,Line Sensors, | EPSS Ground Inspection Line Sensors | EPSS Ground Inspection Line Sensors | EPSS,Aerial Inspection, | EPSS Aerial Inspection | EPSS Aerial Inspection | EPSS, | EPSS | EPSS |  |  |  | , | FALSE
NARROWS 210551582 | EPSS | EPSS | EPSS | [9 empty] | Surge Arrestor Replacement |  |  |  | Aerial Inspection | Aerial Inspection | Ground Inspection |  | Ground Inspection | [7 empty] | Down Conductor Detection (DCD) | [7 empty] | Pole Backlog |  |  | EPSS,Surge Arrestor Replacement,Ground Inspection,Pole Backlog, | EPSS Surge Arrestor Replacement Ground Inspection Pole Backlog | EPSS Surge Arrestor Replacement Ground Inspection Pole Backlog | EPSS,Aerial Inspection,Down Conductor Detection (DCD), | EPSS Aerial Inspection Down Conductor Detection (DCD) | EPSS Aerial Inspection Down Conductor Detection (DCD) | EPSS,Aerial Inspection,Ground Inspection, | EPSS Aerial Inspection Ground Inspection | EPSS Aerial Inspection Ground Inspection |  | Line Removal |  | ,Line Removal, | Line Removal | Line Removal
HALF MOON BAY 1101818874 | EPSS | EPSS | EPSS | [6 empty] | Expulsion Fuse Replacement | [6 empty] | Aerial Inspection | Aerial Inspection | Ground Inspection | Ground Inspection | Ground Inspection | Non-Pole Backlog | [17 empty] | EPSS,Expulsion Fuse Replacement,Ground Inspection,Non-Pole Backlog, | EPSS Expulsion Fuse Replacement Ground Inspection Non-Pole Backlog | EPSS Expulsion Fuse Replacement Ground Inspection Non-Pole Backlog | EPSS,Aerial Inspection,Ground Inspection, | EPSS Aerial Inspection Ground Inspection | EPSS Aerial Inspection Ground Inspection | EPSS,Aerial Inspection,Ground Inspection, | EPSS Aerial Inspection Ground Inspection | EPSS Aerial Inspection Ground Inspection |  |  |  | , | FALSE
PLACERVILLE 111019582 | EPSS | EPSS | EPSS | [6 empty] | Expulsion Fuse Replacement | [6 empty] | Aerial Inspection |  | Ground Inspection |  | Ground Inspection | Non-Pole Backlog |  | Non-Pole Backlog |  |  |  | Down Conductor Detection (DCD) | [8 empty] | Pole Backlog |  |  | EPSS,Expulsion Fuse Replacement,Ground Inspection,Non-Pole Backlog,Down Conductor Detection (DCD),Pole Backlog, | EPSS Expulsion Fuse Replacement Ground Inspection Non-Pole Backlog Down Conductor Detection (DCD) Pole Backlog | EPSS Expulsion Fuse Replacement Ground Inspection Non-Pole Backlog Down Conductor Detection (DCD) Pole Backlog | EPSS,Aerial Inspection, | EPSS Aerial Inspection | EPSS Aerial Inspection | EPSS,Ground Inspection,Non-Pole Backlog, | EPSS Ground Inspection Non-Pole Backlog | EPSS Ground Inspection Non-Pole Backlog |  |  |  | , | FALSE
SONOMA 1105229588 | EPSS | EPSS | EPSS | [6 empty] | Expulsion Fuse Replacement | [6 empty] | Aerial Inspection | Aerial Inspection | Ground Inspection | Ground Inspection | Ground Inspection | [18 empty] | EPSS,Expulsion Fuse Replacement,Ground Inspection, | EPSS Expulsion Fuse Replacement Ground Inspection | EPSS Expulsion Fuse Replacement Ground Inspection | EPSS,Aerial Inspection,Ground Inspection, | EPSS Aerial Inspection Ground Inspection | EPSS Aerial Inspection Ground Inspection | EPSS,Aerial Inspection,Ground Inspection, | EPSS Aerial Inspection Ground Inspection | EPSS Aerial Inspection Ground Inspection |  |  |  | , | FALSE
KONOCTI 1102CB | EPSS | EPSS | EPSS | [6 empty] | Expulsion Fuse Replacement | [6 empty] | Aerial Inspection |  | Ground Inspection |  | Ground Inspection | Non-Pole Backlog |  | Non-Pole Backlog | [15 empty] | EPSS,Expulsion Fuse Replacement,Ground Inspection,Non-Pole Backlog, | EPSS Expulsion Fuse Replacement Ground Inspection Non-Pole Backlog | EPSS Expulsion Fuse Replacement Ground Inspection Non-Pole Backlog | EPSS,Aerial Inspection, | EPSS Aerial Inspection | EPSS Aerial Inspection | EPSS,Ground Inspection,Non-Pole Backlog, | EPSS Ground Inspection Non-Pole Backlog | EPSS Ground Inspection Non-Pole Backlog |  |  |  | , | FALSE
MARTELL 1101803328 | EPSS | EPSS | EPSS | [17 empty] | Ground Inspection | [18 empty] | EPSS, | EPSS | EPSS | EPSS, | EPSS | EPSS | EPSS,Ground Inspection, | EPSS Ground Inspection | EPSS Ground Inspection |  |  |  | , | FALSE
EL CERRITO G 1112779030 | EPSS | EPSS | EPSS | [14 empty] | Aerial Inspection |  | Ground Inspection |  | Non-Pole Backlog | [17 empty] | EPSS,Non-Pole Backlog, | EPSS Non-Pole Backlog | EPSS Non-Pole Backlog | EPSS,Ground Inspection, | EPSS Ground Inspection | EPSS Ground Inspection | EPSS,Aerial Inspection, | EPSS Aerial Inspection | EPSS Aerial Inspection |  |  |  | , | FALSE
OAKLAND X 1104CR101 | EPSS | EPSS | EPSS | [14 empty] | Aerial Inspection |  | Ground Inspection |  |  | Non-Pole Backlog | [6 empty] | Down Conductor Detection (DCD) | [9 empty] | EPSS, | EPSS | EPSS | EPSS,Ground Inspection,Non-Pole Backlog, | EPSS Ground Inspection Non-Pole Backlog | EPSS Ground Inspection Non-Pole Backlog | EPSS,Aerial Inspection,Down Conductor Detection (DCD), | EPSS Aerial Inspection Down Conductor Detection (DCD) | EPSS Aerial Inspection Down Conductor Detection (DCD) |  |  |  | , | FALSE
COALINGA NO 2 11059000 | EPSS | EPSS | EPSS | [14 empty] | Aerial Inspection | Ground Inspection | Ground Inspection | [19 empty] | EPSS,Ground Inspection, | EPSS Ground Inspection | EPSS Ground Inspection | EPSS,Ground Inspection, | EPSS Ground Inspection | EPSS Ground Inspection | EPSS,Aerial Inspection, | EPSS Aerial Inspection | EPSS Aerial Inspection |  |  |  | , | FALSE
LLAGAS 2104603392 | EPSS | EPSS | EPSS | [13 empty] | Aerial Inspection |  | Ground Inspection |  | Ground Inspection | [7 empty] | Down Conductor Detection (DCD) | [10 empty] | EPSS,Ground Inspection, | EPSS Ground Inspection | EPSS Ground Inspection | EPSS,Aerial Inspection,Down Conductor Detection (DCD), | EPSS Aerial Inspection Down Conductor Detection (DCD) | EPSS Aerial Inspection Down Conductor Detection (DCD) | EPSS,Ground Inspection, | EPSS Ground Inspection | EPSS Ground Inspection |  |  |  | , | FALSE
BRUNSWICK 11032784 | EPSS | EPSS | EPSS | [7 empty] | Expulsion Fuse Replacement | Expulsion Fuse Replacement |  |  |  |  | Aerial Inspection | Aerial Inspection | Ground Inspection | Ground Inspection | Ground Inspection | Non-Pole Backlog | Non-Pole Backlog | Non-Pole Backlog |  |  |  | Down Conductor Detection (DCD) | [10 empty] | Pole Backlog | EPSS,Ground Inspection,Non-Pole Backlog,Down Conductor Detection (DCD), | EPSS Ground Inspection Non-Pole Backlog Down Conductor Detection (DCD) | EPSS Ground Inspection Non-Pole Backlog Down Conductor Detection (DCD) | EPSS,Expulsion Fuse Replacement,Aerial Inspection,Ground Inspection,Non-Pole Backlog, | EPSS Expulsion Fuse Replacement Aerial Inspection Ground Inspection Non-Pole Backlog | EPSS Expulsion Fuse Replacement Aerial Inspection Ground Inspection Non-Pole Backlog | EPSS,Expulsion Fuse Replacement,Aerial Inspection,Ground Inspection,Non-Pole Backlog,Pole Backlog, | EPSS Expulsion Fuse Replacement Aerial Inspection Ground Inspection Non-Pole Backlog Pole Backlog | EPSS Expulsion Fuse Replacement Aerial Inspection Ground Inspection Non-Pole Backlog Pole Backlog |  |  |  | , | FALSE
VOLTA 110180454 | EPSS | EPSS | EPSS | [6 empty] | Expulsion Fuse Replacement | Expulsion Fuse Replacement | [5 empty] | Aerial Inspection |  | Ground Inspection |  | Ground Inspection | Non-Pole Backlog | [8 empty] | Line Sensors |  |  | Line Removal |  |  |  |  | Pole Backlog | EPSS,Expulsion Fuse Replacement,Ground Inspection,Non-Pole Backlog,Line Sensors,Line Removal, | EPSS Expulsion Fuse Replacement Ground Inspection Non-Pole Backlog Line Sensors Line Removal | EPSS Expulsion Fuse Replacement Ground Inspection Non-Pole Backlog Line Sensors Line Removal | EPSS,Expulsion Fuse Replacement,Aerial Inspection, | EPSS Expulsion Fuse Replacement Aerial Inspection | EPSS Expulsion Fuse Replacement Aerial Inspection | EPSS,Ground Inspection,Pole Backlog, | EPSS Ground Inspection Pole Backlog | EPSS Ground Inspection Pole Backlog |  |  |  | , | FALSE
GRASS VALLEY 11012766 | EPSS | EPSS | EPSS | [7 empty] | Expulsion Fuse Replacement | [5 empty] | Aerial Inspection |  | Ground Inspection |  | Ground Inspection | [7 empty] | Down Conductor Detection (DCD) | [10 empty] | EPSS,Ground Inspection, | EPSS Ground Inspection | EPSS Ground Inspection | EPSS,Expulsion Fuse Replacement,Aerial Inspection,Down Conductor Detection (DCD), | EPSS Expulsion Fuse Replacement Aerial Inspection Down Conductor Detection (DCD) | EPSS Expulsion Fuse Replacement Aerial Inspection Down Conductor Detection (DCD) | EPSS,Ground Inspection, | EPSS Ground Inspection | EPSS Ground Inspection |  |  |  | , | FALSE
CLOVERDALE 1101112 | EPSS | EPSS | EPSS | [7 empty] | Expulsion Fuse Replacement | [5 empty] | Aerial Inspection | Aerial Inspection | Ground Inspection | Ground Inspection | [7 empty] | Down Conductor Detection (DCD) | [11 empty] | EPSS,Ground Inspection,Down Conductor Detection (DCD), | EPSS Ground Inspection Down Conductor Detection (DCD) | EPSS Ground Inspection Down Conductor Detection (DCD) | EPSS,Expulsion Fuse Replacement,Aerial Inspection,Ground Inspection, | EPSS Expulsion Fuse Replacement Aerial Inspection Ground Inspection | EPSS Expulsion Fuse Replacement Aerial Inspection Ground Inspection | EPSS,Aerial Inspection, | EPSS Aerial Inspection | EPSS Aerial Inspection |  |  |  | , | FALSE
FITCH MOUNTAIN 1113482752 | EPSS | EPSS | EPSS | [6 empty] | Expulsion Fuse Replacement | [6 empty] | Aerial Inspection |  | Ground Inspection | [8 empty] | Down Conductor Detection (DCD) | [11 empty] | EPSS,Expulsion Fuse Replacement,Ground Inspection,Down Conductor Detection (DCD), | EPSS Expulsion Fuse Replacement Ground Inspection Down Conductor Detection (DCD) | EPSS Expulsion Fuse Replacement Ground Inspection Down Conductor Detection (DCD) | EPSS,Aerial Inspection, | EPSS Aerial Inspection | EPSS Aerial Inspection | EPSS, | EPSS | EPSS |  |  |  | , | FALSE
ALTO 11251256 | EPSS | EPSS | EPSS | [7 empty] | Expulsion Fuse Replacement | Expulsion Fuse Replacement |  |  |  |  | Aerial Inspection |  | Ground Inspection |  | Ground Inspection | Non-Pole Backlog | Non-Pole Backlog | [5 empty] | Down Conductor Detection (DCD) | [10 empty] | EPSS,Ground Inspection,Non-Pole Backlog, | EPSS Ground Inspection Non-Pole Backlog | EPSS Ground Inspection Non-Pole Backlog | EPSS,Expulsion Fuse Replacement,Aerial Inspection,Non-Pole Backlog,Down Conductor Detection (DCD), | EPSS Expulsion Fuse Replacement Aerial Inspection Non-Pole Backlog Down Conductor Detection (DCD) | EPSS Expulsion Fuse Replacement Aerial Inspection Non-Pole Backlog Down Conductor Detection (DCD) | EPSS,Expulsion Fuse Replacement,Ground Inspection, | EPSS Expulsion Fuse Replacement Ground Inspection | EPSS Expulsion Fuse Replacement Ground Inspection |  |  |  | , | FALSE
ALPINE 1101CB | EPSS | EPSS | EPSS | [8 empty] | Expulsion Fuse Replacement | Surge Arrestor Replacement |  |  |  |  | Aerial Inspection |  | Ground Inspection |  | Non-Pole Backlog | [17 empty] | EPSS,Surge Arrestor Replacement,Non-Pole Backlog, | EPSS Surge Arrestor Replacement Non-Pole Backlog | EPSS Surge Arrestor Replacement Non-Pole Backlog | EPSS,Ground Inspection, | EPSS Ground Inspection | EPSS Ground Inspection | EPSS,Expulsion Fuse Replacement,Aerial Inspection, | EPSS Expulsion Fuse Replacement Aerial Inspection | EPSS Expulsion Fuse Replacement Aerial Inspection |  |  |  | , | FALSE
TASSAJARA 2108189700 | EPSS | EPSS | EPSS | [14 empty] | Aerial Inspection |  | Ground Inspection | Ground Inspection | Non-Pole Backlog | [17 empty] | EPSS,Non-Pole Backlog, | EPSS Non-Pole Backlog | EPSS Non-Pole Backlog | EPSS,Ground Inspection, | EPSS Ground Inspection | EPSS Ground Inspection | EPSS,Aerial Inspection,Ground Inspection, | EPSS Aerial Inspection Ground Inspection | EPSS Aerial Inspection Ground Inspection |  |  |  | , | FALSE
IGNACIO 1105683542 | EPSS | EPSS | EPSS | [17 empty] | Ground Inspection | Non-Pole Backlog | [6 empty] | Down Conductor Detection (DCD) | [10 empty] | EPSS,Non-Pole Backlog, | EPSS Non-Pole Backlog | EPSS Non-Pole Backlog | EPSS,Down Conductor Detection (DCD), | EPSS Down Conductor Detection (DCD) | EPSS Down Conductor Detection (DCD) | EPSS,Ground Inspection, | EPSS Ground Inspection | EPSS Ground Inspection |  |  |  | , | FALSE
HALSEY 110176178 | EPSS | EPSS | EPSS | [8 empty] | Expulsion Fuse Replacement |  |  |  |  | Aerial Inspection | Aerial Inspection | Ground Inspection | Ground Inspection |  | Non-Pole Backlog | Non-Pole Backlog | Non-Pole Backlog |  |  |  |  | Down Conductor Detection (DCD) | [7 empty] | Pole Backlog |  |  | EPSS,Ground Inspection,Non-Pole Backlog,Pole Backlog, | EPSS Ground Inspection Non-Pole Backlog Pole Backlog | EPSS Ground Inspection Non-Pole Backlog Pole Backlog | EPSS,Aerial Inspection,Ground Inspection,Non-Pole Backlog,Down Conductor Detection (DCD), | EPSS Aerial Inspection Ground Inspection Non-Pole Backlog Down Conductor Detection (DCD) | EPSS Aerial Inspection Ground Inspection Non-Pole Backlog Down Conductor Detection (DCD) | EPSS,Expulsion Fuse Replacement,Aerial Inspection,Non-Pole Backlog, | EPSS Expulsion Fuse Replacement Aerial Inspection Non-Pole Backlog | EPSS Expulsion Fuse Replacement Aerial Inspection Non-Pole Backlog |  |  |  | , | FALSE
ROB ROY 2105821894 | EPSS | EPSS | EPSS | [36 empty] | EPSS, | EPSS | EPSS | EPSS, | EPSS | EPSS | EPSS, | EPSS | EPSS |  |  |  | , | FALSE
PLACERVILLE 1111CB | EPSS | EPSS | EPSS | [13 empty] | Aerial Inspection | Aerial Inspection | Ground Inspection | Ground Inspection |  |  |  | Non-Pole Backlog | [15 empty] | EPSS,Ground Inspection, | EPSS Ground Inspection | EPSS Ground Inspection | EPSS,Aerial Inspection,Ground Inspection, | EPSS Aerial Inspection Ground Inspection | EPSS Aerial Inspection Ground Inspection | EPSS,Aerial Inspection,Non-Pole Backlog, | EPSS Aerial Inspection Non-Pole Backlog | EPSS Aerial Inspection Non-Pole Backlog |  |  |  | , | FALSE
LAKEWOOD 2107474346 | EPSS | EPSS | EPSS | [8 empty] | Expulsion Fuse Replacement |  |  |  |  | Aerial Inspection | Aerial Inspection | Ground Inspection | Ground Inspection |  | Non-Pole Backlog |  | Non-Pole Backlog | [15 empty] | EPSS,Ground Inspection,Non-Pole Backlog, | EPSS Ground Inspection Non-Pole Backlog | EPSS Ground Inspection Non-Pole Backlog | EPSS,Aerial Inspection,Ground Inspection, | EPSS Aerial Inspection Ground Inspection | EPSS Aerial Inspection Ground Inspection | EPSS,Expulsion Fuse Replacement,Aerial Inspection,Non-Pole Backlog, | EPSS Expulsion Fuse Replacement Aerial Inspection Non-Pole Backlog | EPSS Expulsion Fuse Replacement Aerial Inspection Non-Pole Backlog |  |  |  | , | FALSE
RIO DELL 11021504 | EPSS | EPSS | EPSS | [7 empty] | Expulsion Fuse Replacement |  | Surge Arrestor Replacement |  |  |  | Aerial Inspection | Aerial Inspection | Ground Inspection | Ground Inspection |  | Non-Pole Backlog | [17 empty] | EPSS,Surge Arrestor Replacement,Ground Inspection,Non-Pole Backlog, | EPSS Surge Arrestor Replacement Ground Inspection Non-Pole Backlog | EPSS Surge Arrestor Replacement Ground Inspection Non-Pole Backlog | EPSS,Expulsion Fuse Replacement,Aerial Inspection,Ground Inspection, | EPSS Expulsion Fuse Replacement Aerial Inspection Ground Inspection | EPSS Expulsion Fuse Replacement Aerial Inspection Ground Inspection | EPSS,Aerial Inspection, | EPSS Aerial Inspection | EPSS Aerial Inspection |  |  |  | , | FALSE
MIWUK 1701176798 | EPSS | EPSS | EPSS | [7 empty] | Expulsion Fuse Replacement | [6 empty] | Aerial Inspection |  | Ground Inspection | Ground Inspection | Non-Pole Backlog | Non-Pole Backlog | Non-Pole Backlog | [6 empty] | Line Sensors | [8 empty] | EPSS,Non-Pole Backlog,Line Sensors, | EPSS Non-Pole Backlog Line Sensors | EPSS Non-Pole Backlog Line Sensors | EPSS,Expulsion Fuse Replacement,Ground Inspection,Non-Pole Backlog, | EPSS Expulsion Fuse Replacement Ground Inspection Non-Pole Backlog | EPSS Expulsion Fuse Replacement Ground Inspection Non-Pole Backlog | EPSS,Aerial Inspection,Ground Inspection,Non-Pole Backlog, | EPSS Aerial Inspection Ground Inspection Non-Pole Backlog | EPSS Aerial Inspection Ground Inspection Non-Pole Backlog |  |  |  | , | FALSE
HALSEY 11011704 | EPSS | EPSS | EPSS | [7 empty] | Expulsion Fuse Replacement | Expulsion Fuse Replacement |  |  |  |  | Aerial Inspection | Aerial Inspection | Ground Inspection | Ground Inspection |  | Non-Pole Backlog |  | Non-Pole Backlog |  |  |  |  | Down Conductor Detection (DCD) |  |  |  |  | Line Removal |  |  | Pole Backlog |  |  | EPSS,Ground Inspection,Non-Pole Backlog,Line Removal,Pole Backlog, | EPSS Ground Inspection Non-Pole Backlog Line Removal Pole Backlog | EPSS Ground Inspection Non-Pole Backlog Line Removal Pole Backlog | EPSS,Expulsion Fuse Replacement,Aerial Inspection,Ground Inspection,Down Conductor Detection (DCD), | EPSS Expulsion Fuse Replacement Aerial Inspection Ground Inspection Down Conductor Detection (DCD) | EPSS Expulsion Fuse Replacement Aerial Inspection Ground Inspection Down Conductor Detection (DCD) | EPSS,Expulsion Fuse Replacement,Aerial Inspection,Non-Pole Backlog, | EPSS Expulsion Fuse Replacement Aerial Inspection Non-Pole Backlog | EPSS Expulsion Fuse Replacement Aerial Inspection Non-Pole Backlog |  |  |  | , | FALSE
FORT ROSS 112137326 | EPSS | EPSS | EPSS | [7 empty] | Expulsion Fuse Replacement | [5 empty] | Aerial Inspection |  | Ground Inspection |  |  |  |  | Non-Pole Backlog |  |  |  | Down Conductor Detection (DCD) |  |  | Line Sensors | [8 empty] | EPSS,Ground Inspection,Down Conductor Detection (DCD),Line Sensors, | EPSS Ground Inspection Down Conductor Detection (DCD) Line Sensors | EPSS Ground Inspection Down Conductor Detection (DCD) Line Sensors | EPSS,Expulsion Fuse Replacement,Aerial Inspection, | EPSS Expulsion Fuse Replacement Aerial Inspection | EPSS Expulsion Fuse Replacement Aerial Inspection | EPSS,Non-Pole Backlog, | EPSS Non-Pole Backlog | EPSS Non-Pole Backlog |  |  |  | , | FALSE
STILLWATER 1102CB | EPSS | EPSS | EPSS | [6 empty] | Expulsion Fuse Replacement |  |  | Surge Arrestor Replacement |  |  |  | Aerial Inspection | Aerial Inspection | Ground Inspection | Ground Inspection | Ground Inspection | Non-Pole Backlog | Non-Pole Backlog | [13 empty] | Pole Backlog |  |  | EPSS,Expulsion Fuse Replacement,Surge Arrestor Replacement,Ground Inspection,Non-Pole Backlog,Pole Backlog, | EPSS Expulsion Fuse Replacement Surge Arrestor Replacement Ground Inspection Non-Pole Backlog Pole Backlog | EPSS Expulsion Fuse Replacement Surge Arrestor Replacement Ground Inspection Non-Pole Backlog Pole Backlog | EPSS,Aerial Inspection,Ground Inspection,Non-Pole Backlog, | EPSS Aerial Inspection Ground Inspection Non-Pole Backlog | EPSS Aerial Inspection Ground Inspection Non-Pole Backlog | EPSS,Aerial Inspection,Ground Inspection, | EPSS Aerial Inspection Ground Inspection | EPSS Aerial Inspection Ground Inspection |  |  |  | , | FALSE
GARBERVILLE 11021510 | EPSS | EPSS | EPSS | [7 empty] | Expulsion Fuse Replacement | [5 empty] | Aerial Inspection | Aerial Inspection | Ground Inspection | Ground Inspection |  |  |  | Non-Pole Backlog |  |  |  | Down Conductor Detection (DCD) | [11 empty] | EPSS,Ground Inspection,Down Conductor Detection (DCD), | EPSS Ground Inspection Down Conductor Detection (DCD) | EPSS Ground Inspection Down Conductor Detection (DCD) | EPSS,Expulsion Fuse Replacement,Aerial Inspection,Ground Inspection, | EPSS Expulsion Fuse Replacement Aerial Inspection Ground Inspection | EPSS Expulsion Fuse Replacement Aerial Inspection Ground Inspection | EPSS,Aerial Inspection,Non-Pole Backlog, | EPSS Aerial Inspection Non-Pole Backlog | EPSS Aerial Inspection Non-Pole Backlog |  | Line Removal |  | ,Line Removal, | Line Removal | Line Removal
ROB ROY 210410954 | EPSS | EPSS | EPSS | [7 empty] | Expulsion Fuse Replacement | Expulsion Fuse Replacement | [5 empty] | Aerial Inspection |  | Ground Inspection | Ground Inspection | Non-Pole Backlog | Non-Pole Backlog | Non-Pole Backlog | [15 empty] | EPSS,Non-Pole Backlog, | EPSS Non-Pole Backlog | EPSS Non-Pole Backlog | EPSS,Expulsion Fuse Replacement,Ground Inspection,Non-Pole Backlog, | EPSS Expulsion Fuse Replacement Ground Inspection Non-Pole Backlog | EPSS Expulsion Fuse Replacement Ground Inspection Non-Pole Backlog | EPSS,Expulsion Fuse Replacement,Aerial Inspection,Ground Inspection,Non-Pole Backlog, | EPSS Expulsion Fuse Replacement Aerial Inspection Ground Inspection Non-Pole Backlog | EPSS Expulsion Fuse Replacement Aerial Inspection Ground Inspection Non-Pole Backlog |  |  |  | , | FALSE
FRUITLAND 1141200856 | EPSS | EPSS | EPSS | [7 empty] | Expulsion Fuse Replacement | [5 empty] | Aerial Inspection |  | Ground Inspection |  |  | Non-Pole Backlog | [5 empty] | Down Conductor Detection (DCD) | [11 empty] | EPSS,Ground Inspection,Non-Pole Backlog,Down Conductor Detection (DCD), | EPSS Ground Inspection Non-Pole Backlog Down Conductor Detection (DCD) | EPSS Ground Inspection Non-Pole Backlog Down Conductor Detection (DCD) | EPSS,Expulsion Fuse Replacement,Aerial Inspection, | EPSS Expulsion Fuse Replacement Aerial Inspection | EPSS Expulsion Fuse Replacement Aerial Inspection | EPSS, | EPSS | EPSS |  |  |  | , | FALSE
HATTON 110137088 | EPSS | EPSS | EPSS | [13 empty] | Aerial Inspection | Aerial Inspection |  | Ground Inspection | Ground Inspection | Non-Pole Backlog | Non-Pole Backlog | Non-Pole Backlog |  |  |  |  | Down Conductor Detection (DCD) |  | Line Sensors | [7 empty] | Pole Backlog | EPSS,Non-Pole Backlog,Line Sensors, | EPSS Non-Pole Backlog Line Sensors | EPSS Non-Pole Backlog Line Sensors | EPSS,Aerial Inspection,Ground Inspection,Non-Pole Backlog,Down Conductor Detection (DCD), | EPSS Aerial Inspection Ground Inspection Non-Pole Backlog Down Conductor Detection (DCD) | EPSS Aerial Inspection Ground Inspection Non-Pole Backlog Down Conductor Detection (DCD) | EPSS,Aerial Inspection,Ground Inspection,Non-Pole Backlog,Pole Backlog, | EPSS Aerial Inspection Ground Inspection Non-Pole Backlog Pole Backlog | EPSS Aerial Inspection Ground Inspection Non-Pole Backlog Pole Backlog |  |  |  | , | FALSE
SUMMIT 1101742 | EPSS | EPSS | EPSS | [7 empty] | Expulsion Fuse Replacement | Expulsion Fuse Replacement |  |  |  |  | Aerial Inspection |  | Ground Inspection |  | Ground Inspection |  | Non-Pole Backlog | Non-Pole Backlog | [15 empty] | EPSS,Ground Inspection, | EPSS Ground Inspection | EPSS Ground Inspection | EPSS,Expulsion Fuse Replacement,Aerial Inspection,Non-Pole Backlog, | EPSS Expulsion Fuse Replacement Aerial Inspection Non-Pole Backlog | EPSS Expulsion Fuse Replacement Aerial Inspection Non-Pole Backlog | EPSS,Expulsion Fuse Replacement,Ground Inspection,Non-Pole Backlog, | EPSS Expulsion Fuse Replacement Ground Inspection Non-Pole Backlog | EPSS Expulsion Fuse Replacement Ground Inspection Non-Pole Backlog |  |  |  | , | FALSE
MOLINO 1101891 | EPSS | EPSS | EPSS | [13 empty] | Aerial Inspection |  | Ground Inspection |  | Ground Inspection | Non-Pole Backlog | [5 empty] | Down Conductor Detection (DCD) |  |  | Line Sensors | [8 empty] | EPSS,Ground Inspection,Non-Pole Backlog,Down Conductor Detection (DCD),Line Sensors, | EPSS Ground Inspection Non-Pole Backlog Down Conductor Detection (DCD) Line Sensors | EPSS Ground Inspection Non-Pole Backlog Down Conductor Detection (DCD) Line Sensors | EPSS,Aerial Inspection, | EPSS Aerial Inspection | EPSS Aerial Inspection | EPSS,Ground Inspection, | EPSS Ground Inspection | EPSS Ground Inspection |  |  |  | , | FALSE
PERRY 1101618168 | EPSS | EPSS | EPSS | [14 empty] | Aerial Inspection |  | Ground Inspection | Ground Inspection | Non-Pole Backlog |  | Non-Pole Backlog | [5 empty] | Down Conductor Detection (DCD) | [9 empty] | EPSS,Non-Pole Backlog, | EPSS Non-Pole Backlog | EPSS Non-Pole Backlog | EPSS,Ground Inspection, | EPSS Ground Inspection | EPSS Ground Inspection | EPSS,Aerial Inspection,Ground Inspection,Non-Pole Backlog,Down Conductor Detection (DCD), | EPSS Aerial Inspection Ground Inspection Non-Pole Backlog Down Conductor Detection (DCD) | EPSS Aerial Inspection Ground Inspection Non-Pole Backlog Down Conductor Detection (DCD) |  |  |  | , | FALSE
ROB ROY 21055090 | EPSS | EPSS | EPSS | [8 empty] | Expulsion Fuse Replacement | [5 empty] | Aerial Inspection |  | Ground Inspection | Ground Inspection | Non-Pole Backlog | Non-Pole Backlog | [16 empty] | EPSS,Non-Pole Backlog, | EPSS Non-Pole Backlog | EPSS Non-Pole Backlog | EPSS,Ground Inspection,Non-Pole Backlog, | EPSS Ground Inspection Non-Pole Backlog | EPSS Ground Inspection Non-Pole Backlog | EPSS,Expulsion Fuse Replacement,Aerial Inspection,Ground Inspection, | EPSS Expulsion Fuse Replacement Aerial Inspection Ground Inspection | EPSS Expulsion Fuse Replacement Aerial Inspection Ground Inspection |  |  |  | , | FALSE
OAKHURST 110311900 | EPSS | EPSS | EPSS | [13 empty] | Aerial Inspection | Aerial Inspection | Ground Inspection | Ground Inspection | [10 empty] | Line Sensors | [8 empty] | EPSS,Ground Inspection,Line Sensors, | EPSS Ground Inspection Line Sensors | EPSS Ground Inspection Line Sensors | EPSS,Aerial Inspection,Ground Inspection, | EPSS Aerial Inspection Ground Inspection | EPSS Aerial Inspection Ground Inspection | EPSS,Aerial Inspection, | EPSS Aerial Inspection | EPSS Aerial Inspection |  |  |  | , | FALSE
PEORIA 170510580 | EPSS | EPSS | EPSS |  |  |  |  | Overhead Hardening |  | Expulsion Fuse Replacement | [6 empty] | Aerial Inspection | Aerial Inspection |  | Ground Inspection | Ground Inspection | [6 empty] | Down Conductor Detection (DCD) | [8 empty] | Pole Backlog |  |  | EPSS,Expulsion Fuse Replacement,Down Conductor Detection (DCD),Pole Backlog, | EPSS Expulsion Fuse Replacement Down Conductor Detection (DCD) Pole Backlog | EPSS Expulsion Fuse Replacement Down Conductor Detection (DCD) Pole Backlog | EPSS,Overhead Hardening,Aerial Inspection,Ground Inspection, | EPSS Overhead Hardening Aerial Inspection Ground Inspection | EPSS Overhead Hardening Aerial Inspection Ground Inspection | EPSS,Aerial Inspection,Ground Inspection, | EPSS Aerial Inspection Ground Inspection | EPSS Aerial Inspection Ground Inspection |  |  |  | , | FALSE
WYANDOTTE 1110980944 | EPSS | EPSS | EPSS | Undergrounding | Undergrounding | [12 empty] | Aerial Inspection |  | Ground Inspection | [14 empty] | Line Removal |  |  |  |  | EPSS,Undergrounding, | EPSS Undergrounding | EPSS Undergrounding | EPSS,Undergrounding,Ground Inspection,Line Removal, | EPSS Undergrounding Ground Inspection Line Removal | EPSS Undergrounding Ground Inspection Line Removal | EPSS,Aerial Inspection, | EPSS Aerial Inspection | EPSS Aerial Inspection |  |  |  | , | FALSE
BOLINAS 1101528 | EPSS | EPSS | EPSS | [17 empty] | Ground Inspection | Non-Pole Backlog |  | Non-Pole Backlog |  |  |  |  | Down Conductor Detection (DCD) | [9 empty] | Pole Backlog | EPSS,Non-Pole Backlog, | EPSS Non-Pole Backlog | EPSS Non-Pole Backlog | EPSS,Down Conductor Detection (DCD), | EPSS Down Conductor Detection (DCD) | EPSS Down Conductor Detection (DCD) | EPSS,Ground Inspection,Non-Pole Backlog,Pole Backlog, | EPSS Ground Inspection Non-Pole Backlog Pole Backlog | EPSS Ground Inspection Non-Pole Backlog Pole Backlog |  |  |  | , | FALSE
COARSEGOLD 210410400 | EPSS | EPSS | EPSS | [6 empty] | Expulsion Fuse Replacement | [6 empty] | Aerial Inspection | Aerial Inspection | Ground Inspection | Ground Inspection | Ground Inspection | Non-Pole Backlog | [14 empty] | Pole Backlog |  |  | EPSS,Expulsion Fuse Replacement,Ground Inspection,Non-Pole Backlog,Pole Backlog, | EPSS Expulsion Fuse Replacement Ground Inspection Non-Pole Backlog Pole Backlog | EPSS Expulsion Fuse Replacement Ground Inspection Non-Pole Backlog Pole Backlog | EPSS,Aerial Inspection,Ground Inspection, | EPSS Aerial Inspection Ground Inspection | EPSS Aerial Inspection Ground Inspection | EPSS,Aerial Inspection,Ground Inspection, | EPSS Aerial Inspection Ground Inspection | EPSS Aerial Inspection Ground Inspection |  |  |  | , | FALSE
RIO DELL 11024230 | EPSS | EPSS | EPSS | [6 empty] | Expulsion Fuse Replacement | [6 empty] | Aerial Inspection | Aerial Inspection | Ground Inspection | Ground Inspection |  | Non-Pole Backlog | [5 empty] | Down Conductor Detection (DCD) | [11 empty] | EPSS,Expulsion Fuse Replacement,Ground Inspection,Non-Pole Backlog,Down Conductor Detection (DCD), | EPSS Expulsion Fuse Replacement Ground Inspection Non-Pole Backlog Down Conductor Detection (DCD) | EPSS Expulsion Fuse Replacement Ground Inspection Non-Pole Backlog Down Conductor Detection (DCD) | EPSS,Aerial Inspection,Ground Inspection, | EPSS Aerial Inspection Ground Inspection | EPSS Aerial Inspection Ground Inspection | EPSS,Aerial Inspection, | EPSS Aerial Inspection | EPSS Aerial Inspection |  |  |  | , | FALSE
SPENCE 1104965598 | EPSS | EPSS | EPSS | [14 empty] | Aerial Inspection |  | Ground Inspection | Ground Inspection | Non-Pole Backlog | [6 empty] | Down Conductor Detection (DCD) | [10 empty] | EPSS,Non-Pole Backlog, | EPSS Non-Pole Backlog | EPSS Non-Pole Backlog | EPSS,Ground Inspection,Down Conductor Detection (DCD), | EPSS Ground Inspection Down Conductor Detection (DCD) | EPSS Ground Inspection Down Conductor Detection (DCD) | EPSS,Aerial Inspection,Ground Inspection, | EPSS Aerial Inspection Ground Inspection | EPSS Aerial Inspection Ground Inspection |  |  |  | , | FALSE
HALF MOON BAY 1103869962 | EPSS | EPSS | EPSS | [7 empty] | Expulsion Fuse Replacement | [5 empty] | Aerial Inspection |  | Ground Inspection |  |  | Non-Pole Backlog | [6 empty] | Down Conductor Detection (DCD) |  | Line Sensors | [8 empty] | EPSS,Ground Inspection,Non-Pole Backlog,Line Sensors, | EPSS Ground Inspection Non-Pole Backlog Line Sensors | EPSS Ground Inspection Non-Pole Backlog Line Sensors | EPSS,Expulsion Fuse Replacement,Aerial Inspection,Down Conductor Detection (DCD), | EPSS Expulsion Fuse Replacement Aerial Inspection Down Conductor Detection (DCD) | EPSS Expulsion Fuse Replacement Aerial Inspection Down Conductor Detection (DCD) | EPSS, | EPSS | EPSS |  |  |  | , | FALSE
MORAGA 1105553110 | EPSS | EPSS | EPSS | [7 empty] | Expulsion Fuse Replacement | Expulsion Fuse Replacement | [5 empty] | Aerial Inspection |  | Ground Inspection | Ground Inspection | Non-Pole Backlog | Non-Pole Backlog | [16 empty] | EPSS,Non-Pole Backlog, | EPSS Non-Pole Backlog | EPSS Non-Pole Backlog | EPSS,Expulsion Fuse Replacement,Ground Inspection,Non-Pole Backlog, | EPSS Expulsion Fuse Replacement Ground Inspection Non-Pole Backlog | EPSS Expulsion Fuse Replacement Ground Inspection Non-Pole Backlog | EPSS,Expulsion Fuse Replacement,Aerial Inspection,Ground Inspection, | EPSS Expulsion Fuse Replacement Aerial Inspection Ground Inspection | EPSS Expulsion Fuse Replacement Aerial Inspection Ground Inspection |  |  |  | , | FALSE
OAKLAND J 1102CR102 | EPSS | EPSS | EPSS | [13 empty] | Aerial Inspection |  | Ground Inspection | [9 empty] | Down Conductor Detection (DCD) |  | Line Sensors | [8 empty] | EPSS,Ground Inspection,Line Sensors, | EPSS Ground Inspection Line Sensors | EPSS Ground Inspection Line Sensors | EPSS,Aerial Inspection,Down Conductor Detection (DCD), | EPSS Aerial Inspection Down Conductor Detection (DCD) | EPSS Aerial Inspection Down Conductor Detection (DCD) | EPSS, | EPSS | EPSS |  |  |  | , | FALSE
ROB ROY 2104CB | EPSS | EPSS | EPSS | [7 empty] | Expulsion Fuse Replacement | Expulsion Fuse Replacement | [5 empty] | Aerial Inspection |  | Ground Inspection | Ground Inspection | Non-Pole Backlog | Non-Pole Backlog | Non-Pole Backlog | [15 empty] | EPSS,Non-Pole Backlog, | EPSS Non-Pole Backlog | EPSS Non-Pole Backlog | EPSS,Expulsion Fuse Replacement,Ground Inspection,Non-Pole Backlog, | EPSS Expulsion Fuse Replacement Ground Inspection Non-Pole Backlog | EPSS Expulsion Fuse Replacement Ground Inspection Non-Pole Backlog | EPSS,Expulsion Fuse Replacement,Aerial Inspection,Ground Inspection,Non-Pole Backlog, | EPSS Expulsion Fuse Replacement Aerial Inspection Ground Inspection Non-Pole Backlog | EPSS Expulsion Fuse Replacement Aerial Inspection Ground Inspection Non-Pole Backlog |  |  |  | , | FALSE
GARBERVILLE 11022010 | EPSS | EPSS | EPSS | [7 empty] | Expulsion Fuse Replacement | [5 empty] | Aerial Inspection |  | Ground Inspection |  |  | Non-Pole Backlog | [6 empty] | Down Conductor Detection (DCD) | [10 empty] | EPSS,Ground Inspection,Non-Pole Backlog, | EPSS Ground Inspection Non-Pole Backlog | EPSS Ground Inspection Non-Pole Backlog | EPSS,Expulsion Fuse Replacement,Aerial Inspection,Down Conductor Detection (DCD), | EPSS Expulsion Fuse Replacement Aerial Inspection Down Conductor Detection (DCD) | EPSS Expulsion Fuse Replacement Aerial Inspection Down Conductor Detection (DCD) | EPSS, | EPSS | EPSS |  |  |  | , | FALSE
MIWUK 170110600 | EPSS | EPSS | EPSS | [7 empty] | Expulsion Fuse Replacement | [6 empty] | Aerial Inspection |  | Ground Inspection | Ground Inspection | Non-Pole Backlog |  | Non-Pole Backlog |  |  |  | Down Conductor Detection (DCD) |  |  | Line Sensors | [8 empty] | EPSS,Non-Pole Backlog,Down Conductor Detection (DCD),Line Sensors, | EPSS Non-Pole Backlog Down Conductor Detection (DCD) Line Sensors | EPSS Non-Pole Backlog Down Conductor Detection (DCD) Line Sensors | EPSS,Expulsion Fuse Replacement,Ground Inspection, | EPSS Expulsion Fuse Replacement Ground Inspection | EPSS Expulsion Fuse Replacement Ground Inspection | EPSS,Aerial Inspection,Ground Inspection,Non-Pole Backlog, | EPSS Aerial Inspection Ground Inspection Non-Pole Backlog | EPSS Aerial Inspection Ground Inspection Non-Pole Backlog |  |  |  | , | FALSE
CASTRO VALLEY 1110MR273 | EPSS | EPSS | EPSS | [17 empty] | Ground Inspection | Non-Pole Backlog | [17 empty] | EPSS,Non-Pole Backlog, | EPSS Non-Pole Backlog | EPSS Non-Pole Backlog | EPSS, | EPSS | EPSS | EPSS,Ground Inspection, | EPSS Ground Inspection | EPSS Ground Inspection |  |  |  | , | FALSE
ALTO 1125530664 | EPSS | EPSS | EPSS | [14 empty] | Aerial Inspection | Ground Inspection | Ground Inspection | Ground Inspection | Non-Pole Backlog | [6 empty] | Down Conductor Detection (DCD) | [10 empty] | EPSS,Ground Inspection,Non-Pole Backlog, | EPSS Ground Inspection Non-Pole Backlog | EPSS Ground Inspection Non-Pole Backlog | EPSS,Ground Inspection,Down Conductor Detection (DCD), | EPSS Ground Inspection Down Conductor Detection (DCD) | EPSS Ground Inspection Down Conductor Detection (DCD) | EPSS,Aerial Inspection,Ground Inspection, | EPSS Aerial Inspection Ground Inspection | EPSS Aerial Inspection Ground Inspection |  |  |  | , | FALSE
REDBUD 1102CB | EPSS | EPSS | EPSS | [13 empty] | Aerial Inspection |  | Ground Inspection | [20 empty] | EPSS,Ground Inspection, | EPSS Ground Inspection | EPSS Ground Inspection | EPSS,Aerial Inspection, | EPSS Aerial Inspection | EPSS Aerial Inspection | EPSS, | EPSS | EPSS |  |  |  | , | FALSE
HIGGINS 11077559 | EPSS | EPSS | EPSS | [6 empty] | Expulsion Fuse Replacement | [6 empty] | Aerial Inspection | Aerial Inspection | Ground Inspection | Ground Inspection | Ground Inspection | [7 empty] | Down Conductor Detection (DCD) | [10 empty] | EPSS,Expulsion Fuse Replacement,Ground Inspection, | EPSS Expulsion Fuse Replacement Ground Inspection | EPSS Expulsion Fuse Replacement Ground Inspection | EPSS,Aerial Inspection,Ground Inspection,Down Conductor Detection (DCD), | EPSS Aerial Inspection Ground Inspection Down Conductor Detection (DCD) | EPSS Aerial Inspection Ground Inspection Down Conductor Detection (DCD) | EPSS,Aerial Inspection,Ground Inspection, | EPSS Aerial Inspection Ground Inspection | EPSS Aerial Inspection Ground Inspection |  |  |  | , | FALSE
BERKELEY F 1103620294 | EPSS | EPSS | EPSS | [17 empty] | Ground Inspection | [8 empty] | Down Conductor Detection (DCD) | [9 empty] | EPSS, | EPSS | EPSS | EPSS, | EPSS | EPSS | EPSS,Ground Inspection,Down Conductor Detection (DCD), | EPSS Ground Inspection Down Conductor Detection (DCD) | EPSS Ground Inspection Down Conductor Detection (DCD) |  |  |  | , | FALSE
COTATI 1105CB | EPSS | EPSS | EPSS | [13 empty] | Aerial Inspection |  | Ground Inspection | [20 empty] | EPSS,Ground Inspection, | EPSS Ground Inspection | EPSS Ground Inspection | EPSS,Aerial Inspection, | EPSS Aerial Inspection | EPSS Aerial Inspection | EPSS, | EPSS | EPSS |  |  |  | , | FALSE
BRIDGEVILLE 1102839652 | EPSS | EPSS | EPSS | [14 empty] | Aerial Inspection |  | Ground Inspection | Ground Inspection | Non-Pole Backlog |  | Non-Pole Backlog |  |  |  |  | Down Conductor Detection (DCD) | [10 empty] | EPSS,Non-Pole Backlog, | EPSS Non-Pole Backlog | EPSS Non-Pole Backlog | EPSS,Ground Inspection,Down Conductor Detection (DCD), | EPSS Ground Inspection Down Conductor Detection (DCD) | EPSS Ground Inspection Down Conductor Detection (DCD) | EPSS,Aerial Inspection,Ground Inspection,Non-Pole Backlog, | EPSS Aerial Inspection Ground Inspection Non-Pole Backlog | EPSS Aerial Inspection Ground Inspection Non-Pole Backlog |  |  |  | , | FALSE
RINCON 1102644432 | EPSS | EPSS | EPSS | [13 empty] | Aerial Inspection |  | Ground Inspection |  | Ground Inspection | [18 empty] | EPSS,Ground Inspection, | EPSS Ground Inspection | EPSS Ground Inspection | EPSS,Aerial Inspection, | EPSS Aerial Inspection | EPSS Aerial Inspection | EPSS,Ground Inspection, | EPSS Ground Inspection | EPSS Ground Inspection |  |  |  | , | FALSE
JESSUP 11019752 | EPSS | EPSS | EPSS | [36 empty] | EPSS, | EPSS | EPSS | EPSS, | EPSS | EPSS | EPSS, | EPSS | EPSS |  |  |  | , | FALSE
PLACERVILLE 111219742 | EPSS | EPSS | EPSS | [7 empty] | Expulsion Fuse Replacement | Expulsion Fuse Replacement |  |  |  |  | Aerial Inspection | Aerial Inspection | Ground Inspection | Ground Inspection | Ground Inspection | Non-Pole Backlog | [17 empty] | EPSS,Ground Inspection,Non-Pole Backlog, | EPSS Ground Inspection Non-Pole Backlog | EPSS Ground Inspection Non-Pole Backlog | EPSS,Expulsion Fuse Replacement,Aerial Inspection,Ground Inspection, | EPSS Expulsion Fuse Replacement Aerial Inspection Ground Inspection | EPSS Expulsion Fuse Replacement Aerial Inspection Ground Inspection | EPSS,Expulsion Fuse Replacement,Aerial Inspection,Ground Inspection, | EPSS Expulsion Fuse Replacement Aerial Inspection Ground Inspection | EPSS Expulsion Fuse Replacement Aerial Inspection Ground Inspection |  |  |  | , | FALSE
OAKHURST 1103464622 | EPSS | EPSS | EPSS | [6 empty] | Expulsion Fuse Replacement | Expulsion Fuse Replacement | [5 empty] | Aerial Inspection |  | Ground Inspection |  | Ground Inspection | Non-Pole Backlog | [5 empty] | Down Conductor Detection (DCD) |  |  | Line Sensors | [8 empty] | EPSS,Expulsion Fuse Replacement,Ground Inspection,Non-Pole Backlog,Down Conductor Detection (DCD),Line Sensors, | EPSS Expulsion Fuse Replacement Ground Inspection Non-Pole Backlog Down Conductor Detection (DCD) Line Sensors | EPSS Expulsion Fuse Replacement Ground Inspection Non-Pole Backlog Down Conductor Detection (DCD) Line Sensors | EPSS,Expulsion Fuse Replacement,Aerial Inspection, | EPSS Expulsion Fuse Replacement Aerial Inspection | EPSS Expulsion Fuse Replacement Aerial Inspection | EPSS,Ground Inspection, | EPSS Ground Inspection | EPSS Ground Inspection |  |  |  | , | FALSE
SANTA YNEZ 1102Y18 | EPSS | EPSS | EPSS | [6 empty] | Expulsion Fuse Replacement | Expulsion Fuse Replacement | Expulsion Fuse Replacement |  |  |  |  | Aerial Inspection | Aerial Inspection | Ground Inspection | Ground Inspection | Ground Inspection | [7 empty] | Down Conductor Detection (DCD) | [10 empty] | EPSS,Expulsion Fuse Replacement,Ground Inspection, | EPSS Expulsion Fuse Replacement Ground Inspection | EPSS Expulsion Fuse Replacement Ground Inspection | EPSS,Expulsion Fuse Replacement,Aerial Inspection,Ground Inspection,Down Conductor Detection (DCD), | EPSS Expulsion Fuse Replacement Aerial Inspection Ground Inspection Down Conductor Detection (DCD) | EPSS Expulsion Fuse Replacement Aerial Inspection Ground Inspection Down Conductor Detection (DCD) | EPSS,Expulsion Fuse Replacement,Aerial Inspection,Ground Inspection, | EPSS Expulsion Fuse Replacement Aerial Inspection Ground Inspection | EPSS Expulsion Fuse Replacement Aerial Inspection Ground Inspection |  |  |  | , | FALSE
BRUNSWICK 111063100 | EPSS | EPSS | EPSS | [7 empty] | Expulsion Fuse Replacement | Expulsion Fuse Replacement |  |  |  |  | Aerial Inspection | Aerial Inspection | Ground Inspection | Ground Inspection |  | Non-Pole Backlog |  | Non-Pole Backlog |  |  |  | Down Conductor Detection (DCD) | [11 empty] | EPSS,Ground Inspection,Non-Pole Backlog,Down Conductor Detection (DCD), | EPSS Ground Inspection Non-Pole Backlog Down Conductor Detection (DCD) | EPSS Ground Inspection Non-Pole Backlog Down Conductor Detection (DCD) | EPSS,Expulsion Fuse Replacement,Aerial Inspection,Ground Inspection, | EPSS Expulsion Fuse Replacement Aerial Inspection Ground Inspection | EPSS Expulsion Fuse Replacement Aerial Inspection Ground Inspection | EPSS,Expulsion Fuse Replacement,Aerial Inspection,Non-Pole Backlog, | EPSS Expulsion Fuse Replacement Aerial Inspection Non-Pole Backlog | EPSS Expulsion Fuse Replacement Aerial Inspection Non-Pole Backlog |  |  |  | , | FALSE
CASTRO VALLEY 1110MR748 | EPSS | EPSS | EPSS | [6 empty] | Expulsion Fuse Replacement | Expulsion Fuse Replacement | [6 empty] | Aerial Inspection |  | Ground Inspection | Ground Inspection | Non-Pole Backlog | Non-Pole Backlog | [16 empty] | EPSS,Expulsion Fuse Replacement,Non-Pole Backlog, | EPSS Expulsion Fuse Replacement Non-Pole Backlog | EPSS Expulsion Fuse Replacement Non-Pole Backlog | EPSS,Expulsion Fuse Replacement,Ground Inspection,Non-Pole Backlog, | EPSS Expulsion Fuse Replacement Ground Inspection Non-Pole Backlog | EPSS Expulsion Fuse Replacement Ground Inspection Non-Pole Backlog | EPSS,Aerial Inspection,Ground Inspection, | EPSS Aerial Inspection Ground Inspection | EPSS Aerial Inspection Ground Inspection |  |  |  | , | FALSE
PEORIA 170411232 | EPSS | EPSS | EPSS | [7 empty] | Expulsion Fuse Replacement | [5 empty] | Aerial Inspection | Aerial Inspection | Ground Inspection | Ground Inspection |  | Non-Pole Backlog | [5 empty] | Down Conductor Detection (DCD) | [11 empty] | EPSS,Ground Inspection,Non-Pole Backlog,Down Conductor Detection (DCD), | EPSS Ground Inspection Non-Pole Backlog Down Conductor Detection (DCD) | EPSS Ground Inspection Non-Pole Backlog Down Conductor Detection (DCD) | EPSS,Expulsion Fuse Replacement,Aerial Inspection,Ground Inspection, | EPSS Expulsion Fuse Replacement Aerial Inspection Ground Inspection | EPSS Expulsion Fuse Replacement Aerial Inspection Ground Inspection | EPSS,Aerial Inspection, | EPSS Aerial Inspection | EPSS Aerial Inspection |  |  |  | , | FALSE
VALLEY VIEW 1106865650 | EPSS | EPSS | EPSS | [7 empty] | Expulsion Fuse Replacement | Expulsion Fuse Replacement |  |  |  |  | Aerial Inspection | Aerial Inspection | Ground Inspection | Ground Inspection |  | Non-Pole Backlog | [17 empty] | EPSS,Ground Inspection,Non-Pole Backlog, | EPSS Ground Inspection Non-Pole Backlog | EPSS Ground Inspection Non-Pole Backlog | EPSS,Expulsion Fuse Replacement,Aerial Inspection,Ground Inspection, | EPSS Expulsion Fuse Replacement Aerial Inspection Ground Inspection | EPSS Expulsion Fuse Replacement Aerial Inspection Ground Inspection | EPSS,Expulsion Fuse Replacement,Aerial Inspection, | EPSS Expulsion Fuse Replacement Aerial Inspection | EPSS Expulsion Fuse Replacement Aerial Inspection |  |  |  | , | FALSE
GREENBRAE 11021254 | EPSS | EPSS | EPSS | [8 empty] | Expulsion Fuse Replacement | [5 empty] | Aerial Inspection | Ground Inspection | Ground Inspection | Ground Inspection | Non-Pole Backlog | [6 empty] | Down Conductor Detection (DCD) | [10 empty] | EPSS,Ground Inspection,Non-Pole Backlog, | EPSS Ground Inspection Non-Pole Backlog | EPSS Ground Inspection Non-Pole Backlog | EPSS,Ground Inspection,Down Conductor Detection (DCD), | EPSS Ground Inspection Down Conductor Detection (DCD) | EPSS Ground Inspection Down Conductor Detection (DCD) | EPSS,Expulsion Fuse Replacement,Aerial Inspection,Ground Inspection, | EPSS Expulsion Fuse Replacement Aerial Inspection Ground Inspection | EPSS Expulsion Fuse Replacement Aerial Inspection Ground Inspection |  |  |  | , | FALSE
BRUNSWICK 1103262343 | EPSS | EPSS | EPSS | [14 empty] | Aerial Inspection |  | Ground Inspection | Ground Inspection |  |  | Non-Pole Backlog | [15 empty] | EPSS, | EPSS | EPSS | EPSS,Ground Inspection, | EPSS Ground Inspection | EPSS Ground Inspection | EPSS,Aerial Inspection,Ground Inspection,Non-Pole Backlog, | EPSS Aerial Inspection Ground Inspection Non-Pole Backlog | EPSS Aerial Inspection Ground Inspection Non-Pole Backlog |  |  |  | , | FALSE
ECHO SUMMIT 1101741586 | EPSS | EPSS | EPSS | [8 empty] | Expulsion Fuse Replacement | [8 empty] | Ground Inspection | Non-Pole Backlog | [6 empty] | Down Conductor Detection (DCD) | [10 empty] | EPSS,Non-Pole Backlog, | EPSS Non-Pole Backlog | EPSS Non-Pole Backlog | EPSS,Down Conductor Detection (DCD), | EPSS Down Conductor Detection (DCD) | EPSS Down Conductor Detection (DCD) | EPSS,Expulsion Fuse Replacement,Ground Inspection, | EPSS Expulsion Fuse Replacement Ground Inspection | EPSS Expulsion Fuse Replacement Ground Inspection |  |  |  | , | FALSE
SOBRANTE 1101CB | EPSS | EPSS | EPSS | [7 empty] | Expulsion Fuse Replacement | Expulsion Fuse Replacement |  |  |  |  | Aerial Inspection | Aerial Inspection | Ground Inspection | Ground Inspection | Ground Inspection | Non-Pole Backlog | [8 empty] | Line Sensors | [8 empty] | EPSS,Ground Inspection,Non-Pole Backlog,Line Sensors, | EPSS Ground Inspection Non-Pole Backlog Line Sensors | EPSS Ground Inspection Non-Pole Backlog Line Sensors | EPSS,Expulsion Fuse Replacement,Aerial Inspection,Ground Inspection, | EPSS Expulsion Fuse Replacement Aerial Inspection Ground Inspection | EPSS Expulsion Fuse Replacement Aerial Inspection Ground Inspection | EPSS,Expulsion Fuse Replacement,Aerial Inspection,Ground Inspection, | EPSS Expulsion Fuse Replacement Aerial Inspection Ground Inspection | EPSS Expulsion Fuse Replacement Aerial Inspection Ground Inspection |  |  |  | , | FALSE
STAFFORD 11011082 | EPSS | EPSS | EPSS | [14 empty] | Aerial Inspection |  | Ground Inspection | Ground Inspection | Non-Pole Backlog | [6 empty] | Down Conductor Detection (DCD) | [10 empty] | EPSS,Non-Pole Backlog, | EPSS Non-Pole Backlog | EPSS Non-Pole Backlog | EPSS,Ground Inspection,Down Conductor Detection (DCD), | EPSS Ground Inspection Down Conductor Detection (DCD) | EPSS Ground Inspection Down Conductor Detection (DCD) | EPSS,Aerial Inspection,Ground Inspection, | EPSS Aerial Inspection Ground Inspection | EPSS Aerial Inspection Ground Inspection |  |  |  | , | FALSE
ALTO 1124810594 | EPSS | EPSS | EPSS | [17 empty] | Ground Inspection | [7 empty] | Down Conductor Detection (DCD) | [10 empty] | EPSS, | EPSS | EPSS | EPSS,Down Conductor Detection (DCD), | EPSS Down Conductor Detection (DCD) | EPSS Down Conductor Detection (DCD) | EPSS,Ground Inspection, | EPSS Ground Inspection | EPSS Ground Inspection |  |  |  | , | FALSE
CLAYTON 2215184604 | EPSS | EPSS | EPSS |  | Undergrounding |  |  | Overhead Hardening | [8 empty] | Aerial Inspection | Aerial Inspection | Ground Inspection | Ground Inspection | Ground Inspection | Non-Pole Backlog | [8 empty] | Line Sensors | [8 empty] | EPSS,Ground Inspection,Non-Pole Backlog,Line Sensors, | EPSS Ground Inspection Non-Pole Backlog Line Sensors | EPSS Ground Inspection Non-Pole Backlog Line Sensors | EPSS,Undergrounding,Overhead Hardening,Aerial Inspection,Ground Inspection, | EPSS Undergrounding Overhead Hardening Aerial Inspection Ground Inspection | EPSS Undergrounding Overhead Hardening Aerial Inspection Ground Inspection | EPSS,Aerial Inspection,Ground Inspection, | EPSS Aerial Inspection Ground Inspection | EPSS Aerial Inspection Ground Inspection |  |  |  | , | FALSE
BRUNSWICK 1105733408 | EPSS | EPSS | EPSS | [7 empty] | Expulsion Fuse Replacement | [9 empty] | Ground Inspection | [18 empty] | EPSS, | EPSS | EPSS | EPSS,Expulsion Fuse Replacement, | EPSS Expulsion Fuse Replacement | EPSS Expulsion Fuse Replacement | EPSS,Ground Inspection, | EPSS Ground Inspection | EPSS Ground Inspection |  |  |  | , | FALSE
VIEJO 2201563516 | EPSS | EPSS | EPSS | [8 empty] | Expulsion Fuse Replacement |  |  |  |  | Aerial Inspection | Aerial Inspection | Ground Inspection | Ground Inspection | Ground Inspection | Non-Pole Backlog |  | Non-Pole Backlog | [15 empty] | EPSS,Ground Inspection,Non-Pole Backlog, | EPSS Ground Inspection Non-Pole Backlog | EPSS Ground Inspection Non-Pole Backlog | EPSS,Aerial Inspection,Ground Inspection, | EPSS Aerial Inspection Ground Inspection | EPSS Aerial Inspection Ground Inspection | EPSS,Expulsion Fuse Replacement,Aerial Inspection,Ground Inspection,Non-Pole Backlog, | EPSS Expulsion Fuse Replacement Aerial Inspection Ground Inspection Non-Pole Backlog | EPSS Expulsion Fuse Replacement Aerial Inspection Ground Inspection Non-Pole Backlog |  |  |  | , | FALSE
ALTO 1124635972 | EPSS | EPSS | EPSS | [15 empty] | Ground Inspection |  | Ground Inspection | Non-Pole Backlog |  | Non-Pole Backlog | [15 empty] | EPSS,Ground Inspection,Non-Pole Backlog, | EPSS Ground Inspection Non-Pole Backlog | EPSS Ground Inspection Non-Pole Backlog | EPSS, | EPSS | EPSS | EPSS,Ground Inspection,Non-Pole Backlog, | EPSS Ground Inspection Non-Pole Backlog | EPSS Ground Inspection Non-Pole Backlog |  |  |  | , | FALSE
SHINGLE SPRINGS 2110CB | EPSS | EPSS | EPSS | [8 empty] | Expulsion Fuse Replacement | [5 empty] | Aerial Inspection |  | Ground Inspection | Ground Inspection | [18 empty] | EPSS, | EPSS | EPSS | EPSS,Ground Inspection, | EPSS Ground Inspection | EPSS Ground Inspection | EPSS,Expulsion Fuse Replacement,Aerial Inspection,Ground Inspection, | EPSS Expulsion Fuse Replacement Aerial Inspection Ground Inspection | EPSS Expulsion Fuse Replacement Aerial Inspection Ground Inspection |  |  |  | , | FALSE
ANDERSON 1101583708 | EPSS | EPSS | EPSS | [17 empty] | Ground Inspection | [15 empty] | Pole Backlog |  |  | EPSS,Pole Backlog, | EPSS Pole Backlog | EPSS Pole Backlog | EPSS, | EPSS | EPSS | EPSS,Ground Inspection, | EPSS Ground Inspection | EPSS Ground Inspection |  |  |  | , | FALSE
BIG BASIN 1102CB | EPSS | EPSS | EPSS | [14 empty] | Aerial Inspection |  | Ground Inspection | Ground Inspection | [18 empty] | EPSS, | EPSS | EPSS | EPSS,Ground Inspection, | EPSS Ground Inspection | EPSS Ground Inspection | EPSS,Aerial Inspection,Ground Inspection, | EPSS Aerial Inspection Ground Inspection | EPSS Aerial Inspection Ground Inspection |  |  |  | , | FALSE
FRUITLAND 114137410 | EPSS | EPSS | EPSS | [13 empty] | Aerial Inspection |  | Ground Inspection | [8 empty] | Down Conductor Detection (DCD) | [11 empty] | EPSS,Ground Inspection,Down Conductor Detection (DCD), | EPSS Ground Inspection Down Conductor Detection (DCD) | EPSS Ground Inspection Down Conductor Detection (DCD) | EPSS,Aerial Inspection, | EPSS Aerial Inspection | EPSS Aerial Inspection | EPSS, | EPSS | EPSS |  |  |  | , | FALSE
CLAYTON 2215CB | EPSS | EPSS | EPSS | [14 empty] | Aerial Inspection |  | Ground Inspection | Ground Inspection | [9 empty] | Line Sensors | [8 empty] | EPSS,Line Sensors, | EPSS Line Sensors | EPSS Line Sensors | EPSS,Ground Inspection, | EPSS Ground Inspection | EPSS Ground Inspection | EPSS,Aerial Inspection,Ground Inspection, | EPSS Aerial Inspection Ground Inspection | EPSS Aerial Inspection Ground Inspection |  |  |  | , | FALSE
SAN LUIS OBISPO 1107456456 | EPSS | EPSS | EPSS | [14 empty] | Aerial Inspection |  | Ground Inspection | [19 empty] | EPSS, | EPSS | EPSS | EPSS,Ground Inspection, | EPSS Ground Inspection | EPSS Ground Inspection | EPSS,Aerial Inspection, | EPSS Aerial Inspection | EPSS Aerial Inspection |  |  |  | , | FALSE
DEL MONTE 21042760 | EPSS | EPSS | EPSS | [36 empty] | EPSS, | EPSS | EPSS | EPSS, | EPSS | EPSS | EPSS, | EPSS | EPSS |  |  |  | , | FALSE
STANISLAUS 1702L3151 | EPSS | EPSS | EPSS | [7 empty] | Expulsion Fuse Replacement | [9 empty] | Ground Inspection |  |  | Non-Pole Backlog |  |  |  | Down Conductor Detection (DCD) | [10 empty] | Pole Backlog | EPSS,Down Conductor Detection (DCD), | EPSS Down Conductor Detection (DCD) | EPSS Down Conductor Detection (DCD) | EPSS,Expulsion Fuse Replacement, | EPSS Expulsion Fuse Replacement | EPSS Expulsion Fuse Replacement | EPSS,Ground Inspection,Non-Pole Backlog,Pole Backlog, | EPSS Ground Inspection Non-Pole Backlog Pole Backlog | EPSS Ground Inspection Non-Pole Backlog Pole Backlog |  |  |  | , | FALSE
CASTRO VALLEY 1110MR243 | EPSS | EPSS | EPSS | [6 empty] | Expulsion Fuse Replacement | Expulsion Fuse Replacement | Expulsion Fuse Replacement |  |  |  |  | Aerial Inspection | Aerial Inspection | Ground Inspection | Ground Inspection | Ground Inspection | Non-Pole Backlog | Non-Pole Backlog | [5 empty] | Down Conductor Detection (DCD) | [10 empty] | EPSS,Expulsion Fuse Replacement,Ground Inspection,Non-Pole Backlog, | EPSS Expulsion Fuse Replacement Ground Inspection Non-Pole Backlog | EPSS Expulsion Fuse Replacement Ground Inspection Non-Pole Backlog | EPSS,Expulsion Fuse Replacement,Aerial Inspection,Ground Inspection,Non-Pole Backlog,Down Conductor Detection (DCD), | EPSS Expulsion Fuse Replacement Aerial Inspection Ground Inspection Non-Pole Backlog Down Conductor Detection (DCD) | EPSS Expulsion Fuse Replacement Aerial Inspection Ground Inspection Non-Pole Backlog Down Conductor Detection (DCD) | EPSS,Expulsion Fuse Replacement,Aerial Inspection,Ground Inspection, | EPSS Expulsion Fuse Replacement Aerial Inspection Ground Inspection | EPSS Expulsion Fuse Replacement Aerial Inspection Ground Inspection |  |  |  | , | FALSE
ELK 1101CB | EPSS | EPSS | EPSS | [13 empty] | Aerial Inspection |  | Ground Inspection | [20 empty] | EPSS,Ground Inspection, | EPSS Ground Inspection | EPSS Ground Inspection | EPSS,Aerial Inspection, | EPSS Aerial Inspection | EPSS Aerial Inspection | EPSS, | EPSS | EPSS |  |  |  | , | FALSE
HALSEY 11022514 | EPSS | EPSS | EPSS | [13 empty] | Aerial Inspection | Aerial Inspection | Ground Inspection | Ground Inspection | Ground Inspection | [7 empty] | Down Conductor Detection (DCD) | [10 empty] | EPSS,Ground Inspection, | EPSS Ground Inspection | EPSS Ground Inspection | EPSS,Aerial Inspection,Ground Inspection,Down Conductor Detection (DCD), | EPSS Aerial Inspection Ground Inspection Down Conductor Detection (DCD) | EPSS Aerial Inspection Ground Inspection Down Conductor Detection (DCD) | EPSS,Aerial Inspection,Ground Inspection, | EPSS Aerial Inspection Ground Inspection | EPSS Aerial Inspection Ground Inspection |  |  |  | , | FALSE
OAKLAND X 1106CR266 | EPSS | EPSS | EPSS | [14 empty] | Aerial Inspection |  | Ground Inspection | Ground Inspection | [7 empty] | Down Conductor Detection (DCD) | [10 empty] | EPSS, | EPSS | EPSS | EPSS,Ground Inspection,Down Conductor Detection (DCD), | EPSS Ground Inspection Down Conductor Detection (DCD) | EPSS Ground Inspection Down Conductor Detection (DCD) | EPSS,Aerial Inspection,Ground Inspection, | EPSS Aerial Inspection Ground Inspection | EPSS Aerial Inspection Ground Inspection |  |  |  | , | FALSE
CALAVERAS CEMENT 110136880 | EPSS | EPSS | EPSS | [13 empty] | Aerial Inspection | Aerial Inspection | Ground Inspection | Ground Inspection | Ground Inspection | [7 empty] | Down Conductor Detection (DCD) | [10 empty] | EPSS,Ground Inspection, | EPSS Ground Inspection | EPSS Ground Inspection | EPSS,Aerial Inspection,Ground Inspection,Down Conductor Detection (DCD), | EPSS Aerial Inspection Ground Inspection Down Conductor Detection (DCD) | EPSS Aerial Inspection Ground Inspection Down Conductor Detection (DCD) | EPSS,Aerial Inspection,Ground Inspection, | EPSS Aerial Inspection Ground Inspection | EPSS Aerial Inspection Ground Inspection |  |  |  | , | FALSE
GARBERVILLE 11011750 | EPSS | EPSS | EPSS | [13 empty] | Aerial Inspection |  | Ground Inspection | [9 empty] | Down Conductor Detection (DCD) | [10 empty] | EPSS,Ground Inspection, | EPSS Ground Inspection | EPSS Ground Inspection | EPSS,Aerial Inspection,Down Conductor Detection (DCD), | EPSS Aerial Inspection Down Conductor Detection (DCD) | EPSS Aerial Inspection Down Conductor Detection (DCD) | EPSS, | EPSS | EPSS |  |  |  | , | FALSE
HALF MOON BAY 1103341542 | EPSS | EPSS | EPSS | [7 empty] | Expulsion Fuse Replacement | [5 empty] | Aerial Inspection |  | Ground Inspection | [9 empty] | Down Conductor Detection (DCD) |  | Line Sensors | [8 empty] | EPSS,Ground Inspection,Line Sensors, | EPSS Ground Inspection Line Sensors | EPSS Ground Inspection Line Sensors | EPSS,Expulsion Fuse Replacement,Aerial Inspection,Down Conductor Detection (DCD), | EPSS Expulsion Fuse Replacement Aerial Inspection Down Conductor Detection (DCD) | EPSS Expulsion Fuse Replacement Aerial Inspection Down Conductor Detection (DCD) | EPSS, | EPSS | EPSS |  |  |  | , | FALSE
OTTER 1102CB | EPSS | EPSS | EPSS | [7 empty] | Expulsion Fuse Replacement | [6 empty] | Aerial Inspection |  | Ground Inspection |  |  |  | Non-Pole Backlog | [15 empty] | EPSS, | EPSS | EPSS | EPSS,Expulsion Fuse Replacement,Ground Inspection, | EPSS Expulsion Fuse Replacement Ground Inspection | EPSS Expulsion Fuse Replacement Ground Inspection | EPSS,Aerial Inspection,Non-Pole Backlog, | EPSS Aerial Inspection Non-Pole Backlog | EPSS Aerial Inspection Non-Pole Backlog |  |  |  | , | FALSE
ALHAMBRA 110582622 | EPSS | EPSS | EPSS | [6 empty] | Expulsion Fuse Replacement | Expulsion Fuse Replacement | [5 empty] | Aerial Inspection | Aerial Inspection | Ground Inspection | Ground Inspection |  | Non-Pole Backlog | Non-Pole Backlog | Non-Pole Backlog |  |  |  |  | Down Conductor Detection (DCD) | [9 empty] | Pole Backlog | EPSS,Expulsion Fuse Replacement,Ground Inspection,Non-Pole Backlog, | EPSS Expulsion Fuse Replacement Ground Inspection Non-Pole Backlog | EPSS Expulsion Fuse Replacement Ground Inspection Non-Pole Backlog | EPSS,Expulsion Fuse Replacement,Aerial Inspection,Ground Inspection,Non-Pole Backlog,Down Conductor Detection (DCD), | EPSS Expulsion Fuse Replacement Aerial Inspection Ground Inspection Non-Pole Backlog Down Conductor Detection (DCD) | EPSS Expulsion Fuse Replacement Aerial Inspection Ground Inspection Non-Pole Backlog Down Conductor Detection (DCD) | EPSS,Aerial Inspection,Non-Pole Backlog,Pole Backlog, | EPSS Aerial Inspection Non-Pole Backlog Pole Backlog | EPSS Aerial Inspection Non-Pole Backlog Pole Backlog |  |  |  | , | FALSE
OAKLAND J 1102CR184 | EPSS | EPSS | EPSS | [27 empty] | Line Sensors | [8 empty] | EPSS,Line Sensors, | EPSS Line Sensors | EPSS Line Sensors | EPSS, | EPSS | EPSS | EPSS, | EPSS | EPSS |  |  |  | , | FALSE
ROB ROY 2104464844 | EPSS | EPSS | EPSS | [8 empty] | Expulsion Fuse Replacement | [5 empty] | Aerial Inspection |  | Ground Inspection | Ground Inspection | Non-Pole Backlog | [17 empty] | EPSS,Non-Pole Backlog, | EPSS Non-Pole Backlog | EPSS Non-Pole Backlog | EPSS,Ground Inspection, | EPSS Ground Inspection | EPSS Ground Inspection | EPSS,Expulsion Fuse Replacement,Aerial Inspection,Ground Inspection, | EPSS Expulsion Fuse Replacement Aerial Inspection Ground Inspection | EPSS Expulsion Fuse Replacement Aerial Inspection Ground Inspection |  |  |  | , | FALSE
TIVY VALLEY 1107822606 | EPSS | EPSS | EPSS | [6 empty] | Expulsion Fuse Replacement | [7 empty] | Aerial Inspection |  | Ground Inspection | Ground Inspection | Non-Pole Backlog | [5 empty] | Down Conductor Detection (DCD) | [8 empty] | Pole Backlog |  |  | EPSS,Expulsion Fuse Replacement,Non-Pole Backlog,Down Conductor Detection (DCD),Pole Backlog, | EPSS Expulsion Fuse Replacement Non-Pole Backlog Down Conductor Detection (DCD) Pole Backlog | EPSS Expulsion Fuse Replacement Non-Pole Backlog Down Conductor Detection (DCD) Pole Backlog | EPSS,Ground Inspection, | EPSS Ground Inspection | EPSS Ground Inspection | EPSS,Aerial Inspection,Ground Inspection, | EPSS Aerial Inspection Ground Inspection | EPSS Aerial Inspection Ground Inspection |  |  |  | , | FALSE
HATTON 1101CB | EPSS | EPSS | EPSS | [13 empty] | Aerial Inspection | Aerial Inspection | Ground Inspection | Ground Inspection |  | Non-Pole Backlog | [8 empty] | Line Sensors | [8 empty] | EPSS,Ground Inspection,Non-Pole Backlog,Line Sensors, | EPSS Ground Inspection Non-Pole Backlog Line Sensors | EPSS Ground Inspection Non-Pole Backlog Line Sensors | EPSS,Aerial Inspection,Ground Inspection, | EPSS Aerial Inspection Ground Inspection | EPSS Aerial Inspection Ground Inspection | EPSS,Aerial Inspection, | EPSS Aerial Inspection | EPSS Aerial Inspection |  |  |  | , | FALSE
STANISLAUS 17024905 | EPSS | EPSS | EPSS | [7 empty] | Expulsion Fuse Replacement | [6 empty] | Aerial Inspection |  | Ground Inspection | Ground Inspection | Non-Pole Backlog | [5 empty] | Down Conductor Detection (DCD) | [11 empty] | EPSS,Non-Pole Backlog,Down Conductor Detection (DCD), | EPSS Non-Pole Backlog Down Conductor Detection (DCD) | EPSS Non-Pole Backlog Down Conductor Detection (DCD) | EPSS,Expulsion Fuse Replacement,Ground Inspection, | EPSS Expulsion Fuse Replacement Ground Inspection | EPSS Expulsion Fuse Replacement Ground Inspection | EPSS,Aerial Inspection,Ground Inspection, | EPSS Aerial Inspection Ground Inspection | EPSS Aerial Inspection Ground Inspection |  |  |  | , | FALSE
FORT SEWARD 1122CB | EPSS | EPSS | EPSS | [6 empty] | Expulsion Fuse Replacement |  | Expulsion Fuse Replacement | Surge Arrestor Replacement |  |  |  | Aerial Inspection | Aerial Inspection | Ground Inspection | Ground Inspection |  | Non-Pole Backlog | [17 empty] | EPSS,Expulsion Fuse Replacement,Surge Arrestor Replacement,Ground Inspection,Non-Pole Backlog, | EPSS Expulsion Fuse Replacement Surge Arrestor Replacement Ground Inspection Non-Pole Backlog | EPSS Expulsion Fuse Replacement Surge Arrestor Replacement Ground Inspection Non-Pole Backlog | EPSS,Aerial Inspection,Ground Inspection, | EPSS Aerial Inspection Ground Inspection | EPSS Aerial Inspection Ground Inspection | EPSS,Expulsion Fuse Replacement,Aerial Inspection, | EPSS Expulsion Fuse Replacement Aerial Inspection | EPSS Expulsion Fuse Replacement Aerial Inspection |  |  |  | , | FALSE
WILLOW CREEK 11013050 | EPSS | EPSS | EPSS | [14 empty] | Aerial Inspection |  | Ground Inspection | [7 empty] | Down Conductor Detection (DCD) | [11 empty] | EPSS,Down Conductor Detection (DCD), | EPSS Down Conductor Detection (DCD) | EPSS Down Conductor Detection (DCD) | EPSS,Ground Inspection, | EPSS Ground Inspection | EPSS Ground Inspection | EPSS,Aerial Inspection, | EPSS Aerial Inspection | EPSS Aerial Inspection |  |  |  | , | FALSE
EL CERRITO G 1112418480 | EPSS | EPSS | EPSS | [14 empty] | Aerial Inspection |  | Ground Inspection | Ground Inspection | Non-Pole Backlog | [17 empty] | EPSS,Non-Pole Backlog, | EPSS Non-Pole Backlog | EPSS Non-Pole Backlog | EPSS,Ground Inspection, | EPSS Ground Inspection | EPSS Ground Inspection | EPSS,Aerial Inspection,Ground Inspection, | EPSS Aerial Inspection Ground Inspection | EPSS Aerial Inspection Ground Inspection |  |  |  | , | FALSE
HALF MOON BAY 1103623460 | EPSS | EPSS | EPSS | [6 empty] | Expulsion Fuse Replacement | Expulsion Fuse Replacement | [5 empty] | Aerial Inspection |  | Ground Inspection |  |  | Non-Pole Backlog | [6 empty] | Down Conductor Detection (DCD) |  | Line Sensors | [5 empty] | Pole Backlog |  |  | EPSS,Expulsion Fuse Replacement,Ground Inspection,Non-Pole Backlog,Line Sensors,Pole Backlog, | EPSS Expulsion Fuse Replacement Ground Inspection Non-Pole Backlog Line Sensors Pole Backlog | EPSS Expulsion Fuse Replacement Ground Inspection Non-Pole Backlog Line Sensors Pole Backlog | EPSS,Expulsion Fuse Replacement,Aerial Inspection,Down Conductor Detection (DCD), | EPSS Expulsion Fuse Replacement Aerial Inspection Down Conductor Detection (DCD) | EPSS Expulsion Fuse Replacement Aerial Inspection Down Conductor Detection (DCD) | EPSS, | EPSS | EPSS |  |  |  | , | FALSE
LAS AROMAS 0401LA401R | EPSS | EPSS | EPSS | [8 empty] | Expulsion Fuse Replacement |  |  |  |  | Aerial Inspection | Aerial Inspection | Ground Inspection | Ground Inspection | Ground Inspection |  | Non-Pole Backlog | [13 empty] | Pole Backlog |  |  | EPSS,Ground Inspection,Pole Backlog, | EPSS Ground Inspection Pole Backlog | EPSS Ground Inspection Pole Backlog | EPSS,Aerial Inspection,Ground Inspection,Non-Pole Backlog, | EPSS Aerial Inspection Ground Inspection Non-Pole Backlog | EPSS Aerial Inspection Ground Inspection Non-Pole Backlog | EPSS,Expulsion Fuse Replacement,Aerial Inspection,Ground Inspection, | EPSS Expulsion Fuse Replacement Aerial Inspection Ground Inspection | EPSS Expulsion Fuse Replacement Aerial Inspection Ground Inspection |  |  |  | , | FALSE
MOLINO 1102495692 | EPSS | EPSS | EPSS | [6 empty] | Expulsion Fuse Replacement | [7 empty] | Aerial Inspection |  | Ground Inspection | Ground Inspection | Non-Pole Backlog | [5 empty] | Down Conductor Detection (DCD) | [11 empty] | EPSS,Expulsion Fuse Replacement,Non-Pole Backlog,Down Conductor Detection (DCD), | EPSS Expulsion Fuse Replacement Non-Pole Backlog Down Conductor Detection (DCD) | EPSS Expulsion Fuse Replacement Non-Pole Backlog Down Conductor Detection (DCD) | EPSS,Ground Inspection, | EPSS Ground Inspection | EPSS Ground Inspection | EPSS,Aerial Inspection,Ground Inspection, | EPSS Aerial Inspection Ground Inspection | EPSS Aerial Inspection Ground Inspection |  |  |  | , | FALSE
ELECTRA 11011238 | EPSS | EPSS | EPSS | [14 empty] | Aerial Inspection |  | Ground Inspection | Ground Inspection | [18 empty] | EPSS, | EPSS | EPSS | EPSS,Ground Inspection, | EPSS Ground Inspection | EPSS Ground Inspection | EPSS,Aerial Inspection,Ground Inspection, | EPSS Aerial Inspection Ground Inspection | EPSS Aerial Inspection Ground Inspection |  |  |  | , | FALSE
WINDSOR 1103701650 | EPSS | EPSS | EPSS | [6 empty] | Expulsion Fuse Replacement | [7 empty] | Aerial Inspection |  | Ground Inspection | Ground Inspection |  |  | Non-Pole Backlog |  |  |  |  | Down Conductor Detection (DCD) | [10 empty] | EPSS,Expulsion Fuse Replacement, | EPSS Expulsion Fuse Replacement | EPSS Expulsion Fuse Replacement | EPSS,Ground Inspection,Down Conductor Detection (DCD), | EPSS Ground Inspection Down Conductor Detection (DCD) | EPSS Ground Inspection Down Conductor Detection (DCD) | EPSS,Aerial Inspection,Ground Inspection,Non-Pole Backlog, | EPSS Aerial Inspection Ground Inspection Non-Pole Backlog | EPSS Aerial Inspection Ground Inspection Non-Pole Backlog |  |  |  | , | FALSE
BRIDGEVILLE 1102384530 | EPSS | EPSS | EPSS | [36 empty] | EPSS, | EPSS | EPSS | EPSS, | EPSS | EPSS | EPSS, | EPSS | EPSS |  |  |  | , | FALSE
CLARKSVILLE 2103593454 | EPSS | EPSS | EPSS | [6 empty] | Expulsion Fuse Replacement |  |  | Surge Arrestor Replacement | [5 empty] | Ground Inspection | Ground Inspection | Ground Inspection | Non-Pole Backlog | [17 empty] | EPSS,Expulsion Fuse Replacement,Surge Arrestor Replacement,Ground Inspection,Non-Pole Backlog, | EPSS Expulsion Fuse Replacement Surge Arrestor Replacement Ground Inspection Non-Pole Backlog | EPSS Expulsion Fuse Replacement Surge Arrestor Replacement Ground Inspection Non-Pole Backlog | EPSS,Ground Inspection, | EPSS Ground Inspection | EPSS Ground Inspection | EPSS,Ground Inspection, | EPSS Ground Inspection | EPSS Ground Inspection |  |  |  | , | FALSE
HIGGINS 11039753 | EPSS | EPSS | EPSS | [14 empty] | Aerial Inspection |  | Ground Inspection | Ground Inspection | Non-Pole Backlog | [17 empty] | EPSS,Non-Pole Backlog, | EPSS Non-Pole Backlog | EPSS Non-Pole Backlog | EPSS,Ground Inspection, | EPSS Ground Inspection | EPSS Ground Inspection | EPSS,Aerial Inspection,Ground Inspection, | EPSS Aerial Inspection Ground Inspection | EPSS Aerial Inspection Ground Inspection |  |  |  | , | FALSE
ROSSMOOR 1109847274 | EPSS | EPSS | EPSS | [6 empty] | Expulsion Fuse Replacement | Expulsion Fuse Replacement | [5 empty] | Aerial Inspection | Aerial Inspection | Ground Inspection | Ground Inspection | Ground Inspection | Non-Pole Backlog | [17 empty] | EPSS,Expulsion Fuse Replacement,Ground Inspection,Non-Pole Backlog, | EPSS Expulsion Fuse Replacement Ground Inspection Non-Pole Backlog | EPSS Expulsion Fuse Replacement Ground Inspection Non-Pole Backlog | EPSS,Expulsion Fuse Replacement,Aerial Inspection,Ground Inspection, | EPSS Expulsion Fuse Replacement Aerial Inspection Ground Inspection | EPSS Expulsion Fuse Replacement Aerial Inspection Ground Inspection | EPSS,Aerial Inspection,Ground Inspection, | EPSS Aerial Inspection Ground Inspection | EPSS Aerial Inspection Ground Inspection |  |  |  | , | FALSE
COVELO 110137328 | EPSS | EPSS | EPSS | [14 empty] | Aerial Inspection |  | Ground Inspection | [7 empty] | Down Conductor Detection (DCD) | [11 empty] | EPSS,Down Conductor Detection (DCD), | EPSS Down Conductor Detection (DCD) | EPSS Down Conductor Detection (DCD) | EPSS,Ground Inspection, | EPSS Ground Inspection | EPSS Ground Inspection | EPSS,Aerial Inspection, | EPSS Aerial Inspection | EPSS Aerial Inspection |  |  |  | , | FALSE
SAN JOAQUIN #2 110310320 | EPSS | EPSS | EPSS | [6 empty] | Expulsion Fuse Replacement | [7 empty] | Aerial Inspection |  | Ground Inspection |  | Non-Pole Backlog | [5 empty] | Down Conductor Detection (DCD) | [11 empty] | EPSS,Expulsion Fuse Replacement,Non-Pole Backlog,Down Conductor Detection (DCD), | EPSS Expulsion Fuse Replacement Non-Pole Backlog Down Conductor Detection (DCD) | EPSS Expulsion Fuse Replacement Non-Pole Backlog Down Conductor Detection (DCD) | EPSS,Ground Inspection, | EPSS Ground Inspection | EPSS Ground Inspection | EPSS,Aerial Inspection, | EPSS Aerial Inspection | EPSS Aerial Inspection |  |  |  | , | FALSE
LLAGAS 2107374344 | EPSS | EPSS | EPSS | [6 empty] | Expulsion Fuse Replacement | [6 empty] | Aerial Inspection | Aerial Inspection | Ground Inspection | Ground Inspection | Ground Inspection | Non-Pole Backlog |  | Non-Pole Backlog | [15 empty] | EPSS,Expulsion Fuse Replacement,Ground Inspection,Non-Pole Backlog, | EPSS Expulsion Fuse Replacement Ground Inspection Non-Pole Backlog | EPSS Expulsion Fuse Replacement Ground Inspection Non-Pole Backlog | EPSS,Aerial Inspection,Ground Inspection, | EPSS Aerial Inspection Ground Inspection | EPSS Aerial Inspection Ground Inspection | EPSS,Aerial Inspection,Ground Inspection,Non-Pole Backlog, | EPSS Aerial Inspection Ground Inspection Non-Pole Backlog | EPSS Aerial Inspection Ground Inspection Non-Pole Backlog |  |  |  | , | FALSE
JESSUP 11021550 | EPSS | EPSS | EPSS | Undergrounding |  | Undergrounding |  |  |  | Expulsion Fuse Replacement | [6 empty] | Aerial Inspection | Aerial Inspection |  | Ground Inspection | Ground Inspection | Non-Pole Backlog |  | Non-Pole Backlog |  |  |  | Down Conductor Detection (DCD) | [11 empty] | EPSS,Undergrounding,Expulsion Fuse Replacement,Non-Pole Backlog,Down Conductor Detection (DCD), | EPSS Undergrounding Expulsion Fuse Replacement Non-Pole Backlog Down Conductor Detection (DCD) | EPSS Undergrounding Expulsion Fuse Replacement Non-Pole Backlog Down Conductor Detection (DCD) | EPSS,Aerial Inspection,Ground Inspection, | EPSS Aerial Inspection Ground Inspection | EPSS Aerial Inspection Ground Inspection | EPSS,Undergrounding,Aerial Inspection,Ground Inspection,Non-Pole Backlog, | EPSS Undergrounding Aerial Inspection Ground Inspection Non-Pole Backlog | EPSS Undergrounding Aerial Inspection Ground Inspection Non-Pole Backlog |  |  |  | , | FALSE
CLOVERDALE 1102736078 | EPSS | EPSS | EPSS | [13 empty] | Aerial Inspection | Aerial Inspection | Ground Inspection | Ground Inspection | [7 empty] | Down Conductor Detection (DCD) | [11 empty] | EPSS,Ground Inspection,Down Conductor Detection (DCD), | EPSS Ground Inspection Down Conductor Detection (DCD) | EPSS Ground Inspection Down Conductor Detection (DCD) | EPSS,Aerial Inspection,Ground Inspection, | EPSS Aerial Inspection Ground Inspection | EPSS Aerial Inspection Ground Inspection | EPSS,Aerial Inspection, | EPSS Aerial Inspection | EPSS Aerial Inspection |  |  |  | , | FALSE
EDES 1112CR312 | EPSS | EPSS | EPSS | [8 empty] | Expulsion Fuse Replacement |  |  |  |  | Aerial Inspection | Aerial Inspection | Ground Inspection | Ground Inspection |  | Non-Pole Backlog |  | Non-Pole Backlog |  |  |  |  | Down Conductor Detection (DCD) | [10 empty] | EPSS,Ground Inspection,Non-Pole Backlog, | EPSS Ground Inspection Non-Pole Backlog | EPSS Ground Inspection Non-Pole Backlog | EPSS,Aerial Inspection,Ground Inspection,Down Conductor Detection (DCD), | EPSS Aerial Inspection Ground Inspection Down Conductor Detection (DCD) | EPSS Aerial Inspection Ground Inspection Down Conductor Detection (DCD) | EPSS,Expulsion Fuse Replacement,Aerial Inspection,Non-Pole Backlog, | EPSS Expulsion Fuse Replacement Aerial Inspection Non-Pole Backlog | EPSS Expulsion Fuse Replacement Aerial Inspection Non-Pole Backlog |  |  |  | , | FALSE
FRUITLAND 114195324 | EPSS | EPSS | EPSS | [13 empty] | Aerial Inspection | Aerial Inspection | Ground Inspection | Ground Inspection | [7 empty] | Down Conductor Detection (DCD) | [11 empty] | EPSS,Ground Inspection,Down Conductor Detection (DCD), | EPSS Ground Inspection Down Conductor Detection (DCD) | EPSS Ground Inspection Down Conductor Detection (DCD) | EPSS,Aerial Inspection,Ground Inspection, | EPSS Aerial Inspection Ground Inspection | EPSS Aerial Inspection Ground Inspection | EPSS,Aerial Inspection, | EPSS Aerial Inspection | EPSS Aerial Inspection |  |  |  | , | FALSE
NORTH DUBLIN 2103CB | EPSS | EPSS | EPSS | [6 empty] | Expulsion Fuse Replacement | [6 empty] | Aerial Inspection | Aerial Inspection | Ground Inspection | Ground Inspection |  | Non-Pole Backlog | [8 empty] | Line Sensors | [8 empty] | EPSS,Expulsion Fuse Replacement,Ground Inspection,Non-Pole Backlog,Line Sensors, | EPSS Expulsion Fuse Replacement Ground Inspection Non-Pole Backlog Line Sensors | EPSS Expulsion Fuse Replacement Ground Inspection Non-Pole Backlog Line Sensors | EPSS,Aerial Inspection,Ground Inspection, | EPSS Aerial Inspection Ground Inspection | EPSS Aerial Inspection Ground Inspection | EPSS,Aerial Inspection, | EPSS Aerial Inspection | EPSS Aerial Inspection |  |  |  | , | FALSE
WOODSIDE 1104555372 | EPSS | EPSS | EPSS | [8 empty] | Expulsion Fuse Replacement |  |  |  |  | Aerial Inspection | Aerial Inspection | Ground Inspection | Ground Inspection |  | Non-Pole Backlog |  | Non-Pole Backlog |  |  |  |  | Down Conductor Detection (DCD) | [10 empty] | EPSS,Ground Inspection,Non-Pole Backlog, | EPSS Ground Inspection Non-Pole Backlog | EPSS Ground Inspection Non-Pole Backlog | EPSS,Aerial Inspection,Ground Inspection,Down Conductor Detection (DCD), | EPSS Aerial Inspection Ground Inspection Down Conductor Detection (DCD) | EPSS Aerial Inspection Ground Inspection Down Conductor Detection (DCD) | EPSS,Expulsion Fuse Replacement,Aerial Inspection,Non-Pole Backlog, | EPSS Expulsion Fuse Replacement Aerial Inspection Non-Pole Backlog | EPSS Expulsion Fuse Replacement Aerial Inspection Non-Pole Backlog |  |  |  | , | FALSE
LAYTONVILLE 1102500 | EPSS | EPSS | EPSS | [6 empty] | Expulsion Fuse Replacement | [6 empty] | Aerial Inspection | Aerial Inspection | Ground Inspection | Ground Inspection | Ground Inspection | [6 empty] | Down Conductor Detection (DCD) |  |  | Line Sensors | [8 empty] | EPSS,Expulsion Fuse Replacement,Ground Inspection,Down Conductor Detection (DCD),Line Sensors, | EPSS Expulsion Fuse Replacement Ground Inspection Down Conductor Detection (DCD) Line Sensors | EPSS Expulsion Fuse Replacement Ground Inspection Down Conductor Detection (DCD) Line Sensors | EPSS,Aerial Inspection,Ground Inspection, | EPSS Aerial Inspection Ground Inspection | EPSS Aerial Inspection Ground Inspection | EPSS,Aerial Inspection,Ground Inspection, | EPSS Aerial Inspection Ground Inspection | EPSS Aerial Inspection Ground Inspection |  |  |  | , | FALSE
ROB ROY 210571630 | EPSS | EPSS | EPSS | [14 empty] | Aerial Inspection |  | Ground Inspection | Ground Inspection |  | Non-Pole Backlog | [16 empty] | EPSS, | EPSS | EPSS | EPSS,Ground Inspection,Non-Pole Backlog, | EPSS Ground Inspection Non-Pole Backlog | EPSS Ground Inspection Non-Pole Backlog | EPSS,Aerial Inspection,Ground Inspection, | EPSS Aerial Inspection Ground Inspection | EPSS Aerial Inspection Ground Inspection |  |  |  | , | FALSE
WYANDOTTE 110796390 | EPSS | EPSS | EPSS | [6 empty] | Expulsion Fuse Replacement | [6 empty] | Aerial Inspection | Aerial Inspection | Ground Inspection | Ground Inspection | Ground Inspection | Non-Pole Backlog | [5 empty] | Down Conductor Detection (DCD) | [8 empty] | Pole Backlog |  |  | EPSS,Expulsion Fuse Replacement,Ground Inspection,Non-Pole Backlog,Down Conductor Detection (DCD),Pole Backlog, | EPSS Expulsion Fuse Replacement Ground Inspection Non-Pole Backlog Down Conductor Detection (DCD) Pole Backlog | EPSS Expulsion Fuse Replacement Ground Inspection Non-Pole Backlog Down Conductor Detection (DCD) Pole Backlog | EPSS,Aerial Inspection,Ground Inspection, | EPSS Aerial Inspection Ground Inspection | EPSS Aerial Inspection Ground Inspection | EPSS,Aerial Inspection,Ground Inspection, | EPSS Aerial Inspection Ground Inspection | EPSS Aerial Inspection Ground Inspection |  |  |  | , | FALSE
OAKLAND K 110217430 | EPSS | EPSS | EPSS | [14 empty] | Aerial Inspection |  | Ground Inspection | Ground Inspection | [7 empty] | Down Conductor Detection (DCD) | [10 empty] | EPSS, | EPSS | EPSS | EPSS,Ground Inspection,Down Conductor Detection (DCD), | EPSS Ground Inspection Down Conductor Detection (DCD) | EPSS Ground Inspection Down Conductor Detection (DCD) | EPSS,Aerial Inspection,Ground Inspection, | EPSS Aerial Inspection Ground Inspection | EPSS Aerial Inspection Ground Inspection |  |  |  | , | FALSE
FRUITLAND 1141CB | EPSS | EPSS | EPSS | [13 empty] | Aerial Inspection |  | Ground Inspection | [20 empty] | EPSS,Ground Inspection, | EPSS Ground Inspection | EPSS Ground Inspection | EPSS,Aerial Inspection, | EPSS Aerial Inspection | EPSS Aerial Inspection | EPSS, | EPSS | EPSS |  |  |  | , | FALSE
HALF MOON BAY 110258448 | EPSS | EPSS | EPSS | [14 empty] | Aerial Inspection |  | Ground Inspection | Ground Inspection |  | Non-Pole Backlog | [16 empty] | EPSS, | EPSS | EPSS | EPSS,Ground Inspection,Non-Pole Backlog, | EPSS Ground Inspection Non-Pole Backlog | EPSS Ground Inspection Non-Pole Backlog | EPSS,Aerial Inspection,Ground Inspection, | EPSS Aerial Inspection Ground Inspection | EPSS Aerial Inspection Ground Inspection |  |  |  | , | FALSE
MERCED FALLS 1102482838 | EPSS | EPSS | EPSS | [9 empty] | Surge Arrestor Replacement |  |  |  | Aerial Inspection |  | Ground Inspection | [20 empty] | EPSS,Surge Arrestor Replacement,Ground Inspection, | EPSS Surge Arrestor Replacement Ground Inspection | EPSS Surge Arrestor Replacement Ground Inspection | EPSS,Aerial Inspection, | EPSS Aerial Inspection | EPSS Aerial Inspection | EPSS, | EPSS | EPSS |  |  |  | , | FALSE
PEORIA 17056697 | EPSS | EPSS | EPSS | [6 empty] | Expulsion Fuse Replacement | Expulsion Fuse Replacement |  | Surge Arrestor Replacement |  |  |  | Aerial Inspection | Aerial Inspection | Ground Inspection | Ground Inspection | Ground Inspection | [6 empty] | Down Conductor Detection (DCD) | [8 empty] | Pole Backlog |  |  | EPSS,Expulsion Fuse Replacement,Surge Arrestor Replacement,Ground Inspection,Down Conductor Detection (DCD),Pole Backlog, | EPSS Expulsion Fuse Replacement Surge Arrestor Replacement Ground Inspection Down Conductor Detection (DCD) Pole Backlog | EPSS Expulsion Fuse Replacement Surge Arrestor Replacement Ground Inspection Down Conductor Detection (DCD) Pole Backlog | EPSS,Expulsion Fuse Replacement,Aerial Inspection,Ground Inspection, | EPSS Expulsion Fuse Replacement Aerial Inspection Ground Inspection | EPSS Expulsion Fuse Replacement Aerial Inspection Ground Inspection | EPSS,Aerial Inspection,Ground Inspection, | EPSS Aerial Inspection Ground Inspection | EPSS Aerial Inspection Ground Inspection |  |  |  | , | FALSE
OREGON TRAIL 1103CB | EPSS | EPSS | EPSS | [6 empty] | Expulsion Fuse Replacement |  |  |  | Surge Arrestor Replacement |  |  |  | Aerial Inspection | Ground Inspection | Ground Inspection | Ground Inspection | [18 empty] | EPSS,Expulsion Fuse Replacement,Ground Inspection, | EPSS Expulsion Fuse Replacement Ground Inspection | EPSS Expulsion Fuse Replacement Ground Inspection | EPSS,Surge Arrestor Replacement,Ground Inspection, | EPSS Surge Arrestor Replacement Ground Inspection | EPSS Surge Arrestor Replacement Ground Inspection | EPSS,Aerial Inspection,Ground Inspection, | EPSS Aerial Inspection Ground Inspection | EPSS Aerial Inspection Ground Inspection | Undergrounding |  |  | Undergrounding, | Undergrounding | Undergrounding
ROSSMOOR 11018132 | EPSS | EPSS | EPSS | [13 empty] | Aerial Inspection | Aerial Inspection | Ground Inspection | Ground Inspection | [8 empty] | Down Conductor Detection (DCD) | [10 empty] | EPSS,Ground Inspection, | EPSS Ground Inspection | EPSS Ground Inspection | EPSS,Aerial Inspection,Ground Inspection,Down Conductor Detection (DCD), | EPSS Aerial Inspection Ground Inspection Down Conductor Detection (DCD) | EPSS Aerial Inspection Ground Inspection Down Conductor Detection (DCD) | EPSS,Aerial Inspection, | EPSS Aerial Inspection | EPSS Aerial Inspection |  |  |  | , | FALSE
BRUNSWICK 11052100 | EPSS | EPSS | EPSS | [7 empty] | Expulsion Fuse Replacement | Expulsion Fuse Replacement |  |  |  |  | Aerial Inspection | Aerial Inspection | Ground Inspection | Ground Inspection | Ground Inspection | Non-Pole Backlog |  | Non-Pole Backlog |  |  |  | Down Conductor Detection (DCD) | [11 empty] | EPSS,Ground Inspection,Non-Pole Backlog,Down Conductor Detection (DCD), | EPSS Ground Inspection Non-Pole Backlog Down Conductor Detection (DCD) | EPSS Ground Inspection Non-Pole Backlog Down Conductor Detection (DCD) | EPSS,Expulsion Fuse Replacement,Aerial Inspection,Ground Inspection, | EPSS Expulsion Fuse Replacement Aerial Inspection Ground Inspection | EPSS Expulsion Fuse Replacement Aerial Inspection Ground Inspection | EPSS,Expulsion Fuse Replacement,Aerial Inspection,Ground Inspection,Non-Pole Backlog, | EPSS Expulsion Fuse Replacement Aerial Inspection Ground Inspection Non-Pole Backlog | EPSS Expulsion Fuse Replacement Aerial Inspection Ground Inspection Non-Pole Backlog |  |  |  | , | FALSE
CAYUCOS 1102613456 | EPSS | EPSS | EPSS | [14 empty] | Aerial Inspection | Ground Inspection | Ground Inspection | Ground Inspection | Non-Pole Backlog | [5 empty] | Down Conductor Detection (DCD) | [11 empty] | EPSS,Ground Inspection,Non-Pole Backlog,Down Conductor Detection (DCD), | EPSS Ground Inspection Non-Pole Backlog Down Conductor Detection (DCD) | EPSS Ground Inspection Non-Pole Backlog Down Conductor Detection (DCD) | EPSS,Ground Inspection, | EPSS Ground Inspection | EPSS Ground Inspection | EPSS,Aerial Inspection,Ground Inspection, | EPSS Aerial Inspection Ground Inspection | EPSS Aerial Inspection Ground Inspection |  |  |  | , | FALSE
ALTO 1124246034 | EPSS | EPSS | EPSS | [17 empty] | Ground Inspection | Non-Pole Backlog |  | Non-Pole Backlog | [15 empty] | EPSS,Non-Pole Backlog, | EPSS Non-Pole Backlog | EPSS Non-Pole Backlog | EPSS, | EPSS | EPSS | EPSS,Ground Inspection,Non-Pole Backlog, | EPSS Ground Inspection Non-Pole Backlog | EPSS Ground Inspection Non-Pole Backlog |  |  |  | , | FALSE
PAUL SWEET 2104885736 | EPSS | EPSS | EPSS | [8 empty] | Expulsion Fuse Replacement | [5 empty] | Aerial Inspection |  | Ground Inspection | Ground Inspection | Non-Pole Backlog | Non-Pole Backlog | [16 empty] | EPSS,Non-Pole Backlog, | EPSS Non-Pole Backlog | EPSS Non-Pole Backlog | EPSS,Ground Inspection,Non-Pole Backlog, | EPSS Ground Inspection Non-Pole Backlog | EPSS Ground Inspection Non-Pole Backlog | EPSS,Expulsion Fuse Replacement,Aerial Inspection,Ground Inspection, | EPSS Expulsion Fuse Replacement Aerial Inspection Ground Inspection | EPSS Expulsion Fuse Replacement Aerial Inspection Ground Inspection |  |  |  | , | FALSE
SEACLIFF 0401CB | EPSS | EPSS | EPSS | [13 empty] | Aerial Inspection | Aerial Inspection | Ground Inspection | Ground Inspection | Ground Inspection |  |  | Non-Pole Backlog | [15 empty] | EPSS,Ground Inspection, | EPSS Ground Inspection | EPSS Ground Inspection | EPSS,Aerial Inspection,Ground Inspection, | EPSS Aerial Inspection Ground Inspection | EPSS Aerial Inspection Ground Inspection | EPSS,Aerial Inspection,Ground Inspection,Non-Pole Backlog, | EPSS Aerial Inspection Ground Inspection Non-Pole Backlog | EPSS Aerial Inspection Ground Inspection Non-Pole Backlog |  |  |  | , | FALSE
MAXWELL 11053008 | EPSS | EPSS | EPSS | [6 empty] | Expulsion Fuse Replacement | [6 empty] | Aerial Inspection |  | Ground Inspection |  | Ground Inspection |  | Non-Pole Backlog | [5 empty] | Down Conductor Detection (DCD) | [8 empty] | Pole Backlog |  | EPSS,Expulsion Fuse Replacement,Ground Inspection, | EPSS Expulsion Fuse Replacement Ground Inspection | EPSS Expulsion Fuse Replacement Ground Inspection | EPSS,Aerial Inspection,Non-Pole Backlog,Down Conductor Detection (DCD),Pole Backlog, | EPSS Aerial Inspection Non-Pole Backlog Down Conductor Detection (DCD) Pole Backlog | EPSS Aerial Inspection Non-Pole Backlog Down Conductor Detection (DCD) Pole Backlog | EPSS,Ground Inspection, | EPSS Ground Inspection | EPSS Ground Inspection |  |  |  | , | FALSE
PAUL SWEET 2106607772 | EPSS | EPSS | EPSS | [14 empty] | Aerial Inspection |  | Ground Inspection | Ground Inspection | Non-Pole Backlog |  | Non-Pole Backlog | [15 empty] | EPSS,Non-Pole Backlog, | EPSS Non-Pole Backlog | EPSS Non-Pole Backlog | EPSS,Ground Inspection, | EPSS Ground Inspection | EPSS Ground Inspection | EPSS,Aerial Inspection,Ground Inspection,Non-Pole Backlog, | EPSS Aerial Inspection Ground Inspection Non-Pole Backlog | EPSS Aerial Inspection Ground Inspection Non-Pole Backlog |  |  |  | , | FALSE
SAN RAFAEL 1101189400 | EPSS | EPSS | EPSS | [14 empty] | Aerial Inspection | Ground Inspection | Ground Inspection | Ground Inspection | [18 empty] | EPSS,Ground Inspection, | EPSS Ground Inspection | EPSS Ground Inspection | EPSS,Ground Inspection, | EPSS Ground Inspection | EPSS Ground Inspection | EPSS,Aerial Inspection,Ground Inspection, | EPSS Aerial Inspection Ground Inspection | EPSS Aerial Inspection Ground Inspection |  |  |  | , | FALSE
HALSEY 11015731 | EPSS | EPSS | EPSS | [13 empty] | Aerial Inspection |  | Ground Inspection |  |  | Non-Pole Backlog | [17 empty] | EPSS,Ground Inspection,Non-Pole Backlog, | EPSS Ground Inspection Non-Pole Backlog | EPSS Ground Inspection Non-Pole Backlog | EPSS,Aerial Inspection, | EPSS Aerial Inspection | EPSS Aerial Inspection | EPSS, | EPSS | EPSS |  |  |  | , | FALSE
GEYSERVILLE 110137454 | EPSS | EPSS | EPSS | [6 empty] | Expulsion Fuse Replacement | [6 empty] | Aerial Inspection | Aerial Inspection | Ground Inspection | Ground Inspection |  | Non-Pole Backlog | [6 empty] | Down Conductor Detection (DCD) | [7 empty] | Pole Backlog |  |  | EPSS,Expulsion Fuse Replacement,Ground Inspection,Non-Pole Backlog,Pole Backlog, | EPSS Expulsion Fuse Replacement Ground Inspection Non-Pole Backlog Pole Backlog | EPSS Expulsion Fuse Replacement Ground Inspection Non-Pole Backlog Pole Backlog | EPSS,Aerial Inspection,Ground Inspection,Down Conductor Detection (DCD), | EPSS Aerial Inspection Ground Inspection Down Conductor Detection (DCD) | EPSS Aerial Inspection Ground Inspection Down Conductor Detection (DCD) | EPSS,Aerial Inspection, | EPSS Aerial Inspection | EPSS Aerial Inspection |  |  |  | , | FALSE
SHINGLE SPRINGS 1104CB | EPSS | EPSS | EPSS | [14 empty] | Aerial Inspection |  | Ground Inspection | Ground Inspection | [9 empty] | Line Sensors | [8 empty] | EPSS,Line Sensors, | EPSS Line Sensors | EPSS Line Sensors | EPSS,Ground Inspection, | EPSS Ground Inspection | EPSS Ground Inspection | EPSS,Aerial Inspection,Ground Inspection, | EPSS Aerial Inspection Ground Inspection | EPSS Aerial Inspection Ground Inspection |  |  |  | , | FALSE
ALTO 1125296476 | EPSS | EPSS | EPSS | [15 empty] | Ground Inspection |  | Ground Inspection | Non-Pole Backlog | [6 empty] | Down Conductor Detection (DCD) | [10 empty] | EPSS,Ground Inspection,Non-Pole Backlog, | EPSS Ground Inspection Non-Pole Backlog | EPSS Ground Inspection Non-Pole Backlog | EPSS,Down Conductor Detection (DCD), | EPSS Down Conductor Detection (DCD) | EPSS Down Conductor Detection (DCD) | EPSS,Ground Inspection, | EPSS Ground Inspection | EPSS Ground Inspection |  |  |  | , | FALSE
DIABLO CANYON 1101CB | EPSS | EPSS | EPSS | [36 empty] | EPSS, | EPSS | EPSS | EPSS, | EPSS | EPSS | EPSS, | EPSS | EPSS |  |  |  | , | FALSE
MARTELL 110368192 | EPSS | EPSS | EPSS | [6 empty] | Expulsion Fuse Replacement | [6 empty] | Aerial Inspection |  | Ground Inspection |  | Ground Inspection | Non-Pole Backlog | [6 empty] | Down Conductor Detection (DCD) | [10 empty] | EPSS,Expulsion Fuse Replacement,Ground Inspection,Non-Pole Backlog, | EPSS Expulsion Fuse Replacement Ground Inspection Non-Pole Backlog | EPSS Expulsion Fuse Replacement Ground Inspection Non-Pole Backlog | EPSS,Aerial Inspection,Down Conductor Detection (DCD), | EPSS Aerial Inspection Down Conductor Detection (DCD) | EPSS Aerial Inspection Down Conductor Detection (DCD) | EPSS,Ground Inspection, | EPSS Ground Inspection | EPSS Ground Inspection |  |  |  | , | FALSE
ANDERSON 1101909424 | EPSS | EPSS | EPSS | [17 empty] | Ground Inspection | [18 empty] | EPSS, | EPSS | EPSS | EPSS, | EPSS | EPSS | EPSS,Ground Inspection, | EPSS Ground Inspection | EPSS Ground Inspection |  |  |  | , | FALSE
SAN RAFAEL 1107CB | EPSS | EPSS | EPSS | [8 empty] | Expulsion Fuse Replacement | [5 empty] | Aerial Inspection | Ground Inspection | Ground Inspection | Ground Inspection | Non-Pole Backlog | Non-Pole Backlog | Non-Pole Backlog | [6 empty] | Line Sensors | [7 empty] | Pole Backlog | EPSS,Ground Inspection,Non-Pole Backlog,Line Sensors, | EPSS Ground Inspection Non-Pole Backlog Line Sensors | EPSS Ground Inspection Non-Pole Backlog Line Sensors | EPSS,Ground Inspection,Non-Pole Backlog, | EPSS Ground Inspection Non-Pole Backlog | EPSS Ground Inspection Non-Pole Backlog | EPSS,Expulsion Fuse Replacement,Aerial Inspection,Ground Inspection,Non-Pole Backlog,Pole Backlog, | EPSS Expulsion Fuse Replacement Aerial Inspection Ground Inspection Non-Pole Backlog Pole Backlog | EPSS Expulsion Fuse Replacement Aerial Inspection Ground Inspection Non-Pole Backlog Pole Backlog |  |  |  | , | FALSE
PIT NO 1 11013312 | EPSS | EPSS | EPSS | [14 empty] | Aerial Inspection |  | Ground Inspection | Ground Inspection | [6 empty] | Down Conductor Detection (DCD) | [11 empty] | EPSS,Down Conductor Detection (DCD), | EPSS Down Conductor Detection (DCD) | EPSS Down Conductor Detection (DCD) | EPSS,Ground Inspection, | EPSS Ground Inspection | EPSS Ground Inspection | EPSS,Aerial Inspection,Ground Inspection, | EPSS Aerial Inspection Ground Inspection | EPSS Aerial Inspection Ground Inspection |  |  |  | , | FALSE
TAMARACK 1101CB | EPSS | EPSS | EPSS | [6 empty] | Expulsion Fuse Replacement | Expulsion Fuse Replacement | Expulsion Fuse Replacement | Surge Arrestor Replacement |  |  |  | Aerial Inspection | Aerial Inspection | Ground Inspection | Ground Inspection | Ground Inspection | Non-Pole Backlog | [17 empty] | EPSS,Expulsion Fuse Replacement,Surge Arrestor Replacement,Ground Inspection,Non-Pole Backlog, | EPSS Expulsion Fuse Replacement Surge Arrestor Replacement Ground Inspection Non-Pole Backlog | EPSS Expulsion Fuse Replacement Surge Arrestor Replacement Ground Inspection Non-Pole Backlog | EPSS,Expulsion Fuse Replacement,Aerial Inspection,Ground Inspection, | EPSS Expulsion Fuse Replacement Aerial Inspection Ground Inspection | EPSS Expulsion Fuse Replacement Aerial Inspection Ground Inspection | EPSS,Expulsion Fuse Replacement,Aerial Inspection,Ground Inspection, | EPSS Expulsion Fuse Replacement Aerial Inspection Ground Inspection | EPSS Expulsion Fuse Replacement Aerial Inspection Ground Inspection |  |  |  | , | FALSE
ALTO 1124428 | EPSS | EPSS | EPSS | [14 empty] | Aerial Inspection |  | Ground Inspection | Ground Inspection | Non-Pole Backlog |  | Non-Pole Backlog |  |  |  |  | Down Conductor Detection (DCD) | [10 empty] | EPSS,Non-Pole Backlog, | EPSS Non-Pole Backlog | EPSS Non-Pole Backlog | EPSS,Ground Inspection,Down Conductor Detection (DCD), | EPSS Ground Inspection Down Conductor Detection (DCD) | EPSS Ground Inspection Down Conductor Detection (DCD) | EPSS,Aerial Inspection,Ground Inspection,Non-Pole Backlog, | EPSS Aerial Inspection Ground Inspection Non-Pole Backlog | EPSS Aerial Inspection Ground Inspection Non-Pole Backlog |  |  |  | , | FALSE
STELLING 1110881330 | EPSS | EPSS | EPSS | [6 empty] | Expulsion Fuse Replacement | Expulsion Fuse Replacement | [5 empty] | Aerial Inspection | Aerial Inspection | Ground Inspection | Ground Inspection | [19 empty] | EPSS,Expulsion Fuse Replacement,Ground Inspection, | EPSS Expulsion Fuse Replacement Ground Inspection | EPSS Expulsion Fuse Replacement Ground Inspection | EPSS,Expulsion Fuse Replacement,Aerial Inspection,Ground Inspection, | EPSS Expulsion Fuse Replacement Aerial Inspection Ground Inspection | EPSS Expulsion Fuse Replacement Aerial Inspection Ground Inspection | EPSS,Aerial Inspection, | EPSS Aerial Inspection | EPSS Aerial Inspection |  |  |  | , | FALSE
BRIDGEVILLE 1101365380 | EPSS | EPSS | EPSS | [13 empty] | Aerial Inspection | Aerial Inspection | Ground Inspection | Ground Inspection | [19 empty] | EPSS,Ground Inspection, | EPSS Ground Inspection | EPSS Ground Inspection | EPSS,Aerial Inspection,Ground Inspection, | EPSS Aerial Inspection Ground Inspection | EPSS Aerial Inspection Ground Inspection | EPSS,Aerial Inspection, | EPSS Aerial Inspection | EPSS Aerial Inspection |  |  |  | , | FALSE
REDBUD 1101400 | EPSS | EPSS | EPSS | [13 empty] | Aerial Inspection |  | Ground Inspection | [8 empty] | Down Conductor Detection (DCD) | [11 empty] | EPSS,Ground Inspection,Down Conductor Detection (DCD), | EPSS Ground Inspection Down Conductor Detection (DCD) | EPSS Ground Inspection Down Conductor Detection (DCD) | EPSS,Aerial Inspection, | EPSS Aerial Inspection | EPSS Aerial Inspection | EPSS, | EPSS | EPSS |  |  |  | , | FALSE
SHINGLE SPRINGS 2109CB | EPSS | EPSS | EPSS | [6 empty] | Expulsion Fuse Replacement | Expulsion Fuse Replacement | [6 empty] | Aerial Inspection |  | Ground Inspection | Ground Inspection | Non-Pole Backlog | [14 empty] | Pole Backlog |  |  | EPSS,Expulsion Fuse Replacement,Non-Pole Backlog,Pole Backlog, | EPSS Expulsion Fuse Replacement Non-Pole Backlog Pole Backlog | EPSS Expulsion Fuse Replacement Non-Pole Backlog Pole Backlog | EPSS,Expulsion Fuse Replacement,Ground Inspection, | EPSS Expulsion Fuse Replacement Ground Inspection | EPSS Expulsion Fuse Replacement Ground Inspection | EPSS,Aerial Inspection,Ground Inspection, | EPSS Aerial Inspection Ground Inspection | EPSS Aerial Inspection Ground Inspection |  | Line Removal |  | ,Line Removal, | Line Removal | Line Removal
VACAVILLE 1111905076 | EPSS | EPSS | EPSS | [13 empty] | Aerial Inspection |  | Ground Inspection | Ground Inspection | Ground Inspection | [7 empty] | Down Conductor Detection (DCD) | [10 empty] | EPSS,Ground Inspection, | EPSS Ground Inspection | EPSS Ground Inspection | EPSS,Aerial Inspection,Ground Inspection,Down Conductor Detection (DCD), | EPSS Aerial Inspection Ground Inspection Down Conductor Detection (DCD) | EPSS Aerial Inspection Ground Inspection Down Conductor Detection (DCD) | EPSS,Ground Inspection, | EPSS Ground Inspection | EPSS Ground Inspection |  |  |  | , | FALSE
VIEJO 2204CB | EPSS | EPSS | EPSS | [8 empty] | Expulsion Fuse Replacement |  |  |  |  | Aerial Inspection | Aerial Inspection | Ground Inspection | Ground Inspection | Ground Inspection | Non-Pole Backlog | Non-Pole Backlog | [7 empty] | Line Sensors | [8 empty] | EPSS,Ground Inspection,Non-Pole Backlog,Line Sensors, | EPSS Ground Inspection Non-Pole Backlog Line Sensors | EPSS Ground Inspection Non-Pole Backlog Line Sensors | EPSS,Aerial Inspection,Ground Inspection,Non-Pole Backlog, | EPSS Aerial Inspection Ground Inspection Non-Pole Backlog | EPSS Aerial Inspection Ground Inspection Non-Pole Backlog | EPSS,Expulsion Fuse Replacement,Aerial Inspection,Ground Inspection, | EPSS Expulsion Fuse Replacement Aerial Inspection Ground Inspection | EPSS Expulsion Fuse Replacement Aerial Inspection Ground Inspection |  |  |  | , | FALSE
HOOPA 110137202 | EPSS | EPSS | EPSS | [13 empty] | Aerial Inspection | Aerial Inspection | Ground Inspection | Ground Inspection |  | Non-Pole Backlog |  | Non-Pole Backlog |  |  |  | Down Conductor Detection (DCD) | [8 empty] | Pole Backlog |  | Pole Backlog | EPSS,Ground Inspection,Non-Pole Backlog,Down Conductor Detection (DCD),Pole Backlog, | EPSS Ground Inspection Non-Pole Backlog Down Conductor Detection (DCD) Pole Backlog | EPSS Ground Inspection Non-Pole Backlog Down Conductor Detection (DCD) Pole Backlog | EPSS,Aerial Inspection,Ground Inspection, | EPSS Aerial Inspection Ground Inspection | EPSS Aerial Inspection Ground Inspection | EPSS,Aerial Inspection,Non-Pole Backlog,Pole Backlog, | EPSS Aerial Inspection Non-Pole Backlog Pole Backlog | EPSS Aerial Inspection Non-Pole Backlog Pole Backlog |  |  |  | , | FALSE
PLACER 1102CB | EPSS | EPSS | EPSS | [13 empty] | Aerial Inspection |  | Ground Inspection | Ground Inspection | Ground Inspection | [18 empty] | EPSS,Ground Inspection, | EPSS Ground Inspection | EPSS Ground Inspection | EPSS,Aerial Inspection,Ground Inspection, | EPSS Aerial Inspection Ground Inspection | EPSS Aerial Inspection Ground Inspection | EPSS,Ground Inspection, | EPSS Ground Inspection | EPSS Ground Inspection |  |  |  | , | FALSE
GUALALA 1111CB | EPSS | EPSS | EPSS | [7 empty] | Expulsion Fuse Replacement | Expulsion Fuse Replacement |  |  |  |  | Aerial Inspection |  | Ground Inspection |  |  | Non-Pole Backlog | [17 empty] | EPSS,Ground Inspection,Non-Pole Backlog, | EPSS Ground Inspection Non-Pole Backlog | EPSS Ground Inspection Non-Pole Backlog | EPSS,Expulsion Fuse Replacement,Aerial Inspection, | EPSS Expulsion Fuse Replacement Aerial Inspection | EPSS Expulsion Fuse Replacement Aerial Inspection | EPSS,Expulsion Fuse Replacement, | EPSS Expulsion Fuse Replacement | EPSS Expulsion Fuse Replacement |  |  |  | , | FALSE
TASSAJARA 2112D514R | EPSS | EPSS | EPSS | [14 empty] | Aerial Inspection |  | Ground Inspection | Ground Inspection | [18 empty] | EPSS, | EPSS | EPSS | EPSS,Ground Inspection, | EPSS Ground Inspection | EPSS Ground Inspection | EPSS,Aerial Inspection,Ground Inspection, | EPSS Aerial Inspection Ground Inspection | EPSS Aerial Inspection Ground Inspection |  |  |  | , | FALSE
GEYSERVILLE 1102537096 | EPSS | EPSS | EPSS | [13 empty] | Aerial Inspection | Aerial Inspection | Ground Inspection | Ground Inspection | [7 empty] | Down Conductor Detection (DCD) | [11 empty] | EPSS,Ground Inspection,Down Conductor Detection (DCD), | EPSS Ground Inspection Down Conductor Detection (DCD) | EPSS Ground Inspection Down Conductor Detection (DCD) | EPSS,Aerial Inspection,Ground Inspection, | EPSS Aerial Inspection Ground Inspection | EPSS Aerial Inspection Ground Inspection | EPSS,Aerial Inspection, | EPSS Aerial Inspection | EPSS Aerial Inspection |  |  |  | , | FALSE
CORNING 110290036 | EPSS | EPSS | EPSS | [13 empty] | Aerial Inspection |  | Ground Inspection |  | Ground Inspection | [6 empty] | Down Conductor Detection (DCD) | [11 empty] | EPSS,Ground Inspection,Down Conductor Detection (DCD), | EPSS Ground Inspection Down Conductor Detection (DCD) | EPSS Ground Inspection Down Conductor Detection (DCD) | EPSS,Aerial Inspection, | EPSS Aerial Inspection | EPSS Aerial Inspection | EPSS,Ground Inspection, | EPSS Ground Inspection | EPSS Ground Inspection |  |  |  | , | FALSE
NOTRE DAME 1103317782 | EPSS | EPSS | EPSS | [12 empty] | Aerial Inspection | Aerial Inspection | Aerial Inspection | Ground Inspection | Ground Inspection | Ground Inspection | [7 empty] | Down Conductor Detection (DCD) | [10 empty] | EPSS,Aerial Inspection,Ground Inspection, | EPSS Aerial Inspection Ground Inspection | EPSS Aerial Inspection Ground Inspection | EPSS,Aerial Inspection,Ground Inspection,Down Conductor Detection (DCD), | EPSS Aerial Inspection Ground Inspection Down Conductor Detection (DCD) | EPSS Aerial Inspection Ground Inspection Down Conductor Detection (DCD) | EPSS,Aerial Inspection,Ground Inspection, | EPSS Aerial Inspection Ground Inspection | EPSS Aerial Inspection Ground Inspection |  |  |  | , | FALSE
BRUNSWICK 1103956424 | EPSS | EPSS | EPSS | [13 empty] | Aerial Inspection | Aerial Inspection | Ground Inspection | Ground Inspection | [8 empty] | Down Conductor Detection (DCD) | [10 empty] | EPSS,Ground Inspection, | EPSS Ground Inspection | EPSS Ground Inspection | EPSS,Aerial Inspection,Ground Inspection,Down Conductor Detection (DCD), | EPSS Aerial Inspection Ground Inspection Down Conductor Detection (DCD) | EPSS Aerial Inspection Ground Inspection Down Conductor Detection (DCD) | EPSS,Aerial Inspection, | EPSS Aerial Inspection | EPSS Aerial Inspection |  |  |  | , | FALSE
BRUNSWICK 110456468 | EPSS | EPSS | EPSS | [8 empty] | Expulsion Fuse Replacement |  |  |  |  | Aerial Inspection |  | Ground Inspection |  |  | Non-Pole Backlog | [5 empty] | Down Conductor Detection (DCD) | [8 empty] | Pole Backlog |  |  | EPSS,Ground Inspection,Non-Pole Backlog,Down Conductor Detection (DCD),Pole Backlog, | EPSS Ground Inspection Non-Pole Backlog Down Conductor Detection (DCD) Pole Backlog | EPSS Ground Inspection Non-Pole Backlog Down Conductor Detection (DCD) Pole Backlog | EPSS,Aerial Inspection, | EPSS Aerial Inspection | EPSS Aerial Inspection | EPSS,Expulsion Fuse Replacement, | EPSS Expulsion Fuse Replacement | EPSS Expulsion Fuse Replacement |  |  |  | , | FALSE
GOLDTREE 1105CB | EPSS | EPSS | EPSS |  | Undergrounding |  |  | Overhead Hardening | [9 empty] | Aerial Inspection | Ground Inspection | Ground Inspection | Ground Inspection | Non-Pole Backlog | [11 empty] | Line Removal | [5 empty] | EPSS,Ground Inspection,Non-Pole Backlog,Line Removal, | EPSS Ground Inspection Non-Pole Backlog Line Removal | EPSS Ground Inspection Non-Pole Backlog Line Removal | EPSS,Undergrounding,Overhead Hardening,Ground Inspection, | EPSS Undergrounding Overhead Hardening Ground Inspection | EPSS Undergrounding Overhead Hardening Ground Inspection | EPSS,Aerial Inspection,Ground Inspection, | EPSS Aerial Inspection Ground Inspection | EPSS Aerial Inspection Ground Inspection |  | Line Removal |  | ,Line Removal, | Line Removal | Line Removal
GARBERVILLE 11012026 | EPSS | EPSS | EPSS | [13 empty] | Aerial Inspection |  | Ground Inspection | [10 empty] | Down Conductor Detection (DCD) | [9 empty] | EPSS,Ground Inspection, | EPSS Ground Inspection | EPSS Ground Inspection | EPSS,Aerial Inspection, | EPSS Aerial Inspection | EPSS Aerial Inspection | EPSS,Down Conductor Detection (DCD), | EPSS Down Conductor Detection (DCD) | EPSS Down Conductor Detection (DCD) |  |  |  | , | FALSE
VIEJO 22019698 | EPSS | EPSS | EPSS | [8 empty] | Expulsion Fuse Replacement | [5 empty] | Aerial Inspection |  | Ground Inspection | Ground Inspection | Non-Pole Backlog |  | Non-Pole Backlog | [15 empty] | EPSS,Non-Pole Backlog, | EPSS Non-Pole Backlog | EPSS Non-Pole Backlog | EPSS,Ground Inspection, | EPSS Ground Inspection | EPSS Ground Inspection | EPSS,Expulsion Fuse Replacement,Aerial Inspection,Ground Inspection,Non-Pole Backlog, | EPSS Expulsion Fuse Replacement Aerial Inspection Ground Inspection Non-Pole Backlog | EPSS Expulsion Fuse Replacement Aerial Inspection Ground Inspection Non-Pole Backlog |  |  |  | , | FALSE
ROSSMOOR 1101L503R | EPSS | EPSS | EPSS | [8 empty] | Expulsion Fuse Replacement |  |  |  |  | Aerial Inspection | Aerial Inspection | Ground Inspection | Ground Inspection |  | Non-Pole Backlog | [6 empty] | Down Conductor Detection (DCD) | [10 empty] | EPSS,Ground Inspection,Non-Pole Backlog, | EPSS Ground Inspection Non-Pole Backlog | EPSS Ground Inspection Non-Pole Backlog | EPSS,Aerial Inspection,Ground Inspection,Down Conductor Detection (DCD), | EPSS Aerial Inspection Ground Inspection Down Conductor Detection (DCD) | EPSS Aerial Inspection Ground Inspection Down Conductor Detection (DCD) | EPSS,Expulsion Fuse Replacement,Aerial Inspection, | EPSS Expulsion Fuse Replacement Aerial Inspection | EPSS Expulsion Fuse Replacement Aerial Inspection |  |  |  | , | FALSE
SILVERADO 2102714 | EPSS | EPSS | EPSS | [7 empty] | Expulsion Fuse Replacement | [5 empty] | Aerial Inspection | Aerial Inspection | Ground Inspection | Ground Inspection | Ground Inspection | [18 empty] | EPSS,Ground Inspection, | EPSS Ground Inspection | EPSS Ground Inspection | EPSS,Expulsion Fuse Replacement,Aerial Inspection,Ground Inspection, | EPSS Expulsion Fuse Replacement Aerial Inspection Ground Inspection | EPSS Expulsion Fuse Replacement Aerial Inspection Ground Inspection | EPSS,Aerial Inspection,Ground Inspection, | EPSS Aerial Inspection Ground Inspection | EPSS Aerial Inspection Ground Inspection |  |  |  | , | FALSE
VASCO 1102886522 | EPSS | EPSS | EPSS | [13 empty] | Aerial Inspection | Aerial Inspection | Ground Inspection | Ground Inspection | Ground Inspection | Non-Pole Backlog | [6 empty] | Down Conductor Detection (DCD) | [10 empty] | EPSS,Ground Inspection,Non-Pole Backlog, | EPSS Ground Inspection Non-Pole Backlog | EPSS Ground Inspection Non-Pole Backlog | EPSS,Aerial Inspection,Ground Inspection,Down Conductor Detection (DCD), | EPSS Aerial Inspection Ground Inspection Down Conductor Detection (DCD) | EPSS Aerial Inspection Ground Inspection Down Conductor Detection (DCD) | EPSS,Aerial Inspection,Ground Inspection, | EPSS Aerial Inspection Ground Inspection | EPSS Aerial Inspection Ground Inspection |  |  |  | , | FALSE
VOLTA 1102453266 | EPSS | EPSS | EPSS | [17 empty] | Ground Inspection | [6 empty] | Down Conductor Detection (DCD) | [11 empty] | EPSS,Down Conductor Detection (DCD), | EPSS Down Conductor Detection (DCD) | EPSS Down Conductor Detection (DCD) | EPSS, | EPSS | EPSS | EPSS,Ground Inspection, | EPSS Ground Inspection | EPSS Ground Inspection |  |  |  | , | FALSE
BRUNSWICK 111094368 | EPSS | EPSS | EPSS | [13 empty] | Aerial Inspection |  | Ground Inspection | [20 empty] | EPSS,Ground Inspection, | EPSS Ground Inspection | EPSS Ground Inspection | EPSS,Aerial Inspection, | EPSS Aerial Inspection | EPSS Aerial Inspection | EPSS, | EPSS | EPSS |  |  |  | , | FALSE
MOLINO 1102189602 | EPSS | EPSS | EPSS | [36 empty] | EPSS, | EPSS | EPSS | EPSS, | EPSS | EPSS | EPSS, | EPSS | EPSS |  |  |  | , | FALSE
GARBERVILLE 11028652 | EPSS | EPSS | EPSS | [7 empty] | Expulsion Fuse Replacement | [5 empty] | Aerial Inspection |  | Ground Inspection |  |  | Non-Pole Backlog | [5 empty] | Down Conductor Detection (DCD) | [8 empty] | Pole Backlog |  |  | EPSS,Ground Inspection,Non-Pole Backlog,Down Conductor Detection (DCD),Pole Backlog, | EPSS Ground Inspection Non-Pole Backlog Down Conductor Detection (DCD) Pole Backlog | EPSS Ground Inspection Non-Pole Backlog Down Conductor Detection (DCD) Pole Backlog | EPSS,Expulsion Fuse Replacement,Aerial Inspection, | EPSS Expulsion Fuse Replacement Aerial Inspection | EPSS Expulsion Fuse Replacement Aerial Inspection | EPSS, | EPSS | EPSS |  |  |  | , | FALSE
LUCERNE 1103630 | EPSS | EPSS | EPSS | [6 empty] | Expulsion Fuse Replacement | [6 empty] | Aerial Inspection | Aerial Inspection | Ground Inspection | Ground Inspection | Ground Inspection | Non-Pole Backlog | [5 empty] | Down Conductor Detection (DCD) | [8 empty] | Pole Backlog |  |  | EPSS,Expulsion Fuse Replacement,Ground Inspection,Non-Pole Backlog,Down Conductor Detection (DCD),Pole Backlog, | EPSS Expulsion Fuse Replacement Ground Inspection Non-Pole Backlog Down Conductor Detection (DCD) Pole Backlog | EPSS Expulsion Fuse Replacement Ground Inspection Non-Pole Backlog Down Conductor Detection (DCD) Pole Backlog | EPSS,Aerial Inspection,Ground Inspection, | EPSS Aerial Inspection Ground Inspection | EPSS Aerial Inspection Ground Inspection | EPSS,Aerial Inspection,Ground Inspection, | EPSS Aerial Inspection Ground Inspection | EPSS Aerial Inspection Ground Inspection |  |  |  | , | FALSE
WILLITS 1104CB | EPSS | EPSS | EPSS | [6 empty] | Expulsion Fuse Replacement |  |  | Surge Arrestor Replacement |  |  |  | Aerial Inspection | Aerial Inspection | Ground Inspection | Ground Inspection | [19 empty] | EPSS,Expulsion Fuse Replacement,Surge Arrestor Replacement,Ground Inspection, | EPSS Expulsion Fuse Replacement Surge Arrestor Replacement Ground Inspection | EPSS Expulsion Fuse Replacement Surge Arrestor Replacement Ground Inspection | EPSS,Aerial Inspection,Ground Inspection, | EPSS Aerial Inspection Ground Inspection | EPSS Aerial Inspection Ground Inspection | EPSS,Aerial Inspection, | EPSS Aerial Inspection | EPSS Aerial Inspection |  |  |  | , | FALSE
FULTON 110777670 | EPSS | EPSS | EPSS | [7 empty] | Expulsion Fuse Replacement | [5 empty] | Aerial Inspection | Aerial Inspection | Ground Inspection | Ground Inspection | Ground Inspection | Non-Pole Backlog |  | Non-Pole Backlog | [15 empty] | EPSS,Ground Inspection,Non-Pole Backlog, | EPSS Ground Inspection Non-Pole Backlog | EPSS Ground Inspection Non-Pole Backlog | EPSS,Expulsion Fuse Replacement,Aerial Inspection,Ground Inspection, | EPSS Expulsion Fuse Replacement Aerial Inspection Ground Inspection | EPSS Expulsion Fuse Replacement Aerial Inspection Ground Inspection | EPSS,Aerial Inspection,Ground Inspection,Non-Pole Backlog, | EPSS Aerial Inspection Ground Inspection Non-Pole Backlog | EPSS Aerial Inspection Ground Inspection Non-Pole Backlog |  |  |  | , | FALSE
BRENTWOOD 210596324 | EPSS | EPSS | EPSS | [13 empty] | Aerial Inspection |  | Ground Inspection | [20 empty] | EPSS,Ground Inspection, | EPSS Ground Inspection | EPSS Ground Inspection | EPSS,Aerial Inspection, | EPSS Aerial Inspection | EPSS Aerial Inspection | EPSS, | EPSS | EPSS |  |  |  | , | FALSE
HATTON 11012654 | EPSS | EPSS | EPSS | [13 empty] | Aerial Inspection | Aerial Inspection | Ground Inspection | Ground Inspection | Ground Inspection | Non-Pole Backlog | Non-Pole Backlog | Non-Pole Backlog |  |  |  |  | Down Conductor Detection (DCD) |  | Line Sensors | [8 empty] | EPSS,Ground Inspection,Non-Pole Backlog,Line Sensors, | EPSS Ground Inspection Non-Pole Backlog Line Sensors | EPSS Ground Inspection Non-Pole Backlog Line Sensors | EPSS,Aerial Inspection,Ground Inspection,Non-Pole Backlog,Down Conductor Detection (DCD), | EPSS Aerial Inspection Ground Inspection Non-Pole Backlog Down Conductor Detection (DCD) | EPSS Aerial Inspection Ground Inspection Non-Pole Backlog Down Conductor Detection (DCD) | EPSS,Aerial Inspection,Ground Inspection,Non-Pole Backlog, | EPSS Aerial Inspection Ground Inspection Non-Pole Backlog | EPSS Aerial Inspection Ground Inspection Non-Pole Backlog |  |  |  | , | FALSE
NORTH DUBLIN 2101CB | EPSS | EPSS | EPSS | [6 empty] | Expulsion Fuse Replacement | [6 empty] | Aerial Inspection | Aerial Inspection | Ground Inspection | Ground Inspection |  | Non-Pole Backlog | [17 empty] | EPSS,Expulsion Fuse Replacement,Ground Inspection,Non-Pole Backlog, | EPSS Expulsion Fuse Replacement Ground Inspection Non-Pole Backlog | EPSS Expulsion Fuse Replacement Ground Inspection Non-Pole Backlog | EPSS,Aerial Inspection,Ground Inspection, | EPSS Aerial Inspection Ground Inspection | EPSS Aerial Inspection Ground Inspection | EPSS,Aerial Inspection, | EPSS Aerial Inspection | EPSS Aerial Inspection |  |  |  | , | FALSE
COARSEGOLD 2103CB | EPSS | EPSS | EPSS | [14 empty] | Aerial Inspection |  | Ground Inspection | Ground Inspection | Non-Pole Backlog |  | Non-Pole Backlog | [15 empty] | EPSS,Non-Pole Backlog, | EPSS Non-Pole Backlog | EPSS Non-Pole Backlog | EPSS,Ground Inspection, | EPSS Ground Inspection | EPSS Ground Inspection | EPSS,Aerial Inspection,Ground Inspection,Non-Pole Backlog, | EPSS Aerial Inspection Ground Inspection Non-Pole Backlog | EPSS Aerial Inspection Ground Inspection Non-Pole Backlog |  |  |  | , | FALSE
MORAGA 1104750618 | EPSS | EPSS | EPSS | [14 empty] | Aerial Inspection |  | Ground Inspection | Ground Inspection | Non-Pole Backlog | [7 empty] | Down Conductor Detection (DCD) | [9 empty] | EPSS,Non-Pole Backlog, | EPSS Non-Pole Backlog | EPSS Non-Pole Backlog | EPSS,Ground Inspection, | EPSS Ground Inspection | EPSS Ground Inspection | EPSS,Aerial Inspection,Ground Inspection,Down Conductor Detection (DCD), | EPSS Aerial Inspection Ground Inspection Down Conductor Detection (DCD) | EPSS Aerial Inspection Ground Inspection Down Conductor Detection (DCD) |  |  |  | , | FALSE
EDES 1112CR306 | EPSS | EPSS | EPSS | [8 empty] | Expulsion Fuse Replacement |  |  |  |  | Aerial Inspection |  | Ground Inspection |  |  |  | Non-Pole Backlog | Non-Pole Backlog | [15 empty] | EPSS,Ground Inspection, | EPSS Ground Inspection | EPSS Ground Inspection | EPSS,Aerial Inspection,Non-Pole Backlog, | EPSS Aerial Inspection Non-Pole Backlog | EPSS Aerial Inspection Non-Pole Backlog | EPSS,Expulsion Fuse Replacement,Non-Pole Backlog, | EPSS Expulsion Fuse Replacement Non-Pole Backlog | EPSS Expulsion Fuse Replacement Non-Pole Backlog |  |  |  | , | FALSE
SEACLIFF 040112946 | EPSS | EPSS | EPSS | [13 empty] | Aerial Inspection | Aerial Inspection | Ground Inspection | Ground Inspection | [8 empty] | Down Conductor Detection (DCD) | [10 empty] | EPSS,Ground Inspection, | EPSS Ground Inspection | EPSS Ground Inspection | EPSS,Aerial Inspection,Ground Inspection,Down Conductor Detection (DCD), | EPSS Aerial Inspection Ground Inspection Down Conductor Detection (DCD) | EPSS Aerial Inspection Ground Inspection Down Conductor Detection (DCD) | EPSS,Aerial Inspection, | EPSS Aerial Inspection | EPSS Aerial Inspection |  |  |  | , | FALSE
VACAVILLE 110847860 | EPSS | EPSS | EPSS | [13 empty] | Aerial Inspection |  | Ground Inspection | Ground Inspection | [19 empty] | EPSS,Ground Inspection, | EPSS Ground Inspection | EPSS Ground Inspection | EPSS,Aerial Inspection,Ground Inspection, | EPSS Aerial Inspection Ground Inspection | EPSS Aerial Inspection Ground Inspection | EPSS, | EPSS | EPSS |  |  |  | , | FALSE
KONOCTI 11084041 | EPSS | EPSS | EPSS | [8 empty] | Expulsion Fuse Replacement |  |  |  |  | Aerial Inspection | Aerial Inspection | Ground Inspection | Ground Inspection | Ground Inspection | Non-Pole Backlog | Non-Pole Backlog |  |  |  |  | Down Conductor Detection (DCD) | [11 empty] | EPSS,Ground Inspection,Non-Pole Backlog,Down Conductor Detection (DCD), | EPSS Ground Inspection Non-Pole Backlog Down Conductor Detection (DCD) | EPSS Ground Inspection Non-Pole Backlog Down Conductor Detection (DCD) | EPSS,Aerial Inspection,Ground Inspection,Non-Pole Backlog, | EPSS Aerial Inspection Ground Inspection Non-Pole Backlog | EPSS Aerial Inspection Ground Inspection Non-Pole Backlog | EPSS,Expulsion Fuse Replacement,Aerial Inspection,Ground Inspection, | EPSS Expulsion Fuse Replacement Aerial Inspection Ground Inspection | EPSS Expulsion Fuse Replacement Aerial Inspection Ground Inspection |  |  |  | , | FALSE
FORT ROSS 1121204 | EPSS | EPSS | EPSS | [13 empty] | Aerial Inspection | Aerial Inspection | Ground Inspection | Ground Inspection | Ground Inspection | Non-Pole Backlog | Non-Pole Backlog |  |  |  |  | Down Conductor Detection (DCD) |  |  | Line Sensors | [8 empty] | EPSS,Ground Inspection,Non-Pole Backlog,Down Conductor Detection (DCD),Line Sensors, | EPSS Ground Inspection Non-Pole Backlog Down Conductor Detection (DCD) Line Sensors | EPSS Ground Inspection Non-Pole Backlog Down Conductor Detection (DCD) Line Sensors | EPSS,Aerial Inspection,Ground Inspection,Non-Pole Backlog, | EPSS Aerial Inspection Ground Inspection Non-Pole Backlog | EPSS Aerial Inspection Ground Inspection Non-Pole Backlog | EPSS,Aerial Inspection,Ground Inspection, | EPSS Aerial Inspection Ground Inspection | EPSS Aerial Inspection Ground Inspection |  |  |  | , | FALSE
HIGGINS 110950072 | EPSS | EPSS | EPSS | [36 empty] | EPSS, | EPSS | EPSS | EPSS, | EPSS | EPSS | EPSS, | EPSS | EPSS | Undergrounding |  |  | Undergrounding, | Undergrounding | Undergrounding
ATASCADERO 1103CB | EPSS | EPSS | EPSS | [15 empty] | Ground Inspection | Ground Inspection | [19 empty] | EPSS,Ground Inspection, | EPSS Ground Inspection | EPSS Ground Inspection | EPSS,Ground Inspection, | EPSS Ground Inspection | EPSS Ground Inspection | EPSS, | EPSS | EPSS |  |  |  | , | FALSE
JAMESON 11059472 | EPSS | EPSS | EPSS | Undergrounding |  |  | Overhead Hardening |  | Overhead Hardening | [7 empty] | Aerial Inspection | Aerial Inspection | Ground Inspection | Ground Inspection | Ground Inspection | [7 empty] | Down Conductor Detection (DCD) | [10 empty] | EPSS,Undergrounding,Overhead Hardening,Ground Inspection, | EPSS Undergrounding Overhead Hardening Ground Inspection | EPSS Undergrounding Overhead Hardening Ground Inspection | EPSS,Aerial Inspection,Ground Inspection,Down Conductor Detection (DCD), | EPSS Aerial Inspection Ground Inspection Down Conductor Detection (DCD) | EPSS Aerial Inspection Ground Inspection Down Conductor Detection (DCD) | EPSS,Overhead Hardening,Aerial Inspection,Ground Inspection, | EPSS Overhead Hardening Aerial Inspection Ground Inspection | EPSS Overhead Hardening Aerial Inspection Ground Inspection |  |  |  | , | FALSE
CRESCENT MILLS 21012562 | EPSS | EPSS | EPSS | [6 empty] | Expulsion Fuse Replacement | [7 empty] | Aerial Inspection |  | Ground Inspection | Ground Inspection | Non-Pole Backlog | [6 empty] | Down Conductor Detection (DCD) | [10 empty] | EPSS,Expulsion Fuse Replacement,Non-Pole Backlog, | EPSS Expulsion Fuse Replacement Non-Pole Backlog | EPSS Expulsion Fuse Replacement Non-Pole Backlog | EPSS,Ground Inspection,Down Conductor Detection (DCD), | EPSS Ground Inspection Down Conductor Detection (DCD) | EPSS Ground Inspection Down Conductor Detection (DCD) | EPSS,Aerial Inspection,Ground Inspection, | EPSS Aerial Inspection Ground Inspection | EPSS Aerial Inspection Ground Inspection |  | Line Removal |  | ,Line Removal, | Line Removal | Line Removal
GANSNER 1101590690 | EPSS | EPSS | EPSS | [17 empty] | Ground Inspection | [7 empty] | Down Conductor Detection (DCD) |  | Line Sensors | [8 empty] | EPSS,Line Sensors, | EPSS Line Sensors | EPSS Line Sensors | EPSS,Down Conductor Detection (DCD), | EPSS Down Conductor Detection (DCD) | EPSS Down Conductor Detection (DCD) | EPSS,Ground Inspection, | EPSS Ground Inspection | EPSS Ground Inspection |  |  |  | , | FALSE
MORAGA 1104CB | EPSS | EPSS | EPSS | [6 empty] | Expulsion Fuse Replacement | Expulsion Fuse Replacement | Expulsion Fuse Replacement |  |  |  |  | Aerial Inspection | Aerial Inspection | Ground Inspection | Ground Inspection | Ground Inspection | Non-Pole Backlog | [14 empty] | Pole Backlog |  |  | EPSS,Expulsion Fuse Replacement,Ground Inspection,Non-Pole Backlog,Pole Backlog, | EPSS Expulsion Fuse Replacement Ground Inspection Non-Pole Backlog Pole Backlog | EPSS Expulsion Fuse Replacement Ground Inspection Non-Pole Backlog Pole Backlog | EPSS,Expulsion Fuse Replacement,Aerial Inspection,Ground Inspection, | EPSS Expulsion Fuse Replacement Aerial Inspection Ground Inspection | EPSS Expulsion Fuse Replacement Aerial Inspection Ground Inspection | EPSS,Expulsion Fuse Replacement,Aerial Inspection,Ground Inspection, | EPSS Expulsion Fuse Replacement Aerial Inspection Ground Inspection | EPSS Expulsion Fuse Replacement Aerial Inspection Ground Inspection |  |  |  | , | FALSE
WILLOW CREEK 110129362 | EPSS | EPSS | EPSS | [7 empty] | Expulsion Fuse Replacement | Expulsion Fuse Replacement | [5 empty] | Aerial Inspection |  | Ground Inspection | Ground Inspection | Non-Pole Backlog | Non-Pole Backlog |  |  |  |  | Down Conductor Detection (DCD) | [11 empty] | EPSS,Non-Pole Backlog,Down Conductor Detection (DCD), | EPSS Non-Pole Backlog Down Conductor Detection (DCD) | EPSS Non-Pole Backlog Down Conductor Detection (DCD) | EPSS,Expulsion Fuse Replacement,Ground Inspection,Non-Pole Backlog, | EPSS Expulsion Fuse Replacement Ground Inspection Non-Pole Backlog | EPSS Expulsion Fuse Replacement Ground Inspection Non-Pole Backlog | EPSS,Expulsion Fuse Replacement,Aerial Inspection,Ground Inspection, | EPSS Expulsion Fuse Replacement Aerial Inspection Ground Inspection | EPSS Expulsion Fuse Replacement Aerial Inspection Ground Inspection |  |  |  | , | FALSE
ROSSMOOR 110168920 | EPSS | EPSS | EPSS | [7 empty] | Expulsion Fuse Replacement | [5 empty] | Aerial Inspection | Aerial Inspection | Ground Inspection | Ground Inspection | Ground Inspection | Non-Pole Backlog | Non-Pole Backlog | [5 empty] | Down Conductor Detection (DCD) | [10 empty] | EPSS,Ground Inspection,Non-Pole Backlog, | EPSS Ground Inspection Non-Pole Backlog | EPSS Ground Inspection Non-Pole Backlog | EPSS,Expulsion Fuse Replacement,Aerial Inspection,Ground Inspection,Non-Pole Backlog,Down Conductor Detection (DCD), | EPSS Expulsion Fuse Replacement Aerial Inspection Ground Inspection Non-Pole Backlog Down Conductor Detection (DCD) | EPSS Expulsion Fuse Replacement Aerial Inspection Ground Inspection Non-Pole Backlog Down Conductor Detection (DCD) | EPSS,Aerial Inspection,Ground Inspection, | EPSS Aerial Inspection Ground Inspection | EPSS Aerial Inspection Ground Inspection |  |  |  | , | FALSE
BIG RIVER 1101262924 | EPSS | EPSS | EPSS | [8 empty] | Expulsion Fuse Replacement |  |  |  |  | Aerial Inspection |  | Ground Inspection |  | Ground Inspection |  | Non-Pole Backlog | [16 empty] | EPSS,Ground Inspection, | EPSS Ground Inspection | EPSS Ground Inspection | EPSS,Aerial Inspection,Non-Pole Backlog, | EPSS Aerial Inspection Non-Pole Backlog | EPSS Aerial Inspection Non-Pole Backlog | EPSS,Expulsion Fuse Replacement,Ground Inspection, | EPSS Expulsion Fuse Replacement Ground Inspection | EPSS Expulsion Fuse Replacement Ground Inspection |  |  |  | , | FALSE
PEABODY 2113945670 | EPSS | EPSS | EPSS | [14 empty] | Aerial Inspection |  | Ground Inspection | [19 empty] | EPSS, | EPSS | EPSS | EPSS,Ground Inspection, | EPSS Ground Inspection | EPSS Ground Inspection | EPSS,Aerial Inspection, | EPSS Aerial Inspection | EPSS Aerial Inspection |  |  |  | , | FALSE
ALTO 112081716 | EPSS | EPSS | EPSS | [7 empty] | Expulsion Fuse Replacement | [6 empty] | Aerial Inspection |  | Ground Inspection | Ground Inspection | Non-Pole Backlog | [6 empty] | Down Conductor Detection (DCD) | [10 empty] | EPSS,Non-Pole Backlog, | EPSS Non-Pole Backlog | EPSS Non-Pole Backlog | EPSS,Expulsion Fuse Replacement,Ground Inspection,Down Conductor Detection (DCD), | EPSS Expulsion Fuse Replacement Ground Inspection Down Conductor Detection (DCD) | EPSS Expulsion Fuse Replacement Ground Inspection Down Conductor Detection (DCD) | EPSS,Aerial Inspection,Ground Inspection, | EPSS Aerial Inspection Ground Inspection | EPSS Aerial Inspection Ground Inspection |  |  |  | , | FALSE
LUCERNE 1103CB | EPSS | EPSS | EPSS | [13 empty] | Aerial Inspection | Aerial Inspection | Ground Inspection | Ground Inspection | Ground Inspection | Non-Pole Backlog | [17 empty] | EPSS,Ground Inspection,Non-Pole Backlog, | EPSS Ground Inspection Non-Pole Backlog | EPSS Ground Inspection Non-Pole Backlog | EPSS,Aerial Inspection,Ground Inspection, | EPSS Aerial Inspection Ground Inspection | EPSS Aerial Inspection Ground Inspection | EPSS,Aerial Inspection,Ground Inspection, | EPSS Aerial Inspection Ground Inspection | EPSS Aerial Inspection Ground Inspection |  |  |  | , | FALSE
GARBERVILLE 110139524 | EPSS | EPSS | EPSS | [6 empty] | Expulsion Fuse Replacement | Expulsion Fuse Replacement |  | Surge Arrestor Replacement |  |  |  | Aerial Inspection | Aerial Inspection | Ground Inspection | Ground Inspection |  | Non-Pole Backlog | [7 empty] | Down Conductor Detection (DCD) | [6 empty] | Pole Backlog |  |  | EPSS,Expulsion Fuse Replacement,Surge Arrestor Replacement,Ground Inspection,Non-Pole Backlog,Pole Backlog, | EPSS Expulsion Fuse Replacement Surge Arrestor Replacement Ground Inspection Non-Pole Backlog Pole Backlog | EPSS Expulsion Fuse Replacement Surge Arrestor Replacement Ground Inspection Non-Pole Backlog Pole Backlog | EPSS,Expulsion Fuse Replacement,Aerial Inspection,Ground Inspection, | EPSS Expulsion Fuse Replacement Aerial Inspection Ground Inspection | EPSS Expulsion Fuse Replacement Aerial Inspection Ground Inspection | EPSS,Aerial Inspection,Down Conductor Detection (DCD), | EPSS Aerial Inspection Down Conductor Detection (DCD) | EPSS Aerial Inspection Down Conductor Detection (DCD) |  | Line Removal |  | ,Line Removal, | Line Removal | Line Removal
BRUNSWICK 1103851116 | EPSS | EPSS | EPSS | [8 empty] | Expulsion Fuse Replacement | [5 empty] | Aerial Inspection |  | Ground Inspection | [8 empty] | Down Conductor Detection (DCD) | [10 empty] | EPSS, | EPSS | EPSS | EPSS,Ground Inspection,Down Conductor Detection (DCD), | EPSS Ground Inspection Down Conductor Detection (DCD) | EPSS Ground Inspection Down Conductor Detection (DCD) | EPSS,Expulsion Fuse Replacement,Aerial Inspection, | EPSS Expulsion Fuse Replacement Aerial Inspection | EPSS Expulsion Fuse Replacement Aerial Inspection |  |  |  | , | FALSE
HALF MOON BAY 11038894 | EPSS | EPSS | EPSS | [7 empty] | Expulsion Fuse Replacement | Expulsion Fuse Replacement |  |  |  |  | Aerial Inspection | Aerial Inspection | Ground Inspection | Ground Inspection |  | Non-Pole Backlog | Non-Pole Backlog | Non-Pole Backlog |  |  |  |  | Down Conductor Detection (DCD) |  | Line Sensors | [8 empty] | EPSS,Ground Inspection,Non-Pole Backlog,Line Sensors, | EPSS Ground Inspection Non-Pole Backlog Line Sensors | EPSS Ground Inspection Non-Pole Backlog Line Sensors | EPSS,Expulsion Fuse Replacement,Aerial Inspection,Ground Inspection,Non-Pole Backlog,Down Conductor Detection (DCD), | EPSS Expulsion Fuse Replacement Aerial Inspection Ground Inspection Non-Pole Backlog Down Conductor Detection (DCD) | EPSS Expulsion Fuse Replacement Aerial Inspection Ground Inspection Non-Pole Backlog Down Conductor Detection (DCD) | EPSS,Expulsion Fuse Replacement,Aerial Inspection,Non-Pole Backlog, | EPSS Expulsion Fuse Replacement Aerial Inspection Non-Pole Backlog | EPSS Expulsion Fuse Replacement Aerial Inspection Non-Pole Backlog |  |  |  | , | FALSE
CAMP EVERS 2103449218 | EPSS | EPSS | EPSS | [8 empty] | Expulsion Fuse Replacement | [5 empty] | Aerial Inspection |  | Ground Inspection | Ground Inspection | Non-Pole Backlog | [17 empty] | EPSS,Non-Pole Backlog, | EPSS Non-Pole Backlog | EPSS Non-Pole Backlog | EPSS,Ground Inspection, | EPSS Ground Inspection | EPSS Ground Inspection | EPSS,Expulsion Fuse Replacement,Aerial Inspection,Ground Inspection, | EPSS Expulsion Fuse Replacement Aerial Inspection Ground Inspection | EPSS Expulsion Fuse Replacement Aerial Inspection Ground Inspection |  |  |  | , | FALSE
PLACER 1103CB | EPSS | EPSS | EPSS | [6 empty] | Expulsion Fuse Replacement |  |  | Surge Arrestor Replacement |  |  |  | Aerial Inspection |  | Ground Inspection | Ground Inspection | Ground Inspection | Non-Pole Backlog | [17 empty] | EPSS,Expulsion Fuse Replacement,Surge Arrestor Replacement,Ground Inspection,Non-Pole Backlog, | EPSS Expulsion Fuse Replacement Surge Arrestor Replacement Ground Inspection Non-Pole Backlog | EPSS Expulsion Fuse Replacement Surge Arrestor Replacement Ground Inspection Non-Pole Backlog | EPSS,Aerial Inspection,Ground Inspection, | EPSS Aerial Inspection Ground Inspection | EPSS Aerial Inspection Ground Inspection | EPSS,Ground Inspection, | EPSS Ground Inspection | EPSS Ground Inspection |  |  |  | , | FALSE
CHESTER 11022564 | EPSS | EPSS | EPSS | [8 empty] | Expulsion Fuse Replacement | [8 empty] | Ground Inspection |  |  | Non-Pole Backlog |  |  |  |  | Down Conductor Detection (DCD) | [10 empty] | EPSS, | EPSS | EPSS | EPSS,Down Conductor Detection (DCD), | EPSS Down Conductor Detection (DCD) | EPSS Down Conductor Detection (DCD) | EPSS,Expulsion Fuse Replacement,Ground Inspection,Non-Pole Backlog, | EPSS Expulsion Fuse Replacement Ground Inspection Non-Pole Backlog | EPSS Expulsion Fuse Replacement Ground Inspection Non-Pole Backlog |  |  |  | , | FALSE
WYANDOTTE 1107219854 | EPSS | EPSS | EPSS | [14 empty] | Aerial Inspection |  | Ground Inspection | [19 empty] | EPSS, | EPSS | EPSS | EPSS,Ground Inspection, | EPSS Ground Inspection | EPSS Ground Inspection | EPSS,Aerial Inspection, | EPSS Aerial Inspection | EPSS Aerial Inspection |  |  |  | , | FALSE
WYANDOTTE 11031504 | EPSS | EPSS | EPSS | [6 empty] | Expulsion Fuse Replacement | Expulsion Fuse Replacement | [5 empty] | Aerial Inspection | Aerial Inspection | Ground Inspection | Ground Inspection |  |  |  | Non-Pole Backlog | [12 empty] | Pole Backlog |  |  | EPSS,Expulsion Fuse Replacement,Ground Inspection,Pole Backlog, | EPSS Expulsion Fuse Replacement Ground Inspection Pole Backlog | EPSS Expulsion Fuse Replacement Ground Inspection Pole Backlog | EPSS,Expulsion Fuse Replacement,Aerial Inspection,Ground Inspection, | EPSS Expulsion Fuse Replacement Aerial Inspection Ground Inspection | EPSS Expulsion Fuse Replacement Aerial Inspection Ground Inspection | EPSS,Aerial Inspection,Non-Pole Backlog, | EPSS Aerial Inspection Non-Pole Backlog | EPSS Aerial Inspection Non-Pole Backlog |  |  |  | , | FALSE
SUMMIT 11022302 | EPSS | EPSS | EPSS | [7 empty] | Expulsion Fuse Replacement | Expulsion Fuse Replacement |  |  |  |  | Aerial Inspection | Aerial Inspection | Ground Inspection | Ground Inspection | Ground Inspection | Non-Pole Backlog | Non-Pole Backlog | [16 empty] | EPSS,Ground Inspection,Non-Pole Backlog, | EPSS Ground Inspection Non-Pole Backlog | EPSS Ground Inspection Non-Pole Backlog | EPSS,Expulsion Fuse Replacement,Aerial Inspection,Ground Inspection,Non-Pole Backlog, | EPSS Expulsion Fuse Replacement Aerial Inspection Ground Inspection Non-Pole Backlog | EPSS Expulsion Fuse Replacement Aerial Inspection Ground Inspection Non-Pole Backlog | EPSS,Expulsion Fuse Replacement,Aerial Inspection,Ground Inspection, | EPSS Expulsion Fuse Replacement Aerial Inspection Ground Inspection | EPSS Expulsion Fuse Replacement Aerial Inspection Ground Inspection |  |  |  | , | FALSE
PAUL SWEET 2106CB | EPSS | EPSS | EPSS | [7 empty] | Expulsion Fuse Replacement | Expulsion Fuse Replacement | [5 empty] | Aerial Inspection |  | Ground Inspection | Ground Inspection | Non-Pole Backlog | Non-Pole Backlog | [16 empty] | EPSS,Non-Pole Backlog, | EPSS Non-Pole Backlog | EPSS Non-Pole Backlog | EPSS,Expulsion Fuse Replacement,Ground Inspection,Non-Pole Backlog, | EPSS Expulsion Fuse Replacement Ground Inspection Non-Pole Backlog | EPSS Expulsion Fuse Replacement Ground Inspection Non-Pole Backlog | EPSS,Expulsion Fuse Replacement,Aerial Inspection,Ground Inspection, | EPSS Expulsion Fuse Replacement Aerial Inspection Ground Inspection | EPSS Expulsion Fuse Replacement Aerial Inspection Ground Inspection |  |  |  | , | FALSE
GARBERVILLE 11022500 | EPSS | EPSS | EPSS | [6 empty] | Expulsion Fuse Replacement | Expulsion Fuse Replacement | [5 empty] | Aerial Inspection |  | Ground Inspection | [8 empty] | Down Conductor Detection (DCD) | [11 empty] | EPSS,Expulsion Fuse Replacement,Ground Inspection,Down Conductor Detection (DCD), | EPSS Expulsion Fuse Replacement Ground Inspection Down Conductor Detection (DCD) | EPSS Expulsion Fuse Replacement Ground Inspection Down Conductor Detection (DCD) | EPSS,Expulsion Fuse Replacement,Aerial Inspection, | EPSS Expulsion Fuse Replacement Aerial Inspection | EPSS Expulsion Fuse Replacement Aerial Inspection | EPSS, | EPSS | EPSS |  | Line Removal |  | ,Line Removal, | Line Removal | Line Removal
PLACERVILLE 11118582 | EPSS | EPSS | EPSS | [7 empty] | Expulsion Fuse Replacement | Expulsion Fuse Replacement | Surge Arrestor Replacement |  |  |  | Aerial Inspection | Aerial Inspection | Ground Inspection | Ground Inspection |  | Non-Pole Backlog | [5 empty] | Down Conductor Detection (DCD) | [11 empty] | EPSS,Surge Arrestor Replacement,Ground Inspection,Non-Pole Backlog,Down Conductor Detection (DCD), | EPSS Surge Arrestor Replacement Ground Inspection Non-Pole Backlog Down Conductor Detection (DCD) | EPSS Surge Arrestor Replacement Ground Inspection Non-Pole Backlog Down Conductor Detection (DCD) | EPSS,Expulsion Fuse Replacement,Aerial Inspection,Ground Inspection, | EPSS Expulsion Fuse Replacement Aerial Inspection Ground Inspection | EPSS Expulsion Fuse Replacement Aerial Inspection Ground Inspection | EPSS,Expulsion Fuse Replacement,Aerial Inspection, | EPSS Expulsion Fuse Replacement Aerial Inspection | EPSS Expulsion Fuse Replacement Aerial Inspection |  |  |  | , | FALSE
PETALUMA C 1109259100 | EPSS | EPSS | EPSS | [6 empty] | Expulsion Fuse Replacement | [7 empty] | Aerial Inspection |  | Ground Inspection | Ground Inspection | [6 empty] | Down Conductor Detection (DCD) |  |  | Line Sensors | [8 empty] | EPSS,Expulsion Fuse Replacement,Down Conductor Detection (DCD),Line Sensors, | EPSS Expulsion Fuse Replacement Down Conductor Detection (DCD) Line Sensors | EPSS Expulsion Fuse Replacement Down Conductor Detection (DCD) Line Sensors | EPSS,Ground Inspection, | EPSS Ground Inspection | EPSS Ground Inspection | EPSS,Aerial Inspection,Ground Inspection, | EPSS Aerial Inspection Ground Inspection | EPSS Aerial Inspection Ground Inspection |  |  |  | , | FALSE
HIGGINS 1109594 | EPSS | EPSS | EPSS | [6 empty] | Expulsion Fuse Replacement | [6 empty] | Aerial Inspection | Aerial Inspection | Ground Inspection | Ground Inspection | Ground Inspection | Non-Pole Backlog | [6 empty] | Down Conductor Detection (DCD) | [10 empty] | EPSS,Expulsion Fuse Replacement,Ground Inspection,Non-Pole Backlog, | EPSS Expulsion Fuse Replacement Ground Inspection Non-Pole Backlog | EPSS Expulsion Fuse Replacement Ground Inspection Non-Pole Backlog | EPSS,Aerial Inspection,Ground Inspection,Down Conductor Detection (DCD), | EPSS Aerial Inspection Ground Inspection Down Conductor Detection (DCD) | EPSS Aerial Inspection Ground Inspection Down Conductor Detection (DCD) | EPSS,Aerial Inspection,Ground Inspection, | EPSS Aerial Inspection Ground Inspection | EPSS Aerial Inspection Ground Inspection |  |  |  | , | FALSE
COARSEGOLD 210410335 | EPSS | EPSS | EPSS | [36 empty] | EPSS, | EPSS | EPSS | EPSS, | EPSS | EPSS | EPSS, | EPSS | EPSS |  |  |  | , | FALSE
SHINGLE SPRINGS 210551738 | EPSS | EPSS | EPSS | [14 empty] | Aerial Inspection |  | Ground Inspection | Ground Inspection | [18 empty] | EPSS, | EPSS | EPSS | EPSS,Ground Inspection, | EPSS Ground Inspection | EPSS Ground Inspection | EPSS,Aerial Inspection,Ground Inspection, | EPSS Aerial Inspection Ground Inspection | EPSS Aerial Inspection Ground Inspection |  |  |  | , | FALSE
CORRAL 110236666 | EPSS | EPSS | EPSS | [6 empty] | Expulsion Fuse Replacement |  |  | Surge Arrestor Replacement |  |  |  | Aerial Inspection | Aerial Inspection | Ground Inspection | Ground Inspection | Ground Inspection | Non-Pole Backlog | [14 empty] | Pole Backlog |  |  | EPSS,Expulsion Fuse Replacement,Surge Arrestor Replacement,Ground Inspection,Non-Pole Backlog,Pole Backlog, | EPSS Expulsion Fuse Replacement Surge Arrestor Replacement Ground Inspection Non-Pole Backlog Pole Backlog | EPSS Expulsion Fuse Replacement Surge Arrestor Replacement Ground Inspection Non-Pole Backlog Pole Backlog | EPSS,Aerial Inspection,Ground Inspection, | EPSS Aerial Inspection Ground Inspection | EPSS Aerial Inspection Ground Inspection | EPSS,Aerial Inspection,Ground Inspection, | EPSS Aerial Inspection Ground Inspection | EPSS Aerial Inspection Ground Inspection |  |  |  | , | FALSE
FORT ROSS 1121CB | EPSS | EPSS | EPSS | [13 empty] | Aerial Inspection |  | Ground Inspection | [11 empty] | Line Sensors | [8 empty] | EPSS,Ground Inspection,Line Sensors, | EPSS Ground Inspection Line Sensors | EPSS Ground Inspection Line Sensors | EPSS,Aerial Inspection, | EPSS Aerial Inspection | EPSS Aerial Inspection | EPSS, | EPSS | EPSS |  |  |  | , | FALSE
OREGON TRAIL 110249144 | EPSS | EPSS | EPSS | [6 empty] | Expulsion Fuse Replacement | [6 empty] | Aerial Inspection | Aerial Inspection | Ground Inspection | Ground Inspection | Ground Inspection | Non-Pole Backlog | [5 empty] | Down Conductor Detection (DCD) | [11 empty] | EPSS,Expulsion Fuse Replacement,Ground Inspection,Non-Pole Backlog,Down Conductor Detection (DCD), | EPSS Expulsion Fuse Replacement Ground Inspection Non-Pole Backlog Down Conductor Detection (DCD) | EPSS Expulsion Fuse Replacement Ground Inspection Non-Pole Backlog Down Conductor Detection (DCD) | EPSS,Aerial Inspection,Ground Inspection, | EPSS Aerial Inspection Ground Inspection | EPSS Aerial Inspection Ground Inspection | EPSS,Aerial Inspection,Ground Inspection, | EPSS Aerial Inspection Ground Inspection | EPSS Aerial Inspection Ground Inspection |  | Line Removal |  | ,Line Removal, | Line Removal | Line Removal
BRUNSWICK 1105963830 | EPSS | EPSS | EPSS | [7 empty] | Expulsion Fuse Replacement | Expulsion Fuse Replacement | [5 empty] | Aerial Inspection |  | Ground Inspection | Ground Inspection | Non-Pole Backlog | [5 empty] | Down Conductor Detection (DCD) | [11 empty] | EPSS,Non-Pole Backlog,Down Conductor Detection (DCD), | EPSS Non-Pole Backlog Down Conductor Detection (DCD) | EPSS Non-Pole Backlog Down Conductor Detection (DCD) | EPSS,Expulsion Fuse Replacement,Ground Inspection, | EPSS Expulsion Fuse Replacement Ground Inspection | EPSS Expulsion Fuse Replacement Ground Inspection | EPSS,Expulsion Fuse Replacement,Aerial Inspection,Ground Inspection, | EPSS Expulsion Fuse Replacement Aerial Inspection Ground Inspection | EPSS Expulsion Fuse Replacement Aerial Inspection Ground Inspection |  |  |  | , | FALSE
GARBERVILLE 1101574630 | EPSS | EPSS | EPSS | [7 empty] | Expulsion Fuse Replacement | [5 empty] | Aerial Inspection |  | Ground Inspection | [10 empty] | Down Conductor Detection (DCD) | [9 empty] | EPSS,Ground Inspection, | EPSS Ground Inspection | EPSS Ground Inspection | EPSS,Expulsion Fuse Replacement,Aerial Inspection, | EPSS Expulsion Fuse Replacement Aerial Inspection | EPSS Expulsion Fuse Replacement Aerial Inspection | EPSS,Down Conductor Detection (DCD), | EPSS Down Conductor Detection (DCD) | EPSS Down Conductor Detection (DCD) |  |  |  | , | FALSE
FITCH MOUNTAIN 1113583202 | EPSS | EPSS | EPSS | [17 empty] | Ground Inspection | [18 empty] | EPSS, | EPSS | EPSS | EPSS, | EPSS | EPSS | EPSS,Ground Inspection, | EPSS Ground Inspection | EPSS Ground Inspection |  |  |  | , | FALSE
HALSEY 1101CB | EPSS | EPSS | EPSS | [6 empty] | Expulsion Fuse Replacement | Expulsion Fuse Replacement | Expulsion Fuse Replacement |  |  |  |  | Aerial Inspection | Aerial Inspection | Ground Inspection |  |  | Non-Pole Backlog | [14 empty] | Pole Backlog |  |  | EPSS,Expulsion Fuse Replacement,Ground Inspection,Non-Pole Backlog,Pole Backlog, | EPSS Expulsion Fuse Replacement Ground Inspection Non-Pole Backlog Pole Backlog | EPSS Expulsion Fuse Replacement Ground Inspection Non-Pole Backlog Pole Backlog | EPSS,Expulsion Fuse Replacement,Aerial Inspection, | EPSS Expulsion Fuse Replacement Aerial Inspection | EPSS Expulsion Fuse Replacement Aerial Inspection | EPSS,Expulsion Fuse Replacement,Aerial Inspection, | EPSS Expulsion Fuse Replacement Aerial Inspection | EPSS Expulsion Fuse Replacement Aerial Inspection |  |  |  | , | FALSE
WATERSHED 0402CB | EPSS | EPSS | EPSS | [13 empty] | Aerial Inspection | Aerial Inspection | Ground Inspection | Ground Inspection |  | Non-Pole Backlog | [17 empty] | EPSS,Ground Inspection,Non-Pole Backlog, | EPSS Ground Inspection Non-Pole Backlog | EPSS Ground Inspection Non-Pole Backlog | EPSS,Aerial Inspection,Ground Inspection, | EPSS Aerial Inspection Ground Inspection | EPSS Aerial Inspection Ground Inspection | EPSS,Aerial Inspection, | EPSS Aerial Inspection | EPSS Aerial Inspection |  |  |  | , | FALSE
LOYOLA 110260128 | EPSS | EPSS | EPSS | [13 empty] | Aerial Inspection |  | Ground Inspection |  | Ground Inspection | [7 empty] | Down Conductor Detection (DCD) | [10 empty] | EPSS,Ground Inspection, | EPSS Ground Inspection | EPSS Ground Inspection | EPSS,Aerial Inspection,Down Conductor Detection (DCD), | EPSS Aerial Inspection Down Conductor Detection (DCD) | EPSS Aerial Inspection Down Conductor Detection (DCD) | EPSS,Ground Inspection, | EPSS Ground Inspection | EPSS Ground Inspection |  |  |  | , | FALSE
HOOPA 11013290 | EPSS | EPSS | EPSS | [6 empty] | Expulsion Fuse Replacement | Expulsion Fuse Replacement | Expulsion Fuse Replacement |  |  |  |  | Aerial Inspection |  | Ground Inspection |  |  | Non-Pole Backlog | Non-Pole Backlog | Non-Pole Backlog |  |  |  | Down Conductor Detection (DCD) | [11 empty] | EPSS,Expulsion Fuse Replacement,Ground Inspection,Non-Pole Backlog,Down Conductor Detection (DCD), | EPSS Expulsion Fuse Replacement Ground Inspection Non-Pole Backlog Down Conductor Detection (DCD) | EPSS Expulsion Fuse Replacement Ground Inspection Non-Pole Backlog Down Conductor Detection (DCD) | EPSS,Expulsion Fuse Replacement,Aerial Inspection,Non-Pole Backlog, | EPSS Expulsion Fuse Replacement Aerial Inspection Non-Pole Backlog | EPSS Expulsion Fuse Replacement Aerial Inspection Non-Pole Backlog | EPSS,Expulsion Fuse Replacement,Non-Pole Backlog, | EPSS Expulsion Fuse Replacement Non-Pole Backlog | EPSS Expulsion Fuse Replacement Non-Pole Backlog |  |  |  | , | FALSE
OREGON TRAIL 1102CB | EPSS | EPSS | EPSS | [6 empty] | Expulsion Fuse Replacement | [7 empty] | Aerial Inspection |  | Ground Inspection | Ground Inspection | Non-Pole Backlog | [17 empty] | EPSS,Expulsion Fuse Replacement,Non-Pole Backlog, | EPSS Expulsion Fuse Replacement Non-Pole Backlog | EPSS Expulsion Fuse Replacement Non-Pole Backlog | EPSS,Ground Inspection, | EPSS Ground Inspection | EPSS Ground Inspection | EPSS,Aerial Inspection,Ground Inspection, | EPSS Aerial Inspection Ground Inspection | EPSS Aerial Inspection Ground Inspection |  |  |  | , | FALSE
HIGHLANDS 1103973816 | EPSS | EPSS | EPSS | [13 empty] | Aerial Inspection |  | Ground Inspection | [8 empty] | Down Conductor Detection (DCD) | [11 empty] | EPSS,Ground Inspection,Down Conductor Detection (DCD), | EPSS Ground Inspection Down Conductor Detection (DCD) | EPSS Ground Inspection Down Conductor Detection (DCD) | EPSS,Aerial Inspection, | EPSS Aerial Inspection | EPSS Aerial Inspection | EPSS, | EPSS | EPSS |  |  |  | , | FALSE
SHINGLE SPRINGS 21092053 | EPSS | EPSS | EPSS | [17 empty] | Ground Inspection | [18 empty] | EPSS, | EPSS | EPSS | EPSS, | EPSS | EPSS | EPSS,Ground Inspection, | EPSS Ground Inspection | EPSS Ground Inspection |  |  |  | , | FALSE
MOLINO 1102381468 | EPSS | EPSS | EPSS | [13 empty] | Aerial Inspection | Aerial Inspection | Ground Inspection | Ground Inspection | Ground Inspection | Non-Pole Backlog | [5 empty] | Down Conductor Detection (DCD) | [11 empty] | EPSS,Ground Inspection,Non-Pole Backlog,Down Conductor Detection (DCD), | EPSS Ground Inspection Non-Pole Backlog Down Conductor Detection (DCD) | EPSS Ground Inspection Non-Pole Backlog Down Conductor Detection (DCD) | EPSS,Aerial Inspection,Ground Inspection, | EPSS Aerial Inspection Ground Inspection | EPSS Aerial Inspection Ground Inspection | EPSS,Aerial Inspection,Ground Inspection, | EPSS Aerial Inspection Ground Inspection | EPSS Aerial Inspection Ground Inspection |  |  |  | , | FALSE
TIVY VALLEY 1107584840 | EPSS | EPSS | EPSS | [6 empty] | Expulsion Fuse Replacement | [6 empty] | Aerial Inspection | Aerial Inspection | Ground Inspection | Ground Inspection |  | Non-Pole Backlog | [5 empty] | Down Conductor Detection (DCD) | [11 empty] | EPSS,Expulsion Fuse Replacement,Ground Inspection,Non-Pole Backlog,Down Conductor Detection (DCD), | EPSS Expulsion Fuse Replacement Ground Inspection Non-Pole Backlog Down Conductor Detection (DCD) | EPSS Expulsion Fuse Replacement Ground Inspection Non-Pole Backlog Down Conductor Detection (DCD) | EPSS,Aerial Inspection,Ground Inspection, | EPSS Aerial Inspection Ground Inspection | EPSS Aerial Inspection Ground Inspection | EPSS,Aerial Inspection, | EPSS Aerial Inspection | EPSS Aerial Inspection |  |  |  | , | FALSE
WILLOW CREEK 11014904 | EPSS | EPSS | EPSS | [7 empty] | Expulsion Fuse Replacement | [5 empty] | Aerial Inspection | Aerial Inspection | Ground Inspection | Ground Inspection | Ground Inspection | Non-Pole Backlog | [5 empty] | Down Conductor Detection (DCD) | [11 empty] | EPSS,Ground Inspection,Non-Pole Backlog,Down Conductor Detection (DCD), | EPSS Ground Inspection Non-Pole Backlog Down Conductor Detection (DCD) | EPSS Ground Inspection Non-Pole Backlog Down Conductor Detection (DCD) | EPSS,Expulsion Fuse Replacement,Aerial Inspection,Ground Inspection, | EPSS Expulsion Fuse Replacement Aerial Inspection Ground Inspection | EPSS Expulsion Fuse Replacement Aerial Inspection Ground Inspection | EPSS,Aerial Inspection,Ground Inspection, | EPSS Aerial Inspection Ground Inspection | EPSS Aerial Inspection Ground Inspection |  |  |  | , | FALSE
HIGGINS 1109CB | EPSS | EPSS | EPSS | [13 empty] | Aerial Inspection | Aerial Inspection | Ground Inspection | Ground Inspection | Ground Inspection | [18 empty] | EPSS,Ground Inspection, | EPSS Ground Inspection | EPSS Ground Inspection | EPSS,Aerial Inspection,Ground Inspection, | EPSS Aerial Inspection Ground Inspection | EPSS Aerial Inspection Ground Inspection | EPSS,Aerial Inspection,Ground Inspection, | EPSS Aerial Inspection Ground Inspection | EPSS Aerial Inspection Ground Inspection |  |  |  | , | FALSE
HIGGINS 11071070 | EPSS | EPSS | EPSS | [7 empty] | Expulsion Fuse Replacement | [5 empty] | Aerial Inspection | Aerial Inspection | Ground Inspection | Ground Inspection | Ground Inspection | [7 empty] | Down Conductor Detection (DCD) | [10 empty] | EPSS,Ground Inspection, | EPSS Ground Inspection | EPSS Ground Inspection | EPSS,Expulsion Fuse Replacement,Aerial Inspection,Ground Inspection,Down Conductor Detection (DCD), | EPSS Expulsion Fuse Replacement Aerial Inspection Ground Inspection Down Conductor Detection (DCD) | EPSS Expulsion Fuse Replacement Aerial Inspection Ground Inspection Down Conductor Detection (DCD) | EPSS,Aerial Inspection,Ground Inspection, | EPSS Aerial Inspection Ground Inspection | EPSS Aerial Inspection Ground Inspection |  |  |  | , | FALSE
IGNACIO 1105908 | EPSS | EPSS | EPSS | [7 empty] | Expulsion Fuse Replacement | [9 empty] | Ground Inspection | Non-Pole Backlog | Non-Pole Backlog | [5 empty] | Down Conductor Detection (DCD) | [10 empty] | EPSS,Non-Pole Backlog, | EPSS Non-Pole Backlog | EPSS Non-Pole Backlog | EPSS,Expulsion Fuse Replacement,Non-Pole Backlog,Down Conductor Detection (DCD), | EPSS Expulsion Fuse Replacement Non-Pole Backlog Down Conductor Detection (DCD) | EPSS Expulsion Fuse Replacement Non-Pole Backlog Down Conductor Detection (DCD) | EPSS,Ground Inspection, | EPSS Ground Inspection | EPSS Ground Inspection |  |  |  | , | FALSE
BRUNSWICK 1104285704 | EPSS | EPSS | EPSS | [9 empty] | Surge Arrestor Replacement |  |  |  | Aerial Inspection |  | Ground Inspection | [9 empty] | Down Conductor Detection (DCD) | [10 empty] | EPSS,Surge Arrestor Replacement,Ground Inspection, | EPSS Surge Arrestor Replacement Ground Inspection | EPSS Surge Arrestor Replacement Ground Inspection | EPSS,Aerial Inspection,Down Conductor Detection (DCD), | EPSS Aerial Inspection Down Conductor Detection (DCD) | EPSS Aerial Inspection Down Conductor Detection (DCD) | EPSS, | EPSS | EPSS |  |  |  | , | FALSE
TASSAJARA 211238868 | EPSS | EPSS | EPSS | [7 empty] | Expulsion Fuse Replacement | [6 empty] | Aerial Inspection |  | Ground Inspection | Ground Inspection | Non-Pole Backlog |  | Non-Pole Backlog | [15 empty] | EPSS,Non-Pole Backlog, | EPSS Non-Pole Backlog | EPSS Non-Pole Backlog | EPSS,Expulsion Fuse Replacement,Ground Inspection, | EPSS Expulsion Fuse Replacement Ground Inspection | EPSS Expulsion Fuse Replacement Ground Inspection | EPSS,Aerial Inspection,Ground Inspection,Non-Pole Backlog, | EPSS Aerial Inspection Ground Inspection Non-Pole Backlog | EPSS Aerial Inspection Ground Inspection Non-Pole Backlog |  |  |  | , | FALSE
SAN LEANDRO U 1109CR182 | EPSS | EPSS | EPSS | [8 empty] | Expulsion Fuse Replacement |  |  |  |  | Aerial Inspection | Aerial Inspection | Ground Inspection | Ground Inspection | Ground Inspection | Non-Pole Backlog | [6 empty] | Down Conductor Detection (DCD) | [7 empty] | Pole Backlog |  |  | EPSS,Ground Inspection,Non-Pole Backlog,Pole Backlog, | EPSS Ground Inspection Non-Pole Backlog Pole Backlog | EPSS Ground Inspection Non-Pole Backlog Pole Backlog | EPSS,Aerial Inspection,Ground Inspection,Down Conductor Detection (DCD), | EPSS Aerial Inspection Ground Inspection Down Conductor Detection (DCD) | EPSS Aerial Inspection Ground Inspection Down Conductor Detection (DCD) | EPSS,Expulsion Fuse Replacement,Aerial Inspection,Ground Inspection, | EPSS Expulsion Fuse Replacement Aerial Inspection Ground Inspection | EPSS Expulsion Fuse Replacement Aerial Inspection Ground Inspection |  |  |  | , | FALSE
DALY CITY 1115CB | EPSS | EPSS | EPSS | [15 empty] | Ground Inspection | [20 empty] | EPSS,Ground Inspection, | EPSS Ground Inspection | EPSS Ground Inspection | EPSS, | EPSS | EPSS | EPSS, | EPSS | EPSS |  |  |  | , | FALSE
NORTH BRANCH 110111158 | EPSS | EPSS | EPSS | [13 empty] | Aerial Inspection | Aerial Inspection | Ground Inspection | Ground Inspection | Ground Inspection | Non-Pole Backlog | [5 empty] | Down Conductor Detection (DCD) | [8 empty] | Pole Backlog |  |  | EPSS,Ground Inspection,Non-Pole Backlog,Down Conductor Detection (DCD),Pole Backlog, | EPSS Ground Inspection Non-Pole Backlog Down Conductor Detection (DCD) Pole Backlog | EPSS Ground Inspection Non-Pole Backlog Down Conductor Detection (DCD) Pole Backlog | EPSS,Aerial Inspection,Ground Inspection, | EPSS Aerial Inspection Ground Inspection | EPSS Aerial Inspection Ground Inspection | EPSS,Aerial Inspection,Ground Inspection, | EPSS Aerial Inspection Ground Inspection | EPSS Aerial Inspection Ground Inspection |  |  |  | , | FALSE
RESERVATION ROAD 1101383718 | EPSS | EPSS | EPSS | [7 empty] | Expulsion Fuse Replacement | [6 empty] | Aerial Inspection |  | Ground Inspection | Ground Inspection | Non-Pole Backlog | Non-Pole Backlog | Non-Pole Backlog | [15 empty] | EPSS,Non-Pole Backlog, | EPSS Non-Pole Backlog | EPSS Non-Pole Backlog | EPSS,Expulsion Fuse Replacement,Ground Inspection,Non-Pole Backlog, | EPSS Expulsion Fuse Replacement Ground Inspection Non-Pole Backlog | EPSS Expulsion Fuse Replacement Ground Inspection Non-Pole Backlog | EPSS,Aerial Inspection,Ground Inspection,Non-Pole Backlog, | EPSS Aerial Inspection Ground Inspection Non-Pole Backlog | EPSS Aerial Inspection Ground Inspection Non-Pole Backlog |  |  |  | , | FALSE
PLACERVILLE 1112CB | EPSS | EPSS | EPSS | Undergrounding | [9 empty] | Surge Arrestor Replacement |  |  | Aerial Inspection | Aerial Inspection | Ground Inspection | Ground Inspection | [19 empty] | EPSS,Undergrounding,Ground Inspection, | EPSS Undergrounding Ground Inspection | EPSS Undergrounding Ground Inspection | EPSS,Surge Arrestor Replacement,Aerial Inspection,Ground Inspection, | EPSS Surge Arrestor Replacement Aerial Inspection Ground Inspection | EPSS Surge Arrestor Replacement Aerial Inspection Ground Inspection | EPSS,Aerial Inspection, | EPSS Aerial Inspection | EPSS Aerial Inspection | Undergrounding |  |  | Undergrounding, | Undergrounding | Undergrounding
ALTO 112265474 | EPSS | EPSS | EPSS | [8 empty] | Expulsion Fuse Replacement |  |  |  |  | Aerial Inspection |  | Ground Inspection | Ground Inspection | Ground Inspection | Non-Pole Backlog | [6 empty] | Down Conductor Detection (DCD) | [10 empty] | EPSS,Ground Inspection,Non-Pole Backlog, | EPSS Ground Inspection Non-Pole Backlog | EPSS Ground Inspection Non-Pole Backlog | EPSS,Aerial Inspection,Ground Inspection,Down Conductor Detection (DCD), | EPSS Aerial Inspection Ground Inspection Down Conductor Detection (DCD) | EPSS Aerial Inspection Ground Inspection Down Conductor Detection (DCD) | EPSS,Expulsion Fuse Replacement,Ground Inspection, | EPSS Expulsion Fuse Replacement Ground Inspection | EPSS Expulsion Fuse Replacement Ground Inspection |  |  |  | , | FALSE
IGNACIO 1101CB | EPSS | EPSS | EPSS | [13 empty] | Aerial Inspection | Aerial Inspection | Ground Inspection | Ground Inspection | Ground Inspection | Non-Pole Backlog | [17 empty] | EPSS,Ground Inspection,Non-Pole Backlog, | EPSS Ground Inspection Non-Pole Backlog | EPSS Ground Inspection Non-Pole Backlog | EPSS,Aerial Inspection,Ground Inspection, | EPSS Aerial Inspection Ground Inspection | EPSS Aerial Inspection Ground Inspection | EPSS,Aerial Inspection,Ground Inspection, | EPSS Aerial Inspection Ground Inspection | EPSS Aerial Inspection Ground Inspection |  |  |  | , | FALSE
MERCED FALLS 11029460 | EPSS | EPSS | EPSS | [9 empty] | Surge Arrestor Replacement |  |  |  | Aerial Inspection | Aerial Inspection | Ground Inspection | Ground Inspection | [19 empty] | EPSS,Surge Arrestor Replacement,Ground Inspection, | EPSS Surge Arrestor Replacement Ground Inspection | EPSS Surge Arrestor Replacement Ground Inspection | EPSS,Aerial Inspection,Ground Inspection, | EPSS Aerial Inspection Ground Inspection | EPSS Aerial Inspection Ground Inspection | EPSS,Aerial Inspection, | EPSS Aerial Inspection | EPSS Aerial Inspection |  |  |  | , | FALSE
UKIAH 1114822 | EPSS | EPSS | EPSS | [13 empty] | Aerial Inspection | Aerial Inspection | Ground Inspection | [8 empty] | Down Conductor Detection (DCD) | [11 empty] | EPSS,Ground Inspection,Down Conductor Detection (DCD), | EPSS Ground Inspection Down Conductor Detection (DCD) | EPSS Ground Inspection Down Conductor Detection (DCD) | EPSS,Aerial Inspection, | EPSS Aerial Inspection | EPSS Aerial Inspection | EPSS,Aerial Inspection, | EPSS Aerial Inspection | EPSS Aerial Inspection |  |  |  | , | FALSE
VALLEY VIEW 1106P166 | EPSS | EPSS | EPSS | [7 empty] | Expulsion Fuse Replacement | [6 empty] | Aerial Inspection |  | Ground Inspection | Ground Inspection | [7 empty] | Down Conductor Detection (DCD) | [10 empty] | EPSS, | EPSS | EPSS | EPSS,Expulsion Fuse Replacement,Ground Inspection,Down Conductor Detection (DCD), | EPSS Expulsion Fuse Replacement Ground Inspection Down Conductor Detection (DCD) | EPSS Expulsion Fuse Replacement Ground Inspection Down Conductor Detection (DCD) | EPSS,Aerial Inspection,Ground Inspection, | EPSS Aerial Inspection Ground Inspection | EPSS Aerial Inspection Ground Inspection |  |  |  | , | FALSE
VACAVILLE 1111CB | EPSS | EPSS | EPSS | Undergrounding | Undergrounding |  |  |  |  | Expulsion Fuse Replacement | [9 empty] | Ground Inspection | Ground Inspection | Non-Pole Backlog | [17 empty] | EPSS,Undergrounding,Expulsion Fuse Replacement,Non-Pole Backlog, | EPSS Undergrounding Expulsion Fuse Replacement Non-Pole Backlog | EPSS Undergrounding Expulsion Fuse Replacement Non-Pole Backlog | EPSS,Undergrounding,Ground Inspection, | EPSS Undergrounding Ground Inspection | EPSS Undergrounding Ground Inspection | EPSS,Ground Inspection, | EPSS Ground Inspection | EPSS Ground Inspection |  |  |  | , | FALSE
RACETRACK 1703759144 | EPSS | EPSS | EPSS | [13 empty] | Aerial Inspection |  | Ground Inspection |  | Ground Inspection | Non-Pole Backlog |  | Non-Pole Backlog | [12 empty] | Pole Backlog |  |  | EPSS,Ground Inspection,Non-Pole Backlog,Pole Backlog, | EPSS Ground Inspection Non-Pole Backlog Pole Backlog | EPSS Ground Inspection Non-Pole Backlog Pole Backlog | EPSS,Aerial Inspection, | EPSS Aerial Inspection | EPSS Aerial Inspection | EPSS,Ground Inspection,Non-Pole Backlog, | EPSS Ground Inspection Non-Pole Backlog | EPSS Ground Inspection Non-Pole Backlog |  |  |  | , | FALSE
MADISON 210144634 | EPSS | EPSS | EPSS | [12 empty] | Aerial Inspection | Aerial Inspection | Aerial Inspection | Ground Inspection | Ground Inspection | Ground Inspection | [9 empty] | Line Sensors | [8 empty] | EPSS,Aerial Inspection,Ground Inspection,Line Sensors, | EPSS Aerial Inspection Ground Inspection Line Sensors | EPSS Aerial Inspection Ground Inspection Line Sensors | EPSS,Aerial Inspection,Ground Inspection, | EPSS Aerial Inspection Ground Inspection | EPSS Aerial Inspection Ground Inspection | EPSS,Aerial Inspection,Ground Inspection, | EPSS Aerial Inspection Ground Inspection | EPSS Aerial Inspection Ground Inspection |  |  |  | , | FALSE
OAKLAND X 1106CR008 | EPSS | EPSS | EPSS | [7 empty] | Expulsion Fuse Replacement | Expulsion Fuse Replacement |  |  |  |  | Aerial Inspection | Aerial Inspection | Ground Inspection | Ground Inspection |  | Non-Pole Backlog | Non-Pole Backlog | Non-Pole Backlog |  |  |  |  | Down Conductor Detection (DCD) | [10 empty] | EPSS,Ground Inspection,Non-Pole Backlog, | EPSS Ground Inspection Non-Pole Backlog | EPSS Ground Inspection Non-Pole Backlog | EPSS,Expulsion Fuse Replacement,Aerial Inspection,Ground Inspection,Non-Pole Backlog,Down Conductor Detection (DCD), | EPSS Expulsion Fuse Replacement Aerial Inspection Ground Inspection Non-Pole Backlog Down Conductor Detection (DCD) | EPSS Expulsion Fuse Replacement Aerial Inspection Ground Inspection Non-Pole Backlog Down Conductor Detection (DCD) | EPSS,Expulsion Fuse Replacement,Aerial Inspection,Non-Pole Backlog, | EPSS Expulsion Fuse Replacement Aerial Inspection Non-Pole Backlog | EPSS Expulsion Fuse Replacement Aerial Inspection Non-Pole Backlog |  |  |  | , | FALSE
BRIDGEVILLE 1101CB | EPSS | EPSS | EPSS | [13 empty] | Aerial Inspection | Aerial Inspection | Ground Inspection | Ground Inspection | Ground Inspection | [18 empty] | EPSS,Ground Inspection, | EPSS Ground Inspection | EPSS Ground Inspection | EPSS,Aerial Inspection,Ground Inspection, | EPSS Aerial Inspection Ground Inspection | EPSS Aerial Inspection Ground Inspection | EPSS,Aerial Inspection,Ground Inspection, | EPSS Aerial Inspection Ground Inspection | EPSS Aerial Inspection Ground Inspection |  |  |  | , | FALSE
MORAGA 1101108540 | EPSS | EPSS | EPSS | [13 empty] | Aerial Inspection | Aerial Inspection | Ground Inspection | Ground Inspection | Ground Inspection | Non-Pole Backlog | Non-Pole Backlog | Non-Pole Backlog |  |  |  |  | Down Conductor Detection (DCD) |  | Line Sensors | [8 empty] | EPSS,Ground Inspection,Non-Pole Backlog,Line Sensors, | EPSS Ground Inspection Non-Pole Backlog Line Sensors | EPSS Ground Inspection Non-Pole Backlog Line Sensors | EPSS,Aerial Inspection,Ground Inspection,Non-Pole Backlog,Down Conductor Detection (DCD), | EPSS Aerial Inspection Ground Inspection Non-Pole Backlog Down Conductor Detection (DCD) | EPSS Aerial Inspection Ground Inspection Non-Pole Backlog Down Conductor Detection (DCD) | EPSS,Aerial Inspection,Ground Inspection,Non-Pole Backlog, | EPSS Aerial Inspection Ground Inspection Non-Pole Backlog | EPSS Aerial Inspection Ground Inspection Non-Pole Backlog |  |  |  | , | FALSE
TYLER 11051536 | EPSS | EPSS | EPSS | [13 empty] | Aerial Inspection | Aerial Inspection | Ground Inspection | Ground Inspection | [7 empty] | Down Conductor Detection (DCD) | [8 empty] | Pole Backlog |  |  | EPSS,Ground Inspection,Down Conductor Detection (DCD),Pole Backlog, | EPSS Ground Inspection Down Conductor Detection (DCD) Pole Backlog | EPSS Ground Inspection Down Conductor Detection (DCD) Pole Backlog | EPSS,Aerial Inspection,Ground Inspection, | EPSS Aerial Inspection Ground Inspection | EPSS Aerial Inspection Ground Inspection | EPSS,Aerial Inspection, | EPSS Aerial Inspection | EPSS Aerial Inspection |  |  |  | , | FALSE
CORTINA 1101302192 | EPSS | EPSS | EPSS | [12 empty] | Aerial Inspection | Aerial Inspection | Aerial Inspection | Ground Inspection | Ground Inspection | Ground Inspection | Non-Pole Backlog |  | Non-Pole Backlog | [14 empty] | Pole Backlog | EPSS,Aerial Inspection,Ground Inspection,Non-Pole Backlog, | EPSS Aerial Inspection Ground Inspection Non-Pole Backlog | EPSS Aerial Inspection Ground Inspection Non-Pole Backlog | EPSS,Aerial Inspection,Ground Inspection, | EPSS Aerial Inspection Ground Inspection | EPSS Aerial Inspection Ground Inspection | EPSS,Aerial Inspection,Ground Inspection,Non-Pole Backlog,Pole Backlog, | EPSS Aerial Inspection Ground Inspection Non-Pole Backlog Pole Backlog | EPSS Aerial Inspection Ground Inspection Non-Pole Backlog Pole Backlog |  |  |  | , | FALSE
GARBERVILLE 11011604 | EPSS | EPSS | EPSS | [6 empty] | Expulsion Fuse Replacement |  | Expulsion Fuse Replacement | Surge Arrestor Replacement |  |  |  | Aerial Inspection | Aerial Inspection | Ground Inspection | Ground Inspection |  | Non-Pole Backlog | Non-Pole Backlog | [16 empty] | EPSS,Expulsion Fuse Replacement,Surge Arrestor Replacement,Ground Inspection,Non-Pole Backlog, | EPSS Expulsion Fuse Replacement Surge Arrestor Replacement Ground Inspection Non-Pole Backlog | EPSS Expulsion Fuse Replacement Surge Arrestor Replacement Ground Inspection Non-Pole Backlog | EPSS,Aerial Inspection,Ground Inspection,Non-Pole Backlog, | EPSS Aerial Inspection Ground Inspection Non-Pole Backlog | EPSS Aerial Inspection Ground Inspection Non-Pole Backlog | EPSS,Expulsion Fuse Replacement,Aerial Inspection, | EPSS Expulsion Fuse Replacement Aerial Inspection | EPSS Expulsion Fuse Replacement Aerial Inspection |  |  |  | , | FALSE
WILLOW CREEK 1101729000 | EPSS | EPSS | EPSS | [7 empty] | Expulsion Fuse Replacement | Expulsion Fuse Replacement | [5 empty] | Aerial Inspection |  | Ground Inspection | Ground Inspection | [6 empty] | Down Conductor Detection (DCD) | [11 empty] | EPSS,Down Conductor Detection (DCD), | EPSS Down Conductor Detection (DCD) | EPSS Down Conductor Detection (DCD) | EPSS,Expulsion Fuse Replacement,Ground Inspection, | EPSS Expulsion Fuse Replacement Ground Inspection | EPSS Expulsion Fuse Replacement Ground Inspection | EPSS,Expulsion Fuse Replacement,Aerial Inspection,Ground Inspection, | EPSS Expulsion Fuse Replacement Aerial Inspection Ground Inspection | EPSS Expulsion Fuse Replacement Aerial Inspection Ground Inspection |  |  |  | , | FALSE
MARTELL 11033152 | EPSS | EPSS | EPSS | [14 empty] | Aerial Inspection |  | Ground Inspection | Ground Inspection | Non-Pole Backlog | [5 empty] | Down Conductor Detection (DCD) | [8 empty] | Pole Backlog |  |  | EPSS,Non-Pole Backlog,Down Conductor Detection (DCD),Pole Backlog, | EPSS Non-Pole Backlog Down Conductor Detection (DCD) Pole Backlog | EPSS Non-Pole Backlog Down Conductor Detection (DCD) Pole Backlog | EPSS,Ground Inspection, | EPSS Ground Inspection | EPSS Ground Inspection | EPSS,Aerial Inspection,Ground Inspection, | EPSS Aerial Inspection Ground Inspection | EPSS Aerial Inspection Ground Inspection |  |  |  | , | FALSE
OLETA 1102799924 | EPSS | EPSS | EPSS | [17 empty] | Ground Inspection | [18 empty] | EPSS, | EPSS | EPSS | EPSS, | EPSS | EPSS | EPSS,Ground Inspection, | EPSS Ground Inspection | EPSS Ground Inspection |  |  |  | , | FALSE
PACIFICA 1102267868 | EPSS | EPSS | EPSS | [13 empty] | Aerial Inspection |  | Ground Inspection | Ground Inspection | Ground Inspection | [7 empty] | Down Conductor Detection (DCD) | [10 empty] | EPSS,Ground Inspection, | EPSS Ground Inspection | EPSS Ground Inspection | EPSS,Aerial Inspection,Ground Inspection,Down Conductor Detection (DCD), | EPSS Aerial Inspection Ground Inspection Down Conductor Detection (DCD) | EPSS Aerial Inspection Ground Inspection Down Conductor Detection (DCD) | EPSS,Ground Inspection, | EPSS Ground Inspection | EPSS Ground Inspection |  |  |  | , | FALSE
SUMMIT 1102CB | EPSS | EPSS | EPSS | [7 empty] | Expulsion Fuse Replacement | [5 empty] | Aerial Inspection | Aerial Inspection | Ground Inspection | Ground Inspection | Ground Inspection | Non-Pole Backlog |  | Non-Pole Backlog | [15 empty] | EPSS,Ground Inspection,Non-Pole Backlog, | EPSS Ground Inspection Non-Pole Backlog | EPSS Ground Inspection Non-Pole Backlog | EPSS,Expulsion Fuse Replacement,Aerial Inspection,Ground Inspection, | EPSS Expulsion Fuse Replacement Aerial Inspection Ground Inspection | EPSS Expulsion Fuse Replacement Aerial Inspection Ground Inspection | EPSS,Aerial Inspection,Ground Inspection,Non-Pole Backlog, | EPSS Aerial Inspection Ground Inspection Non-Pole Backlog | EPSS Aerial Inspection Ground Inspection Non-Pole Backlog |  |  |  | , | FALSE
FRUITLAND 11413902 | EPSS | EPSS | EPSS | [13 empty] | Aerial Inspection |  | Ground Inspection |  |  |  |  | Non-Pole Backlog |  |  |  | Down Conductor Detection (DCD) | [11 empty] | EPSS,Ground Inspection,Down Conductor Detection (DCD), | EPSS Ground Inspection Down Conductor Detection (DCD) | EPSS Ground Inspection Down Conductor Detection (DCD) | EPSS,Aerial Inspection, | EPSS Aerial Inspection | EPSS Aerial Inspection | EPSS,Non-Pole Backlog, | EPSS Non-Pole Backlog | EPSS Non-Pole Backlog |  |  |  | , | FALSE
PINECREST 04011818 | EPSS | EPSS | EPSS | [8 empty] | Expulsion Fuse Replacement |  |  |  |  | Aerial Inspection | Aerial Inspection | Ground Inspection | Ground Inspection | Ground Inspection | Non-Pole Backlog | [17 empty] | EPSS,Ground Inspection,Non-Pole Backlog, | EPSS Ground Inspection Non-Pole Backlog | EPSS Ground Inspection Non-Pole Backlog | EPSS,Aerial Inspection,Ground Inspection, | EPSS Aerial Inspection Ground Inspection | EPSS Aerial Inspection Ground Inspection | EPSS,Expulsion Fuse Replacement,Aerial Inspection,Ground Inspection, | EPSS Expulsion Fuse Replacement Aerial Inspection Ground Inspection | EPSS Expulsion Fuse Replacement Aerial Inspection Ground Inspection |  |  |  | , | FALSE
BRUNSWICK 11052204 | EPSS | EPSS | EPSS | [7 empty] | Expulsion Fuse Replacement | [6 empty] | Aerial Inspection |  | Ground Inspection | Ground Inspection | Non-Pole Backlog |  | Non-Pole Backlog |  |  |  | Down Conductor Detection (DCD) | [11 empty] | EPSS,Non-Pole Backlog,Down Conductor Detection (DCD), | EPSS Non-Pole Backlog Down Conductor Detection (DCD) | EPSS Non-Pole Backlog Down Conductor Detection (DCD) | EPSS,Expulsion Fuse Replacement,Ground Inspection, | EPSS Expulsion Fuse Replacement Ground Inspection | EPSS Expulsion Fuse Replacement Ground Inspection | EPSS,Aerial Inspection,Ground Inspection,Non-Pole Backlog, | EPSS Aerial Inspection Ground Inspection Non-Pole Backlog | EPSS Aerial Inspection Ground Inspection Non-Pole Backlog |  |  |  | , | FALSE
SHINGLE SPRINGS 211051800 | EPSS | EPSS | EPSS | [6 empty] | Expulsion Fuse Replacement | [6 empty] | Aerial Inspection | Aerial Inspection |  | Ground Inspection | Ground Inspection | Non-Pole Backlog | [5 empty] | Down Conductor Detection (DCD) | [8 empty] | Pole Backlog |  |  | EPSS,Expulsion Fuse Replacement,Non-Pole Backlog,Down Conductor Detection (DCD),Pole Backlog, | EPSS Expulsion Fuse Replacement Non-Pole Backlog Down Conductor Detection (DCD) Pole Backlog | EPSS Expulsion Fuse Replacement Non-Pole Backlog Down Conductor Detection (DCD) Pole Backlog | EPSS,Aerial Inspection,Ground Inspection, | EPSS Aerial Inspection Ground Inspection | EPSS Aerial Inspection Ground Inspection | EPSS,Aerial Inspection,Ground Inspection, | EPSS Aerial Inspection Ground Inspection | EPSS Aerial Inspection Ground Inspection |  |  |  | , | FALSE
REDBUD 1102510 | EPSS | EPSS | EPSS | [13 empty] | Aerial Inspection | Aerial Inspection | Ground Inspection | Ground Inspection |  | Non-Pole Backlog | [5 empty] | Down Conductor Detection (DCD) | [11 empty] | EPSS,Ground Inspection,Non-Pole Backlog,Down Conductor Detection (DCD), | EPSS Ground Inspection Non-Pole Backlog Down Conductor Detection (DCD) | EPSS Ground Inspection Non-Pole Backlog Down Conductor Detection (DCD) | EPSS,Aerial Inspection,Ground Inspection, | EPSS Aerial Inspection Ground Inspection | EPSS Aerial Inspection Ground Inspection | EPSS,Aerial Inspection, | EPSS Aerial Inspection | EPSS Aerial Inspection |  |  |  | , | FALSE
WILLITS 1103826 | EPSS | EPSS | EPSS | [7 empty] | Expulsion Fuse Replacement | [5 empty] | Aerial Inspection | Aerial Inspection | Ground Inspection | Ground Inspection | Ground Inspection | Non-Pole Backlog | [5 empty] | Down Conductor Detection (DCD) | [11 empty] | EPSS,Ground Inspection,Non-Pole Backlog,Down Conductor Detection (DCD), | EPSS Ground Inspection Non-Pole Backlog Down Conductor Detection (DCD) | EPSS Ground Inspection Non-Pole Backlog Down Conductor Detection (DCD) | EPSS,Expulsion Fuse Replacement,Aerial Inspection,Ground Inspection, | EPSS Expulsion Fuse Replacement Aerial Inspection Ground Inspection | EPSS Expulsion Fuse Replacement Aerial Inspection Ground Inspection | EPSS,Aerial Inspection,Ground Inspection, | EPSS Aerial Inspection Ground Inspection | EPSS Aerial Inspection Ground Inspection |  |  |  | , | FALSE
FRUITLAND 11426064 | EPSS | EPSS | EPSS | [6 empty] | Expulsion Fuse Replacement |  |  | Surge Arrestor Replacement |  |  |  | Aerial Inspection | Aerial Inspection | Ground Inspection | Ground Inspection | [8 empty] | Down Conductor Detection (DCD) | [10 empty] | EPSS,Expulsion Fuse Replacement,Surge Arrestor Replacement,Ground Inspection, | EPSS Expulsion Fuse Replacement Surge Arrestor Replacement Ground Inspection | EPSS Expulsion Fuse Replacement Surge Arrestor Replacement Ground Inspection | EPSS,Aerial Inspection,Ground Inspection,Down Conductor Detection (DCD), | EPSS Aerial Inspection Ground Inspection Down Conductor Detection (DCD) | EPSS Aerial Inspection Ground Inspection Down Conductor Detection (DCD) | EPSS,Aerial Inspection, | EPSS Aerial Inspection | EPSS Aerial Inspection |  |  |  | , | FALSE
ROB ROY 2105CB | EPSS | EPSS | EPSS | [14 empty] | Aerial Inspection |  | Ground Inspection | [19 empty] | EPSS, | EPSS | EPSS | EPSS,Ground Inspection, | EPSS Ground Inspection | EPSS Ground Inspection | EPSS,Aerial Inspection, | EPSS Aerial Inspection | EPSS Aerial Inspection |  |  |  | , | FALSE
FRUITLAND 11426054 | EPSS | EPSS | EPSS | [7 empty] | Expulsion Fuse Replacement | [5 empty] | Aerial Inspection |  | Ground Inspection |  |  |  |  | Non-Pole Backlog | [15 empty] | EPSS,Ground Inspection, | EPSS Ground Inspection | EPSS Ground Inspection | EPSS,Expulsion Fuse Replacement,Aerial Inspection, | EPSS Expulsion Fuse Replacement Aerial Inspection | EPSS Expulsion Fuse Replacement Aerial Inspection | EPSS,Non-Pole Backlog, | EPSS Non-Pole Backlog | EPSS Non-Pole Backlog |  |  |  | , | FALSE
BRUNSWICK 110750010 | EPSS | EPSS | EPSS | [7 empty] | Expulsion Fuse Replacement | [6 empty] | Aerial Inspection |  | Ground Inspection | Ground Inspection | Non-Pole Backlog | Non-Pole Backlog | Non-Pole Backlog | [15 empty] | EPSS,Non-Pole Backlog, | EPSS Non-Pole Backlog | EPSS Non-Pole Backlog | EPSS,Expulsion Fuse Replacement,Ground Inspection,Non-Pole Backlog, | EPSS Expulsion Fuse Replacement Ground Inspection Non-Pole Backlog | EPSS Expulsion Fuse Replacement Ground Inspection Non-Pole Backlog | EPSS,Aerial Inspection,Ground Inspection,Non-Pole Backlog, | EPSS Aerial Inspection Ground Inspection Non-Pole Backlog | EPSS Aerial Inspection Ground Inspection Non-Pole Backlog |  |  |  | , | FALSE
MADISON 2101760730 | EPSS | EPSS | EPSS | [12 empty] | Aerial Inspection | Aerial Inspection | Aerial Inspection | Ground Inspection | Ground Inspection | Ground Inspection | [6 empty] | Down Conductor Detection (DCD) |  |  | Line Sensors | [8 empty] | EPSS,Aerial Inspection,Ground Inspection,Down Conductor Detection (DCD),Line Sensors, | EPSS Aerial Inspection Ground Inspection Down Conductor Detection (DCD) Line Sensors | EPSS Aerial Inspection Ground Inspection Down Conductor Detection (DCD) Line Sensors | EPSS,Aerial Inspection,Ground Inspection, | EPSS Aerial Inspection Ground Inspection | EPSS Aerial Inspection Ground Inspection | EPSS,Aerial Inspection,Ground Inspection, | EPSS Aerial Inspection Ground Inspection | EPSS Aerial Inspection Ground Inspection |  |  |  | , | FALSE
MAPLE CREEK 1101555034 | EPSS | EPSS | EPSS | [13 empty] | Aerial Inspection | Aerial Inspection | Ground Inspection | Ground Inspection | [19 empty] | EPSS,Ground Inspection, | EPSS Ground Inspection | EPSS Ground Inspection | EPSS,Aerial Inspection,Ground Inspection, | EPSS Aerial Inspection Ground Inspection | EPSS Aerial Inspection Ground Inspection | EPSS,Aerial Inspection, | EPSS Aerial Inspection | EPSS Aerial Inspection |  |  |  | , | FALSE
MEADOW LANE 2106970936 | EPSS | EPSS | EPSS | [14 empty] | Aerial Inspection | Ground Inspection | Ground Inspection |  | Non-Pole Backlog | [17 empty] | EPSS,Ground Inspection,Non-Pole Backlog, | EPSS Ground Inspection Non-Pole Backlog | EPSS Ground Inspection Non-Pole Backlog | EPSS,Ground Inspection, | EPSS Ground Inspection | EPSS Ground Inspection | EPSS,Aerial Inspection, | EPSS Aerial Inspection | EPSS Aerial Inspection |  |  |  | , | FALSE
SAN LUIS OBISPO 1107V60 | EPSS | EPSS | EPSS | [14 empty] | Aerial Inspection |  | Ground Inspection |  | Non-Pole Backlog | [5 empty] | Down Conductor Detection (DCD) | [11 empty] | EPSS,Non-Pole Backlog,Down Conductor Detection (DCD), | EPSS Non-Pole Backlog Down Conductor Detection (DCD) | EPSS Non-Pole Backlog Down Conductor Detection (DCD) | EPSS,Ground Inspection, | EPSS Ground Inspection | EPSS Ground Inspection | EPSS,Aerial Inspection, | EPSS Aerial Inspection | EPSS Aerial Inspection |  |  |  | , | FALSE
SAND CREEK 110397354 | EPSS | EPSS | EPSS | [14 empty] | Aerial Inspection |  | Ground Inspection | Ground Inspection | Non-Pole Backlog | [5 empty] | Down Conductor Detection (DCD) | [11 empty] | EPSS,Non-Pole Backlog,Down Conductor Detection (DCD), | EPSS Non-Pole Backlog Down Conductor Detection (DCD) | EPSS Non-Pole Backlog Down Conductor Detection (DCD) | EPSS,Ground Inspection, | EPSS Ground Inspection | EPSS Ground Inspection | EPSS,Aerial Inspection,Ground Inspection, | EPSS Aerial Inspection Ground Inspection | EPSS Aerial Inspection Ground Inspection |  |  |  | , | FALSE
WILLOW CREEK 11035012 | EPSS | EPSS | EPSS | [8 empty] | Expulsion Fuse Replacement |  |  |  |  | Aerial Inspection |  | Ground Inspection |  |  | Non-Pole Backlog | Non-Pole Backlog | Non-Pole Backlog |  |  |  | Down Conductor Detection (DCD) | [11 empty] | EPSS,Ground Inspection,Non-Pole Backlog,Down Conductor Detection (DCD), | EPSS Ground Inspection Non-Pole Backlog Down Conductor Detection (DCD) | EPSS Ground Inspection Non-Pole Backlog Down Conductor Detection (DCD) | EPSS,Aerial Inspection,Non-Pole Backlog, | EPSS Aerial Inspection Non-Pole Backlog | EPSS Aerial Inspection Non-Pole Backlog | EPSS,Expulsion Fuse Replacement,Non-Pole Backlog, | EPSS Expulsion Fuse Replacement Non-Pole Backlog | EPSS Expulsion Fuse Replacement Non-Pole Backlog |  |  |  | , | FALSE
WHITMORE 110145262 | EPSS | EPSS | EPSS | [6 empty] | Expulsion Fuse Replacement | Expulsion Fuse Replacement | [5 empty] | Aerial Inspection | Aerial Inspection | Ground Inspection | Ground Inspection | Ground Inspection | Non-Pole Backlog | [5 empty] | Down Conductor Detection (DCD) | [11 empty] | EPSS,Expulsion Fuse Replacement,Ground Inspection,Non-Pole Backlog,Down Conductor Detection (DCD), | EPSS Expulsion Fuse Replacement Ground Inspection Non-Pole Backlog Down Conductor Detection (DCD) | EPSS Expulsion Fuse Replacement Ground Inspection Non-Pole Backlog Down Conductor Detection (DCD) | EPSS,Expulsion Fuse Replacement,Aerial Inspection,Ground Inspection, | EPSS Expulsion Fuse Replacement Aerial Inspection Ground Inspection | EPSS Expulsion Fuse Replacement Aerial Inspection Ground Inspection | EPSS,Aerial Inspection,Ground Inspection, | EPSS Aerial Inspection Ground Inspection | EPSS Aerial Inspection Ground Inspection |  | Line Removal |  | ,Line Removal, | Line Removal | Line Removal
VOLTA 110149742 | EPSS | EPSS | EPSS | [13 empty] | Aerial Inspection |  | Ground Inspection |  |  | Non-Pole Backlog | [5 empty] | Down Conductor Detection (DCD) |  |  | Line Sensors | [8 empty] | EPSS,Ground Inspection,Non-Pole Backlog,Down Conductor Detection (DCD),Line Sensors, | EPSS Ground Inspection Non-Pole Backlog Down Conductor Detection (DCD) Line Sensors | EPSS Ground Inspection Non-Pole Backlog Down Conductor Detection (DCD) Line Sensors | EPSS,Aerial Inspection, | EPSS Aerial Inspection | EPSS Aerial Inspection | EPSS, | EPSS | EPSS |  |  | Overhead Hardening | ,Overhead Hardening, | Overhead Hardening | Overhead Hardening
OTTER 1101440 | EPSS | EPSS | EPSS | [13 empty] | Aerial Inspection | Aerial Inspection | Ground Inspection | Ground Inspection |  | Non-Pole Backlog | Non-Pole Backlog | [5 empty] | Down Conductor Detection (DCD) | [10 empty] | EPSS,Ground Inspection,Non-Pole Backlog, | EPSS Ground Inspection Non-Pole Backlog | EPSS Ground Inspection Non-Pole Backlog | EPSS,Aerial Inspection,Ground Inspection,Non-Pole Backlog,Down Conductor Detection (DCD), | EPSS Aerial Inspection Ground Inspection Non-Pole Backlog Down Conductor Detection (DCD) | EPSS Aerial Inspection Ground Inspection Non-Pole Backlog Down Conductor Detection (DCD) | EPSS,Aerial Inspection, | EPSS Aerial Inspection | EPSS Aerial Inspection |  |  |  | , | FALSE
SOLEDAD 2102304826 | EPSS | EPSS | EPSS | [13 empty] | Aerial Inspection | Aerial Inspection | Ground Inspection | Ground Inspection | Ground Inspection | Non-Pole Backlog | [6 empty] | Down Conductor Detection (DCD) | [10 empty] | EPSS,Ground Inspection,Non-Pole Backlog, | EPSS Ground Inspection Non-Pole Backlog | EPSS Ground Inspection Non-Pole Backlog | EPSS,Aerial Inspection,Ground Inspection,Down Conductor Detection (DCD), | EPSS Aerial Inspection Ground Inspection Down Conductor Detection (DCD) | EPSS Aerial Inspection Ground Inspection Down Conductor Detection (DCD) | EPSS,Aerial Inspection,Ground Inspection, | EPSS Aerial Inspection Ground Inspection | EPSS Aerial Inspection Ground Inspection |  |  |  | , | FALSE
COARSEGOLD 2104CB | EPSS | EPSS | EPSS | [14 empty] | Aerial Inspection |  | Ground Inspection | [19 empty] | EPSS, | EPSS | EPSS | EPSS,Ground Inspection, | EPSS Ground Inspection | EPSS Ground Inspection | EPSS,Aerial Inspection, | EPSS Aerial Inspection | EPSS Aerial Inspection |  |  | Overhead Hardening | ,Overhead Hardening, | Overhead Hardening | Overhead Hardening
BRIDGEVILLE 1102353222 | EPSS | EPSS | EPSS | [6 empty] | Expulsion Fuse Replacement | Expulsion Fuse Replacement | [5 empty] | Aerial Inspection | Aerial Inspection | Ground Inspection | Ground Inspection |  | Non-Pole Backlog | [6 empty] | Down Conductor Detection (DCD) | [10 empty] | EPSS,Expulsion Fuse Replacement,Ground Inspection,Non-Pole Backlog, | EPSS Expulsion Fuse Replacement Ground Inspection Non-Pole Backlog | EPSS Expulsion Fuse Replacement Ground Inspection Non-Pole Backlog | EPSS,Expulsion Fuse Replacement,Aerial Inspection,Ground Inspection,Down Conductor Detection (DCD), | EPSS Expulsion Fuse Replacement Aerial Inspection Ground Inspection Down Conductor Detection (DCD) | EPSS Expulsion Fuse Replacement Aerial Inspection Ground Inspection Down Conductor Detection (DCD) | EPSS,Aerial Inspection, | EPSS Aerial Inspection | EPSS Aerial Inspection |  |  |  | , | FALSE
LUCERNE 11031663 | EPSS | EPSS | EPSS | [13 empty] | Aerial Inspection | Aerial Inspection | Ground Inspection | Ground Inspection | [7 empty] | Down Conductor Detection (DCD) | [11 empty] | EPSS,Ground Inspection,Down Conductor Detection (DCD), | EPSS Ground Inspection Down Conductor Detection (DCD) | EPSS Ground Inspection Down Conductor Detection (DCD) | EPSS,Aerial Inspection,Ground Inspection, | EPSS Aerial Inspection Ground Inspection | EPSS Aerial Inspection Ground Inspection | EPSS,Aerial Inspection, | EPSS Aerial Inspection | EPSS Aerial Inspection |  |  |  | , | FALSE
FULTON 11024522 | EPSS | EPSS | EPSS | [6 empty] | Expulsion Fuse Replacement | [7 empty] | Aerial Inspection |  | Ground Inspection | Ground Inspection | Non-Pole Backlog | [5 empty] | Down Conductor Detection (DCD) | [11 empty] | EPSS,Expulsion Fuse Replacement,Non-Pole Backlog,Down Conductor Detection (DCD), | EPSS Expulsion Fuse Replacement Non-Pole Backlog Down Conductor Detection (DCD) | EPSS Expulsion Fuse Replacement Non-Pole Backlog Down Conductor Detection (DCD) | EPSS,Ground Inspection, | EPSS Ground Inspection | EPSS Ground Inspection | EPSS,Aerial Inspection,Ground Inspection, | EPSS Aerial Inspection Ground Inspection | EPSS Aerial Inspection Ground Inspection |  |  |  | , | FALSE
DUNBAR 1101904852 | EPSS | EPSS | EPSS | [13 empty] | Aerial Inspection | Aerial Inspection | Ground Inspection | Ground Inspection |  | Non-Pole Backlog | [17 empty] | EPSS,Ground Inspection,Non-Pole Backlog, | EPSS Ground Inspection Non-Pole Backlog | EPSS Ground Inspection Non-Pole Backlog | EPSS,Aerial Inspection,Ground Inspection, | EPSS Aerial Inspection Ground Inspection | EPSS Aerial Inspection Ground Inspection | EPSS,Aerial Inspection, | EPSS Aerial Inspection | EPSS Aerial Inspection |  |  |  | , | FALSE
EL DORADO PH 2101887684 | EPSS | EPSS | EPSS | [13 empty] | Aerial Inspection |  | Ground Inspection | Ground Inspection |  | Non-Pole Backlog | [5 empty] | Down Conductor Detection (DCD) |  |  | Line Sensors | [8 empty] | EPSS,Ground Inspection,Non-Pole Backlog,Down Conductor Detection (DCD),Line Sensors, | EPSS Ground Inspection Non-Pole Backlog Down Conductor Detection (DCD) Line Sensors | EPSS Ground Inspection Non-Pole Backlog Down Conductor Detection (DCD) Line Sensors | EPSS,Aerial Inspection,Ground Inspection, | EPSS Aerial Inspection Ground Inspection | EPSS Aerial Inspection Ground Inspection | EPSS, | EPSS | EPSS |  |  |  | , | FALSE
CURTIS 17058170 | EPSS | EPSS | EPSS | [13 empty] | Aerial Inspection | Aerial Inspection | Ground Inspection | Ground Inspection | Ground Inspection | Non-Pole Backlog |  | Non-Pole Backlog |  |  |  |  | Down Conductor Detection (DCD) |  |  |  |  | Line Removal | [5 empty] | EPSS,Ground Inspection,Non-Pole Backlog,Line Removal, | EPSS Ground Inspection Non-Pole Backlog Line Removal | EPSS Ground Inspection Non-Pole Backlog Line Removal | EPSS,Aerial Inspection,Ground Inspection,Down Conductor Detection (DCD), | EPSS Aerial Inspection Ground Inspection Down Conductor Detection (DCD) | EPSS Aerial Inspection Ground Inspection Down Conductor Detection (DCD) | EPSS,Aerial Inspection,Ground Inspection,Non-Pole Backlog, | EPSS Aerial Inspection Ground Inspection Non-Pole Backlog | EPSS Aerial Inspection Ground Inspection Non-Pole Backlog |  |  |  | , | FALSE
SALT SPRINGS 210117012 | EPSS | EPSS | EPSS | [8 empty] | Expulsion Fuse Replacement | Surge Arrestor Replacement |  |  |  | Aerial Inspection | Aerial Inspection | Ground Inspection | Ground Inspection |  | Non-Pole Backlog | [17 empty] | EPSS,Surge Arrestor Replacement,Ground Inspection,Non-Pole Backlog, | EPSS Surge Arrestor Replacement Ground Inspection Non-Pole Backlog | EPSS Surge Arrestor Replacement Ground Inspection Non-Pole Backlog | EPSS,Aerial Inspection,Ground Inspection, | EPSS Aerial Inspection Ground Inspection | EPSS Aerial Inspection Ground Inspection | EPSS,Expulsion Fuse Replacement,Aerial Inspection, | EPSS Expulsion Fuse Replacement Aerial Inspection | EPSS Expulsion Fuse Replacement Aerial Inspection |  |  |  | , | FALSE
GARCIA 0401666 | EPSS | EPSS | EPSS | [6 empty] | Expulsion Fuse Replacement | [7 empty] | Aerial Inspection |  | Ground Inspection | [8 empty] | Down Conductor Detection (DCD) | [10 empty] | EPSS,Expulsion Fuse Replacement, | EPSS Expulsion Fuse Replacement | EPSS Expulsion Fuse Replacement | EPSS,Ground Inspection,Down Conductor Detection (DCD), | EPSS Ground Inspection Down Conductor Detection (DCD) | EPSS Ground Inspection Down Conductor Detection (DCD) | EPSS,Aerial Inspection, | EPSS Aerial Inspection | EPSS Aerial Inspection |  |  |  | , | FALSE
CABRILLO 1104Y24 | EPSS | EPSS | EPSS | [6 empty] | Expulsion Fuse Replacement | [7 empty] | Aerial Inspection |  | Ground Inspection | Ground Inspection | Non-Pole Backlog | [5 empty] | Down Conductor Detection (DCD) | [5 empty] | Line Removal | [5 empty] | EPSS,Expulsion Fuse Replacement,Non-Pole Backlog,Down Conductor Detection (DCD),Line Removal, | EPSS Expulsion Fuse Replacement Non-Pole Backlog Down Conductor Detection (DCD) Line Removal | EPSS Expulsion Fuse Replacement Non-Pole Backlog Down Conductor Detection (DCD) Line Removal | EPSS,Ground Inspection, | EPSS Ground Inspection | EPSS Ground Inspection | EPSS,Aerial Inspection,Ground Inspection, | EPSS Aerial Inspection Ground Inspection | EPSS Aerial Inspection Ground Inspection |  |  |  | , | FALSE
OLETA 1102CB | EPSS | EPSS | EPSS | [17 empty] | Ground Inspection | Non-Pole Backlog | [17 empty] | EPSS,Non-Pole Backlog, | EPSS Non-Pole Backlog | EPSS Non-Pole Backlog | EPSS, | EPSS | EPSS | EPSS,Ground Inspection, | EPSS Ground Inspection | EPSS Ground Inspection |  |  |  | , | FALSE
OAKLAND X 1106950688 | EPSS | EPSS | EPSS | [7 empty] | Expulsion Fuse Replacement | Expulsion Fuse Replacement |  |  |  |  | Aerial Inspection | Aerial Inspection | Ground Inspection | Ground Inspection |  | Non-Pole Backlog | Non-Pole Backlog | [5 empty] | Down Conductor Detection (DCD) | [10 empty] | EPSS,Ground Inspection,Non-Pole Backlog, | EPSS Ground Inspection Non-Pole Backlog | EPSS Ground Inspection Non-Pole Backlog | EPSS,Expulsion Fuse Replacement,Aerial Inspection,Ground Inspection,Non-Pole Backlog,Down Conductor Detection (DCD), | EPSS Expulsion Fuse Replacement Aerial Inspection Ground Inspection Non-Pole Backlog Down Conductor Detection (DCD) | EPSS Expulsion Fuse Replacement Aerial Inspection Ground Inspection Non-Pole Backlog Down Conductor Detection (DCD) | EPSS,Expulsion Fuse Replacement,Aerial Inspection, | EPSS Expulsion Fuse Replacement Aerial Inspection | EPSS Expulsion Fuse Replacement Aerial Inspection |  |  |  | , | FALSE
PUTAH CREEK 110246012 | EPSS | EPSS | EPSS | [14 empty] | Aerial Inspection | Ground Inspection | Ground Inspection |  | Non-Pole Backlog | [5 empty] | Down Conductor Detection (DCD) | [11 empty] | EPSS,Ground Inspection,Non-Pole Backlog,Down Conductor Detection (DCD), | EPSS Ground Inspection Non-Pole Backlog Down Conductor Detection (DCD) | EPSS Ground Inspection Non-Pole Backlog Down Conductor Detection (DCD) | EPSS,Ground Inspection, | EPSS Ground Inspection | EPSS Ground Inspection | EPSS,Aerial Inspection, | EPSS Aerial Inspection | EPSS Aerial Inspection |  |  | Overhead Hardening | ,Overhead Hardening, | Overhead Hardening | Overhead Hardening
JESSUP 110194468 | EPSS | EPSS | EPSS | [6 empty] | Expulsion Fuse Replacement | [6 empty] | Aerial Inspection |  | Ground Inspection | [8 empty] | Down Conductor Detection (DCD) | [11 empty] | EPSS,Expulsion Fuse Replacement,Ground Inspection,Down Conductor Detection (DCD), | EPSS Expulsion Fuse Replacement Ground Inspection Down Conductor Detection (DCD) | EPSS Expulsion Fuse Replacement Ground Inspection Down Conductor Detection (DCD) | EPSS,Aerial Inspection, | EPSS Aerial Inspection | EPSS Aerial Inspection | EPSS, | EPSS | EPSS |  |  |  | , | FALSE
MONTE RIO 1113539938 | EPSS | EPSS | EPSS | [7 empty] | Expulsion Fuse Replacement | [6 empty] | Aerial Inspection |  | Ground Inspection | Ground Inspection | Non-Pole Backlog | [5 empty] | Down Conductor Detection (DCD) | [11 empty] | EPSS,Non-Pole Backlog,Down Conductor Detection (DCD), | EPSS Non-Pole Backlog Down Conductor Detection (DCD) | EPSS Non-Pole Backlog Down Conductor Detection (DCD) | EPSS,Expulsion Fuse Replacement,Ground Inspection, | EPSS Expulsion Fuse Replacement Ground Inspection | EPSS Expulsion Fuse Replacement Ground Inspection | EPSS,Aerial Inspection,Ground Inspection, | EPSS Aerial Inspection Ground Inspection | EPSS Aerial Inspection Ground Inspection |  |  |  | , | FALSE
LOGAN CREEK 2199CB | EPSS | EPSS | EPSS | [36 empty] | EPSS, | EPSS | EPSS | EPSS, | EPSS | EPSS | EPSS, | EPSS | EPSS |  |  |  | , | FALSE
DEL MONTE 21042624 | EPSS | EPSS | EPSS | [6 empty] | Expulsion Fuse Replacement | Expulsion Fuse Replacement | [5 empty] | Aerial Inspection | Aerial Inspection | Ground Inspection | Ground Inspection | Ground Inspection | Non-Pole Backlog | Non-Pole Backlog | Non-Pole Backlog | [15 empty] | EPSS,Expulsion Fuse Replacement,Ground Inspection,Non-Pole Backlog, | EPSS Expulsion Fuse Replacement Ground Inspection Non-Pole Backlog | EPSS Expulsion Fuse Replacement Ground Inspection Non-Pole Backlog | EPSS,Expulsion Fuse Replacement,Aerial Inspection,Ground Inspection,Non-Pole Backlog, | EPSS Expulsion Fuse Replacement Aerial Inspection Ground Inspection Non-Pole Backlog | EPSS Expulsion Fuse Replacement Aerial Inspection Ground Inspection Non-Pole Backlog | EPSS,Aerial Inspection,Ground Inspection,Non-Pole Backlog, | EPSS Aerial Inspection Ground Inspection Non-Pole Backlog | EPSS Aerial Inspection Ground Inspection Non-Pole Backlog |  |  |  | , | FALSE
CARLOTTA 112144150 | EPSS | EPSS | EPSS | [13 empty] | Aerial Inspection |  | Ground Inspection |  |  | Non-Pole Backlog | [17 empty] | EPSS,Ground Inspection,Non-Pole Backlog, | EPSS Ground Inspection Non-Pole Backlog | EPSS Ground Inspection Non-Pole Backlog | EPSS,Aerial Inspection, | EPSS Aerial Inspection | EPSS Aerial Inspection | EPSS, | EPSS | EPSS |  |  |  | , | FALSE
VOLTA 11021502 | EPSS | EPSS | EPSS | [14 empty] | Aerial Inspection |  | Ground Inspection | Ground Inspection | [6 empty] | Down Conductor Detection (DCD) | [11 empty] | EPSS,Down Conductor Detection (DCD), | EPSS Down Conductor Detection (DCD) | EPSS Down Conductor Detection (DCD) | EPSS,Ground Inspection, | EPSS Ground Inspection | EPSS Ground Inspection | EPSS,Aerial Inspection,Ground Inspection, | EPSS Aerial Inspection Ground Inspection | EPSS Aerial Inspection Ground Inspection |  |  |  | , | FALSE
CAMP EVERS 21035402 | EPSS | EPSS | EPSS | [8 empty] | Expulsion Fuse Replacement | [5 empty] | Aerial Inspection |  | Ground Inspection | Ground Inspection | Non-Pole Backlog | Non-Pole Backlog | [16 empty] | EPSS,Non-Pole Backlog, | EPSS Non-Pole Backlog | EPSS Non-Pole Backlog | EPSS,Ground Inspection,Non-Pole Backlog, | EPSS Ground Inspection Non-Pole Backlog | EPSS Ground Inspection Non-Pole Backlog | EPSS,Expulsion Fuse Replacement,Aerial Inspection,Ground Inspection, | EPSS Expulsion Fuse Replacement Aerial Inspection Ground Inspection | EPSS Expulsion Fuse Replacement Aerial Inspection Ground Inspection |  |  |  | , | FALSE
PAUL SWEET 2109634576 | EPSS | EPSS | EPSS | [8 empty] | Expulsion Fuse Replacement | [5 empty] | Aerial Inspection |  | Ground Inspection | Ground Inspection | [18 empty] | EPSS, | EPSS | EPSS | EPSS,Ground Inspection, | EPSS Ground Inspection | EPSS Ground Inspection | EPSS,Expulsion Fuse Replacement,Aerial Inspection,Ground Inspection, | EPSS Expulsion Fuse Replacement Aerial Inspection Ground Inspection | EPSS Expulsion Fuse Replacement Aerial Inspection Ground Inspection |  |  |  | , | FALSE
OAKLAND X 1106735592 | EPSS | EPSS | EPSS | [8 empty] | Expulsion Fuse Replacement |  |  |  |  | Aerial Inspection | Aerial Inspection | Ground Inspection | Ground Inspection | Ground Inspection | Non-Pole Backlog | Non-Pole Backlog | [16 empty] | EPSS,Ground Inspection,Non-Pole Backlog, | EPSS Ground Inspection Non-Pole Backlog | EPSS Ground Inspection Non-Pole Backlog | EPSS,Aerial Inspection,Ground Inspection,Non-Pole Backlog, | EPSS Aerial Inspection Ground Inspection Non-Pole Backlog | EPSS Aerial Inspection Ground Inspection Non-Pole Backlog | EPSS,Expulsion Fuse Replacement,Aerial Inspection,Ground Inspection, | EPSS Expulsion Fuse Replacement Aerial Inspection Ground Inspection | EPSS Expulsion Fuse Replacement Aerial Inspection Ground Inspection |  |  |  | , | FALSE
UPPER LAKE 1101861806 | EPSS | EPSS | EPSS | [6 empty] | Expulsion Fuse Replacement | [7 empty] | Aerial Inspection |  | Ground Inspection | [19 empty] | EPSS,Expulsion Fuse Replacement, | EPSS Expulsion Fuse Replacement | EPSS Expulsion Fuse Replacement | EPSS,Ground Inspection, | EPSS Ground Inspection | EPSS Ground Inspection | EPSS,Aerial Inspection, | EPSS Aerial Inspection | EPSS Aerial Inspection |  |  |  | , | FALSE
HALF MOON BAY 11028848 | EPSS | EPSS | EPSS | [7 empty] | Expulsion Fuse Replacement | [6 empty] | Aerial Inspection |  | Ground Inspection | Ground Inspection | Non-Pole Backlog | [17 empty] | EPSS,Non-Pole Backlog, | EPSS Non-Pole Backlog | EPSS Non-Pole Backlog | EPSS,Expulsion Fuse Replacement,Ground Inspection, | EPSS Expulsion Fuse Replacement Ground Inspection | EPSS Expulsion Fuse Replacement Ground Inspection | EPSS,Aerial Inspection,Ground Inspection, | EPSS Aerial Inspection Ground Inspection | EPSS Aerial Inspection Ground Inspection |  |  |  | , | FALSE
WISE 1102CB | EPSS | EPSS | EPSS | [7 empty] | Expulsion Fuse Replacement | [5 empty] | Aerial Inspection | Aerial Inspection | Ground Inspection | Ground Inspection |  | Non-Pole Backlog | [14 empty] | Pole Backlog |  |  | EPSS,Ground Inspection,Non-Pole Backlog,Pole Backlog, | EPSS Ground Inspection Non-Pole Backlog Pole Backlog | EPSS Ground Inspection Non-Pole Backlog Pole Backlog | EPSS,Expulsion Fuse Replacement,Aerial Inspection,Ground Inspection, | EPSS Expulsion Fuse Replacement Aerial Inspection Ground Inspection | EPSS Expulsion Fuse Replacement Aerial Inspection Ground Inspection | EPSS,Aerial Inspection, | EPSS Aerial Inspection | EPSS Aerial Inspection |  |  |  | , | FALSE
AUBERRY 1102R902 | EPSS | EPSS | EPSS | [9 empty] | Surge Arrestor Replacement |  |  |  | Aerial Inspection |  | Ground Inspection | [8 empty] | Down Conductor Detection (DCD) | [11 empty] | EPSS,Surge Arrestor Replacement,Ground Inspection,Down Conductor Detection (DCD), | EPSS Surge Arrestor Replacement Ground Inspection Down Conductor Detection (DCD) | EPSS Surge Arrestor Replacement Ground Inspection Down Conductor Detection (DCD) | EPSS,Aerial Inspection, | EPSS Aerial Inspection | EPSS Aerial Inspection | EPSS, | EPSS | EPSS |  |  |  | , | FALSE
PENNGROVE 1101170 | EPSS | EPSS | EPSS | [7 empty] | Expulsion Fuse Replacement | [5 empty] | Aerial Inspection | Aerial Inspection | Ground Inspection | Ground Inspection | [7 empty] | Down Conductor Detection (DCD) | [11 empty] | EPSS,Ground Inspection,Down Conductor Detection (DCD), | EPSS Ground Inspection Down Conductor Detection (DCD) | EPSS Ground Inspection Down Conductor Detection (DCD) | EPSS,Expulsion Fuse Replacement,Aerial Inspection,Ground Inspection, | EPSS Expulsion Fuse Replacement Aerial Inspection Ground Inspection | EPSS Expulsion Fuse Replacement Aerial Inspection Ground Inspection | EPSS,Aerial Inspection, | EPSS Aerial Inspection | EPSS Aerial Inspection |  |  |  | , | FALSE
FITCH MOUNTAIN 1113775992 | EPSS | EPSS | EPSS | [6 empty] | Expulsion Fuse Replacement | [6 empty] | Aerial Inspection | Aerial Inspection | Ground Inspection | Ground Inspection | Ground Inspection | [7 empty] | Down Conductor Detection (DCD) | [10 empty] | EPSS,Expulsion Fuse Replacement,Ground Inspection, | EPSS Expulsion Fuse Replacement Ground Inspection | EPSS Expulsion Fuse Replacement Ground Inspection | EPSS,Aerial Inspection,Ground Inspection,Down Conductor Detection (DCD), | EPSS Aerial Inspection Ground Inspection Down Conductor Detection (DCD) | EPSS Aerial Inspection Ground Inspection Down Conductor Detection (DCD) | EPSS,Aerial Inspection,Ground Inspection, | EPSS Aerial Inspection Ground Inspection | EPSS Aerial Inspection Ground Inspection |  |  |  | , | FALSE
JESSUP 110276068 | EPSS | EPSS | EPSS | [13 empty] | Aerial Inspection | Aerial Inspection | Ground Inspection | Ground Inspection | Ground Inspection | Non-Pole Backlog | [5 empty] | Down Conductor Detection (DCD) | [11 empty] | EPSS,Ground Inspection,Non-Pole Backlog,Down Conductor Detection (DCD), | EPSS Ground Inspection Non-Pole Backlog Down Conductor Detection (DCD) | EPSS Ground Inspection Non-Pole Backlog Down Conductor Detection (DCD) | EPSS,Aerial Inspection,Ground Inspection, | EPSS Aerial Inspection Ground Inspection | EPSS Aerial Inspection Ground Inspection | EPSS,Aerial Inspection,Ground Inspection, | EPSS Aerial Inspection Ground Inspection | EPSS Aerial Inspection Ground Inspection |  | Line Removal |  | ,Line Removal, | Line Removal | Line Removal
SAN LUIS OBISPO 1104350030 | EPSS | EPSS | EPSS | [13 empty] | Aerial Inspection | Aerial Inspection | Ground Inspection | Ground Inspection | Ground Inspection | Non-Pole Backlog | [6 empty] | Down Conductor Detection (DCD) | [10 empty] | EPSS,Ground Inspection,Non-Pole Backlog, | EPSS Ground Inspection Non-Pole Backlog | EPSS Ground Inspection Non-Pole Backlog | EPSS,Aerial Inspection,Ground Inspection,Down Conductor Detection (DCD), | EPSS Aerial Inspection Ground Inspection Down Conductor Detection (DCD) | EPSS Aerial Inspection Ground Inspection Down Conductor Detection (DCD) | EPSS,Aerial Inspection,Ground Inspection, | EPSS Aerial Inspection Ground Inspection | EPSS Aerial Inspection Ground Inspection |  |  |  | , | FALSE
OLETA 1101994386 | EPSS | EPSS | EPSS | [17 empty] | Ground Inspection | [6 empty] | Down Conductor Detection (DCD) | [11 empty] | EPSS,Down Conductor Detection (DCD), | EPSS Down Conductor Detection (DCD) | EPSS Down Conductor Detection (DCD) | EPSS, | EPSS | EPSS | EPSS,Ground Inspection, | EPSS Ground Inspection | EPSS Ground Inspection |  |  |  | , | FALSE
GUALALA 1111887180 | EPSS | EPSS | EPSS | [7 empty] | Expulsion Fuse Replacement | Expulsion Fuse Replacement |  |  |  |  | Aerial Inspection | Aerial Inspection | Ground Inspection | Ground Inspection |  | Non-Pole Backlog | [17 empty] | EPSS,Ground Inspection,Non-Pole Backlog, | EPSS Ground Inspection Non-Pole Backlog | EPSS Ground Inspection Non-Pole Backlog | EPSS,Expulsion Fuse Replacement,Aerial Inspection,Ground Inspection, | EPSS Expulsion Fuse Replacement Aerial Inspection Ground Inspection | EPSS Expulsion Fuse Replacement Aerial Inspection Ground Inspection | EPSS,Expulsion Fuse Replacement,Aerial Inspection, | EPSS Expulsion Fuse Replacement Aerial Inspection | EPSS Expulsion Fuse Replacement Aerial Inspection |  |  |  | , | FALSE
OCEANO 1104Q12 | EPSS | EPSS | EPSS | [6 empty] | Expulsion Fuse Replacement | [6 empty] | Aerial Inspection | Aerial Inspection | Ground Inspection | Ground Inspection | Ground Inspection | Non-Pole Backlog | [5 empty] | Down Conductor Detection (DCD) | [11 empty] | EPSS,Expulsion Fuse Replacement,Ground Inspection,Non-Pole Backlog,Down Conductor Detection (DCD), | EPSS Expulsion Fuse Replacement Ground Inspection Non-Pole Backlog Down Conductor Detection (DCD) | EPSS Expulsion Fuse Replacement Ground Inspection Non-Pole Backlog Down Conductor Detection (DCD) | EPSS,Aerial Inspection,Ground Inspection, | EPSS Aerial Inspection Ground Inspection | EPSS Aerial Inspection Ground Inspection | EPSS,Aerial Inspection,Ground Inspection, | EPSS Aerial Inspection Ground Inspection | EPSS Aerial Inspection Ground Inspection |  |  |  | , | FALSE
TEMPLETON 2113175566 | EPSS | EPSS | EPSS | [6 empty] | Expulsion Fuse Replacement | [5 empty] | Aerial Inspection | Aerial Inspection | Aerial Inspection | Ground Inspection | Ground Inspection |  | Non-Pole Backlog | [17 empty] | EPSS,Expulsion Fuse Replacement,Aerial Inspection,Ground Inspection,Non-Pole Backlog, | EPSS Expulsion Fuse Replacement Aerial Inspection Ground Inspection Non-Pole Backlog | EPSS Expulsion Fuse Replacement Aerial Inspection Ground Inspection Non-Pole Backlog | EPSS,Aerial Inspection,Ground Inspection, | EPSS Aerial Inspection Ground Inspection | EPSS Aerial Inspection Ground Inspection | EPSS,Aerial Inspection, | EPSS Aerial Inspection | EPSS Aerial Inspection |  |  |  | , | FALSE
HICKS 1116733078 | EPSS | EPSS | EPSS | [14 empty] | Aerial Inspection |  | Ground Inspection | Ground Inspection | [8 empty] | Down Conductor Detection (DCD) | [9 empty] | EPSS, | EPSS | EPSS | EPSS,Ground Inspection, | EPSS Ground Inspection | EPSS Ground Inspection | EPSS,Aerial Inspection,Ground Inspection,Down Conductor Detection (DCD), | EPSS Aerial Inspection Ground Inspection Down Conductor Detection (DCD) | EPSS Aerial Inspection Ground Inspection Down Conductor Detection (DCD) |  |  |  | , | FALSE
ANDERSON 1101514412 | EPSS | EPSS | EPSS | [17 empty] | Ground Inspection | [18 empty] | EPSS, | EPSS | EPSS | EPSS, | EPSS | EPSS | EPSS,Ground Inspection, | EPSS Ground Inspection | EPSS Ground Inspection |  |  |  | , | FALSE
MENLO 1102560798 | EPSS | EPSS | EPSS | [6 empty] | Expulsion Fuse Replacement | Expulsion Fuse Replacement | [5 empty] | Aerial Inspection |  | Ground Inspection | [9 empty] | Down Conductor Detection (DCD) | [10 empty] | EPSS,Expulsion Fuse Replacement,Ground Inspection, | EPSS Expulsion Fuse Replacement Ground Inspection | EPSS Expulsion Fuse Replacement Ground Inspection | EPSS,Expulsion Fuse Replacement,Aerial Inspection,Down Conductor Detection (DCD), | EPSS Expulsion Fuse Replacement Aerial Inspection Down Conductor Detection (DCD) | EPSS Expulsion Fuse Replacement Aerial Inspection Down Conductor Detection (DCD) | EPSS, | EPSS | EPSS |  |  |  | , | FALSE
FORT BRAGG A 1102816 | EPSS | EPSS | EPSS | [8 empty] | Expulsion Fuse Replacement |  |  |  |  | Aerial Inspection |  | Ground Inspection |  |  | Non-Pole Backlog | [5 empty] | Down Conductor Detection (DCD) |  |  | Line Sensors | [5 empty] | Pole Backlog |  |  | EPSS,Ground Inspection,Non-Pole Backlog,Down Conductor Detection (DCD),Line Sensors,Pole Backlog, | EPSS Ground Inspection Non-Pole Backlog Down Conductor Detection (DCD) Line Sensors Pole Backlog | EPSS Ground Inspection Non-Pole Backlog Down Conductor Detection (DCD) Line Sensors Pole Backlog | EPSS,Aerial Inspection, | EPSS Aerial Inspection | EPSS Aerial Inspection | EPSS,Expulsion Fuse Replacement, | EPSS Expulsion Fuse Replacement | EPSS Expulsion Fuse Replacement |  |  |  | , | FALSE
GARBERVILLE 110237054 | EPSS | EPSS | EPSS | [7 empty] | Expulsion Fuse Replacement | [5 empty] | Aerial Inspection |  | Ground Inspection | [8 empty] | Down Conductor Detection (DCD) | [5 empty] | Line Removal | [5 empty] | EPSS,Ground Inspection,Down Conductor Detection (DCD),Line Removal, | EPSS Ground Inspection Down Conductor Detection (DCD) Line Removal | EPSS Ground Inspection Down Conductor Detection (DCD) Line Removal | EPSS,Expulsion Fuse Replacement,Aerial Inspection, | EPSS Expulsion Fuse Replacement Aerial Inspection | EPSS Expulsion Fuse Replacement Aerial Inspection | EPSS, | EPSS | EPSS |  |  |  | , | FALSE
SAN LUIS OBISPO 1107V18 | EPSS | EPSS | EPSS | [14 empty] | Aerial Inspection |  | Ground Inspection | Ground Inspection | Non-Pole Backlog | [5 empty] | Down Conductor Detection (DCD) | [11 empty] | EPSS,Non-Pole Backlog,Down Conductor Detection (DCD), | EPSS Non-Pole Backlog Down Conductor Detection (DCD) | EPSS Non-Pole Backlog Down Conductor Detection (DCD) | EPSS,Ground Inspection, | EPSS Ground Inspection | EPSS Ground Inspection | EPSS,Aerial Inspection,Ground Inspection, | EPSS Aerial Inspection Ground Inspection | EPSS Aerial Inspection Ground Inspection |  |  |  | , | FALSE
PEORIA 1705999 | EPSS | EPSS | EPSS | [6 empty] | Expulsion Fuse Replacement | [6 empty] | Aerial Inspection | Aerial Inspection | Ground Inspection | Ground Inspection | Ground Inspection | [6 empty] | Down Conductor Detection (DCD) | [11 empty] | EPSS,Expulsion Fuse Replacement,Ground Inspection,Down Conductor Detection (DCD), | EPSS Expulsion Fuse Replacement Ground Inspection Down Conductor Detection (DCD) | EPSS Expulsion Fuse Replacement Ground Inspection Down Conductor Detection (DCD) | EPSS,Aerial Inspection,Ground Inspection, | EPSS Aerial Inspection Ground Inspection | EPSS Aerial Inspection Ground Inspection | EPSS,Aerial Inspection,Ground Inspection, | EPSS Aerial Inspection Ground Inspection | EPSS Aerial Inspection Ground Inspection |  |  |  | , | FALSE
MIRABEL 1102334 | EPSS | EPSS | EPSS | [6 empty] | Expulsion Fuse Replacement | [6 empty] | Aerial Inspection | Aerial Inspection | Ground Inspection | Ground Inspection | Ground Inspection | Non-Pole Backlog | [6 empty] | Down Conductor Detection (DCD) | [10 empty] | EPSS,Expulsion Fuse Replacement,Ground Inspection,Non-Pole Backlog, | EPSS Expulsion Fuse Replacement Ground Inspection Non-Pole Backlog | EPSS Expulsion Fuse Replacement Ground Inspection Non-Pole Backlog | EPSS,Aerial Inspection,Ground Inspection,Down Conductor Detection (DCD), | EPSS Aerial Inspection Ground Inspection Down Conductor Detection (DCD) | EPSS Aerial Inspection Ground Inspection Down Conductor Detection (DCD) | EPSS,Aerial Inspection,Ground Inspection, | EPSS Aerial Inspection Ground Inspection | EPSS Aerial Inspection Ground Inspection |  |  |  | , | FALSE
VIEJO 22049540 | EPSS | EPSS | EPSS | [8 empty] | Expulsion Fuse Replacement |  |  |  |  | Aerial Inspection | Aerial Inspection | Ground Inspection | Ground Inspection | Ground Inspection | Non-Pole Backlog | Non-Pole Backlog | [7 empty] | Line Sensors | [8 empty] | EPSS,Ground Inspection,Non-Pole Backlog,Line Sensors, | EPSS Ground Inspection Non-Pole Backlog Line Sensors | EPSS Ground Inspection Non-Pole Backlog Line Sensors | EPSS,Aerial Inspection,Ground Inspection,Non-Pole Backlog, | EPSS Aerial Inspection Ground Inspection Non-Pole Backlog | EPSS Aerial Inspection Ground Inspection Non-Pole Backlog | EPSS,Expulsion Fuse Replacement,Aerial Inspection,Ground Inspection, | EPSS Expulsion Fuse Replacement Aerial Inspection Ground Inspection | EPSS Expulsion Fuse Replacement Aerial Inspection Ground Inspection |  |  |  | , | FALSE
BRUNSWICK 11038918 | EPSS | EPSS | EPSS | [7 empty] | Expulsion Fuse Replacement | [5 empty] | Aerial Inspection | Aerial Inspection | Ground Inspection | Ground Inspection | [8 empty] | Down Conductor Detection (DCD) | [10 empty] | EPSS,Ground Inspection, | EPSS Ground Inspection | EPSS Ground Inspection | EPSS,Expulsion Fuse Replacement,Aerial Inspection,Ground Inspection,Down Conductor Detection (DCD), | EPSS Expulsion Fuse Replacement Aerial Inspection Ground Inspection Down Conductor Detection (DCD) | EPSS Expulsion Fuse Replacement Aerial Inspection Ground Inspection Down Conductor Detection (DCD) | EPSS,Aerial Inspection, | EPSS Aerial Inspection | EPSS Aerial Inspection |  |  |  | , | FALSE
CLARKSVILLE 2109CB | EPSS | EPSS | EPSS | [6 empty] | Expulsion Fuse Replacement | [6 empty] | Aerial Inspection | Aerial Inspection | Ground Inspection | Ground Inspection | Ground Inspection | [18 empty] | EPSS,Expulsion Fuse Replacement,Ground Inspection, | EPSS Expulsion Fuse Replacement Ground Inspection | EPSS Expulsion Fuse Replacement Ground Inspection | EPSS,Aerial Inspection,Ground Inspection, | EPSS Aerial Inspection Ground Inspection | EPSS Aerial Inspection Ground Inspection | EPSS,Aerial Inspection,Ground Inspection, | EPSS Aerial Inspection Ground Inspection | EPSS Aerial Inspection Ground Inspection |  |  |  | , | FALSE
RESERVATION ROAD 110222136 | EPSS | EPSS | EPSS | [14 empty] | Aerial Inspection |  | Ground Inspection | Ground Inspection | Non-Pole Backlog | [6 empty] | Down Conductor Detection (DCD) | [10 empty] | EPSS,Non-Pole Backlog, | EPSS Non-Pole Backlog | EPSS Non-Pole Backlog | EPSS,Ground Inspection,Down Conductor Detection (DCD), | EPSS Ground Inspection Down Conductor Detection (DCD) | EPSS Ground Inspection Down Conductor Detection (DCD) | EPSS,Aerial Inspection,Ground Inspection, | EPSS Aerial Inspection Ground Inspection | EPSS Aerial Inspection Ground Inspection |  |  |  | , | FALSE
MORAGA 1104N532R | EPSS | EPSS | EPSS | [13 empty] | Aerial Inspection | Aerial Inspection | Ground Inspection | Ground Inspection | Ground Inspection | Non-Pole Backlog | [6 empty] | Down Conductor Detection (DCD) | [10 empty] | EPSS,Ground Inspection,Non-Pole Backlog, | EPSS Ground Inspection Non-Pole Backlog | EPSS Ground Inspection Non-Pole Backlog | EPSS,Aerial Inspection,Ground Inspection,Down Conductor Detection (DCD), | EPSS Aerial Inspection Ground Inspection Down Conductor Detection (DCD) | EPSS Aerial Inspection Ground Inspection Down Conductor Detection (DCD) | EPSS,Aerial Inspection,Ground Inspection, | EPSS Aerial Inspection Ground Inspection | EPSS Aerial Inspection Ground Inspection |  |  |  | , | FALSE
OCEANO 1104Q10 | EPSS | EPSS | EPSS | [6 empty] | Expulsion Fuse Replacement | [7 empty] | Aerial Inspection |  | Ground Inspection | Ground Inspection | Non-Pole Backlog |  | Non-Pole Backlog |  |  |  | Down Conductor Detection (DCD) | [8 empty] | Pole Backlog |  |  | EPSS,Expulsion Fuse Replacement,Non-Pole Backlog,Down Conductor Detection (DCD),Pole Backlog, | EPSS Expulsion Fuse Replacement Non-Pole Backlog Down Conductor Detection (DCD) Pole Backlog | EPSS Expulsion Fuse Replacement Non-Pole Backlog Down Conductor Detection (DCD) Pole Backlog | EPSS,Ground Inspection, | EPSS Ground Inspection | EPSS Ground Inspection | EPSS,Aerial Inspection,Ground Inspection,Non-Pole Backlog, | EPSS Aerial Inspection Ground Inspection Non-Pole Backlog | EPSS Aerial Inspection Ground Inspection Non-Pole Backlog |  |  |  | , | FALSE
SILVERADO 2105861266 | EPSS | EPSS | EPSS | [7 empty] | Expulsion Fuse Replacement | [5 empty] | Aerial Inspection | Aerial Inspection | Ground Inspection | Ground Inspection | Ground Inspection | Non-Pole Backlog | [17 empty] | EPSS,Ground Inspection,Non-Pole Backlog, | EPSS Ground Inspection Non-Pole Backlog | EPSS Ground Inspection Non-Pole Backlog | EPSS,Expulsion Fuse Replacement,Aerial Inspection,Ground Inspection, | EPSS Expulsion Fuse Replacement Aerial Inspection Ground Inspection | EPSS Expulsion Fuse Replacement Aerial Inspection Ground Inspection | EPSS,Aerial Inspection,Ground Inspection, | EPSS Aerial Inspection Ground Inspection | EPSS Aerial Inspection Ground Inspection |  |  |  | , | FALSE
SUMMIT 110147786 | EPSS | EPSS | EPSS | [6 empty] | Expulsion Fuse Replacement | Expulsion Fuse Replacement | [5 empty] | Aerial Inspection | Aerial Inspection | Ground Inspection | Ground Inspection | Ground Inspection | Non-Pole Backlog | [17 empty] | EPSS,Expulsion Fuse Replacement,Ground Inspection,Non-Pole Backlog, | EPSS Expulsion Fuse Replacement Ground Inspection Non-Pole Backlog | EPSS Expulsion Fuse Replacement Ground Inspection Non-Pole Backlog | EPSS,Expulsion Fuse Replacement,Aerial Inspection,Ground Inspection, | EPSS Expulsion Fuse Replacement Aerial Inspection Ground Inspection | EPSS Expulsion Fuse Replacement Aerial Inspection Ground Inspection | EPSS,Aerial Inspection,Ground Inspection, | EPSS Aerial Inspection Ground Inspection | EPSS Aerial Inspection Ground Inspection |  |  |  | , | FALSE
VOLTA 110297816 | EPSS | EPSS | EPSS | [14 empty] | Aerial Inspection |  | Ground Inspection | Ground Inspection | [6 empty] | Down Conductor Detection (DCD) | [11 empty] | EPSS,Down Conductor Detection (DCD), | EPSS Down Conductor Detection (DCD) | EPSS Down Conductor Detection (DCD) | EPSS,Ground Inspection, | EPSS Ground Inspection | EPSS Ground Inspection | EPSS,Aerial Inspection,Ground Inspection, | EPSS Aerial Inspection Ground Inspection | EPSS Aerial Inspection Ground Inspection |  |  |  | , | FALSE
FORT BRAGG A 1104529076 | EPSS | EPSS | EPSS | [8 empty] | Expulsion Fuse Replacement | [5 empty] | Aerial Inspection |  | Ground Inspection |  | Non-Pole Backlog | [6 empty] | Down Conductor Detection (DCD) |  | Line Sensors | [8 empty] | EPSS,Non-Pole Backlog,Line Sensors, | EPSS Non-Pole Backlog Line Sensors | EPSS Non-Pole Backlog Line Sensors | EPSS,Ground Inspection,Down Conductor Detection (DCD), | EPSS Ground Inspection Down Conductor Detection (DCD) | EPSS Ground Inspection Down Conductor Detection (DCD) | EPSS,Expulsion Fuse Replacement,Aerial Inspection, | EPSS Expulsion Fuse Replacement Aerial Inspection | EPSS Expulsion Fuse Replacement Aerial Inspection |  |  |  | , | FALSE
FLINT 1101958726 | EPSS | EPSS | EPSS | Undergrounding | Undergrounding | [5 empty] | Expulsion Fuse Replacement | [8 empty] | Ground Inspection | Ground Inspection | Non-Pole Backlog | [6 empty] | Down Conductor Detection (DCD) | [10 empty] | EPSS,Undergrounding,Non-Pole Backlog, | EPSS Undergrounding Non-Pole Backlog | EPSS Undergrounding Non-Pole Backlog | EPSS,Undergrounding,Expulsion Fuse Replacement,Ground Inspection,Down Conductor Detection (DCD), | EPSS Undergrounding Expulsion Fuse Replacement Ground Inspection Down Conductor Detection (DCD) | EPSS Undergrounding Expulsion Fuse Replacement Ground Inspection Down Conductor Detection (DCD) | EPSS,Ground Inspection, | EPSS Ground Inspection | EPSS Ground Inspection |  |  |  | , | FALSE
NORTH BRANCH 1101TS1115 | EPSS | EPSS | EPSS | [13 empty] | Aerial Inspection |  | Ground Inspection |  | Ground Inspection | Non-Pole Backlog | [5 empty] | Down Conductor Detection (DCD) | [8 empty] | Pole Backlog |  |  | EPSS,Ground Inspection,Non-Pole Backlog,Down Conductor Detection (DCD),Pole Backlog, | EPSS Ground Inspection Non-Pole Backlog Down Conductor Detection (DCD) Pole Backlog | EPSS Ground Inspection Non-Pole Backlog Down Conductor Detection (DCD) Pole Backlog | EPSS,Aerial Inspection, | EPSS Aerial Inspection | EPSS Aerial Inspection | EPSS,Ground Inspection, | EPSS Ground Inspection | EPSS Ground Inspection |  |  |  | , | FALSE
VIEJO 22029089 | EPSS | EPSS | EPSS | [14 empty] | Aerial Inspection |  | Ground Inspection | Ground Inspection | [9 empty] | Line Sensors | [8 empty] | EPSS,Line Sensors, | EPSS Line Sensors | EPSS Line Sensors | EPSS,Ground Inspection, | EPSS Ground Inspection | EPSS Ground Inspection | EPSS,Aerial Inspection,Ground Inspection, | EPSS Aerial Inspection Ground Inspection | EPSS Aerial Inspection Ground Inspection |  |  |  | , | FALSE
SAN RAFAEL 1104802 | EPSS | EPSS | EPSS | [6 empty] | Expulsion Fuse Replacement | Expulsion Fuse Replacement | [5 empty] | Aerial Inspection | Aerial Inspection | Ground Inspection | Ground Inspection | Ground Inspection | Non-Pole Backlog | Non-Pole Backlog | [5 empty] | Down Conductor Detection (DCD) | [10 empty] | EPSS,Expulsion Fuse Replacement,Ground Inspection,Non-Pole Backlog, | EPSS Expulsion Fuse Replacement Ground Inspection Non-Pole Backlog | EPSS Expulsion Fuse Replacement Ground Inspection Non-Pole Backlog | EPSS,Expulsion Fuse Replacement,Aerial Inspection,Ground Inspection,Non-Pole Backlog,Down Conductor Detection (DCD), | EPSS Expulsion Fuse Replacement Aerial Inspection Ground Inspection Non-Pole Backlog Down Conductor Detection (DCD) | EPSS Expulsion Fuse Replacement Aerial Inspection Ground Inspection Non-Pole Backlog Down Conductor Detection (DCD) | EPSS,Aerial Inspection,Ground Inspection, | EPSS Aerial Inspection Ground Inspection | EPSS Aerial Inspection Ground Inspection |  |  |  | , | FALSE
VACAVILLE 1104CB | EPSS | EPSS | EPSS | [13 empty] | Aerial Inspection | Aerial Inspection | Ground Inspection | Ground Inspection |  | Non-Pole Backlog | [17 empty] | EPSS,Ground Inspection,Non-Pole Backlog, | EPSS Ground Inspection Non-Pole Backlog | EPSS Ground Inspection Non-Pole Backlog | EPSS,Aerial Inspection,Ground Inspection, | EPSS Aerial Inspection Ground Inspection | EPSS Aerial Inspection Ground Inspection | EPSS,Aerial Inspection, | EPSS Aerial Inspection | EPSS Aerial Inspection |  |  |  | , | FALSE
DEL MONTE 21032000 | EPSS | EPSS | EPSS | [8 empty] | Expulsion Fuse Replacement |  |  |  |  | Aerial Inspection | Aerial Inspection | Ground Inspection | Ground Inspection |  | Non-Pole Backlog | [8 empty] | Line Sensors | [8 empty] | EPSS,Ground Inspection,Non-Pole Backlog,Line Sensors, | EPSS Ground Inspection Non-Pole Backlog Line Sensors | EPSS Ground Inspection Non-Pole Backlog Line Sensors | EPSS,Aerial Inspection,Ground Inspection, | EPSS Aerial Inspection Ground Inspection | EPSS Aerial Inspection Ground Inspection | EPSS,Expulsion Fuse Replacement,Aerial Inspection, | EPSS Expulsion Fuse Replacement Aerial Inspection | EPSS Expulsion Fuse Replacement Aerial Inspection |  |  |  | , | FALSE
SANTA NELLA 1104611232 | EPSS | EPSS | EPSS | [8 empty] | Expulsion Fuse Replacement | [5 empty] | Aerial Inspection |  | Ground Inspection | [19 empty] | EPSS, | EPSS | EPSS | EPSS,Ground Inspection, | EPSS Ground Inspection | EPSS Ground Inspection | EPSS,Expulsion Fuse Replacement,Aerial Inspection, | EPSS Expulsion Fuse Replacement Aerial Inspection | EPSS Expulsion Fuse Replacement Aerial Inspection |  |  |  | , | FALSE
MORGAN HILL 2105CB | EPSS | EPSS | EPSS | [6 empty] | Expulsion Fuse Replacement | [6 empty] | Aerial Inspection | Aerial Inspection | Ground Inspection | Ground Inspection | Ground Inspection | [9 empty] | Line Sensors | [8 empty] | EPSS,Expulsion Fuse Replacement,Ground Inspection,Line Sensors, | EPSS Expulsion Fuse Replacement Ground Inspection Line Sensors | EPSS Expulsion Fuse Replacement Ground Inspection Line Sensors | EPSS,Aerial Inspection,Ground Inspection, | EPSS Aerial Inspection Ground Inspection | EPSS Aerial Inspection Ground Inspection | EPSS,Aerial Inspection,Ground Inspection, | EPSS Aerial Inspection Ground Inspection | EPSS Aerial Inspection Ground Inspection |  |  |  | , | FALSE
FORT BRAGG A 1102265870 | EPSS | EPSS | EPSS | [13 empty] | Aerial Inspection |  | Ground Inspection | [8 empty] | Down Conductor Detection (DCD) |  |  | Line Sensors | [8 empty] | EPSS,Ground Inspection,Down Conductor Detection (DCD),Line Sensors, | EPSS Ground Inspection Down Conductor Detection (DCD) Line Sensors | EPSS Ground Inspection Down Conductor Detection (DCD) Line Sensors | EPSS,Aerial Inspection, | EPSS Aerial Inspection | EPSS Aerial Inspection | EPSS, | EPSS | EPSS |  |  |  | , | FALSE
CAMPHORA 1101613562 | EPSS | EPSS | EPSS | [14 empty] | Aerial Inspection | Ground Inspection | Ground Inspection | [19 empty] | EPSS,Ground Inspection, | EPSS Ground Inspection | EPSS Ground Inspection | EPSS,Ground Inspection, | EPSS Ground Inspection | EPSS Ground Inspection | EPSS,Aerial Inspection, | EPSS Aerial Inspection | EPSS Aerial Inspection |  |  |  | , | FALSE
PERRY 1101986322 | EPSS | EPSS | EPSS | [14 empty] | Aerial Inspection |  | Ground Inspection | Ground Inspection | Non-Pole Backlog |  | Non-Pole Backlog | [5 empty] | Down Conductor Detection (DCD) | [8 empty] | Pole Backlog | EPSS,Non-Pole Backlog, | EPSS Non-Pole Backlog | EPSS Non-Pole Backlog | EPSS,Ground Inspection, | EPSS Ground Inspection | EPSS Ground Inspection | EPSS,Aerial Inspection,Ground Inspection,Non-Pole Backlog,Down Conductor Detection (DCD),Pole Backlog, | EPSS Aerial Inspection Ground Inspection Non-Pole Backlog Down Conductor Detection (DCD) Pole Backlog | EPSS Aerial Inspection Ground Inspection Non-Pole Backlog Down Conductor Detection (DCD) Pole Backlog |  |  |  | , | FALSE
FORT BRAGG A 1102667996 | EPSS | EPSS | EPSS | [8 empty] | Expulsion Fuse Replacement |  |  |  |  | Aerial Inspection | Aerial Inspection | Ground Inspection | Ground Inspection |  | Non-Pole Backlog | [6 empty] | Down Conductor Detection (DCD) |  | Line Sensors | [8 empty] | EPSS,Ground Inspection,Non-Pole Backlog,Line Sensors, | EPSS Ground Inspection Non-Pole Backlog Line Sensors | EPSS Ground Inspection Non-Pole Backlog Line Sensors | EPSS,Aerial Inspection,Ground Inspection,Down Conductor Detection (DCD), | EPSS Aerial Inspection Ground Inspection Down Conductor Detection (DCD) | EPSS Aerial Inspection Ground Inspection Down Conductor Detection (DCD) | EPSS,Expulsion Fuse Replacement,Aerial Inspection, | EPSS Expulsion Fuse Replacement Aerial Inspection | EPSS Expulsion Fuse Replacement Aerial Inspection |  |  |  | , | FALSE
MORAGA 1103CB | EPSS | EPSS | EPSS | [13 empty] | Aerial Inspection | Aerial Inspection | Ground Inspection | Ground Inspection | Ground Inspection | Non-Pole Backlog | [17 empty] | EPSS,Ground Inspection,Non-Pole Backlog, | EPSS Ground Inspection Non-Pole Backlog | EPSS Ground Inspection Non-Pole Backlog | EPSS,Aerial Inspection,Ground Inspection, | EPSS Aerial Inspection Ground Inspection | EPSS Aerial Inspection Ground Inspection | EPSS,Aerial Inspection,Ground Inspection, | EPSS Aerial Inspection Ground Inspection | EPSS Aerial Inspection Ground Inspection | Undergrounding | Line Removal | Overhead Hardening | Undergrounding,Line Removal,Overhead Hardening, | Undergrounding Line Removal Overhead Hardening | Undergrounding Line Removal Overhead Hardening
FORT BRAGG A 1102418 | EPSS | EPSS | EPSS | [8 empty] | Expulsion Fuse Replacement |  |  |  |  | Aerial Inspection | Aerial Inspection | Ground Inspection | Ground Inspection |  | Non-Pole Backlog | Non-Pole Backlog |  |  |  |  | Down Conductor Detection (DCD) |  |  | Line Sensors | [8 empty] | EPSS,Ground Inspection,Non-Pole Backlog,Down Conductor Detection (DCD),Line Sensors, | EPSS Ground Inspection Non-Pole Backlog Down Conductor Detection (DCD) Line Sensors | EPSS Ground Inspection Non-Pole Backlog Down Conductor Detection (DCD) Line Sensors | EPSS,Aerial Inspection,Ground Inspection,Non-Pole Backlog, | EPSS Aerial Inspection Ground Inspection Non-Pole Backlog | EPSS Aerial Inspection Ground Inspection Non-Pole Backlog | EPSS,Expulsion Fuse Replacement,Aerial Inspection, | EPSS Expulsion Fuse Replacement Aerial Inspection | EPSS Expulsion Fuse Replacement Aerial Inspection |  |  |  | , | FALSE
ZACA 1102CB | EPSS | EPSS | EPSS | [14 empty] | Aerial Inspection |  | Ground Inspection | Ground Inspection | Non-Pole Backlog | [17 empty] | EPSS,Non-Pole Backlog, | EPSS Non-Pole Backlog | EPSS Non-Pole Backlog | EPSS,Ground Inspection, | EPSS Ground Inspection | EPSS Ground Inspection | EPSS,Aerial Inspection,Ground Inspection, | EPSS Aerial Inspection Ground Inspection | EPSS Aerial Inspection Ground Inspection |  |  |  | , | FALSE
SALT SPRINGS 21011232 | EPSS | EPSS | EPSS | [6 empty] | Expulsion Fuse Replacement |  | Expulsion Fuse Replacement | Surge Arrestor Replacement |  |  |  | Aerial Inspection | Aerial Inspection | Ground Inspection | Ground Inspection | Ground Inspection | Non-Pole Backlog | [17 empty] | EPSS,Expulsion Fuse Replacement,Surge Arrestor Replacement,Ground Inspection,Non-Pole Backlog, | EPSS Expulsion Fuse Replacement Surge Arrestor Replacement Ground Inspection Non-Pole Backlog | EPSS Expulsion Fuse Replacement Surge Arrestor Replacement Ground Inspection Non-Pole Backlog | EPSS,Aerial Inspection,Ground Inspection, | EPSS Aerial Inspection Ground Inspection | EPSS Aerial Inspection Ground Inspection | EPSS,Expulsion Fuse Replacement,Aerial Inspection,Ground Inspection, | EPSS Expulsion Fuse Replacement Aerial Inspection Ground Inspection | EPSS Expulsion Fuse Replacement Aerial Inspection Ground Inspection |  |  |  | , | FALSE
TEMPLETON 2110R94 | EPSS | EPSS | EPSS | [6 empty] | Expulsion Fuse Replacement |  |  | Surge Arrestor Replacement |  |  |  | Aerial Inspection | Aerial Inspection | Ground Inspection | Ground Inspection |  | Non-Pole Backlog | [5 empty] | Down Conductor Detection (DCD) | [11 empty] | EPSS,Expulsion Fuse Replacement,Surge Arrestor Replacement,Ground Inspection,Non-Pole Backlog,Down Conductor Detection (DCD), | EPSS Expulsion Fuse Replacement Surge Arrestor Replacement Ground Inspection Non-Pole Backlog Down Conductor Detection (DCD) | EPSS Expulsion Fuse Replacement Surge Arrestor Replacement Ground Inspection Non-Pole Backlog Down Conductor Detection (DCD) | EPSS,Aerial Inspection,Ground Inspection, | EPSS Aerial Inspection Ground Inspection | EPSS Aerial Inspection Ground Inspection | EPSS,Aerial Inspection, | EPSS Aerial Inspection | EPSS Aerial Inspection |  |  |  | , | FALSE
HOOPA 11013304 | EPSS | EPSS | EPSS | [6 empty] | Expulsion Fuse Replacement | Expulsion Fuse Replacement | [5 empty] | Aerial Inspection |  | Ground Inspection |  |  | Non-Pole Backlog | [5 empty] | Down Conductor Detection (DCD) | [11 empty] | EPSS,Expulsion Fuse Replacement,Ground Inspection,Non-Pole Backlog,Down Conductor Detection (DCD), | EPSS Expulsion Fuse Replacement Ground Inspection Non-Pole Backlog Down Conductor Detection (DCD) | EPSS Expulsion Fuse Replacement Ground Inspection Non-Pole Backlog Down Conductor Detection (DCD) | EPSS,Expulsion Fuse Replacement,Aerial Inspection, | EPSS Expulsion Fuse Replacement Aerial Inspection | EPSS Expulsion Fuse Replacement Aerial Inspection | EPSS, | EPSS | EPSS |  |  |  | , | FALSE
SHINGLE SPRINGS 1104556218 | EPSS | EPSS | EPSS | [6 empty] | Expulsion Fuse Replacement | [7 empty] | Aerial Inspection | Ground Inspection | Ground Inspection | Ground Inspection | Non-Pole Backlog | [5 empty] | Down Conductor Detection (DCD) |  |  | Line Sensors | [8 empty] | EPSS,Expulsion Fuse Replacement,Ground Inspection,Non-Pole Backlog,Down Conductor Detection (DCD),Line Sensors, | EPSS Expulsion Fuse Replacement Ground Inspection Non-Pole Backlog Down Conductor Detection (DCD) Line Sensors | EPSS Expulsion Fuse Replacement Ground Inspection Non-Pole Backlog Down Conductor Detection (DCD) Line Sensors | EPSS,Ground Inspection, | EPSS Ground Inspection | EPSS Ground Inspection | EPSS,Aerial Inspection,Ground Inspection, | EPSS Aerial Inspection Ground Inspection | EPSS Aerial Inspection Ground Inspection |  |  |  | , | FALSE
EAST QUINCY 11012452 | EPSS | EPSS | EPSS | [14 empty] | Aerial Inspection |  | Ground Inspection | Ground Inspection | Non-Pole Backlog | [6 empty] | Down Conductor Detection (DCD) | [10 empty] | EPSS,Non-Pole Backlog, | EPSS Non-Pole Backlog | EPSS Non-Pole Backlog | EPSS,Ground Inspection,Down Conductor Detection (DCD), | EPSS Ground Inspection Down Conductor Detection (DCD) | EPSS Ground Inspection Down Conductor Detection (DCD) | EPSS,Aerial Inspection,Ground Inspection, | EPSS Aerial Inspection Ground Inspection | EPSS Aerial Inspection Ground Inspection |  |  |  | , | FALSE
NARROWS 21011202 | EPSS | EPSS | EPSS | [6 empty] | Expulsion Fuse Replacement |  |  | Surge Arrestor Replacement |  |  |  | Aerial Inspection | Aerial Inspection | Ground Inspection | Ground Inspection | Ground Inspection | [6 empty] | Down Conductor Detection (DCD) | [5 empty] | Line Removal |  |  | Pole Backlog |  |  | EPSS,Expulsion Fuse Replacement,Surge Arrestor Replacement,Ground Inspection,Down Conductor Detection (DCD),Line Removal,Pole Backlog, | EPSS Expulsion Fuse Replacement Surge Arrestor Replacement Ground Inspection Down Conductor Detection (DCD) Line Removal Pole Backlog | EPSS Expulsion Fuse Replacement Surge Arrestor Replacement Ground Inspection Down Conductor Detection (DCD) Line Removal Pole Backlog | EPSS,Aerial Inspection,Ground Inspection, | EPSS Aerial Inspection Ground Inspection | EPSS Aerial Inspection Ground Inspection | EPSS,Aerial Inspection,Ground Inspection, | EPSS Aerial Inspection Ground Inspection | EPSS Aerial Inspection Ground Inspection |  |  |  | , | FALSE
GARBERVILLE 1102CB | EPSS | EPSS | EPSS | [6 empty] | Expulsion Fuse Replacement | Expulsion Fuse Replacement | Expulsion Fuse Replacement |  |  |  |  | Aerial Inspection | Aerial Inspection | Ground Inspection | Ground Inspection |  | Non-Pole Backlog | [17 empty] | EPSS,Expulsion Fuse Replacement,Ground Inspection,Non-Pole Backlog, | EPSS Expulsion Fuse Replacement Ground Inspection Non-Pole Backlog | EPSS Expulsion Fuse Replacement Ground Inspection Non-Pole Backlog | EPSS,Expulsion Fuse Replacement,Aerial Inspection,Ground Inspection, | EPSS Expulsion Fuse Replacement Aerial Inspection Ground Inspection | EPSS Expulsion Fuse Replacement Aerial Inspection Ground Inspection | EPSS,Expulsion Fuse Replacement,Aerial Inspection, | EPSS Expulsion Fuse Replacement Aerial Inspection | EPSS Expulsion Fuse Replacement Aerial Inspection | Undergrounding |  | Overhead Hardening | Undergrounding,Overhead Hardening, | Undergrounding Overhead Hardening | Undergrounding Overhead Hardening
MERCED FALLS 110285002 | EPSS | EPSS | EPSS | [9 empty] | Surge Arrestor Replacement |  |  |  | Aerial Inspection | Aerial Inspection | Ground Inspection | Ground Inspection | [19 empty] | EPSS,Surge Arrestor Replacement,Ground Inspection, | EPSS Surge Arrestor Replacement Ground Inspection | EPSS Surge Arrestor Replacement Ground Inspection | EPSS,Aerial Inspection,Ground Inspection, | EPSS Aerial Inspection Ground Inspection | EPSS Aerial Inspection Ground Inspection | EPSS,Aerial Inspection, | EPSS Aerial Inspection | EPSS Aerial Inspection |  |  |  | , | FALSE
PUTAH CREEK 1105748272 | EPSS | EPSS | EPSS | [15 empty] | Ground Inspection |  | Ground Inspection | [7 empty] | Down Conductor Detection (DCD) | [10 empty] | EPSS,Ground Inspection, | EPSS Ground Inspection | EPSS Ground Inspection | EPSS,Down Conductor Detection (DCD), | EPSS Down Conductor Detection (DCD) | EPSS Down Conductor Detection (DCD) | EPSS,Ground Inspection, | EPSS Ground Inspection | EPSS Ground Inspection |  |  |  | , | FALSE
CORRAL 110213498 | EPSS | EPSS | EPSS | [13 empty] | Aerial Inspection | Aerial Inspection | Ground Inspection | Ground Inspection | Ground Inspection | [18 empty] | EPSS,Ground Inspection, | EPSS Ground Inspection | EPSS Ground Inspection | EPSS,Aerial Inspection,Ground Inspection, | EPSS Aerial Inspection Ground Inspection | EPSS Aerial Inspection Ground Inspection | EPSS,Aerial Inspection,Ground Inspection, | EPSS Aerial Inspection Ground Inspection | EPSS Aerial Inspection Ground Inspection |  |  |  | , | FALSE
LOS GATOS 1101206248 | EPSS | EPSS | EPSS | [8 empty] | Expulsion Fuse Replacement | [5 empty] | Aerial Inspection |  | Ground Inspection | Ground Inspection | [18 empty] | EPSS, | EPSS | EPSS | EPSS,Ground Inspection, | EPSS Ground Inspection | EPSS Ground Inspection | EPSS,Expulsion Fuse Replacement,Aerial Inspection,Ground Inspection, | EPSS Expulsion Fuse Replacement Aerial Inspection Ground Inspection | EPSS Expulsion Fuse Replacement Aerial Inspection Ground Inspection |  |  |  | , | FALSE
FRUITLAND 1142CB | EPSS | EPSS | EPSS | [13 empty] | Aerial Inspection | Aerial Inspection | Ground Inspection | Ground Inspection | [19 empty] | EPSS,Ground Inspection, | EPSS Ground Inspection | EPSS Ground Inspection | EPSS,Aerial Inspection,Ground Inspection, | EPSS Aerial Inspection Ground Inspection | EPSS Aerial Inspection Ground Inspection | EPSS,Aerial Inspection, | EPSS Aerial Inspection | EPSS Aerial Inspection |  |  |  | , | FALSE
CAROLANDS 04049024 | EPSS | EPSS | EPSS | [8 empty] | Expulsion Fuse Replacement |  |  |  |  | Aerial Inspection |  | Ground Inspection |  | Ground Inspection | Non-Pole Backlog | [17 empty] | EPSS,Ground Inspection,Non-Pole Backlog, | EPSS Ground Inspection Non-Pole Backlog | EPSS Ground Inspection Non-Pole Backlog | EPSS,Aerial Inspection, | EPSS Aerial Inspection | EPSS Aerial Inspection | EPSS,Expulsion Fuse Replacement,Ground Inspection, | EPSS Expulsion Fuse Replacement Ground Inspection | EPSS Expulsion Fuse Replacement Ground Inspection |  |  |  | , | FALSE
BRIDGEVILLE 110237486 | EPSS | EPSS | EPSS | [6 empty] | Expulsion Fuse Replacement | [7 empty] | Aerial Inspection |  | Ground Inspection | Ground Inspection | Non-Pole Backlog | [6 empty] | Down Conductor Detection (DCD) | [10 empty] | EPSS,Expulsion Fuse Replacement,Non-Pole Backlog, | EPSS Expulsion Fuse Replacement Non-Pole Backlog | EPSS Expulsion Fuse Replacement Non-Pole Backlog | EPSS,Ground Inspection,Down Conductor Detection (DCD), | EPSS Ground Inspection Down Conductor Detection (DCD) | EPSS Ground Inspection Down Conductor Detection (DCD) | EPSS,Aerial Inspection,Ground Inspection, | EPSS Aerial Inspection Ground Inspection | EPSS Aerial Inspection Ground Inspection |  | Line Removal |  | ,Line Removal, | Line Removal | Line Removal
CALPELLA 1102477890 | EPSS | EPSS | EPSS | [36 empty] | EPSS, | EPSS | EPSS | EPSS, | EPSS | EPSS | EPSS, | EPSS | EPSS |  |  |  | , | FALSE
BRUNSWICK 110765574 | EPSS | EPSS | EPSS | [7 empty] | Expulsion Fuse Replacement | Expulsion Fuse Replacement |  |  |  |  | Aerial Inspection | Aerial Inspection | Ground Inspection | Ground Inspection | [19 empty] | EPSS,Ground Inspection, | EPSS Ground Inspection | EPSS Ground Inspection | EPSS,Expulsion Fuse Replacement,Aerial Inspection,Ground Inspection, | EPSS Expulsion Fuse Replacement Aerial Inspection Ground Inspection | EPSS Expulsion Fuse Replacement Aerial Inspection Ground Inspection | EPSS,Expulsion Fuse Replacement,Aerial Inspection, | EPSS Expulsion Fuse Replacement Aerial Inspection | EPSS Expulsion Fuse Replacement Aerial Inspection |  |  |  | , | FALSE
OLEMA 11011200 | EPSS | EPSS | EPSS | [7 empty] | Expulsion Fuse Replacement | [5 empty] | Aerial Inspection | Aerial Inspection | Ground Inspection | Ground Inspection | Ground Inspection | Non-Pole Backlog | [6 empty] | Down Conductor Detection (DCD) | [7 empty] | Pole Backlog |  |  | EPSS,Ground Inspection,Non-Pole Backlog,Pole Backlog, | EPSS Ground Inspection Non-Pole Backlog Pole Backlog | EPSS Ground Inspection Non-Pole Backlog Pole Backlog | EPSS,Expulsion Fuse Replacement,Aerial Inspection,Ground Inspection,Down Conductor Detection (DCD), | EPSS Expulsion Fuse Replacement Aerial Inspection Ground Inspection Down Conductor Detection (DCD) | EPSS Expulsion Fuse Replacement Aerial Inspection Ground Inspection Down Conductor Detection (DCD) | EPSS,Aerial Inspection,Ground Inspection, | EPSS Aerial Inspection Ground Inspection | EPSS Aerial Inspection Ground Inspection |  |  |  | , | FALSE
ESTUDILLO 0401850884 | EPSS | EPSS | EPSS | [8 empty] | Expulsion Fuse Replacement | [5 empty] | Aerial Inspection |  | Ground Inspection | Ground Inspection | Non-Pole Backlog |  | Non-Pole Backlog | [15 empty] | EPSS,Non-Pole Backlog, | EPSS Non-Pole Backlog | EPSS Non-Pole Backlog | EPSS,Ground Inspection, | EPSS Ground Inspection | EPSS Ground Inspection | EPSS,Expulsion Fuse Replacement,Aerial Inspection,Ground Inspection,Non-Pole Backlog, | EPSS Expulsion Fuse Replacement Aerial Inspection Ground Inspection Non-Pole Backlog | EPSS Expulsion Fuse Replacement Aerial Inspection Ground Inspection Non-Pole Backlog |  |  |  | , | FALSE
BIG MEADOWS 21012474 | EPSS | EPSS | EPSS | [6 empty] | Expulsion Fuse Replacement |  |  | Surge Arrestor Replacement |  |  |  | Aerial Inspection | Aerial Inspection | Ground Inspection | Ground Inspection | Ground Inspection | Non-Pole Backlog |  | Non-Pole Backlog |  |  |  |  | Down Conductor Detection (DCD) |  | Line Sensors | [7 empty] | Pole Backlog | EPSS,Expulsion Fuse Replacement,Surge Arrestor Replacement,Ground Inspection,Non-Pole Backlog,Line Sensors, | EPSS Expulsion Fuse Replacement Surge Arrestor Replacement Ground Inspection Non-Pole Backlog Line Sensors | EPSS Expulsion Fuse Replacement Surge Arrestor Replacement Ground Inspection Non-Pole Backlog Line Sensors | EPSS,Aerial Inspection,Ground Inspection,Down Conductor Detection (DCD), | EPSS Aerial Inspection Ground Inspection Down Conductor Detection (DCD) | EPSS Aerial Inspection Ground Inspection Down Conductor Detection (DCD) | EPSS,Aerial Inspection,Ground Inspection,Non-Pole Backlog,Pole Backlog, | EPSS Aerial Inspection Ground Inspection Non-Pole Backlog Pole Backlog | EPSS Aerial Inspection Ground Inspection Non-Pole Backlog Pole Backlog |  |  |  | , | FALSE
LLAGAS 2107XR188 | EPSS | EPSS | EPSS | [7 empty] | Expulsion Fuse Replacement | [5 empty] | Aerial Inspection |  | Ground Inspection |  | Ground Inspection | Non-Pole Backlog | [17 empty] | EPSS,Ground Inspection,Non-Pole Backlog, | EPSS Ground Inspection Non-Pole Backlog | EPSS Ground Inspection Non-Pole Backlog | EPSS,Expulsion Fuse Replacement,Aerial Inspection, | EPSS Expulsion Fuse Replacement Aerial Inspection | EPSS Expulsion Fuse Replacement Aerial Inspection | EPSS,Ground Inspection, | EPSS Ground Inspection | EPSS Ground Inspection |  |  |  | , | FALSE
HIGHLANDS 110275140 | EPSS | EPSS | EPSS | [13 empty] | Aerial Inspection |  | Ground Inspection |  | Ground Inspection | Non-Pole Backlog | [5 empty] | Down Conductor Detection (DCD) | [11 empty] | EPSS,Ground Inspection,Non-Pole Backlog,Down Conductor Detection (DCD), | EPSS Ground Inspection Non-Pole Backlog Down Conductor Detection (DCD) | EPSS Ground Inspection Non-Pole Backlog Down Conductor Detection (DCD) | EPSS,Aerial Inspection, | EPSS Aerial Inspection | EPSS Aerial Inspection | EPSS,Ground Inspection, | EPSS Ground Inspection | EPSS Ground Inspection |  |  |  | , | FALSE
CALPELLA 1101CB | EPSS | EPSS | EPSS | [9 empty] | Surge Arrestor Replacement |  |  |  | Aerial Inspection | Aerial Inspection | Ground Inspection | Ground Inspection | Ground Inspection |  |  | Non-Pole Backlog | [15 empty] | EPSS,Surge Arrestor Replacement,Ground Inspection, | EPSS Surge Arrestor Replacement Ground Inspection | EPSS Surge Arrestor Replacement Ground Inspection | EPSS,Aerial Inspection,Ground Inspection, | EPSS Aerial Inspection Ground Inspection | EPSS Aerial Inspection Ground Inspection | EPSS,Aerial Inspection,Ground Inspection,Non-Pole Backlog, | EPSS Aerial Inspection Ground Inspection Non-Pole Backlog | EPSS Aerial Inspection Ground Inspection Non-Pole Backlog |  |  |  | , | FALSE
ROSSMOOR 110845268 | EPSS | EPSS | EPSS | [8 empty] | Expulsion Fuse Replacement |  |  |  |  | Aerial Inspection | Aerial Inspection | Ground Inspection | Ground Inspection | Ground Inspection | Non-Pole Backlog | Non-Pole Backlog | Non-Pole Backlog | [15 empty] | EPSS,Ground Inspection,Non-Pole Backlog, | EPSS Ground Inspection Non-Pole Backlog | EPSS Ground Inspection Non-Pole Backlog | EPSS,Aerial Inspection,Ground Inspection,Non-Pole Backlog, | EPSS Aerial Inspection Ground Inspection Non-Pole Backlog | EPSS Aerial Inspection Ground Inspection Non-Pole Backlog | EPSS,Expulsion Fuse Replacement,Aerial Inspection,Ground Inspection,Non-Pole Backlog, | EPSS Expulsion Fuse Replacement Aerial Inspection Ground Inspection Non-Pole Backlog | EPSS Expulsion Fuse Replacement Aerial Inspection Ground Inspection Non-Pole Backlog |  |  |  | , | FALSE
OLEMA 1101416 | EPSS | EPSS | EPSS | [7 empty] | Expulsion Fuse Replacement | [6 empty] | Aerial Inspection |  | Ground Inspection | Ground Inspection | Non-Pole Backlog | [6 empty] | Down Conductor Detection (DCD) | [7 empty] | Pole Backlog |  |  | EPSS,Non-Pole Backlog,Pole Backlog, | EPSS Non-Pole Backlog Pole Backlog | EPSS Non-Pole Backlog Pole Backlog | EPSS,Expulsion Fuse Replacement,Ground Inspection,Down Conductor Detection (DCD), | EPSS Expulsion Fuse Replacement Ground Inspection Down Conductor Detection (DCD) | EPSS Expulsion Fuse Replacement Ground Inspection Down Conductor Detection (DCD) | EPSS,Aerial Inspection,Ground Inspection, | EPSS Aerial Inspection Ground Inspection | EPSS Aerial Inspection Ground Inspection |  |  |  | , | FALSE
CLARKSVILLE 210575884 | EPSS | EPSS | EPSS | [6 empty] | Expulsion Fuse Replacement |  |  | Surge Arrestor Replacement |  |  |  | Aerial Inspection | Aerial Inspection | Ground Inspection | Ground Inspection | Ground Inspection | Non-Pole Backlog | [17 empty] | EPSS,Expulsion Fuse Replacement,Surge Arrestor Replacement,Ground Inspection,Non-Pole Backlog, | EPSS Expulsion Fuse Replacement Surge Arrestor Replacement Ground Inspection Non-Pole Backlog | EPSS Expulsion Fuse Replacement Surge Arrestor Replacement Ground Inspection Non-Pole Backlog | EPSS,Aerial Inspection,Ground Inspection, | EPSS Aerial Inspection Ground Inspection | EPSS Aerial Inspection Ground Inspection | EPSS,Aerial Inspection,Ground Inspection, | EPSS Aerial Inspection Ground Inspection | EPSS Aerial Inspection Ground Inspection |  |  |  | , | FALSE
PLACER 1101106534 | EPSS | EPSS | EPSS | [13 empty] | Aerial Inspection | Aerial Inspection | Ground Inspection | Ground Inspection | Ground Inspection | [7 empty] | Down Conductor Detection (DCD) | [10 empty] | EPSS,Ground Inspection, | EPSS Ground Inspection | EPSS Ground Inspection | EPSS,Aerial Inspection,Ground Inspection,Down Conductor Detection (DCD), | EPSS Aerial Inspection Ground Inspection Down Conductor Detection (DCD) | EPSS Aerial Inspection Ground Inspection Down Conductor Detection (DCD) | EPSS,Aerial Inspection,Ground Inspection, | EPSS Aerial Inspection Ground Inspection | EPSS Aerial Inspection Ground Inspection |  |  |  | , | FALSE
STAFFORD 1102361952 | EPSS | EPSS | EPSS | [14 empty] | Aerial Inspection |  | Ground Inspection | [8 empty] | Down Conductor Detection (DCD) | [10 empty] | EPSS, | EPSS | EPSS | EPSS,Ground Inspection,Down Conductor Detection (DCD), | EPSS Ground Inspection Down Conductor Detection (DCD) | EPSS Ground Inspection Down Conductor Detection (DCD) | EPSS,Aerial Inspection, | EPSS Aerial Inspection | EPSS Aerial Inspection |  |  |  | , | FALSE
MOLINO 1101322 | EPSS | EPSS | EPSS | [6 empty] | Expulsion Fuse Replacement | Expulsion Fuse Replacement | [5 empty] | Aerial Inspection | Aerial Inspection | Ground Inspection | Ground Inspection | Ground Inspection | Non-Pole Backlog | [5 empty] | Down Conductor Detection (DCD) |  |  | Line Sensors | [8 empty] | EPSS,Expulsion Fuse Replacement,Ground Inspection,Non-Pole Backlog,Down Conductor Detection (DCD),Line Sensors, | EPSS Expulsion Fuse Replacement Ground Inspection Non-Pole Backlog Down Conductor Detection (DCD) Line Sensors | EPSS Expulsion Fuse Replacement Ground Inspection Non-Pole Backlog Down Conductor Detection (DCD) Line Sensors | EPSS,Expulsion Fuse Replacement,Aerial Inspection,Ground Inspection, | EPSS Expulsion Fuse Replacement Aerial Inspection Ground Inspection | EPSS Expulsion Fuse Replacement Aerial Inspection Ground Inspection | EPSS,Aerial Inspection,Ground Inspection, | EPSS Aerial Inspection Ground Inspection | EPSS Aerial Inspection Ground Inspection |  |  |  | , | FALSE
WYANDOTTE 11071026 | EPSS | EPSS | EPSS | [6 empty] | Expulsion Fuse Replacement |  |  | Surge Arrestor Replacement |  |  |  | Aerial Inspection | Aerial Inspection | Ground Inspection | Ground Inspection | [7 empty] | Down Conductor Detection (DCD) | [8 empty] | Pole Backlog |  |  | EPSS,Expulsion Fuse Replacement,Surge Arrestor Replacement,Ground Inspection,Down Conductor Detection (DCD),Pole Backlog, | EPSS Expulsion Fuse Replacement Surge Arrestor Replacement Ground Inspection Down Conductor Detection (DCD) Pole Backlog | EPSS Expulsion Fuse Replacement Surge Arrestor Replacement Ground Inspection Down Conductor Detection (DCD) Pole Backlog | EPSS,Aerial Inspection,Ground Inspection, | EPSS Aerial Inspection Ground Inspection | EPSS Aerial Inspection Ground Inspection | EPSS,Aerial Inspection, | EPSS Aerial Inspection | EPSS Aerial Inspection |  |  |  | , | FALSE
UKIAH 11151216 | EPSS | EPSS | EPSS | [6 empty] | Expulsion Fuse Replacement | Expulsion Fuse Replacement | Expulsion Fuse Replacement |  |  |  |  | Aerial Inspection | Aerial Inspection | Ground Inspection | Ground Inspection | Ground Inspection | Non-Pole Backlog | [5 empty] | Down Conductor Detection (DCD) | [11 empty] | EPSS,Expulsion Fuse Replacement,Ground Inspection,Non-Pole Backlog,Down Conductor Detection (DCD), | EPSS Expulsion Fuse Replacement Ground Inspection Non-Pole Backlog Down Conductor Detection (DCD) | EPSS Expulsion Fuse Replacement Ground Inspection Non-Pole Backlog Down Conductor Detection (DCD) | EPSS,Expulsion Fuse Replacement,Aerial Inspection,Ground Inspection, | EPSS Expulsion Fuse Replacement Aerial Inspection Ground Inspection | EPSS Expulsion Fuse Replacement Aerial Inspection Ground Inspection | EPSS,Expulsion Fuse Replacement,Aerial Inspection,Ground Inspection, | EPSS Expulsion Fuse Replacement Aerial Inspection Ground Inspection | EPSS Expulsion Fuse Replacement Aerial Inspection Ground Inspection |  | Line Removal |  | ,Line Removal, | Line Removal | Line Removal
OAKHURST 110363334 | EPSS | EPSS | EPSS | [13 empty] | Aerial Inspection | Aerial Inspection | Ground Inspection | Ground Inspection |  | Non-Pole Backlog | [5 empty] | Down Conductor Detection (DCD) |  |  | Line Sensors | [5 empty] | Pole Backlog |  |  | EPSS,Ground Inspection,Non-Pole Backlog,Down Conductor Detection (DCD),Line Sensors,Pole Backlog, | EPSS Ground Inspection Non-Pole Backlog Down Conductor Detection (DCD) Line Sensors Pole Backlog | EPSS Ground Inspection Non-Pole Backlog Down Conductor Detection (DCD) Line Sensors Pole Backlog | EPSS,Aerial Inspection,Ground Inspection, | EPSS Aerial Inspection Ground Inspection | EPSS Aerial Inspection Ground Inspection | EPSS,Aerial Inspection, | EPSS Aerial Inspection | EPSS Aerial Inspection |  |  |  | , | FALSE
WISE 1102465074 | EPSS | EPSS | EPSS | [7 empty] | Expulsion Fuse Replacement | [5 empty] | Aerial Inspection |  | Ground Inspection | [9 empty] | Down Conductor Detection (DCD) | [10 empty] | EPSS,Ground Inspection, | EPSS Ground Inspection | EPSS Ground Inspection | EPSS,Expulsion Fuse Replacement,Aerial Inspection,Down Conductor Detection (DCD), | EPSS Expulsion Fuse Replacement Aerial Inspection Down Conductor Detection (DCD) | EPSS Expulsion Fuse Replacement Aerial Inspection Down Conductor Detection (DCD) | EPSS, | EPSS | EPSS |  |  |  | , | FALSE
ARCATA 11225384 | EPSS | EPSS | EPSS | [7 empty] | Expulsion Fuse Replacement | Expulsion Fuse Replacement |  |  |  |  | Aerial Inspection | Aerial Inspection | Ground Inspection | Ground Inspection | Ground Inspection | Non-Pole Backlog | [5 empty] | Down Conductor Detection (DCD) | [11 empty] | EPSS,Ground Inspection,Non-Pole Backlog,Down Conductor Detection (DCD), | EPSS Ground Inspection Non-Pole Backlog Down Conductor Detection (DCD) | EPSS Ground Inspection Non-Pole Backlog Down Conductor Detection (DCD) | EPSS,Expulsion Fuse Replacement,Aerial Inspection,Ground Inspection, | EPSS Expulsion Fuse Replacement Aerial Inspection Ground Inspection | EPSS Expulsion Fuse Replacement Aerial Inspection Ground Inspection | EPSS,Expulsion Fuse Replacement,Aerial Inspection,Ground Inspection, | EPSS Expulsion Fuse Replacement Aerial Inspection Ground Inspection | EPSS Expulsion Fuse Replacement Aerial Inspection Ground Inspection |  |  |  | , | FALSE
COARSEGOLD 21045300 | EPSS | EPSS | EPSS | [14 empty] | Aerial Inspection |  | Ground Inspection | [19 empty] | EPSS, | EPSS | EPSS | EPSS,Ground Inspection, | EPSS Ground Inspection | EPSS Ground Inspection | EPSS,Aerial Inspection, | EPSS Aerial Inspection | EPSS Aerial Inspection |  |  |  | , | FALSE
GARBERVILLE 1101438596 | EPSS | EPSS | EPSS | [13 empty] | Aerial Inspection |  | Ground Inspection |  |  |  |  | Non-Pole Backlog | [5 empty] | Down Conductor Detection (DCD) | [9 empty] | EPSS,Ground Inspection, | EPSS Ground Inspection | EPSS Ground Inspection | EPSS,Aerial Inspection, | EPSS Aerial Inspection | EPSS Aerial Inspection | EPSS,Non-Pole Backlog,Down Conductor Detection (DCD), | EPSS Non-Pole Backlog Down Conductor Detection (DCD) | EPSS Non-Pole Backlog Down Conductor Detection (DCD) |  |  |  | , | FALSE
CARRIZO PLAINS 1101711854 | EPSS | EPSS | EPSS | [15 empty] | Ground Inspection | [9 empty] | Down Conductor Detection (DCD) | [10 empty] | EPSS,Ground Inspection, | EPSS Ground Inspection | EPSS Ground Inspection | EPSS,Down Conductor Detection (DCD), | EPSS Down Conductor Detection (DCD) | EPSS Down Conductor Detection (DCD) | EPSS, | EPSS | EPSS |  |  |  | , | FALSE
FORT ROSS 11214614 | EPSS | EPSS | EPSS | [6 empty] | Expulsion Fuse Replacement | Expulsion Fuse Replacement | [5 empty] | Aerial Inspection | Aerial Inspection | Ground Inspection | Ground Inspection | Ground Inspection | [6 empty] | Down Conductor Detection (DCD) |  |  | Line Sensors | [8 empty] | EPSS,Expulsion Fuse Replacement,Ground Inspection,Down Conductor Detection (DCD),Line Sensors, | EPSS Expulsion Fuse Replacement Ground Inspection Down Conductor Detection (DCD) Line Sensors | EPSS Expulsion Fuse Replacement Ground Inspection Down Conductor Detection (DCD) Line Sensors | EPSS,Expulsion Fuse Replacement,Aerial Inspection,Ground Inspection, | EPSS Expulsion Fuse Replacement Aerial Inspection Ground Inspection | EPSS Expulsion Fuse Replacement Aerial Inspection Ground Inspection | EPSS,Aerial Inspection,Ground Inspection, | EPSS Aerial Inspection Ground Inspection | EPSS Aerial Inspection Ground Inspection |  |  |  | , | FALSE
PAUL SWEET 2102959032 | EPSS | EPSS | EPSS | [36 empty] | EPSS, | EPSS | EPSS | EPSS, | EPSS | EPSS | EPSS, | EPSS | EPSS |  |  |  | , | FALSE
CALISTOGA 1101537148 | EPSS | EPSS | EPSS | [13 empty] | Aerial Inspection |  |  |  | Ground Inspection | [7 empty] | Down Conductor Detection (DCD) | [10 empty] | EPSS, | EPSS | EPSS | EPSS,Aerial Inspection,Down Conductor Detection (DCD), | EPSS Aerial Inspection Down Conductor Detection (DCD) | EPSS Aerial Inspection Down Conductor Detection (DCD) | EPSS,Ground Inspection, | EPSS Ground Inspection | EPSS Ground Inspection |  |  |  | , | FALSE
CLAY 1103CB | EPSS | EPSS | EPSS | [14 empty] | Aerial Inspection |  | Ground Inspection |  | Non-Pole Backlog | [17 empty] | EPSS,Non-Pole Backlog, | EPSS Non-Pole Backlog | EPSS Non-Pole Backlog | EPSS,Ground Inspection, | EPSS Ground Inspection | EPSS Ground Inspection | EPSS,Aerial Inspection, | EPSS Aerial Inspection | EPSS Aerial Inspection |  |  |  | , | FALSE
AUBERRY 1101CB | EPSS | EPSS | EPSS | Undergrounding |  |  | Overhead Hardening |  | Overhead Hardening | Expulsion Fuse Replacement |  |  |  | Surge Arrestor Replacement |  |  | Aerial Inspection | Aerial Inspection | Ground Inspection | Ground Inspection | [10 empty] | Line Sensors |  |  | Line Removal | [5 empty] | EPSS,Undergrounding,Overhead Hardening,Expulsion Fuse Replacement,Ground Inspection,Line Sensors,Line Removal, | EPSS Undergrounding Overhead Hardening Expulsion Fuse Replacement Ground Inspection Line Sensors Line Removal | EPSS Undergrounding Overhead Hardening Expulsion Fuse Replacement Ground Inspection Line Sensors Line Removal | EPSS,Surge Arrestor Replacement,Aerial Inspection,Ground Inspection, | EPSS Surge Arrestor Replacement Aerial Inspection Ground Inspection | EPSS Surge Arrestor Replacement Aerial Inspection Ground Inspection | EPSS,Overhead Hardening,Aerial Inspection, | EPSS Overhead Hardening Aerial Inspection | EPSS Overhead Hardening Aerial Inspection |  |  | Overhead Hardening | ,Overhead Hardening, | Overhead Hardening | Overhead Hardening
PERRY 1101V74 | EPSS | EPSS | EPSS | [14 empty] | Aerial Inspection |  | Ground Inspection | Ground Inspection | Non-Pole Backlog | [7 empty] | Down Conductor Detection (DCD) |  |  |  | Line Removal |  |  | Pole Backlog |  |  | EPSS,Non-Pole Backlog,Line Removal,Pole Backlog, | EPSS Non-Pole Backlog Line Removal Pole Backlog | EPSS Non-Pole Backlog Line Removal Pole Backlog | EPSS,Ground Inspection, | EPSS Ground Inspection | EPSS Ground Inspection | EPSS,Aerial Inspection,Ground Inspection,Down Conductor Detection (DCD), | EPSS Aerial Inspection Ground Inspection Down Conductor Detection (DCD) | EPSS Aerial Inspection Ground Inspection Down Conductor Detection (DCD) |  |  |  | , | FALSE
BRUNSWICK 1103CB | EPSS | EPSS | EPSS | [8 empty] | Expulsion Fuse Replacement |  |  |  |  | Aerial Inspection | Aerial Inspection | Ground Inspection | Ground Inspection | Ground Inspection |  |  | Non-Pole Backlog | [14 empty] | Pole Backlog | EPSS,Ground Inspection, | EPSS Ground Inspection | EPSS Ground Inspection | EPSS,Aerial Inspection,Ground Inspection, | EPSS Aerial Inspection Ground Inspection | EPSS Aerial Inspection Ground Inspection | EPSS,Expulsion Fuse Replacement,Aerial Inspection,Ground Inspection,Non-Pole Backlog,Pole Backlog, | EPSS Expulsion Fuse Replacement Aerial Inspection Ground Inspection Non-Pole Backlog Pole Backlog | EPSS Expulsion Fuse Replacement Aerial Inspection Ground Inspection Non-Pole Backlog Pole Backlog | Undergrounding |  |  | Undergrounding, | Undergrounding | Undergrounding
POINT ARENA 11012637 | EPSS | EPSS | EPSS | [7 empty] | Expulsion Fuse Replacement | [6 empty] | Aerial Inspection |  | Ground Inspection |  | Non-Pole Backlog | [6 empty] | Down Conductor Detection (DCD) | [10 empty] | EPSS,Non-Pole Backlog, | EPSS Non-Pole Backlog | EPSS Non-Pole Backlog | EPSS,Expulsion Fuse Replacement,Ground Inspection,Down Conductor Detection (DCD), | EPSS Expulsion Fuse Replacement Ground Inspection Down Conductor Detection (DCD) | EPSS Expulsion Fuse Replacement Ground Inspection Down Conductor Detection (DCD) | EPSS,Aerial Inspection, | EPSS Aerial Inspection | EPSS Aerial Inspection |  |  |  | , | FALSE
EDES 1112CR282 | EPSS | EPSS | EPSS | [8 empty] | Expulsion Fuse Replacement |  |  |  |  | Aerial Inspection | Aerial Inspection | Ground Inspection | Ground Inspection |  |  | Non-Pole Backlog | Non-Pole Backlog |  |  |  |  | Down Conductor Detection (DCD) | [10 empty] | EPSS,Ground Inspection, | EPSS Ground Inspection | EPSS Ground Inspection | EPSS,Aerial Inspection,Ground Inspection,Non-Pole Backlog,Down Conductor Detection (DCD), | EPSS Aerial Inspection Ground Inspection Non-Pole Backlog Down Conductor Detection (DCD) | EPSS Aerial Inspection Ground Inspection Non-Pole Backlog Down Conductor Detection (DCD) | EPSS,Expulsion Fuse Replacement,Aerial Inspection,Non-Pole Backlog, | EPSS Expulsion Fuse Replacement Aerial Inspection Non-Pole Backlog | EPSS Expulsion Fuse Replacement Aerial Inspection Non-Pole Backlog |  |  |  | , | FALSE
GARBERVILLE 1101323694 | EPSS | EPSS | EPSS | [13 empty] | Aerial Inspection |  | Ground Inspection | [9 empty] | Down Conductor Detection (DCD) | [10 empty] | EPSS,Ground Inspection, | EPSS Ground Inspection | EPSS Ground Inspection | EPSS,Aerial Inspection,Down Conductor Detection (DCD), | EPSS Aerial Inspection Down Conductor Detection (DCD) | EPSS Aerial Inspection Down Conductor Detection (DCD) | EPSS, | EPSS | EPSS |  |  |  | , | FALSE
SEACLIFF 0402558727 | EPSS | EPSS | EPSS | [13 empty] | Aerial Inspection |  | Ground Inspection | Ground Inspection | Ground Inspection | [18 empty] | EPSS,Ground Inspection, | EPSS Ground Inspection | EPSS Ground Inspection | EPSS,Aerial Inspection,Ground Inspection, | EPSS Aerial Inspection Ground Inspection | EPSS Aerial Inspection Ground Inspection | EPSS,Ground Inspection, | EPSS Ground Inspection | EPSS Ground Inspection |  |  |  | , | FALSE
VOLTA 11011640 | EPSS | EPSS | EPSS | [13 empty] | Aerial Inspection |  | Ground Inspection | [8 empty] | Down Conductor Detection (DCD) |  |  | Line Sensors | [8 empty] | EPSS,Ground Inspection,Down Conductor Detection (DCD),Line Sensors, | EPSS Ground Inspection Down Conductor Detection (DCD) Line Sensors | EPSS Ground Inspection Down Conductor Detection (DCD) Line Sensors | EPSS,Aerial Inspection, | EPSS Aerial Inspection | EPSS Aerial Inspection | EPSS, | EPSS | EPSS |  |  |  | , | FALSE
FORT ORD 21069658 | EPSS | EPSS | EPSS | [13 empty] | Aerial Inspection |  | Ground Inspection | [9 empty] | Down Conductor Detection (DCD) |  | Line Sensors | [8 empty] | EPSS,Ground Inspection,Line Sensors, | EPSS Ground Inspection Line Sensors | EPSS Ground Inspection Line Sensors | EPSS,Aerial Inspection,Down Conductor Detection (DCD), | EPSS Aerial Inspection Down Conductor Detection (DCD) | EPSS Aerial Inspection Down Conductor Detection (DCD) | EPSS, | EPSS | EPSS |  |  |  | , | FALSE
BIG MEADOWS 21012260 | EPSS | EPSS | EPSS | Undergrounding |  |  | Overhead Hardening |  |  |  | Expulsion Fuse Replacement | [5 empty] | Aerial Inspection | Aerial Inspection | Ground Inspection | Ground Inspection | Ground Inspection | Non-Pole Backlog |  | Non-Pole Backlog |  |  |  | Down Conductor Detection (DCD) |  |  | Line Sensors | [5 empty] | Pole Backlog |  |  | EPSS,Undergrounding,Overhead Hardening,Ground Inspection,Non-Pole Backlog,Down Conductor Detection (DCD),Line Sensors,Pole Backlog, | EPSS Undergrounding Overhead Hardening Ground Inspection Non-Pole Backlog Down Conductor Detection (DCD) Line Sensors Pole Backlog | EPSS Undergrounding Overhead Hardening Ground Inspection Non-Pole Backlog Down Conductor Detection (DCD) Line Sensors Pole Backlog | EPSS,Expulsion Fuse Replacement,Aerial Inspection,Ground Inspection, | EPSS Expulsion Fuse Replacement Aerial Inspection Ground Inspection | EPSS Expulsion Fuse Replacement Aerial Inspection Ground Inspection | EPSS,Aerial Inspection,Ground Inspection,Non-Pole Backlog, | EPSS Aerial Inspection Ground Inspection Non-Pole Backlog | EPSS Aerial Inspection Ground Inspection Non-Pole Backlog | Undergrounding |  | Overhead Hardening | Undergrounding,Overhead Hardening, | Undergrounding Overhead Hardening | Undergrounding Overhead Hardening
GEYSERVILLE 1102868292 | EPSS | EPSS | EPSS | [17 empty] | Ground Inspection | [18 empty] | EPSS, | EPSS | EPSS | EPSS, | EPSS | EPSS | EPSS,Ground Inspection, | EPSS Ground Inspection | EPSS Ground Inspection |  |  |  | , | FALSE
OAKLAND J 1102951816 | EPSS | EPSS | EPSS | [8 empty] | Expulsion Fuse Replacement |  |  |  |  | Aerial Inspection | Aerial Inspection | Ground Inspection | Ground Inspection | Ground Inspection | [7 empty] | Down Conductor Detection (DCD) |  | Line Sensors | [8 empty] | EPSS,Ground Inspection,Line Sensors, | EPSS Ground Inspection Line Sensors | EPSS Ground Inspection Line Sensors | EPSS,Aerial Inspection,Ground Inspection,Down Conductor Detection (DCD), | EPSS Aerial Inspection Ground Inspection Down Conductor Detection (DCD) | EPSS Aerial Inspection Ground Inspection Down Conductor Detection (DCD) | EPSS,Expulsion Fuse Replacement,Aerial Inspection,Ground Inspection, | EPSS Expulsion Fuse Replacement Aerial Inspection Ground Inspection | EPSS Expulsion Fuse Replacement Aerial Inspection Ground Inspection |  |  |  | , | FALSE
BRIDGEVILLE 1102CB | EPSS | EPSS | EPSS | [6 empty] | Expulsion Fuse Replacement | Expulsion Fuse Replacement | Expulsion Fuse Replacement |  |  |  |  | Aerial Inspection | Aerial Inspection | Ground Inspection | Ground Inspection | Ground Inspection | Non-Pole Backlog | [17 empty] | EPSS,Expulsion Fuse Replacement,Ground Inspection,Non-Pole Backlog, | EPSS Expulsion Fuse Replacement Ground Inspection Non-Pole Backlog | EPSS Expulsion Fuse Replacement Ground Inspection Non-Pole Backlog | EPSS,Expulsion Fuse Replacement,Aerial Inspection,Ground Inspection, | EPSS Expulsion Fuse Replacement Aerial Inspection Ground Inspection | EPSS Expulsion Fuse Replacement Aerial Inspection Ground Inspection | EPSS,Expulsion Fuse Replacement,Aerial Inspection,Ground Inspection, | EPSS Expulsion Fuse Replacement Aerial Inspection Ground Inspection | EPSS Expulsion Fuse Replacement Aerial Inspection Ground Inspection |  |  |  | , | FALSE
VIEJO 22019490 | EPSS | EPSS | EPSS | [8 empty] | Expulsion Fuse Replacement |  |  |  |  | Aerial Inspection | Aerial Inspection | Ground Inspection | Ground Inspection | Ground Inspection | [18 empty] | EPSS,Ground Inspection, | EPSS Ground Inspection | EPSS Ground Inspection | EPSS,Aerial Inspection,Ground Inspection, | EPSS Aerial Inspection Ground Inspection | EPSS Aerial Inspection Ground Inspection | EPSS,Expulsion Fuse Replacement,Aerial Inspection,Ground Inspection, | EPSS Expulsion Fuse Replacement Aerial Inspection Ground Inspection | EPSS Expulsion Fuse Replacement Aerial Inspection Ground Inspection |  |  |  | , | FALSE
FORT BRAGG A 110235592 | EPSS | EPSS | EPSS | [8 empty] | Expulsion Fuse Replacement |  |  |  |  | Aerial Inspection |  | Ground Inspection |  |  | Non-Pole Backlog | Non-Pole Backlog |  |  |  |  | Down Conductor Detection (DCD) |  |  | Line Sensors | [8 empty] | EPSS,Ground Inspection,Non-Pole Backlog,Down Conductor Detection (DCD),Line Sensors, | EPSS Ground Inspection Non-Pole Backlog Down Conductor Detection (DCD) Line Sensors | EPSS Ground Inspection Non-Pole Backlog Down Conductor Detection (DCD) Line Sensors | EPSS,Aerial Inspection,Non-Pole Backlog, | EPSS Aerial Inspection Non-Pole Backlog | EPSS Aerial Inspection Non-Pole Backlog | EPSS,Expulsion Fuse Replacement, | EPSS Expulsion Fuse Replacement | EPSS Expulsion Fuse Replacement |  |  |  | , | FALSE
BERESFORD 04039154 | EPSS | EPSS | EPSS | [8 empty] | Expulsion Fuse Replacement |  |  |  |  | Aerial Inspection | Aerial Inspection | Ground Inspection | Ground Inspection | Ground Inspection | Non-Pole Backlog | [17 empty] | EPSS,Ground Inspection,Non-Pole Backlog, | EPSS Ground Inspection Non-Pole Backlog | EPSS Ground Inspection Non-Pole Backlog | EPSS,Aerial Inspection,Ground Inspection, | EPSS Aerial Inspection Ground Inspection | EPSS Aerial Inspection Ground Inspection | EPSS,Expulsion Fuse Replacement,Aerial Inspection,Ground Inspection, | EPSS Expulsion Fuse Replacement Aerial Inspection Ground Inspection | EPSS Expulsion Fuse Replacement Aerial Inspection Ground Inspection |  |  |  | , | FALSE
BRUNSWICK 110756240 | EPSS | EPSS | EPSS | [13 empty] | Aerial Inspection | Aerial Inspection | Ground Inspection | Ground Inspection | [8 empty] | Down Conductor Detection (DCD) | [10 empty] | EPSS,Ground Inspection, | EPSS Ground Inspection | EPSS Ground Inspection | EPSS,Aerial Inspection,Ground Inspection,Down Conductor Detection (DCD), | EPSS Aerial Inspection Ground Inspection Down Conductor Detection (DCD) | EPSS Aerial Inspection Ground Inspection Down Conductor Detection (DCD) | EPSS,Aerial Inspection, | EPSS Aerial Inspection | EPSS Aerial Inspection |  |  |  | , | FALSE
SUNOL 110148180 | EPSS | EPSS | EPSS | [25 empty] | Down Conductor Detection (DCD) | [10 empty] | EPSS, | EPSS | EPSS | EPSS,Down Conductor Detection (DCD), | EPSS Down Conductor Detection (DCD) | EPSS Down Conductor Detection (DCD) | EPSS, | EPSS | EPSS |  |  |  | , | FALSE
COARSEGOLD 210310820 | EPSS | EPSS | EPSS | [14 empty] | Aerial Inspection |  | Ground Inspection | [19 empty] | EPSS, | EPSS | EPSS | EPSS,Ground Inspection, | EPSS Ground Inspection | EPSS Ground Inspection | EPSS,Aerial Inspection, | EPSS Aerial Inspection | EPSS Aerial Inspection |  |  |  | , | FALSE
SANTA YNEZ 110477098 | EPSS | EPSS | EPSS | [13 empty] | Aerial Inspection | Aerial Inspection | Ground Inspection | Ground Inspection | Ground Inspection | Non-Pole Backlog | [6 empty] | Down Conductor Detection (DCD) | [10 empty] | EPSS,Ground Inspection,Non-Pole Backlog, | EPSS Ground Inspection Non-Pole Backlog | EPSS Ground Inspection Non-Pole Backlog | EPSS,Aerial Inspection,Ground Inspection,Down Conductor Detection (DCD), | EPSS Aerial Inspection Ground Inspection Down Conductor Detection (DCD) | EPSS Aerial Inspection Ground Inspection Down Conductor Detection (DCD) | EPSS,Aerial Inspection,Ground Inspection, | EPSS Aerial Inspection Ground Inspection | EPSS Aerial Inspection Ground Inspection |  |  | Overhead Hardening | ,Overhead Hardening, | Overhead Hardening | Overhead Hardening
FRUITLAND 11418860 | EPSS | EPSS | EPSS | [13 empty] | Aerial Inspection | Aerial Inspection | Ground Inspection | Ground Inspection | [8 empty] | Down Conductor Detection (DCD) | [10 empty] | EPSS,Ground Inspection, | EPSS Ground Inspection | EPSS Ground Inspection | EPSS,Aerial Inspection,Ground Inspection,Down Conductor Detection (DCD), | EPSS Aerial Inspection Ground Inspection Down Conductor Detection (DCD) | EPSS Aerial Inspection Ground Inspection Down Conductor Detection (DCD) | EPSS,Aerial Inspection, | EPSS Aerial Inspection | EPSS Aerial Inspection |  |  |  | , | FALSE
FORT ROSS 1121134 | EPSS | EPSS | EPSS | [7 empty] | Expulsion Fuse Replacement | Expulsion Fuse Replacement |  |  |  |  | Aerial Inspection |  | Ground Inspection |  |  | Non-Pole Backlog | [5 empty] | Down Conductor Detection (DCD) |  |  | Line Sensors | [8 empty] | EPSS,Ground Inspection,Non-Pole Backlog,Down Conductor Detection (DCD),Line Sensors, | EPSS Ground Inspection Non-Pole Backlog Down Conductor Detection (DCD) Line Sensors | EPSS Ground Inspection Non-Pole Backlog Down Conductor Detection (DCD) Line Sensors | EPSS,Expulsion Fuse Replacement,Aerial Inspection, | EPSS Expulsion Fuse Replacement Aerial Inspection | EPSS Expulsion Fuse Replacement Aerial Inspection | EPSS,Expulsion Fuse Replacement, | EPSS Expulsion Fuse Replacement | EPSS Expulsion Fuse Replacement |  |  |  | , | FALSE
PERRY 1101CB | EPSS | EPSS | EPSS | [14 empty] | Aerial Inspection |  | Ground Inspection |  | Non-Pole Backlog | [17 empty] | EPSS,Non-Pole Backlog, | EPSS Non-Pole Backlog | EPSS Non-Pole Backlog | EPSS,Ground Inspection, | EPSS Ground Inspection | EPSS Ground Inspection | EPSS,Aerial Inspection, | EPSS Aerial Inspection | EPSS Aerial Inspection |  |  |  | , | FALSE
CASTRO VALLEY 11088971 | EPSS | EPSS | EPSS | [7 empty] | Expulsion Fuse Replacement | [5 empty] | Aerial Inspection |  | Ground Inspection |  | Ground Inspection | Non-Pole Backlog | [6 empty] | Down Conductor Detection (DCD) | [10 empty] | EPSS,Ground Inspection,Non-Pole Backlog, | EPSS Ground Inspection Non-Pole Backlog | EPSS Ground Inspection Non-Pole Backlog | EPSS,Expulsion Fuse Replacement,Aerial Inspection,Down Conductor Detection (DCD), | EPSS Expulsion Fuse Replacement Aerial Inspection Down Conductor Detection (DCD) | EPSS Expulsion Fuse Replacement Aerial Inspection Down Conductor Detection (DCD) | EPSS,Ground Inspection, | EPSS Ground Inspection | EPSS Ground Inspection |  |  |  | , | FALSE
PETALUMA C 110948000 | EPSS | EPSS | EPSS | [6 empty] | Expulsion Fuse Replacement | Expulsion Fuse Replacement | [5 empty] | Aerial Inspection | Aerial Inspection | Ground Inspection | Ground Inspection | Ground Inspection | Non-Pole Backlog | [5 empty] | Down Conductor Detection (DCD) |  |  | Line Sensors | [8 empty] | EPSS,Expulsion Fuse Replacement,Ground Inspection,Non-Pole Backlog,Down Conductor Detection (DCD),Line Sensors, | EPSS Expulsion Fuse Replacement Ground Inspection Non-Pole Backlog Down Conductor Detection (DCD) Line Sensors | EPSS Expulsion Fuse Replacement Ground Inspection Non-Pole Backlog Down Conductor Detection (DCD) Line Sensors | EPSS,Expulsion Fuse Replacement,Aerial Inspection,Ground Inspection, | EPSS Expulsion Fuse Replacement Aerial Inspection Ground Inspection | EPSS Expulsion Fuse Replacement Aerial Inspection Ground Inspection | EPSS,Aerial Inspection,Ground Inspection, | EPSS Aerial Inspection Ground Inspection | EPSS Aerial Inspection Ground Inspection |  |  |  | , | FALSE
GREEN VALLEY 2101942143 | EPSS | EPSS | EPSS | [16 empty] | Ground Inspection | [19 empty] | EPSS, | EPSS | EPSS | EPSS,Ground Inspection, | EPSS Ground Inspection | EPSS Ground Inspection | EPSS, | EPSS | EPSS |  |  |  | , | FALSE
ROB ROY 210412596 | EPSS | EPSS | EPSS | [7 empty] | Expulsion Fuse Replacement | Expulsion Fuse Replacement | [5 empty] | Aerial Inspection |  | Ground Inspection | Ground Inspection | Non-Pole Backlog | [17 empty] | EPSS,Non-Pole Backlog, | EPSS Non-Pole Backlog | EPSS Non-Pole Backlog | EPSS,Expulsion Fuse Replacement,Ground Inspection, | EPSS Expulsion Fuse Replacement Ground Inspection | EPSS Expulsion Fuse Replacement Ground Inspection | EPSS,Expulsion Fuse Replacement,Aerial Inspection,Ground Inspection, | EPSS Expulsion Fuse Replacement Aerial Inspection Ground Inspection | EPSS Expulsion Fuse Replacement Aerial Inspection Ground Inspection |  |  |  | , | FALSE
JESSUP 1103728460 | EPSS | EPSS | EPSS | Undergrounding | [12 empty] | Aerial Inspection |  | Ground Inspection |  | Ground Inspection | Non-Pole Backlog | [6 empty] | Down Conductor Detection (DCD) | [10 empty] | EPSS,Undergrounding,Ground Inspection,Non-Pole Backlog, | EPSS Undergrounding Ground Inspection Non-Pole Backlog | EPSS Undergrounding Ground Inspection Non-Pole Backlog | EPSS,Aerial Inspection,Down Conductor Detection (DCD), | EPSS Aerial Inspection Down Conductor Detection (DCD) | EPSS Aerial Inspection Down Conductor Detection (DCD) | EPSS,Ground Inspection, | EPSS Ground Inspection | EPSS Ground Inspection |  |  |  | , | FALSE
SAUSALITO 11021500 | EPSS | EPSS | EPSS | [13 empty] | Aerial Inspection | Aerial Inspection | Ground Inspection | Ground Inspection |  | Non-Pole Backlog | [6 empty] | Down Conductor Detection (DCD) | [10 empty] | EPSS,Ground Inspection,Non-Pole Backlog, | EPSS Ground Inspection Non-Pole Backlog | EPSS Ground Inspection Non-Pole Backlog | EPSS,Aerial Inspection,Ground Inspection,Down Conductor Detection (DCD), | EPSS Aerial Inspection Ground Inspection Down Conductor Detection (DCD) | EPSS Aerial Inspection Ground Inspection Down Conductor Detection (DCD) | EPSS,Aerial Inspection, | EPSS Aerial Inspection | EPSS Aerial Inspection |  |  |  | , | FALSE
LUCERNE 11062327 | EPSS | EPSS | EPSS | [13 empty] | Aerial Inspection |  | Ground Inspection | [8 empty] | Down Conductor Detection (DCD) | [8 empty] | Pole Backlog |  |  | EPSS,Ground Inspection,Down Conductor Detection (DCD),Pole Backlog, | EPSS Ground Inspection Down Conductor Detection (DCD) Pole Backlog | EPSS Ground Inspection Down Conductor Detection (DCD) Pole Backlog | EPSS,Aerial Inspection, | EPSS Aerial Inspection | EPSS Aerial Inspection | EPSS, | EPSS | EPSS |  |  |  | , | FALSE
BUCKS CREEK 1103338520 | EPSS | EPSS | EPSS | [7 empty] | Expulsion Fuse Replacement |  | Surge Arrestor Replacement |  |  |  |  | Aerial Inspection |  | Ground Inspection | Ground Inspection | Non-Pole Backlog | Non-Pole Backlog | [5 empty] | Down Conductor Detection (DCD) | [10 empty] | EPSS,Surge Arrestor Replacement,Non-Pole Backlog, | EPSS Surge Arrestor Replacement Non-Pole Backlog | EPSS Surge Arrestor Replacement Non-Pole Backlog | EPSS,Expulsion Fuse Replacement,Ground Inspection,Non-Pole Backlog,Down Conductor Detection (DCD), | EPSS Expulsion Fuse Replacement Ground Inspection Non-Pole Backlog Down Conductor Detection (DCD) | EPSS Expulsion Fuse Replacement Ground Inspection Non-Pole Backlog Down Conductor Detection (DCD) | EPSS,Aerial Inspection,Ground Inspection, | EPSS Aerial Inspection Ground Inspection | EPSS Aerial Inspection Ground Inspection |  |  |  | , | FALSE
PANORAMA 1101713592 | EPSS | EPSS | EPSS | [6 empty] | Expulsion Fuse Replacement | [6 empty] | Aerial Inspection | Aerial Inspection | Ground Inspection | Ground Inspection | Ground Inspection | Non-Pole Backlog | [5 empty] | Down Conductor Detection (DCD) | [8 empty] | Pole Backlog |  |  | EPSS,Expulsion Fuse Replacement,Ground Inspection,Non-Pole Backlog,Down Conductor Detection (DCD),Pole Backlog, | EPSS Expulsion Fuse Replacement Ground Inspection Non-Pole Backlog Down Conductor Detection (DCD) Pole Backlog | EPSS Expulsion Fuse Replacement Ground Inspection Non-Pole Backlog Down Conductor Detection (DCD) Pole Backlog | EPSS,Aerial Inspection,Ground Inspection, | EPSS Aerial Inspection Ground Inspection | EPSS Aerial Inspection Ground Inspection | EPSS,Aerial Inspection,Ground Inspection, | EPSS Aerial Inspection Ground Inspection | EPSS Aerial Inspection Ground Inspection |  |  |  | , | FALSE
EEL RIVER 1102630456 | EPSS | EPSS | EPSS | [13 empty] | Aerial Inspection | Aerial Inspection | Ground Inspection | Ground Inspection |  | Non-Pole Backlog | [5 empty] | Down Conductor Detection (DCD) | [11 empty] | EPSS,Ground Inspection,Non-Pole Backlog,Down Conductor Detection (DCD), | EPSS Ground Inspection Non-Pole Backlog Down Conductor Detection (DCD) | EPSS Ground Inspection Non-Pole Backlog Down Conductor Detection (DCD) | EPSS,Aerial Inspection,Ground Inspection, | EPSS Aerial Inspection Ground Inspection | EPSS Aerial Inspection Ground Inspection | EPSS,Aerial Inspection, | EPSS Aerial Inspection | EPSS Aerial Inspection |  |  |  | , | FALSE
HARRIS 11082062 | EPSS | EPSS | EPSS | [8 empty] | Expulsion Fuse Replacement |  |  |  |  | Aerial Inspection | Aerial Inspection | Ground Inspection | Ground Inspection |  | Non-Pole Backlog | [6 empty] | Down Conductor Detection (DCD) | [10 empty] | EPSS,Ground Inspection,Non-Pole Backlog, | EPSS Ground Inspection Non-Pole Backlog | EPSS Ground Inspection Non-Pole Backlog | EPSS,Aerial Inspection,Ground Inspection,Down Conductor Detection (DCD), | EPSS Aerial Inspection Ground Inspection Down Conductor Detection (DCD) | EPSS Aerial Inspection Ground Inspection Down Conductor Detection (DCD) | EPSS,Expulsion Fuse Replacement,Aerial Inspection, | EPSS Expulsion Fuse Replacement Aerial Inspection | EPSS Expulsion Fuse Replacement Aerial Inspection |  | Line Removal |  | ,Line Removal, | Line Removal | Line Removal
VOLTA 1102641544 | EPSS | EPSS | EPSS | [17 empty] | Ground Inspection | [6 empty] | Down Conductor Detection (DCD) | [11 empty] | EPSS,Down Conductor Detection (DCD), | EPSS Down Conductor Detection (DCD) | EPSS Down Conductor Detection (DCD) | EPSS, | EPSS | EPSS | EPSS,Ground Inspection, | EPSS Ground Inspection | EPSS Ground Inspection |  |  |  | , | FALSE
LUCERNE 1106526 | EPSS | EPSS | EPSS | [6 empty] | Expulsion Fuse Replacement | [6 empty] | Aerial Inspection | Aerial Inspection | Ground Inspection | Ground Inspection |  | Non-Pole Backlog | [5 empty] | Down Conductor Detection (DCD) | [11 empty] | EPSS,Expulsion Fuse Replacement,Ground Inspection,Non-Pole Backlog,Down Conductor Detection (DCD), | EPSS Expulsion Fuse Replacement Ground Inspection Non-Pole Backlog Down Conductor Detection (DCD) | EPSS Expulsion Fuse Replacement Ground Inspection Non-Pole Backlog Down Conductor Detection (DCD) | EPSS,Aerial Inspection,Ground Inspection, | EPSS Aerial Inspection Ground Inspection | EPSS Aerial Inspection Ground Inspection | EPSS,Aerial Inspection, | EPSS Aerial Inspection | EPSS Aerial Inspection |  |  |  | , | FALSE
BURNEY 110145984 | EPSS | EPSS | EPSS | [7 empty] | Expulsion Fuse Replacement | Expulsion Fuse Replacement | [5 empty] | Aerial Inspection |  | Ground Inspection | Ground Inspection | Non-Pole Backlog |  | Non-Pole Backlog |  |  |  |  | Down Conductor Detection (DCD) | [10 empty] | EPSS,Non-Pole Backlog, | EPSS Non-Pole Backlog | EPSS Non-Pole Backlog | EPSS,Expulsion Fuse Replacement,Ground Inspection,Down Conductor Detection (DCD), | EPSS Expulsion Fuse Replacement Ground Inspection Down Conductor Detection (DCD) | EPSS Expulsion Fuse Replacement Ground Inspection Down Conductor Detection (DCD) | EPSS,Expulsion Fuse Replacement,Aerial Inspection,Ground Inspection,Non-Pole Backlog, | EPSS Expulsion Fuse Replacement Aerial Inspection Ground Inspection Non-Pole Backlog | EPSS Expulsion Fuse Replacement Aerial Inspection Ground Inspection Non-Pole Backlog |  |  |  | , | FALSE
LOW GAP 110186816 | EPSS | EPSS | EPSS | [6 empty] | Expulsion Fuse Replacement | [6 empty] | Aerial Inspection |  | Ground Inspection | [9 empty] | Down Conductor Detection (DCD) | [10 empty] | EPSS,Expulsion Fuse Replacement,Ground Inspection, | EPSS Expulsion Fuse Replacement Ground Inspection | EPSS Expulsion Fuse Replacement Ground Inspection | EPSS,Aerial Inspection,Down Conductor Detection (DCD), | EPSS Aerial Inspection Down Conductor Detection (DCD) | EPSS Aerial Inspection Down Conductor Detection (DCD) | EPSS, | EPSS | EPSS |  |  |  | , | FALSE
CLARKSVILLE 2104CB | EPSS | EPSS | EPSS | [13 empty] | Aerial Inspection | Aerial Inspection | Ground Inspection | Ground Inspection |  | Non-Pole Backlog | [14 empty] | Pole Backlog |  |  | EPSS,Ground Inspection,Non-Pole Backlog,Pole Backlog, | EPSS Ground Inspection Non-Pole Backlog Pole Backlog | EPSS Ground Inspection Non-Pole Backlog Pole Backlog | EPSS,Aerial Inspection,Ground Inspection, | EPSS Aerial Inspection Ground Inspection | EPSS Aerial Inspection Ground Inspection | EPSS,Aerial Inspection, | EPSS Aerial Inspection | EPSS Aerial Inspection | Undergrounding | Line Removal |  | Undergrounding,Line Removal, | Undergrounding Line Removal | Undergrounding Line Removal
PEABODY 2113873304 | EPSS | EPSS | EPSS | [13 empty] | Aerial Inspection |  | Ground Inspection | [20 empty] | EPSS,Ground Inspection, | EPSS Ground Inspection | EPSS Ground Inspection | EPSS,Aerial Inspection, | EPSS Aerial Inspection | EPSS Aerial Inspection | EPSS, | EPSS | EPSS |  |  |  | , | FALSE
SONOMA 1105539450 | EPSS | EPSS | EPSS | [14 empty] | Aerial Inspection |  | Ground Inspection | Ground Inspection | [7 empty] | Down Conductor Detection (DCD) | [10 empty] | EPSS, | EPSS | EPSS | EPSS,Ground Inspection,Down Conductor Detection (DCD), | EPSS Ground Inspection Down Conductor Detection (DCD) | EPSS Ground Inspection Down Conductor Detection (DCD) | EPSS,Aerial Inspection,Ground Inspection, | EPSS Aerial Inspection Ground Inspection | EPSS Aerial Inspection Ground Inspection |  |  |  | , | FALSE
GARBERVILLE 11022540 | EPSS | EPSS | EPSS | [6 empty] | Expulsion Fuse Replacement | Expulsion Fuse Replacement | [5 empty] | Aerial Inspection |  | Ground Inspection |  |  |  | Non-Pole Backlog |  |  |  |  | Down Conductor Detection (DCD) | [11 empty] | EPSS,Expulsion Fuse Replacement,Ground Inspection,Down Conductor Detection (DCD), | EPSS Expulsion Fuse Replacement Ground Inspection Down Conductor Detection (DCD) | EPSS Expulsion Fuse Replacement Ground Inspection Down Conductor Detection (DCD) | EPSS,Expulsion Fuse Replacement,Aerial Inspection,Non-Pole Backlog, | EPSS Expulsion Fuse Replacement Aerial Inspection Non-Pole Backlog | EPSS Expulsion Fuse Replacement Aerial Inspection Non-Pole Backlog | EPSS, | EPSS | EPSS |  |  |  | , | FALSE
STAFFORD 11021202 | EPSS | EPSS | EPSS | [13 empty] | Aerial Inspection | Aerial Inspection | Ground Inspection | Ground Inspection |  |  | Non-Pole Backlog | [5 empty] | Down Conductor Detection (DCD) | [10 empty] | EPSS,Ground Inspection, | EPSS Ground Inspection | EPSS Ground Inspection | EPSS,Aerial Inspection,Ground Inspection,Non-Pole Backlog,Down Conductor Detection (DCD), | EPSS Aerial Inspection Ground Inspection Non-Pole Backlog Down Conductor Detection (DCD) | EPSS Aerial Inspection Ground Inspection Non-Pole Backlog Down Conductor Detection (DCD) | EPSS,Aerial Inspection, | EPSS Aerial Inspection | EPSS Aerial Inspection |  |  |  | , | FALSE
RED BLUFF 11031702 | EPSS | EPSS | EPSS | [13 empty] | Aerial Inspection | Aerial Inspection | Ground Inspection | Ground Inspection |  | Non-Pole Backlog |  | Non-Pole Backlog |  |  |  | Down Conductor Detection (DCD) | [11 empty] | EPSS,Ground Inspection,Non-Pole Backlog,Down Conductor Detection (DCD), | EPSS Ground Inspection Non-Pole Backlog Down Conductor Detection (DCD) | EPSS Ground Inspection Non-Pole Backlog Down Conductor Detection (DCD) | EPSS,Aerial Inspection,Ground Inspection, | EPSS Aerial Inspection Ground Inspection | EPSS Aerial Inspection Ground Inspection | EPSS,Aerial Inspection,Non-Pole Backlog, | EPSS Aerial Inspection Non-Pole Backlog | EPSS Aerial Inspection Non-Pole Backlog |  |  |  | , | FALSE
HALSEY 11012414 | EPSS | EPSS | EPSS | [6 empty] | Expulsion Fuse Replacement | Expulsion Fuse Replacement |  | Surge Arrestor Replacement |  |  |  | Aerial Inspection |  | Ground Inspection |  |  | Non-Pole Backlog | Non-Pole Backlog | Non-Pole Backlog |  |  |  |  | Down Conductor Detection (DCD) | [7 empty] | Pole Backlog |  |  | EPSS,Expulsion Fuse Replacement,Surge Arrestor Replacement,Ground Inspection,Non-Pole Backlog,Pole Backlog, | EPSS Expulsion Fuse Replacement Surge Arrestor Replacement Ground Inspection Non-Pole Backlog Pole Backlog | EPSS Expulsion Fuse Replacement Surge Arrestor Replacement Ground Inspection Non-Pole Backlog Pole Backlog | EPSS,Expulsion Fuse Replacement,Aerial Inspection,Non-Pole Backlog,Down Conductor Detection (DCD), | EPSS Expulsion Fuse Replacement Aerial Inspection Non-Pole Backlog Down Conductor Detection (DCD) | EPSS Expulsion Fuse Replacement Aerial Inspection Non-Pole Backlog Down Conductor Detection (DCD) | EPSS,Non-Pole Backlog, | EPSS Non-Pole Backlog | EPSS Non-Pole Backlog |  |  |  | , | FALSE
CASTRO VALLEY 1110610800 | EPSS | EPSS | EPSS | [7 empty] | Expulsion Fuse Replacement | [5 empty] | Aerial Inspection |  | Ground Inspection |  | Ground Inspection | Non-Pole Backlog | [17 empty] | EPSS,Ground Inspection,Non-Pole Backlog, | EPSS Ground Inspection Non-Pole Backlog | EPSS Ground Inspection Non-Pole Backlog | EPSS,Expulsion Fuse Replacement,Aerial Inspection, | EPSS Expulsion Fuse Replacement Aerial Inspection | EPSS Expulsion Fuse Replacement Aerial Inspection | EPSS,Ground Inspection, | EPSS Ground Inspection | EPSS Ground Inspection |  |  |  | , | FALSE
SPRING GAP 170210720 | EPSS | EPSS | EPSS | [7 empty] | Expulsion Fuse Replacement | [6 empty] | Aerial Inspection |  | Ground Inspection | Ground Inspection | Non-Pole Backlog | [6 empty] | Down Conductor Detection (DCD) | [10 empty] | EPSS,Non-Pole Backlog, | EPSS Non-Pole Backlog | EPSS Non-Pole Backlog | EPSS,Expulsion Fuse Replacement,Ground Inspection,Down Conductor Detection (DCD), | EPSS Expulsion Fuse Replacement Ground Inspection Down Conductor Detection (DCD) | EPSS Expulsion Fuse Replacement Ground Inspection Down Conductor Detection (DCD) | EPSS,Aerial Inspection,Ground Inspection, | EPSS Aerial Inspection Ground Inspection | EPSS Aerial Inspection Ground Inspection |  |  |  | , | FALSE
DESCHUTES 1104378894 | EPSS | EPSS | EPSS | [13 empty] | Aerial Inspection | Aerial Inspection | Ground Inspection | Ground Inspection | [19 empty] | EPSS,Ground Inspection, | EPSS Ground Inspection | EPSS Ground Inspection | EPSS,Aerial Inspection,Ground Inspection, | EPSS Aerial Inspection Ground Inspection | EPSS Aerial Inspection Ground Inspection | EPSS,Aerial Inspection, | EPSS Aerial Inspection | EPSS Aerial Inspection |  |  |  | , | FALSE
HALF MOON BAY 11036018 | EPSS | EPSS | EPSS | [13 empty] | Aerial Inspection | Aerial Inspection | Ground Inspection | Ground Inspection | [8 empty] | Down Conductor Detection (DCD) |  | Line Sensors | [8 empty] | EPSS,Ground Inspection,Line Sensors, | EPSS Ground Inspection Line Sensors | EPSS Ground Inspection Line Sensors | EPSS,Aerial Inspection,Ground Inspection,Down Conductor Detection (DCD), | EPSS Aerial Inspection Ground Inspection Down Conductor Detection (DCD) | EPSS Aerial Inspection Ground Inspection Down Conductor Detection (DCD) | EPSS,Aerial Inspection, | EPSS Aerial Inspection | EPSS Aerial Inspection |  |  |  | , | FALSE
ROB ROY 21045304 | EPSS | EPSS | EPSS | [7 empty] | Expulsion Fuse Replacement | [6 empty] | Aerial Inspection |  | Ground Inspection | Ground Inspection | Non-Pole Backlog | [17 empty] | EPSS,Non-Pole Backlog, | EPSS Non-Pole Backlog | EPSS Non-Pole Backlog | EPSS,Expulsion Fuse Replacement,Ground Inspection, | EPSS Expulsion Fuse Replacement Ground Inspection | EPSS Expulsion Fuse Replacement Ground Inspection | EPSS,Aerial Inspection,Ground Inspection, | EPSS Aerial Inspection Ground Inspection | EPSS Aerial Inspection Ground Inspection |  |  |  | , | FALSE
MARTELL 1101185268 | EPSS | EPSS | EPSS | [17 empty] | Ground Inspection | Non-Pole Backlog | [17 empty] | EPSS,Non-Pole Backlog, | EPSS Non-Pole Backlog | EPSS Non-Pole Backlog | EPSS, | EPSS | EPSS | EPSS,Ground Inspection, | EPSS Ground Inspection | EPSS Ground Inspection |  |  |  | , | FALSE
LUCERNE 11062355 | EPSS | EPSS | EPSS | [13 empty] | Aerial Inspection |  | Ground Inspection | [8 empty] | Down Conductor Detection (DCD) | [11 empty] | EPSS,Ground Inspection,Down Conductor Detection (DCD), | EPSS Ground Inspection Down Conductor Detection (DCD) | EPSS Ground Inspection Down Conductor Detection (DCD) | EPSS,Aerial Inspection, | EPSS Aerial Inspection | EPSS Aerial Inspection | EPSS, | EPSS | EPSS |  |  |  | , | FALSE
SAN RAFAEL 1101854822 | EPSS | EPSS | EPSS | [14 empty] | Aerial Inspection |  | Ground Inspection | Ground Inspection | [18 empty] | EPSS, | EPSS | EPSS | EPSS,Ground Inspection, | EPSS Ground Inspection | EPSS Ground Inspection | EPSS,Aerial Inspection,Ground Inspection, | EPSS Aerial Inspection Ground Inspection | EPSS Aerial Inspection Ground Inspection |  |  |  | , | FALSE
SHINGLE SPRINGS 110419502 | EPSS | EPSS | EPSS | [6 empty] | Expulsion Fuse Replacement |  |  | Surge Arrestor Replacement |  |  |  | Aerial Inspection | Aerial Inspection | Ground Inspection | Ground Inspection | Ground Inspection | Non-Pole Backlog | [5 empty] | Down Conductor Detection (DCD) |  |  | Line Sensors | [8 empty] | EPSS,Expulsion Fuse Replacement,Surge Arrestor Replacement,Ground Inspection,Non-Pole Backlog,Down Conductor Detection (DCD),Line Sensors, | EPSS Expulsion Fuse Replacement Surge Arrestor Replacement Ground Inspection Non-Pole Backlog Down Conductor Detection (DCD) Line Sensors | EPSS Expulsion Fuse Replacement Surge Arrestor Replacement Ground Inspection Non-Pole Backlog Down Conductor Detection (DCD) Line Sensors | EPSS,Aerial Inspection,Ground Inspection, | EPSS Aerial Inspection Ground Inspection | EPSS Aerial Inspection Ground Inspection | EPSS,Aerial Inspection,Ground Inspection, | EPSS Aerial Inspection Ground Inspection | EPSS Aerial Inspection Ground Inspection |  |  |  | , | FALSE
GUALALA 1111402866 | EPSS | EPSS | EPSS | [8 empty] | Expulsion Fuse Replacement |  |  |  |  | Aerial Inspection |  | Ground Inspection |  |  |  | Non-Pole Backlog | [5 empty] | Down Conductor Detection (DCD) | [10 empty] | EPSS,Ground Inspection, | EPSS Ground Inspection | EPSS Ground Inspection | EPSS,Aerial Inspection,Non-Pole Backlog,Down Conductor Detection (DCD), | EPSS Aerial Inspection Non-Pole Backlog Down Conductor Detection (DCD) | EPSS Aerial Inspection Non-Pole Backlog Down Conductor Detection (DCD) | EPSS,Expulsion Fuse Replacement, | EPSS Expulsion Fuse Replacement | EPSS Expulsion Fuse Replacement |  |  |  | , | FALSE
SHEPHERD 2111707358 | EPSS | EPSS | EPSS | [6 empty] | Expulsion Fuse Replacement |  |  | Surge Arrestor Replacement |  |  |  | Aerial Inspection | Aerial Inspection | Ground Inspection | Ground Inspection | Ground Inspection | Non-Pole Backlog | [17 empty] | EPSS,Expulsion Fuse Replacement,Surge Arrestor Replacement,Ground Inspection,Non-Pole Backlog, | EPSS Expulsion Fuse Replacement Surge Arrestor Replacement Ground Inspection Non-Pole Backlog | EPSS Expulsion Fuse Replacement Surge Arrestor Replacement Ground Inspection Non-Pole Backlog | EPSS,Aerial Inspection,Ground Inspection, | EPSS Aerial Inspection Ground Inspection | EPSS Aerial Inspection Ground Inspection | EPSS,Aerial Inspection,Ground Inspection, | EPSS Aerial Inspection Ground Inspection | EPSS Aerial Inspection Ground Inspection |  |  |  | , | FALSE
VOLTA 11021646 | EPSS | EPSS | EPSS | [9 empty] | Surge Arrestor Replacement |  |  |  | Aerial Inspection | Aerial Inspection | Ground Inspection | Ground Inspection | Ground Inspection | Non-Pole Backlog | [5 empty] | Down Conductor Detection (DCD) | [8 empty] | Pole Backlog |  |  | EPSS,Surge Arrestor Replacement,Ground Inspection,Non-Pole Backlog,Down Conductor Detection (DCD),Pole Backlog, | EPSS Surge Arrestor Replacement Ground Inspection Non-Pole Backlog Down Conductor Detection (DCD) Pole Backlog | EPSS Surge Arrestor Replacement Ground Inspection Non-Pole Backlog Down Conductor Detection (DCD) Pole Backlog | EPSS,Aerial Inspection,Ground Inspection, | EPSS Aerial Inspection Ground Inspection | EPSS Aerial Inspection Ground Inspection | EPSS,Aerial Inspection,Ground Inspection, | EPSS Aerial Inspection Ground Inspection | EPSS Aerial Inspection Ground Inspection |  |  |  | , | FALSE
AUBERRY 1102CB | EPSS | EPSS | EPSS | [9 empty] | Surge Arrestor Replacement |  |  |  | Aerial Inspection | Aerial Inspection | Ground Inspection | Ground Inspection | [19 empty] | EPSS,Surge Arrestor Replacement,Ground Inspection, | EPSS Surge Arrestor Replacement Ground Inspection | EPSS Surge Arrestor Replacement Ground Inspection | EPSS,Aerial Inspection,Ground Inspection, | EPSS Aerial Inspection Ground Inspection | EPSS Aerial Inspection Ground Inspection | EPSS,Aerial Inspection, | EPSS Aerial Inspection | EPSS Aerial Inspection |  |  |  | , | FALSE
VOLTA 110185234 | EPSS | EPSS | EPSS | [13 empty] | Aerial Inspection |  | Ground Inspection |  |  |  |  | Non-Pole Backlog |  |  |  | Down Conductor Detection (DCD) |  |  | Line Sensors | [8 empty] | EPSS,Ground Inspection,Down Conductor Detection (DCD),Line Sensors, | EPSS Ground Inspection Down Conductor Detection (DCD) Line Sensors | EPSS Ground Inspection Down Conductor Detection (DCD) Line Sensors | EPSS,Aerial Inspection, | EPSS Aerial Inspection | EPSS Aerial Inspection | EPSS,Non-Pole Backlog, | EPSS Non-Pole Backlog | EPSS Non-Pole Backlog |  |  |  | , | FALSE
SHINGLE SPRINGS 211051790 | EPSS | EPSS | EPSS | [14 empty] | Aerial Inspection |  | Ground Inspection | Ground Inspection | Non-Pole Backlog | [6 empty] | Down Conductor Detection (DCD) | [10 empty] | EPSS,Non-Pole Backlog, | EPSS Non-Pole Backlog | EPSS Non-Pole Backlog | EPSS,Ground Inspection,Down Conductor Detection (DCD), | EPSS Ground Inspection Down Conductor Detection (DCD) | EPSS Ground Inspection Down Conductor Detection (DCD) | EPSS,Aerial Inspection,Ground Inspection, | EPSS Aerial Inspection Ground Inspection | EPSS Aerial Inspection Ground Inspection |  |  |  | , | FALSE
ECHO SUMMIT 1101344250 | EPSS | EPSS | EPSS | [17 empty] | Ground Inspection | Non-Pole Backlog | [6 empty] | Down Conductor Detection (DCD) | [10 empty] | EPSS,Non-Pole Backlog, | EPSS Non-Pole Backlog | EPSS Non-Pole Backlog | EPSS,Down Conductor Detection (DCD), | EPSS Down Conductor Detection (DCD) | EPSS Down Conductor Detection (DCD) | EPSS,Ground Inspection, | EPSS Ground Inspection | EPSS Ground Inspection | Undergrounding |  |  | Undergrounding, | Undergrounding | Undergrounding
CLEAR LAKE 1102223792 | EPSS | EPSS | EPSS | [14 empty] | Aerial Inspection | Ground Inspection | Ground Inspection | Ground Inspection | [18 empty] | EPSS,Ground Inspection, | EPSS Ground Inspection | EPSS Ground Inspection | EPSS,Ground Inspection, | EPSS Ground Inspection | EPSS Ground Inspection | EPSS,Aerial Inspection,Ground Inspection, | EPSS Aerial Inspection Ground Inspection | EPSS Aerial Inspection Ground Inspection |  |  |  | , | FALSE
HAMILTON BRANCH 110187784 | EPSS | EPSS | EPSS | [8 empty] | Expulsion Fuse Replacement |  |  |  |  | Aerial Inspection |  | Ground Inspection | [9 empty] | Down Conductor Detection (DCD) | [10 empty] | EPSS,Ground Inspection, | EPSS Ground Inspection | EPSS Ground Inspection | EPSS,Aerial Inspection,Down Conductor Detection (DCD), | EPSS Aerial Inspection Down Conductor Detection (DCD) | EPSS Aerial Inspection Down Conductor Detection (DCD) | EPSS,Expulsion Fuse Replacement, | EPSS Expulsion Fuse Replacement | EPSS Expulsion Fuse Replacement |  |  |  | , | FALSE
HALSEY 11026129 | EPSS | EPSS | EPSS | [13 empty] | Aerial Inspection |  | Ground Inspection | [20 empty] | EPSS,Ground Inspection, | EPSS Ground Inspection | EPSS Ground Inspection | EPSS,Aerial Inspection, | EPSS Aerial Inspection | EPSS Aerial Inspection | EPSS, | EPSS | EPSS |  |  |  | , | FALSE
SISQUOC 1103M98 | EPSS | EPSS | EPSS | [7 empty] | Expulsion Fuse Replacement | [6 empty] | Aerial Inspection |  | Ground Inspection | Ground Inspection | Non-Pole Backlog |  | Non-Pole Backlog |  |  |  |  | Down Conductor Detection (DCD) | [7 empty] | Pole Backlog |  |  | EPSS,Non-Pole Backlog,Pole Backlog, | EPSS Non-Pole Backlog Pole Backlog | EPSS Non-Pole Backlog Pole Backlog | EPSS,Expulsion Fuse Replacement,Ground Inspection,Down Conductor Detection (DCD), | EPSS Expulsion Fuse Replacement Ground Inspection Down Conductor Detection (DCD) | EPSS Expulsion Fuse Replacement Ground Inspection Down Conductor Detection (DCD) | EPSS,Aerial Inspection,Ground Inspection,Non-Pole Backlog, | EPSS Aerial Inspection Ground Inspection Non-Pole Backlog | EPSS Aerial Inspection Ground Inspection Non-Pole Backlog |  |  |  | , | FALSE
CLOVERDALE 1102307342 | EPSS | EPSS | EPSS | [17 empty] | Ground Inspection | [18 empty] | EPSS, | EPSS | EPSS | EPSS, | EPSS | EPSS | EPSS,Ground Inspection, | EPSS Ground Inspection | EPSS Ground Inspection |  |  |  | , | FALSE
MC ARTHUR 11011490 | EPSS | EPSS | EPSS | [13 empty] | Aerial Inspection | Aerial Inspection | Ground Inspection | Ground Inspection | Ground Inspection | Non-Pole Backlog | [5 empty] | Down Conductor Detection (DCD) | [11 empty] | EPSS,Ground Inspection,Non-Pole Backlog,Down Conductor Detection (DCD), | EPSS Ground Inspection Non-Pole Backlog Down Conductor Detection (DCD) | EPSS Ground Inspection Non-Pole Backlog Down Conductor Detection (DCD) | EPSS,Aerial Inspection,Ground Inspection, | EPSS Aerial Inspection Ground Inspection | EPSS Aerial Inspection Ground Inspection | EPSS,Aerial Inspection,Ground Inspection, | EPSS Aerial Inspection Ground Inspection | EPSS Aerial Inspection Ground Inspection |  | Line Removal |  | ,Line Removal, | Line Removal | Line Removal
BRUNSWICK 1105297538 | EPSS | EPSS | EPSS | [17 empty] | Ground Inspection | [18 empty] | EPSS, | EPSS | EPSS | EPSS, | EPSS | EPSS | EPSS,Ground Inspection, | EPSS Ground Inspection | EPSS Ground Inspection |  |  |  | , | FALSE
GREEN VALLEY 2101535998 | EPSS | EPSS | EPSS | [7 empty] | Expulsion Fuse Replacement | [5 empty] | Aerial Inspection | Aerial Inspection | Ground Inspection | Ground Inspection | Ground Inspection | Non-Pole Backlog | [17 empty] | EPSS,Ground Inspection,Non-Pole Backlog, | EPSS Ground Inspection Non-Pole Backlog | EPSS Ground Inspection Non-Pole Backlog | EPSS,Expulsion Fuse Replacement,Aerial Inspection,Ground Inspection, | EPSS Expulsion Fuse Replacement Aerial Inspection Ground Inspection | EPSS Expulsion Fuse Replacement Aerial Inspection Ground Inspection | EPSS,Aerial Inspection,Ground Inspection, | EPSS Aerial Inspection Ground Inspection | EPSS Aerial Inspection Ground Inspection |  |  |  | , | FALSE
FROGTOWN 1702832694 | EPSS | EPSS | EPSS | [14 empty] | Aerial Inspection |  | Ground Inspection | [7 empty] | Down Conductor Detection (DCD) | [11 empty] | EPSS,Down Conductor Detection (DCD), | EPSS Down Conductor Detection (DCD) | EPSS Down Conductor Detection (DCD) | EPSS,Ground Inspection, | EPSS Ground Inspection | EPSS Ground Inspection | EPSS,Aerial Inspection, | EPSS Aerial Inspection | EPSS Aerial Inspection |  |  |  | , | FALSE
MONROE 210392868 | EPSS | EPSS | EPSS | [8 empty] | Expulsion Fuse Replacement |  |  |  |  | Aerial Inspection |  | Ground Inspection | Ground Inspection | Ground Inspection | [18 empty] | EPSS,Ground Inspection, | EPSS Ground Inspection | EPSS Ground Inspection | EPSS,Aerial Inspection,Ground Inspection, | EPSS Aerial Inspection Ground Inspection | EPSS Aerial Inspection Ground Inspection | EPSS,Expulsion Fuse Replacement,Ground Inspection, | EPSS Expulsion Fuse Replacement Ground Inspection | EPSS Expulsion Fuse Replacement Ground Inspection |  |  |  | , | FALSE
OLETA 1101754718 | EPSS | EPSS | EPSS |  |  |  | Overhead Hardening | [13 empty] | Ground Inspection | [6 empty] | Down Conductor Detection (DCD) | [11 empty] | EPSS,Overhead Hardening,Down Conductor Detection (DCD), | EPSS Overhead Hardening Down Conductor Detection (DCD) | EPSS Overhead Hardening Down Conductor Detection (DCD) | EPSS, | EPSS | EPSS | EPSS,Ground Inspection, | EPSS Ground Inspection | EPSS Ground Inspection |  |  |  | , | FALSE
PARADISE 11042206 | EPSS | EPSS | EPSS | Undergrounding | [7 empty] | Expulsion Fuse Replacement | Surge Arrestor Replacement |  |  |  | Aerial Inspection | Aerial Inspection | Ground Inspection | Ground Inspection | Ground Inspection | Non-Pole Backlog | [5 empty] | Down Conductor Detection (DCD) | [11 empty] | EPSS,Undergrounding,Surge Arrestor Replacement,Ground Inspection,Non-Pole Backlog,Down Conductor Detection (DCD), | EPSS Undergrounding Surge Arrestor Replacement Ground Inspection Non-Pole Backlog Down Conductor Detection (DCD) | EPSS Undergrounding Surge Arrestor Replacement Ground Inspection Non-Pole Backlog Down Conductor Detection (DCD) | EPSS,Aerial Inspection,Ground Inspection, | EPSS Aerial Inspection Ground Inspection | EPSS Aerial Inspection Ground Inspection | EPSS,Expulsion Fuse Replacement,Aerial Inspection,Ground Inspection, | EPSS Expulsion Fuse Replacement Aerial Inspection Ground Inspection | EPSS Expulsion Fuse Replacement Aerial Inspection Ground Inspection |  |  |  | , | FALSE
DIAMOND SPRINGS 1105CB | EPSS | EPSS | EPSS | [13 empty] | Aerial Inspection | Aerial Inspection | Ground Inspection | Ground Inspection | Ground Inspection | [18 empty] | EPSS,Ground Inspection, | EPSS Ground Inspection | EPSS Ground Inspection | EPSS,Aerial Inspection,Ground Inspection, | EPSS Aerial Inspection Ground Inspection | EPSS Aerial Inspection Ground Inspection | EPSS,Aerial Inspection,Ground Inspection, | EPSS Aerial Inspection Ground Inspection | EPSS Aerial Inspection Ground Inspection |  |  |  | , | FALSE
FAIRVIEW 2207P304 | EPSS | EPSS | EPSS | [7 empty] | Expulsion Fuse Replacement | [5 empty] | Aerial Inspection | Aerial Inspection | Ground Inspection | Ground Inspection | Ground Inspection | Non-Pole Backlog | [14 empty] | Pole Backlog |  |  | EPSS,Ground Inspection,Non-Pole Backlog,Pole Backlog, | EPSS Ground Inspection Non-Pole Backlog Pole Backlog | EPSS Ground Inspection Non-Pole Backlog Pole Backlog | EPSS,Expulsion Fuse Replacement,Aerial Inspection,Ground Inspection, | EPSS Expulsion Fuse Replacement Aerial Inspection Ground Inspection | EPSS Expulsion Fuse Replacement Aerial Inspection Ground Inspection | EPSS,Aerial Inspection,Ground Inspection, | EPSS Aerial Inspection Ground Inspection | EPSS Aerial Inspection Ground Inspection |  |  |  | , | FALSE
LLAGAS 2101984552 | EPSS | EPSS | EPSS | [6 empty] | Expulsion Fuse Replacement | [7 empty] | Aerial Inspection | Ground Inspection | Ground Inspection | Ground Inspection | [18 empty] | EPSS,Expulsion Fuse Replacement,Ground Inspection, | EPSS Expulsion Fuse Replacement Ground Inspection | EPSS Expulsion Fuse Replacement Ground Inspection | EPSS,Ground Inspection, | EPSS Ground Inspection | EPSS Ground Inspection | EPSS,Aerial Inspection,Ground Inspection, | EPSS Aerial Inspection Ground Inspection | EPSS Aerial Inspection Ground Inspection |  |  |  | , | FALSE
VOLTA 1101CB | EPSS | EPSS | EPSS | Undergrounding |  |  | Overhead Hardening | [6 empty] | Surge Arrestor Replacement |  |  | Aerial Inspection |  | Ground Inspection |  | Ground Inspection | Non-Pole Backlog | [8 empty] | Line Sensors | [8 empty] | EPSS,Undergrounding,Overhead Hardening,Ground Inspection,Non-Pole Backlog,Line Sensors, | EPSS Undergrounding Overhead Hardening Ground Inspection Non-Pole Backlog Line Sensors | EPSS Undergrounding Overhead Hardening Ground Inspection Non-Pole Backlog Line Sensors | EPSS,Surge Arrestor Replacement,Aerial Inspection, | EPSS Surge Arrestor Replacement Aerial Inspection | EPSS Surge Arrestor Replacement Aerial Inspection | EPSS,Ground Inspection, | EPSS Ground Inspection | EPSS Ground Inspection | Undergrounding | Line Removal | Overhead Hardening | Undergrounding,Line Removal,Overhead Hardening, | Undergrounding Line Removal Overhead Hardening | Undergrounding Line Removal Overhead Hardening
MOLINO 1101277292 | EPSS | EPSS | EPSS | [6 empty] | Expulsion Fuse Replacement | [6 empty] | Aerial Inspection | Aerial Inspection | Ground Inspection | Ground Inspection | Ground Inspection | [6 empty] | Down Conductor Detection (DCD) |  |  | Line Sensors | [8 empty] | EPSS,Expulsion Fuse Replacement,Ground Inspection,Down Conductor Detection (DCD),Line Sensors, | EPSS Expulsion Fuse Replacement Ground Inspection Down Conductor Detection (DCD) Line Sensors | EPSS Expulsion Fuse Replacement Ground Inspection Down Conductor Detection (DCD) Line Sensors | EPSS,Aerial Inspection,Ground Inspection, | EPSS Aerial Inspection Ground Inspection | EPSS Aerial Inspection Ground Inspection | EPSS,Aerial Inspection,Ground Inspection, | EPSS Aerial Inspection Ground Inspection | EPSS Aerial Inspection Ground Inspection |  |  |  | , | FALSE
PETALUMA C 1109820458 | EPSS | EPSS | EPSS | [6 empty] | Expulsion Fuse Replacement | [6 empty] | Aerial Inspection | Aerial Inspection | Ground Inspection | Ground Inspection | [7 empty] | Down Conductor Detection (DCD) |  |  | Line Sensors | [8 empty] | EPSS,Expulsion Fuse Replacement,Ground Inspection,Down Conductor Detection (DCD),Line Sensors, | EPSS Expulsion Fuse Replacement Ground Inspection Down Conductor Detection (DCD) Line Sensors | EPSS Expulsion Fuse Replacement Ground Inspection Down Conductor Detection (DCD) Line Sensors | EPSS,Aerial Inspection,Ground Inspection, | EPSS Aerial Inspection Ground Inspection | EPSS Aerial Inspection Ground Inspection | EPSS,Aerial Inspection, | EPSS Aerial Inspection | EPSS Aerial Inspection |  |  |  | , | FALSE
FORT BRAGG A 11014698 | EPSS | EPSS | EPSS | [8 empty] | Expulsion Fuse Replacement |  |  |  |  | Aerial Inspection | Aerial Inspection | Ground Inspection | Ground Inspection | Ground Inspection | Non-Pole Backlog | Non-Pole Backlog | Non-Pole Backlog |  |  |  | Down Conductor Detection (DCD) |  |  | Line Sensors | [8 empty] | EPSS,Ground Inspection,Non-Pole Backlog,Down Conductor Detection (DCD),Line Sensors, | EPSS Ground Inspection Non-Pole Backlog Down Conductor Detection (DCD) Line Sensors | EPSS Ground Inspection Non-Pole Backlog Down Conductor Detection (DCD) Line Sensors | EPSS,Aerial Inspection,Ground Inspection,Non-Pole Backlog, | EPSS Aerial Inspection Ground Inspection Non-Pole Backlog | EPSS Aerial Inspection Ground Inspection Non-Pole Backlog | EPSS,Expulsion Fuse Replacement,Aerial Inspection,Ground Inspection,Non-Pole Backlog, | EPSS Expulsion Fuse Replacement Aerial Inspection Ground Inspection Non-Pole Backlog | EPSS Expulsion Fuse Replacement Aerial Inspection Ground Inspection Non-Pole Backlog |  |  |  | , | FALSE
SAN RAFAEL 1106991658 | EPSS | EPSS | EPSS | [17 empty] | Ground Inspection | Non-Pole Backlog | [17 empty] | EPSS,Non-Pole Backlog, | EPSS Non-Pole Backlog | EPSS Non-Pole Backlog | EPSS, | EPSS | EPSS | EPSS,Ground Inspection, | EPSS Ground Inspection | EPSS Ground Inspection |  |  |  | , | FALSE
SARATOGA 11076867 | EPSS | EPSS | EPSS | [14 empty] | Aerial Inspection |  | Ground Inspection | [19 empty] | EPSS, | EPSS | EPSS | EPSS,Ground Inspection, | EPSS Ground Inspection | EPSS Ground Inspection | EPSS,Aerial Inspection, | EPSS Aerial Inspection | EPSS Aerial Inspection |  |  |  | , | FALSE
GANSNER 1101489276 | EPSS | EPSS | EPSS | [6 empty] | Expulsion Fuse Replacement | [10 empty] | Ground Inspection | [7 empty] | Down Conductor Detection (DCD) |  | Line Sensors | [8 empty] | EPSS,Expulsion Fuse Replacement,Line Sensors, | EPSS Expulsion Fuse Replacement Line Sensors | EPSS Expulsion Fuse Replacement Line Sensors | EPSS,Down Conductor Detection (DCD), | EPSS Down Conductor Detection (DCD) | EPSS Down Conductor Detection (DCD) | EPSS,Ground Inspection, | EPSS Ground Inspection | EPSS Ground Inspection |  |  |  | , | FALSE
ROSSMOOR 1106L522R | EPSS | EPSS | EPSS | [8 empty] | Expulsion Fuse Replacement | [8 empty] | Ground Inspection | [7 empty] | Down Conductor Detection (DCD) | [10 empty] | EPSS, | EPSS | EPSS | EPSS,Down Conductor Detection (DCD), | EPSS Down Conductor Detection (DCD) | EPSS Down Conductor Detection (DCD) | EPSS,Expulsion Fuse Replacement,Ground Inspection, | EPSS Expulsion Fuse Replacement Ground Inspection | EPSS Expulsion Fuse Replacement Ground Inspection |  |  |  | , | FALSE
LLAGAS 2101XR586 | EPSS | EPSS | EPSS | [6 empty] | Expulsion Fuse Replacement |  | Expulsion Fuse Replacement | [5 empty] | Aerial Inspection | Ground Inspection | Ground Inspection | Ground Inspection | Non-Pole Backlog | Non-Pole Backlog | [16 empty] | EPSS,Expulsion Fuse Replacement,Ground Inspection,Non-Pole Backlog, | EPSS Expulsion Fuse Replacement Ground Inspection Non-Pole Backlog | EPSS Expulsion Fuse Replacement Ground Inspection Non-Pole Backlog | EPSS,Ground Inspection,Non-Pole Backlog, | EPSS Ground Inspection Non-Pole Backlog | EPSS Ground Inspection Non-Pole Backlog | EPSS,Expulsion Fuse Replacement,Aerial Inspection,Ground Inspection, | EPSS Expulsion Fuse Replacement Aerial Inspection Ground Inspection | EPSS Expulsion Fuse Replacement Aerial Inspection Ground Inspection |  |  |  | , | FALSE
ELECTRA 1102285758 | EPSS | EPSS | EPSS | [17 empty] | Ground Inspection | [18 empty] | EPSS, | EPSS | EPSS | EPSS, | EPSS | EPSS | EPSS,Ground Inspection, | EPSS Ground Inspection | EPSS Ground Inspection |  |  |  | , | FALSE
MORGAN HILL 2105XR602 | EPSS | EPSS | EPSS | [7 empty] | Expulsion Fuse Replacement | [5 empty] | Aerial Inspection | Aerial Inspection | Ground Inspection | Ground Inspection | [10 empty] | Line Sensors | [8 empty] | EPSS,Ground Inspection,Line Sensors, | EPSS Ground Inspection Line Sensors | EPSS Ground Inspection Line Sensors | EPSS,Expulsion Fuse Replacement,Aerial Inspection,Ground Inspection, | EPSS Expulsion Fuse Replacement Aerial Inspection Ground Inspection | EPSS Expulsion Fuse Replacement Aerial Inspection Ground Inspection | EPSS,Aerial Inspection, | EPSS Aerial Inspection | EPSS Aerial Inspection |  |  |  | , | FALSE
SONOMA 1105575872 | EPSS | EPSS | EPSS | [14 empty] | Aerial Inspection |  | Ground Inspection | Ground Inspection | [18 empty] | EPSS, | EPSS | EPSS | EPSS,Ground Inspection, | EPSS Ground Inspection | EPSS Ground Inspection | EPSS,Aerial Inspection,Ground Inspection, | EPSS Aerial Inspection Ground Inspection | EPSS Aerial Inspection Ground Inspection |  |  |  | , | FALSE
CONTRA COSTA 2106CB | EPSS | EPSS | EPSS | [16 empty] | Ground Inspection | [19 empty] | EPSS, | EPSS | EPSS | EPSS,Ground Inspection, | EPSS Ground Inspection | EPSS Ground Inspection | EPSS, | EPSS | EPSS |  |  |  | , | FALSE
ROSSMOOR 1102CB | EPSS | EPSS | EPSS | [17 empty] | Ground Inspection | Non-Pole Backlog | [17 empty] | EPSS,Non-Pole Backlog, | EPSS Non-Pole Backlog | EPSS Non-Pole Backlog | EPSS, | EPSS | EPSS | EPSS,Ground Inspection, | EPSS Ground Inspection | EPSS Ground Inspection |  |  |  | , | FALSE
POINT MORETTI 110112122 | EPSS | EPSS | EPSS | Undergrounding | [7 empty] | Expulsion Fuse Replacement |  | Surge Arrestor Replacement |  |  |  | Aerial Inspection |  | Ground Inspection | Ground Inspection | Non-Pole Backlog | [8 empty] | Line Sensors | [8 empty] | EPSS,Undergrounding,Non-Pole Backlog,Line Sensors, | EPSS Undergrounding Non-Pole Backlog Line Sensors | EPSS Undergrounding Non-Pole Backlog Line Sensors | EPSS,Surge Arrestor Replacement,Ground Inspection, | EPSS Surge Arrestor Replacement Ground Inspection | EPSS Surge Arrestor Replacement Ground Inspection | EPSS,Expulsion Fuse Replacement,Aerial Inspection,Ground Inspection, | EPSS Expulsion Fuse Replacement Aerial Inspection Ground Inspection | EPSS Expulsion Fuse Replacement Aerial Inspection Ground Inspection |  |  |  | , | FALSE
LOGAN CREEK 2102767046 | EPSS | EPSS | EPSS | [13 empty] | Aerial Inspection | Aerial Inspection | Ground Inspection |  | Ground Inspection | [7 empty] | Down Conductor Detection (DCD) |  | Line Sensors | [5 empty] | Pole Backlog |  |  | EPSS,Ground Inspection,Line Sensors,Pole Backlog, | EPSS Ground Inspection Line Sensors Pole Backlog | EPSS Ground Inspection Line Sensors Pole Backlog | EPSS,Aerial Inspection,Down Conductor Detection (DCD), | EPSS Aerial Inspection Down Conductor Detection (DCD) | EPSS Aerial Inspection Down Conductor Detection (DCD) | EPSS,Aerial Inspection,Ground Inspection, | EPSS Aerial Inspection Ground Inspection | EPSS Aerial Inspection Ground Inspection |  |  |  | , | FALSE
OREGON TRAIL 1103CUS391 | EPSS | EPSS | EPSS | [24 empty] | Down Conductor Detection (DCD) | [11 empty] | EPSS,Down Conductor Detection (DCD), | EPSS Down Conductor Detection (DCD) | EPSS Down Conductor Detection (DCD) | EPSS, | EPSS | EPSS | EPSS, | EPSS | EPSS |  |  |  | , | FALSE
WISE 11022234 | EPSS | EPSS | EPSS | [6 empty] | Expulsion Fuse Replacement | [6 empty] | Aerial Inspection |  | Ground Inspection | [9 empty] | Down Conductor Detection (DCD) | [7 empty] | Pole Backlog |  |  | EPSS,Expulsion Fuse Replacement,Ground Inspection,Pole Backlog, | EPSS Expulsion Fuse Replacement Ground Inspection Pole Backlog | EPSS Expulsion Fuse Replacement Ground Inspection Pole Backlog | EPSS,Aerial Inspection,Down Conductor Detection (DCD), | EPSS Aerial Inspection Down Conductor Detection (DCD) | EPSS Aerial Inspection Down Conductor Detection (DCD) | EPSS, | EPSS | EPSS |  |  |  | , | FALSE
FRUITLAND 114293234 | EPSS | EPSS | EPSS | [7 empty] | Expulsion Fuse Replacement | [5 empty] | Aerial Inspection |  | Ground Inspection | [20 empty] | EPSS,Ground Inspection, | EPSS Ground Inspection | EPSS Ground Inspection | EPSS,Expulsion Fuse Replacement,Aerial Inspection, | EPSS Expulsion Fuse Replacement Aerial Inspection | EPSS Expulsion Fuse Replacement Aerial Inspection | EPSS, | EPSS | EPSS |  |  |  | , | FALSE
GARBERVILLE 110197300 | EPSS | EPSS | EPSS | [7 empty] | Expulsion Fuse Replacement | [5 empty] | Aerial Inspection |  | Ground Inspection |  |  | Non-Pole Backlog | [7 empty] | Down Conductor Detection (DCD) | [9 empty] | EPSS,Ground Inspection,Non-Pole Backlog, | EPSS Ground Inspection Non-Pole Backlog | EPSS Ground Inspection Non-Pole Backlog | EPSS,Expulsion Fuse Replacement,Aerial Inspection, | EPSS Expulsion Fuse Replacement Aerial Inspection | EPSS Expulsion Fuse Replacement Aerial Inspection | EPSS,Down Conductor Detection (DCD), | EPSS Down Conductor Detection (DCD) | EPSS Down Conductor Detection (DCD) |  |  |  | , | FALSE
CASTRO VALLEY 1110264914 | EPSS | EPSS | EPSS | [7 empty] | Expulsion Fuse Replacement | Expulsion Fuse Replacement | [5 empty] | Aerial Inspection |  | Ground Inspection | Ground Inspection | Non-Pole Backlog | [17 empty] | EPSS,Non-Pole Backlog, | EPSS Non-Pole Backlog | EPSS Non-Pole Backlog | EPSS,Expulsion Fuse Replacement,Ground Inspection, | EPSS Expulsion Fuse Replacement Ground Inspection | EPSS Expulsion Fuse Replacement Ground Inspection | EPSS,Expulsion Fuse Replacement,Aerial Inspection,Ground Inspection, | EPSS Expulsion Fuse Replacement Aerial Inspection Ground Inspection | EPSS Expulsion Fuse Replacement Aerial Inspection Ground Inspection |  |  |  | , | FALSE
NEWBURG 113190242 | EPSS | EPSS | EPSS | [7 empty] | Expulsion Fuse Replacement | [5 empty] | Aerial Inspection | Aerial Inspection | Ground Inspection | Ground Inspection | Ground Inspection | [7 empty] | Down Conductor Detection (DCD) | [10 empty] | EPSS,Ground Inspection, | EPSS Ground Inspection | EPSS Ground Inspection | EPSS,Expulsion Fuse Replacement,Aerial Inspection,Ground Inspection,Down Conductor Detection (DCD), | EPSS Expulsion Fuse Replacement Aerial Inspection Ground Inspection Down Conductor Detection (DCD) | EPSS Expulsion Fuse Replacement Aerial Inspection Ground Inspection Down Conductor Detection (DCD) | EPSS,Aerial Inspection,Ground Inspection, | EPSS Aerial Inspection Ground Inspection | EPSS Aerial Inspection Ground Inspection |  |  |  | , | FALSE
LUCERNE 1106CB | EPSS | EPSS | EPSS | [13 empty] | Aerial Inspection |  | Ground Inspection | [20 empty] | EPSS,Ground Inspection, | EPSS Ground Inspection | EPSS Ground Inspection | EPSS,Aerial Inspection, | EPSS Aerial Inspection | EPSS Aerial Inspection | EPSS, | EPSS | EPSS |  |  |  | , | FALSE
PUEBLO 210398394 | EPSS | EPSS | EPSS | [6 empty] | Expulsion Fuse Replacement | [7 empty] | Aerial Inspection |  | Ground Inspection | [19 empty] | EPSS,Expulsion Fuse Replacement, | EPSS Expulsion Fuse Replacement | EPSS Expulsion Fuse Replacement | EPSS,Ground Inspection, | EPSS Ground Inspection | EPSS Ground Inspection | EPSS,Aerial Inspection, | EPSS Aerial Inspection | EPSS Aerial Inspection |  |  |  | , | FALSE
DESCHUTES 1104622260 | EPSS | EPSS | EPSS | [6 empty] | Expulsion Fuse Replacement | [6 empty] | Aerial Inspection | Aerial Inspection | Ground Inspection | Ground Inspection | Ground Inspection | [18 empty] | EPSS,Expulsion Fuse Replacement,Ground Inspection, | EPSS Expulsion Fuse Replacement Ground Inspection | EPSS Expulsion Fuse Replacement Ground Inspection | EPSS,Aerial Inspection,Ground Inspection, | EPSS Aerial Inspection Ground Inspection | EPSS Aerial Inspection Ground Inspection | EPSS,Aerial Inspection,Ground Inspection, | EPSS Aerial Inspection Ground Inspection | EPSS Aerial Inspection Ground Inspection |  |  |  | , | FALSE
OREGON TRAIL 1104CB | EPSS | EPSS | EPSS | [6 empty] | Expulsion Fuse Replacement | [8 empty] | Ground Inspection |  | Ground Inspection | Non-Pole Backlog | [17 empty] | EPSS,Expulsion Fuse Replacement,Ground Inspection,Non-Pole Backlog, | EPSS Expulsion Fuse Replacement Ground Inspection Non-Pole Backlog | EPSS Expulsion Fuse Replacement Ground Inspection Non-Pole Backlog | EPSS, | EPSS | EPSS | EPSS,Ground Inspection, | EPSS Ground Inspection | EPSS Ground Inspection |  | Line Removal |  | ,Line Removal, | Line Removal | Line Removal
GUALALA 111135562 | EPSS | EPSS | EPSS | [7 empty] | Expulsion Fuse Replacement | Expulsion Fuse Replacement |  |  |  |  | Aerial Inspection | Aerial Inspection | Ground Inspection | Ground Inspection |  | Non-Pole Backlog | Non-Pole Backlog |  |  |  |  | Down Conductor Detection (DCD) | [8 empty] | Pole Backlog |  |  | EPSS,Ground Inspection,Non-Pole Backlog,Down Conductor Detection (DCD),Pole Backlog, | EPSS Ground Inspection Non-Pole Backlog Down Conductor Detection (DCD) Pole Backlog | EPSS Ground Inspection Non-Pole Backlog Down Conductor Detection (DCD) Pole Backlog | EPSS,Expulsion Fuse Replacement,Aerial Inspection,Ground Inspection,Non-Pole Backlog, | EPSS Expulsion Fuse Replacement Aerial Inspection Ground Inspection Non-Pole Backlog | EPSS Expulsion Fuse Replacement Aerial Inspection Ground Inspection Non-Pole Backlog | EPSS,Expulsion Fuse Replacement,Aerial Inspection, | EPSS Expulsion Fuse Replacement Aerial Inspection | EPSS Expulsion Fuse Replacement Aerial Inspection |  |  |  | , | FALSE
PALMER 1101M84 | EPSS | EPSS | EPSS | [6 empty] | Expulsion Fuse Replacement |  |  | Surge Arrestor Replacement |  |  |  |  | Aerial Inspection |  | Ground Inspection | Ground Inspection | Non-Pole Backlog |  | Non-Pole Backlog |  |  |  | Down Conductor Detection (DCD) | [5 empty] | Line Removal |  |  | Pole Backlog |  |  | EPSS,Expulsion Fuse Replacement,Surge Arrestor Replacement,Non-Pole Backlog,Down Conductor Detection (DCD),Line Removal,Pole Backlog, | EPSS Expulsion Fuse Replacement Surge Arrestor Replacement Non-Pole Backlog Down Conductor Detection (DCD) Line Removal Pole Backlog | EPSS Expulsion Fuse Replacement Surge Arrestor Replacement Non-Pole Backlog Down Conductor Detection (DCD) Line Removal Pole Backlog | EPSS,Ground Inspection, | EPSS Ground Inspection | EPSS Ground Inspection | EPSS,Aerial Inspection,Ground Inspection,Non-Pole Backlog, | EPSS Aerial Inspection Ground Inspection Non-Pole Backlog | EPSS Aerial Inspection Ground Inspection Non-Pole Backlog |  |  |  | , | FALSE
SAUSALITO 1101688590 | EPSS | EPSS | EPSS | [14 empty] | Aerial Inspection |  | Ground Inspection | Ground Inspection | Non-Pole Backlog | [17 empty] | EPSS,Non-Pole Backlog, | EPSS Non-Pole Backlog | EPSS Non-Pole Backlog | EPSS,Ground Inspection, | EPSS Ground Inspection | EPSS Ground Inspection | EPSS,Aerial Inspection,Ground Inspection, | EPSS Aerial Inspection Ground Inspection | EPSS Aerial Inspection Ground Inspection |  |  |  | , | FALSE
BROWNS VALLEY 110197188 | EPSS | EPSS | EPSS | [13 empty] | Aerial Inspection | Aerial Inspection | Ground Inspection | Ground Inspection | Ground Inspection | [7 empty] | Down Conductor Detection (DCD) | [10 empty] | EPSS,Ground Inspection, | EPSS Ground Inspection | EPSS Ground Inspection | EPSS,Aerial Inspection,Ground Inspection,Down Conductor Detection (DCD), | EPSS Aerial Inspection Ground Inspection Down Conductor Detection (DCD) | EPSS Aerial Inspection Ground Inspection Down Conductor Detection (DCD) | EPSS,Aerial Inspection,Ground Inspection, | EPSS Aerial Inspection Ground Inspection | EPSS Aerial Inspection Ground Inspection |  |  |  | , | FALSE
STILLWATER 110248952 | EPSS | EPSS | EPSS | [6 empty] | Expulsion Fuse Replacement | [6 empty] | Aerial Inspection | Aerial Inspection | Ground Inspection | Ground Inspection | Ground Inspection | Non-Pole Backlog | [6 empty] | Down Conductor Detection (DCD) | [10 empty] | EPSS,Expulsion Fuse Replacement,Ground Inspection,Non-Pole Backlog, | EPSS Expulsion Fuse Replacement Ground Inspection Non-Pole Backlog | EPSS Expulsion Fuse Replacement Ground Inspection Non-Pole Backlog | EPSS,Aerial Inspection,Ground Inspection,Down Conductor Detection (DCD), | EPSS Aerial Inspection Ground Inspection Down Conductor Detection (DCD) | EPSS Aerial Inspection Ground Inspection Down Conductor Detection (DCD) | EPSS,Aerial Inspection,Ground Inspection, | EPSS Aerial Inspection Ground Inspection | EPSS Aerial Inspection Ground Inspection |  |  |  | , | FALSE
VOLTA 110254932 | EPSS | EPSS | EPSS | [7 empty] | Expulsion Fuse Replacement | Expulsion Fuse Replacement | [5 empty] | Aerial Inspection |  | Ground Inspection | Ground Inspection |  | Non-Pole Backlog | Non-Pole Backlog |  |  |  | Down Conductor Detection (DCD) | [11 empty] | EPSS,Down Conductor Detection (DCD), | EPSS Down Conductor Detection (DCD) | EPSS Down Conductor Detection (DCD) | EPSS,Expulsion Fuse Replacement,Ground Inspection,Non-Pole Backlog, | EPSS Expulsion Fuse Replacement Ground Inspection Non-Pole Backlog | EPSS Expulsion Fuse Replacement Ground Inspection Non-Pole Backlog | EPSS,Expulsion Fuse Replacement,Aerial Inspection,Ground Inspection,Non-Pole Backlog, | EPSS Expulsion Fuse Replacement Aerial Inspection Ground Inspection Non-Pole Backlog | EPSS Expulsion Fuse Replacement Aerial Inspection Ground Inspection Non-Pole Backlog |  |  |  | , | FALSE
WOODSIDE 11049032 | EPSS | EPSS | EPSS | [8 empty] | Expulsion Fuse Replacement |  |  |  |  | Aerial Inspection | Aerial Inspection | Ground Inspection | Ground Inspection | Ground Inspection | Non-Pole Backlog | [6 empty] | Down Conductor Detection (DCD) | [10 empty] | EPSS,Ground Inspection,Non-Pole Backlog, | EPSS Ground Inspection Non-Pole Backlog | EPSS Ground Inspection Non-Pole Backlog | EPSS,Aerial Inspection,Ground Inspection,Down Conductor Detection (DCD), | EPSS Aerial Inspection Ground Inspection Down Conductor Detection (DCD) | EPSS Aerial Inspection Ground Inspection Down Conductor Detection (DCD) | EPSS,Expulsion Fuse Replacement,Aerial Inspection,Ground Inspection, | EPSS Expulsion Fuse Replacement Aerial Inspection Ground Inspection | EPSS Expulsion Fuse Replacement Aerial Inspection Ground Inspection |  |  |  | , | FALSE
ANNAPOLIS 1101202158 | EPSS | EPSS | EPSS | [6 empty] | Expulsion Fuse Replacement | Expulsion Fuse Replacement | [5 empty] | Aerial Inspection | Aerial Inspection | Ground Inspection | Ground Inspection | [19 empty] | EPSS,Expulsion Fuse Replacement,Ground Inspection, | EPSS Expulsion Fuse Replacement Ground Inspection | EPSS Expulsion Fuse Replacement Ground Inspection | EPSS,Expulsion Fuse Replacement,Aerial Inspection,Ground Inspection, | EPSS Expulsion Fuse Replacement Aerial Inspection Ground Inspection | EPSS Expulsion Fuse Replacement Aerial Inspection Ground Inspection | EPSS,Aerial Inspection, | EPSS Aerial Inspection | EPSS Aerial Inspection |  |  |  | , | FALSE
BELL 1109724884 | EPSS | EPSS | EPSS | [7 empty] | Expulsion Fuse Replacement | [5 empty] | Aerial Inspection | Aerial Inspection | Ground Inspection | Ground Inspection | Ground Inspection | Non-Pole Backlog | [6 empty] | Down Conductor Detection (DCD) | [10 empty] | EPSS,Ground Inspection,Non-Pole Backlog, | EPSS Ground Inspection Non-Pole Backlog | EPSS Ground Inspection Non-Pole Backlog | EPSS,Expulsion Fuse Replacement,Aerial Inspection,Ground Inspection,Down Conductor Detection (DCD), | EPSS Expulsion Fuse Replacement Aerial Inspection Ground Inspection Down Conductor Detection (DCD) | EPSS Expulsion Fuse Replacement Aerial Inspection Ground Inspection Down Conductor Detection (DCD) | EPSS,Aerial Inspection,Ground Inspection, | EPSS Aerial Inspection Ground Inspection | EPSS Aerial Inspection Ground Inspection |  |  |  | , | FALSE
SALT SPRINGS 2101TS4913 | EPSS | EPSS | EPSS | [13 empty] | Aerial Inspection |  | Ground Inspection |  |  | Non-Pole Backlog | [17 empty] | EPSS,Ground Inspection,Non-Pole Backlog, | EPSS Ground Inspection Non-Pole Backlog | EPSS Ground Inspection Non-Pole Backlog | EPSS,Aerial Inspection, | EPSS Aerial Inspection | EPSS Aerial Inspection | EPSS, | EPSS | EPSS |  |  |  | , | FALSE
CAMBRIA 1101175422 | EPSS | EPSS | EPSS | [14 empty] | Aerial Inspection |  | Ground Inspection | Ground Inspection | Non-Pole Backlog |  | Non-Pole Backlog | [15 empty] | EPSS,Non-Pole Backlog, | EPSS Non-Pole Backlog | EPSS Non-Pole Backlog | EPSS,Ground Inspection, | EPSS Ground Inspection | EPSS Ground Inspection | EPSS,Aerial Inspection,Ground Inspection,Non-Pole Backlog, | EPSS Aerial Inspection Ground Inspection Non-Pole Backlog | EPSS Aerial Inspection Ground Inspection Non-Pole Backlog |  |  |  | , | FALSE
MC ARTHUR 110137388 | EPSS | EPSS | EPSS | [6 empty] | Expulsion Fuse Replacement | [6 empty] | Aerial Inspection | Aerial Inspection | Ground Inspection | Ground Inspection | [7 empty] | Down Conductor Detection (DCD) | [8 empty] | Pole Backlog |  |  | EPSS,Expulsion Fuse Replacement,Ground Inspection,Down Conductor Detection (DCD),Pole Backlog, | EPSS Expulsion Fuse Replacement Ground Inspection Down Conductor Detection (DCD) Pole Backlog | EPSS Expulsion Fuse Replacement Ground Inspection Down Conductor Detection (DCD) Pole Backlog | EPSS,Aerial Inspection,Ground Inspection, | EPSS Aerial Inspection Ground Inspection | EPSS Aerial Inspection Ground Inspection | EPSS,Aerial Inspection, | EPSS Aerial Inspection | EPSS Aerial Inspection |  |  |  | , | FALSE
MESA 11016111 | EPSS | EPSS | EPSS | [6 empty] | Expulsion Fuse Replacement | [6 empty] | Aerial Inspection | Aerial Inspection | Ground Inspection | Ground Inspection | Ground Inspection | Non-Pole Backlog | [5 empty] | Down Conductor Detection (DCD) | [11 empty] | EPSS,Expulsion Fuse Replacement,Ground Inspection,Non-Pole Backlog,Down Conductor Detection (DCD), | EPSS Expulsion Fuse Replacement Ground Inspection Non-Pole Backlog Down Conductor Detection (DCD) | EPSS Expulsion Fuse Replacement Ground Inspection Non-Pole Backlog Down Conductor Detection (DCD) | EPSS,Aerial Inspection,Ground Inspection, | EPSS Aerial Inspection Ground Inspection | EPSS Aerial Inspection Ground Inspection | EPSS,Aerial Inspection,Ground Inspection, | EPSS Aerial Inspection Ground Inspection | EPSS Aerial Inspection Ground Inspection |  |  |  | , | FALSE
OAKLAND D 1112CR192 | EPSS | EPSS | EPSS | [14 empty] | Aerial Inspection |  | Ground Inspection | [8 empty] | Down Conductor Detection (DCD) | [10 empty] | EPSS, | EPSS | EPSS | EPSS,Ground Inspection,Down Conductor Detection (DCD), | EPSS Ground Inspection Down Conductor Detection (DCD) | EPSS Ground Inspection Down Conductor Detection (DCD) | EPSS,Aerial Inspection, | EPSS Aerial Inspection | EPSS Aerial Inspection |  |  |  | , | FALSE
ALHAMBRA 110595016 | EPSS | EPSS | EPSS | [13 empty] | Aerial Inspection | Aerial Inspection | Ground Inspection | Ground Inspection | [8 empty] | Down Conductor Detection (DCD) | [9 empty] | Pole Backlog | EPSS,Ground Inspection, | EPSS Ground Inspection | EPSS Ground Inspection | EPSS,Aerial Inspection,Ground Inspection,Down Conductor Detection (DCD), | EPSS Aerial Inspection Ground Inspection Down Conductor Detection (DCD) | EPSS Aerial Inspection Ground Inspection Down Conductor Detection (DCD) | EPSS,Aerial Inspection,Pole Backlog, | EPSS Aerial Inspection Pole Backlog | EPSS Aerial Inspection Pole Backlog |  |  |  | , | FALSE
FRUITLAND 1142615540 | EPSS | EPSS | EPSS | [6 empty] | Expulsion Fuse Replacement | Expulsion Fuse Replacement | Expulsion Fuse Replacement | Surge Arrestor Replacement |  |  |  | Aerial Inspection | Aerial Inspection | Ground Inspection | Ground Inspection |  | Non-Pole Backlog | [17 empty] | EPSS,Expulsion Fuse Replacement,Surge Arrestor Replacement,Ground Inspection,Non-Pole Backlog, | EPSS Expulsion Fuse Replacement Surge Arrestor Replacement Ground Inspection Non-Pole Backlog | EPSS Expulsion Fuse Replacement Surge Arrestor Replacement Ground Inspection Non-Pole Backlog | EPSS,Expulsion Fuse Replacement,Aerial Inspection,Ground Inspection, | EPSS Expulsion Fuse Replacement Aerial Inspection Ground Inspection | EPSS Expulsion Fuse Replacement Aerial Inspection Ground Inspection | EPSS,Expulsion Fuse Replacement,Aerial Inspection, | EPSS Expulsion Fuse Replacement Aerial Inspection | EPSS Expulsion Fuse Replacement Aerial Inspection |  |  |  | , | FALSE
OAKLAND K 1103CR422 | EPSS | EPSS | EPSS | [8 empty] | Expulsion Fuse Replacement | [8 empty] | Ground Inspection | Non-Pole Backlog | [6 empty] | Down Conductor Detection (DCD) | [7 empty] | Pole Backlog |  |  | EPSS,Non-Pole Backlog,Pole Backlog, | EPSS Non-Pole Backlog Pole Backlog | EPSS Non-Pole Backlog Pole Backlog | EPSS,Down Conductor Detection (DCD), | EPSS Down Conductor Detection (DCD) | EPSS Down Conductor Detection (DCD) | EPSS,Expulsion Fuse Replacement,Ground Inspection, | EPSS Expulsion Fuse Replacement Ground Inspection | EPSS Expulsion Fuse Replacement Ground Inspection |  |  |  | , | FALSE
LAKEWOOD 2224568670 | EPSS | EPSS | EPSS | [14 empty] | Aerial Inspection |  | Ground Inspection | Ground Inspection | Non-Pole Backlog | [6 empty] | Down Conductor Detection (DCD) | [10 empty] | EPSS,Non-Pole Backlog, | EPSS Non-Pole Backlog | EPSS Non-Pole Backlog | EPSS,Ground Inspection,Down Conductor Detection (DCD), | EPSS Ground Inspection Down Conductor Detection (DCD) | EPSS Ground Inspection Down Conductor Detection (DCD) | EPSS,Aerial Inspection,Ground Inspection, | EPSS Aerial Inspection Ground Inspection | EPSS Aerial Inspection Ground Inspection |  |  |  | , | FALSE
CAYETANO 2109MR572 | EPSS | EPSS | EPSS | [13 empty] | Aerial Inspection | Aerial Inspection | Ground Inspection | Ground Inspection | Ground Inspection | Non-Pole Backlog | [17 empty] | EPSS,Ground Inspection,Non-Pole Backlog, | EPSS Ground Inspection Non-Pole Backlog | EPSS Ground Inspection Non-Pole Backlog | EPSS,Aerial Inspection,Ground Inspection, | EPSS Aerial Inspection Ground Inspection | EPSS Aerial Inspection Ground Inspection | EPSS,Aerial Inspection,Ground Inspection, | EPSS Aerial Inspection Ground Inspection | EPSS Aerial Inspection Ground Inspection |  |  |  | , | FALSE
MORRO BAY 1102CB | EPSS | EPSS | EPSS | [13 empty] | Aerial Inspection | Aerial Inspection | Ground Inspection | Ground Inspection | Ground Inspection | [12 empty] | Line Removal | [5 empty] | EPSS,Ground Inspection,Line Removal, | EPSS Ground Inspection Line Removal | EPSS Ground Inspection Line Removal | EPSS,Aerial Inspection,Ground Inspection, | EPSS Aerial Inspection Ground Inspection | EPSS Aerial Inspection Ground Inspection | EPSS,Aerial Inspection,Ground Inspection, | EPSS Aerial Inspection Ground Inspection | EPSS Aerial Inspection Ground Inspection |  |  |  | , | FALSE
HATTON 1102CB | EPSS | EPSS | EPSS | [8 empty] | Expulsion Fuse Replacement |  |  |  |  | Aerial Inspection | Aerial Inspection | Ground Inspection | Ground Inspection | Ground Inspection | Non-Pole Backlog | [17 empty] | EPSS,Ground Inspection,Non-Pole Backlog, | EPSS Ground Inspection Non-Pole Backlog | EPSS Ground Inspection Non-Pole Backlog | EPSS,Aerial Inspection,Ground Inspection, | EPSS Aerial Inspection Ground Inspection | EPSS Aerial Inspection Ground Inspection | EPSS,Expulsion Fuse Replacement,Aerial Inspection,Ground Inspection, | EPSS Expulsion Fuse Replacement Aerial Inspection Ground Inspection | EPSS Expulsion Fuse Replacement Aerial Inspection Ground Inspection |  |  |  | , | FALSE
WILLITS 11044650 | EPSS | EPSS | EPSS | [6 empty] | Expulsion Fuse Replacement | [6 empty] | Aerial Inspection | Aerial Inspection | Ground Inspection | Ground Inspection | [7 empty] | Down Conductor Detection (DCD) | [8 empty] | Pole Backlog |  |  | EPSS,Expulsion Fuse Replacement,Ground Inspection,Down Conductor Detection (DCD),Pole Backlog, | EPSS Expulsion Fuse Replacement Ground Inspection Down Conductor Detection (DCD) Pole Backlog | EPSS Expulsion Fuse Replacement Ground Inspection Down Conductor Detection (DCD) Pole Backlog | EPSS,Aerial Inspection,Ground Inspection, | EPSS Aerial Inspection Ground Inspection | EPSS Aerial Inspection Ground Inspection | EPSS,Aerial Inspection, | EPSS Aerial Inspection | EPSS Aerial Inspection |  | Line Removal |  | ,Line Removal, | Line Removal | Line Removal
HALF MOON BAY 1103531594 | EPSS | EPSS | EPSS | [6 empty] | Expulsion Fuse Replacement | [6 empty] | Aerial Inspection |  | Ground Inspection |  |  |  |  | Non-Pole Backlog |  |  |  |  | Down Conductor Detection (DCD) |  | Line Sensors | [8 empty] | EPSS,Expulsion Fuse Replacement,Ground Inspection,Line Sensors, | EPSS Expulsion Fuse Replacement Ground Inspection Line Sensors | EPSS Expulsion Fuse Replacement Ground Inspection Line Sensors | EPSS,Aerial Inspection,Down Conductor Detection (DCD), | EPSS Aerial Inspection Down Conductor Detection (DCD) | EPSS Aerial Inspection Down Conductor Detection (DCD) | EPSS,Non-Pole Backlog, | EPSS Non-Pole Backlog | EPSS Non-Pole Backlog |  |  |  | , | FALSE
COARSEGOLD 21035020 | EPSS | EPSS | EPSS | [13 empty] | Aerial Inspection | Aerial Inspection | Ground Inspection | Ground Inspection | Ground Inspection | [6 empty] | Down Conductor Detection (DCD) | [11 empty] | EPSS,Ground Inspection,Down Conductor Detection (DCD), | EPSS Ground Inspection Down Conductor Detection (DCD) | EPSS Ground Inspection Down Conductor Detection (DCD) | EPSS,Aerial Inspection,Ground Inspection, | EPSS Aerial Inspection Ground Inspection | EPSS Aerial Inspection Ground Inspection | EPSS,Aerial Inspection,Ground Inspection, | EPSS Aerial Inspection Ground Inspection | EPSS Aerial Inspection Ground Inspection |  |  |  | , | FALSE
EDES 1112CR100 | EPSS | EPSS | EPSS | [8 empty] | Expulsion Fuse Replacement |  |  |  |  | Aerial Inspection |  | Ground Inspection | [9 empty] | Down Conductor Detection (DCD) | [10 empty] | EPSS,Ground Inspection, | EPSS Ground Inspection | EPSS Ground Inspection | EPSS,Aerial Inspection,Down Conductor Detection (DCD), | EPSS Aerial Inspection Down Conductor Detection (DCD) | EPSS Aerial Inspection Down Conductor Detection (DCD) | EPSS,Expulsion Fuse Replacement, | EPSS Expulsion Fuse Replacement | EPSS Expulsion Fuse Replacement |  |  |  | , | FALSE
FORT ORD 21069656 | EPSS | EPSS | EPSS | [14 empty] | Aerial Inspection |  | Ground Inspection | [8 empty] | Down Conductor Detection (DCD) |  | Line Sensors | [8 empty] | EPSS,Line Sensors, | EPSS Line Sensors | EPSS Line Sensors | EPSS,Ground Inspection,Down Conductor Detection (DCD), | EPSS Ground Inspection Down Conductor Detection (DCD) | EPSS Ground Inspection Down Conductor Detection (DCD) | EPSS,Aerial Inspection, | EPSS Aerial Inspection | EPSS Aerial Inspection |  |  |  | , | FALSE
OLEMA 11011318 | EPSS | EPSS | EPSS | [7 empty] | Expulsion Fuse Replacement | Expulsion Fuse Replacement |  |  |  |  | Aerial Inspection | Aerial Inspection | Ground Inspection | Ground Inspection | Ground Inspection | Non-Pole Backlog | [6 empty] | Down Conductor Detection (DCD) | [7 empty] | Pole Backlog |  |  | EPSS,Ground Inspection,Non-Pole Backlog,Pole Backlog, | EPSS Ground Inspection Non-Pole Backlog Pole Backlog | EPSS Ground Inspection Non-Pole Backlog Pole Backlog | EPSS,Expulsion Fuse Replacement,Aerial Inspection,Ground Inspection,Down Conductor Detection (DCD), | EPSS Expulsion Fuse Replacement Aerial Inspection Ground Inspection Down Conductor Detection (DCD) | EPSS Expulsion Fuse Replacement Aerial Inspection Ground Inspection Down Conductor Detection (DCD) | EPSS,Expulsion Fuse Replacement,Aerial Inspection,Ground Inspection, | EPSS Expulsion Fuse Replacement Aerial Inspection Ground Inspection | EPSS Expulsion Fuse Replacement Aerial Inspection Ground Inspection |  |  |  | , | FALSE
HARRIS 1109183860 | EPSS | EPSS | EPSS | [7 empty] | Expulsion Fuse Replacement | [5 empty] | Aerial Inspection | Aerial Inspection | Ground Inspection | Ground Inspection | Ground Inspection | Non-Pole Backlog | Non-Pole Backlog | [16 empty] | EPSS,Ground Inspection,Non-Pole Backlog, | EPSS Ground Inspection Non-Pole Backlog | EPSS Ground Inspection Non-Pole Backlog | EPSS,Expulsion Fuse Replacement,Aerial Inspection,Ground Inspection,Non-Pole Backlog, | EPSS Expulsion Fuse Replacement Aerial Inspection Ground Inspection Non-Pole Backlog | EPSS Expulsion Fuse Replacement Aerial Inspection Ground Inspection Non-Pole Backlog | EPSS,Aerial Inspection,Ground Inspection, | EPSS Aerial Inspection Ground Inspection | EPSS Aerial Inspection Ground Inspection |  |  |  | , | FALSE
PAUL SWEET 2109687295 | EPSS | EPSS | EPSS | [36 empty] | EPSS, | EPSS | EPSS | EPSS, | EPSS | EPSS | EPSS, | EPSS | EPSS |  |  |  | , | FALSE
SAN BENITO 2104785888 | EPSS | EPSS | EPSS | [13 empty] | Aerial Inspection | Aerial Inspection | Ground Inspection | Ground Inspection | Ground Inspection | Non-Pole Backlog | [17 empty] | EPSS,Ground Inspection,Non-Pole Backlog, | EPSS Ground Inspection Non-Pole Backlog | EPSS Ground Inspection Non-Pole Backlog | EPSS,Aerial Inspection,Ground Inspection, | EPSS Aerial Inspection Ground Inspection | EPSS Aerial Inspection Ground Inspection | EPSS,Aerial Inspection,Ground Inspection, | EPSS Aerial Inspection Ground Inspection | EPSS Aerial Inspection Ground Inspection |  |  |  | , | FALSE
SAN JUSTO 110136902 | EPSS | EPSS | EPSS | [13 empty] | Aerial Inspection | Aerial Inspection | Ground Inspection | Ground Inspection | Ground Inspection | [7 empty] | Down Conductor Detection (DCD) | [10 empty] | EPSS,Ground Inspection, | EPSS Ground Inspection | EPSS Ground Inspection | EPSS,Aerial Inspection,Ground Inspection,Down Conductor Detection (DCD), | EPSS Aerial Inspection Ground Inspection Down Conductor Detection (DCD) | EPSS Aerial Inspection Ground Inspection Down Conductor Detection (DCD) | EPSS,Aerial Inspection,Ground Inspection, | EPSS Aerial Inspection Ground Inspection | EPSS Aerial Inspection Ground Inspection |  |  |  | , | FALSE
BIG RIVER 110169032 | EPSS | EPSS | EPSS | [7 empty] | Expulsion Fuse Replacement | Expulsion Fuse Replacement |  |  |  |  | Aerial Inspection |  | Ground Inspection |  |  | Non-Pole Backlog | [5 empty] | Down Conductor Detection (DCD) | [11 empty] | EPSS,Ground Inspection,Non-Pole Backlog,Down Conductor Detection (DCD), | EPSS Ground Inspection Non-Pole Backlog Down Conductor Detection (DCD) | EPSS Ground Inspection Non-Pole Backlog Down Conductor Detection (DCD) | EPSS,Expulsion Fuse Replacement,Aerial Inspection, | EPSS Expulsion Fuse Replacement Aerial Inspection | EPSS Expulsion Fuse Replacement Aerial Inspection | EPSS,Expulsion Fuse Replacement, | EPSS Expulsion Fuse Replacement | EPSS Expulsion Fuse Replacement |  |  |  | , | FALSE
BRENTWOOD 21056512 | EPSS | EPSS | EPSS | [13 empty] | Aerial Inspection |  | Ground Inspection | [20 empty] | EPSS,Ground Inspection, | EPSS Ground Inspection | EPSS Ground Inspection | EPSS,Aerial Inspection, | EPSS Aerial Inspection | EPSS Aerial Inspection | EPSS, | EPSS | EPSS |  |  |  | , | FALSE
HIGHLANDS 110448262 | EPSS | EPSS | EPSS | [7 empty] | Expulsion Fuse Replacement | Expulsion Fuse Replacement |  |  |  |  | Aerial Inspection | Aerial Inspection | Ground Inspection | Ground Inspection | Ground Inspection | Non-Pole Backlog | [6 empty] | Down Conductor Detection (DCD) | [10 empty] | EPSS,Ground Inspection,Non-Pole Backlog, | EPSS Ground Inspection Non-Pole Backlog | EPSS Ground Inspection Non-Pole Backlog | EPSS,Expulsion Fuse Replacement,Aerial Inspection,Ground Inspection,Down Conductor Detection (DCD), | EPSS Expulsion Fuse Replacement Aerial Inspection Ground Inspection Down Conductor Detection (DCD) | EPSS Expulsion Fuse Replacement Aerial Inspection Ground Inspection Down Conductor Detection (DCD) | EPSS,Expulsion Fuse Replacement,Aerial Inspection,Ground Inspection, | EPSS Expulsion Fuse Replacement Aerial Inspection Ground Inspection | EPSS Expulsion Fuse Replacement Aerial Inspection Ground Inspection |  |  |  | , | FALSE
FLINT 1102CB | EPSS | EPSS | EPSS | [17 empty] | Ground Inspection | [18 empty] | EPSS, | EPSS | EPSS | EPSS, | EPSS | EPSS | EPSS,Ground Inspection, | EPSS Ground Inspection | EPSS Ground Inspection |  |  |  | , | FALSE
PEORIA 1701CB | EPSS | EPSS | EPSS | [6 empty] | Expulsion Fuse Replacement | [7 empty] | Aerial Inspection |  | Ground Inspection | Ground Inspection | [9 empty] | Line Sensors | [8 empty] | EPSS,Expulsion Fuse Replacement,Line Sensors, | EPSS Expulsion Fuse Replacement Line Sensors | EPSS Expulsion Fuse Replacement Line Sensors | EPSS,Ground Inspection, | EPSS Ground Inspection | EPSS Ground Inspection | EPSS,Aerial Inspection,Ground Inspection, | EPSS Aerial Inspection Ground Inspection | EPSS Aerial Inspection Ground Inspection |  |  |  | , | FALSE
CAMBRIA 1102CB | EPSS | EPSS | EPSS | [8 empty] | Expulsion Fuse Replacement |  |  |  |  | Aerial Inspection | Aerial Inspection | Ground Inspection | Ground Inspection | Ground Inspection | Non-Pole Backlog | Non-Pole Backlog | [16 empty] | EPSS,Ground Inspection,Non-Pole Backlog, | EPSS Ground Inspection Non-Pole Backlog | EPSS Ground Inspection Non-Pole Backlog | EPSS,Aerial Inspection,Ground Inspection,Non-Pole Backlog, | EPSS Aerial Inspection Ground Inspection Non-Pole Backlog | EPSS Aerial Inspection Ground Inspection Non-Pole Backlog | EPSS,Expulsion Fuse Replacement,Aerial Inspection,Ground Inspection, | EPSS Expulsion Fuse Replacement Aerial Inspection Ground Inspection | EPSS Expulsion Fuse Replacement Aerial Inspection Ground Inspection |  |  |  | , | FALSE
FOOTHILL 110299432 | EPSS | EPSS | EPSS | [7 empty] | Expulsion Fuse Replacement | [6 empty] | Aerial Inspection |  | Ground Inspection | Ground Inspection | Non-Pole Backlog | [6 empty] | Down Conductor Detection (DCD) | [10 empty] | EPSS,Non-Pole Backlog, | EPSS Non-Pole Backlog | EPSS Non-Pole Backlog | EPSS,Expulsion Fuse Replacement,Ground Inspection,Down Conductor Detection (DCD), | EPSS Expulsion Fuse Replacement Ground Inspection Down Conductor Detection (DCD) | EPSS Expulsion Fuse Replacement Ground Inspection Down Conductor Detection (DCD) | EPSS,Aerial Inspection,Ground Inspection, | EPSS Aerial Inspection Ground Inspection | EPSS Aerial Inspection Ground Inspection |  |  |  | , | FALSE
STILLWATER 110148950 | EPSS | EPSS | EPSS | [6 empty] | Expulsion Fuse Replacement | Expulsion Fuse Replacement | [5 empty] | Aerial Inspection | Aerial Inspection | Ground Inspection | Ground Inspection | Ground Inspection | Non-Pole Backlog | [5 empty] | Down Conductor Detection (DCD) | [8 empty] | Pole Backlog |  |  | EPSS,Expulsion Fuse Replacement,Ground Inspection,Non-Pole Backlog,Down Conductor Detection (DCD),Pole Backlog, | EPSS Expulsion Fuse Replacement Ground Inspection Non-Pole Backlog Down Conductor Detection (DCD) Pole Backlog | EPSS Expulsion Fuse Replacement Ground Inspection Non-Pole Backlog Down Conductor Detection (DCD) Pole Backlog | EPSS,Expulsion Fuse Replacement,Aerial Inspection,Ground Inspection, | EPSS Expulsion Fuse Replacement Aerial Inspection Ground Inspection | EPSS Expulsion Fuse Replacement Aerial Inspection Ground Inspection | EPSS,Aerial Inspection,Ground Inspection, | EPSS Aerial Inspection Ground Inspection | EPSS Aerial Inspection Ground Inspection |  |  | Overhead Hardening | ,Overhead Hardening, | Overhead Hardening | Overhead Hardening
FORT BRAGG A 110195294 | EPSS | EPSS | EPSS | [6 empty] | Expulsion Fuse Replacement | Expulsion Fuse Replacement | Expulsion Fuse Replacement | [5 empty] | Aerial Inspection |  | Ground Inspection | Ground Inspection | Non-Pole Backlog |  | Non-Pole Backlog |  |  |  | Down Conductor Detection (DCD) |  |  | Line Sensors | [5 empty] | Pole Backlog |  |  | EPSS,Expulsion Fuse Replacement,Non-Pole Backlog,Down Conductor Detection (DCD),Line Sensors,Pole Backlog, | EPSS Expulsion Fuse Replacement Non-Pole Backlog Down Conductor Detection (DCD) Line Sensors Pole Backlog | EPSS Expulsion Fuse Replacement Non-Pole Backlog Down Conductor Detection (DCD) Line Sensors Pole Backlog | EPSS,Expulsion Fuse Replacement,Ground Inspection, | EPSS Expulsion Fuse Replacement Ground Inspection | EPSS Expulsion Fuse Replacement Ground Inspection | EPSS,Expulsion Fuse Replacement,Aerial Inspection,Ground Inspection,Non-Pole Backlog, | EPSS Expulsion Fuse Replacement Aerial Inspection Ground Inspection Non-Pole Backlog | EPSS Expulsion Fuse Replacement Aerial Inspection Ground Inspection Non-Pole Backlog |  |  |  | , | FALSE
CAMP EVERS 2106CB | EPSS | EPSS | EPSS | [14 empty] | Aerial Inspection |  | Ground Inspection | Ground Inspection | [18 empty] | EPSS, | EPSS | EPSS | EPSS,Ground Inspection, | EPSS Ground Inspection | EPSS Ground Inspection | EPSS,Aerial Inspection,Ground Inspection, | EPSS Aerial Inspection Ground Inspection | EPSS Aerial Inspection Ground Inspection |  |  |  | , | FALSE
DEL MONTE 21042762 | EPSS | EPSS | EPSS | [14 empty] | Aerial Inspection |  | Ground Inspection | Ground Inspection | Non-Pole Backlog |  | Non-Pole Backlog | [15 empty] | EPSS,Non-Pole Backlog, | EPSS Non-Pole Backlog | EPSS Non-Pole Backlog | EPSS,Ground Inspection, | EPSS Ground Inspection | EPSS Ground Inspection | EPSS,Aerial Inspection,Ground Inspection,Non-Pole Backlog, | EPSS Aerial Inspection Ground Inspection Non-Pole Backlog | EPSS Aerial Inspection Ground Inspection Non-Pole Backlog |  |  |  | , | FALSE
PALMER 1101M82 | EPSS | EPSS | EPSS | [6 empty] | Expulsion Fuse Replacement | [10 empty] | Ground Inspection | Non-Pole Backlog | Non-Pole Backlog |  |  |  |  | Down Conductor Detection (DCD) | [11 empty] | EPSS,Expulsion Fuse Replacement,Non-Pole Backlog,Down Conductor Detection (DCD), | EPSS Expulsion Fuse Replacement Non-Pole Backlog Down Conductor Detection (DCD) | EPSS Expulsion Fuse Replacement Non-Pole Backlog Down Conductor Detection (DCD) | EPSS,Non-Pole Backlog, | EPSS Non-Pole Backlog | EPSS Non-Pole Backlog | EPSS,Ground Inspection, | EPSS Ground Inspection | EPSS Ground Inspection |  |  |  | , | FALSE
HATTON 1102648928 | EPSS | EPSS | EPSS | [8 empty] | Expulsion Fuse Replacement |  |  |  |  | Aerial Inspection | Aerial Inspection | Ground Inspection | Ground Inspection |  | Non-Pole Backlog |  | Non-Pole Backlog |  |  |  |  | Down Conductor Detection (DCD) | [10 empty] | EPSS,Ground Inspection,Non-Pole Backlog, | EPSS Ground Inspection Non-Pole Backlog | EPSS Ground Inspection Non-Pole Backlog | EPSS,Aerial Inspection,Ground Inspection,Down Conductor Detection (DCD), | EPSS Aerial Inspection Ground Inspection Down Conductor Detection (DCD) | EPSS Aerial Inspection Ground Inspection Down Conductor Detection (DCD) | EPSS,Expulsion Fuse Replacement,Aerial Inspection,Non-Pole Backlog, | EPSS Expulsion Fuse Replacement Aerial Inspection Non-Pole Backlog | EPSS Expulsion Fuse Replacement Aerial Inspection Non-Pole Backlog |  |  |  | , | FALSE
FORT ROSS 1121124 | EPSS | EPSS | EPSS | [6 empty] | Expulsion Fuse Replacement | [6 empty] | Aerial Inspection |  | Ground Inspection | [8 empty] | Down Conductor Detection (DCD) |  |  | Line Sensors | [8 empty] | EPSS,Expulsion Fuse Replacement,Ground Inspection,Down Conductor Detection (DCD),Line Sensors, | EPSS Expulsion Fuse Replacement Ground Inspection Down Conductor Detection (DCD) Line Sensors | EPSS Expulsion Fuse Replacement Ground Inspection Down Conductor Detection (DCD) Line Sensors | EPSS,Aerial Inspection, | EPSS Aerial Inspection | EPSS Aerial Inspection | EPSS, | EPSS | EPSS |  |  |  | , | FALSE
CAMP EVERS 2104CB | EPSS | EPSS | EPSS | [8 empty] | Expulsion Fuse Replacement |  |  |  |  | Aerial Inspection | Aerial Inspection | Ground Inspection | Ground Inspection | Ground Inspection | Non-Pole Backlog | Non-Pole Backlog | Non-Pole Backlog | [14 empty] | Pole Backlog | EPSS,Ground Inspection,Non-Pole Backlog, | EPSS Ground Inspection Non-Pole Backlog | EPSS Ground Inspection Non-Pole Backlog | EPSS,Aerial Inspection,Ground Inspection,Non-Pole Backlog, | EPSS Aerial Inspection Ground Inspection Non-Pole Backlog | EPSS Aerial Inspection Ground Inspection Non-Pole Backlog | EPSS,Expulsion Fuse Replacement,Aerial Inspection,Ground Inspection,Non-Pole Backlog,Pole Backlog, | EPSS Expulsion Fuse Replacement Aerial Inspection Ground Inspection Non-Pole Backlog Pole Backlog | EPSS Expulsion Fuse Replacement Aerial Inspection Ground Inspection Non-Pole Backlog Pole Backlog |  |  |  | , | FALSE
SAN CARLOS 110436864 | EPSS | EPSS | EPSS | [8 empty] | Expulsion Fuse Replacement |  |  |  |  | Aerial Inspection | Aerial Inspection | Ground Inspection | Ground Inspection |  |  | Non-Pole Backlog | [5 empty] | Down Conductor Detection (DCD) | [10 empty] | EPSS,Ground Inspection, | EPSS Ground Inspection | EPSS Ground Inspection | EPSS,Aerial Inspection,Ground Inspection,Non-Pole Backlog,Down Conductor Detection (DCD), | EPSS Aerial Inspection Ground Inspection Non-Pole Backlog Down Conductor Detection (DCD) | EPSS Aerial Inspection Ground Inspection Non-Pole Backlog Down Conductor Detection (DCD) | EPSS,Expulsion Fuse Replacement,Aerial Inspection, | EPSS Expulsion Fuse Replacement Aerial Inspection | EPSS Expulsion Fuse Replacement Aerial Inspection |  |  |  | , | FALSE
GUALALA 11121294 | EPSS | EPSS | EPSS | [6 empty] | Expulsion Fuse Replacement | Expulsion Fuse Replacement | Expulsion Fuse Replacement |  |  |  |  | Aerial Inspection | Aerial Inspection | Ground Inspection | Ground Inspection |  | Non-Pole Backlog |  | Non-Pole Backlog |  |  |  | Down Conductor Detection (DCD) | [11 empty] | EPSS,Expulsion Fuse Replacement,Ground Inspection,Non-Pole Backlog,Down Conductor Detection (DCD), | EPSS Expulsion Fuse Replacement Ground Inspection Non-Pole Backlog Down Conductor Detection (DCD) | EPSS Expulsion Fuse Replacement Ground Inspection Non-Pole Backlog Down Conductor Detection (DCD) | EPSS,Expulsion Fuse Replacement,Aerial Inspection,Ground Inspection, | EPSS Expulsion Fuse Replacement Aerial Inspection Ground Inspection | EPSS Expulsion Fuse Replacement Aerial Inspection Ground Inspection | EPSS,Expulsion Fuse Replacement,Aerial Inspection,Non-Pole Backlog, | EPSS Expulsion Fuse Replacement Aerial Inspection Non-Pole Backlog | EPSS Expulsion Fuse Replacement Aerial Inspection Non-Pole Backlog |  |  |  | , | FALSE
NARROWS 21057203 | EPSS | EPSS | EPSS | [13 empty] | Aerial Inspection |  | Ground Inspection |  |  | Non-Pole Backlog | [14 empty] | Pole Backlog |  |  | EPSS,Ground Inspection,Non-Pole Backlog,Pole Backlog, | EPSS Ground Inspection Non-Pole Backlog Pole Backlog | EPSS Ground Inspection Non-Pole Backlog Pole Backlog | EPSS,Aerial Inspection, | EPSS Aerial Inspection | EPSS Aerial Inspection | EPSS, | EPSS | EPSS |  |  |  | , | FALSE
PUTAH CREEK 1102710384 | EPSS | EPSS | EPSS | [15 empty] | Ground Inspection | [9 empty] | Down Conductor Detection (DCD) | [10 empty] | EPSS,Ground Inspection, | EPSS Ground Inspection | EPSS Ground Inspection | EPSS,Down Conductor Detection (DCD), | EPSS Down Conductor Detection (DCD) | EPSS Down Conductor Detection (DCD) | EPSS, | EPSS | EPSS |  |  | Overhead Hardening | ,Overhead Hardening, | Overhead Hardening | Overhead Hardening
FROGTOWN 1702224708 | EPSS | EPSS | EPSS | [14 empty] | Aerial Inspection |  | Ground Inspection | Ground Inspection | [6 empty] | Down Conductor Detection (DCD) | [11 empty] | EPSS,Down Conductor Detection (DCD), | EPSS Down Conductor Detection (DCD) | EPSS Down Conductor Detection (DCD) | EPSS,Ground Inspection, | EPSS Ground Inspection | EPSS Ground Inspection | EPSS,Aerial Inspection,Ground Inspection, | EPSS Aerial Inspection Ground Inspection | EPSS Aerial Inspection Ground Inspection |  |  |  | , | FALSE
ZACA 1101Y70 | EPSS | EPSS | EPSS | [6 empty] | Expulsion Fuse Replacement | [10 empty] | Ground Inspection | [7 empty] | Down Conductor Detection (DCD) | [10 empty] | EPSS,Expulsion Fuse Replacement, | EPSS Expulsion Fuse Replacement | EPSS Expulsion Fuse Replacement | EPSS,Down Conductor Detection (DCD), | EPSS Down Conductor Detection (DCD) | EPSS Down Conductor Detection (DCD) | EPSS,Ground Inspection, | EPSS Ground Inspection | EPSS Ground Inspection |  |  |  | , | FALSE
PIT NO 1 11011552 | EPSS | EPSS | EPSS | [17 empty] | Ground Inspection | Non-Pole Backlog | [5 empty] | Down Conductor Detection (DCD) | [11 empty] | EPSS,Non-Pole Backlog,Down Conductor Detection (DCD), | EPSS Non-Pole Backlog Down Conductor Detection (DCD) | EPSS Non-Pole Backlog Down Conductor Detection (DCD) | EPSS, | EPSS | EPSS | EPSS,Ground Inspection, | EPSS Ground Inspection | EPSS Ground Inspection |  |  |  | , | FALSE
GRASS VALLEY 110358498 | EPSS | EPSS | EPSS | [7 empty] | Expulsion Fuse Replacement |  | Surge Arrestor Replacement |  |  |  |  | Aerial Inspection |  | Ground Inspection | Ground Inspection | Non-Pole Backlog | [17 empty] | EPSS,Surge Arrestor Replacement,Non-Pole Backlog, | EPSS Surge Arrestor Replacement Non-Pole Backlog | EPSS Surge Arrestor Replacement Non-Pole Backlog | EPSS,Expulsion Fuse Replacement,Ground Inspection, | EPSS Expulsion Fuse Replacement Ground Inspection | EPSS Expulsion Fuse Replacement Ground Inspection | EPSS,Aerial Inspection,Ground Inspection, | EPSS Aerial Inspection Ground Inspection | EPSS Aerial Inspection Ground Inspection |  |  |  | , | FALSE
POINT ARENA 1101CB | EPSS | EPSS | EPSS | [14 empty] | Aerial Inspection |  | Ground Inspection | [19 empty] | EPSS, | EPSS | EPSS | EPSS,Ground Inspection, | EPSS Ground Inspection | EPSS Ground Inspection | EPSS,Aerial Inspection, | EPSS Aerial Inspection | EPSS Aerial Inspection |  |  |  | , | FALSE
EEL RIVER 1102409694 | EPSS | EPSS | EPSS | [13 empty] | Aerial Inspection |  | Ground Inspection | [8 empty] | Down Conductor Detection (DCD) | [11 empty] | EPSS,Ground Inspection,Down Conductor Detection (DCD), | EPSS Ground Inspection Down Conductor Detection (DCD) | EPSS Ground Inspection Down Conductor Detection (DCD) | EPSS,Aerial Inspection, | EPSS Aerial Inspection | EPSS Aerial Inspection | EPSS, | EPSS | EPSS |  |  |  | , | FALSE
MORGAN HILL 2109145998 | EPSS | EPSS | EPSS | [8 empty] | Expulsion Fuse Replacement |  |  |  |  | Aerial Inspection | Aerial Inspection | Ground Inspection | Ground Inspection | [10 empty] | Line Sensors | [8 empty] | EPSS,Ground Inspection,Line Sensors, | EPSS Ground Inspection Line Sensors | EPSS Ground Inspection Line Sensors | EPSS,Aerial Inspection,Ground Inspection, | EPSS Aerial Inspection Ground Inspection | EPSS Aerial Inspection Ground Inspection | EPSS,Expulsion Fuse Replacement,Aerial Inspection, | EPSS Expulsion Fuse Replacement Aerial Inspection | EPSS Expulsion Fuse Replacement Aerial Inspection |  |  |  | , | FALSE
SAN CARLOS 11048846 | EPSS | EPSS | EPSS | [8 empty] | Expulsion Fuse Replacement |  |  |  |  | Aerial Inspection | Aerial Inspection | Ground Inspection | Ground Inspection |  | Non-Pole Backlog | [6 empty] | Down Conductor Detection (DCD) | [10 empty] | EPSS,Ground Inspection,Non-Pole Backlog, | EPSS Ground Inspection Non-Pole Backlog | EPSS Ground Inspection Non-Pole Backlog | EPSS,Aerial Inspection,Ground Inspection,Down Conductor Detection (DCD), | EPSS Aerial Inspection Ground Inspection Down Conductor Detection (DCD) | EPSS Aerial Inspection Ground Inspection Down Conductor Detection (DCD) | EPSS,Expulsion Fuse Replacement,Aerial Inspection, | EPSS Expulsion Fuse Replacement Aerial Inspection | EPSS Expulsion Fuse Replacement Aerial Inspection |  |  |  | , | FALSE
NARROWS 21052426 | EPSS | EPSS | EPSS | [9 empty] | Surge Arrestor Replacement |  |  |  | Aerial Inspection | Aerial Inspection | Ground Inspection | Ground Inspection |  |  |  | Non-Pole Backlog | [14 empty] | Pole Backlog | EPSS,Surge Arrestor Replacement,Ground Inspection, | EPSS Surge Arrestor Replacement Ground Inspection | EPSS Surge Arrestor Replacement Ground Inspection | EPSS,Aerial Inspection,Ground Inspection, | EPSS Aerial Inspection Ground Inspection | EPSS Aerial Inspection Ground Inspection | EPSS,Aerial Inspection,Non-Pole Backlog,Pole Backlog, | EPSS Aerial Inspection Non-Pole Backlog Pole Backlog | EPSS Aerial Inspection Non-Pole Backlog Pole Backlog |  |  |  | , | FALSE
SMARTVILLE 1101CB | EPSS | EPSS | EPSS | [6 empty] | Expulsion Fuse Replacement | [6 empty] | Aerial Inspection | Aerial Inspection | Ground Inspection | Ground Inspection | Ground Inspection | Non-Pole Backlog | [17 empty] | EPSS,Expulsion Fuse Replacement,Ground Inspection,Non-Pole Backlog, | EPSS Expulsion Fuse Replacement Ground Inspection Non-Pole Backlog | EPSS Expulsion Fuse Replacement Ground Inspection Non-Pole Backlog | EPSS,Aerial Inspection,Ground Inspection, | EPSS Aerial Inspection Ground Inspection | EPSS Aerial Inspection Ground Inspection | EPSS,Aerial Inspection,Ground Inspection, | EPSS Aerial Inspection Ground Inspection | EPSS Aerial Inspection Ground Inspection |  |  |  | , | FALSE
FORT BRAGG A 11041316 | EPSS | EPSS | EPSS | [7 empty] | Expulsion Fuse Replacement | Expulsion Fuse Replacement |  |  |  |  | Aerial Inspection | Aerial Inspection | Ground Inspection | Ground Inspection |  | Non-Pole Backlog | Non-Pole Backlog | [5 empty] | Down Conductor Detection (DCD) |  | Line Sensors | [8 empty] | EPSS,Ground Inspection,Non-Pole Backlog,Line Sensors, | EPSS Ground Inspection Non-Pole Backlog Line Sensors | EPSS Ground Inspection Non-Pole Backlog Line Sensors | EPSS,Expulsion Fuse Replacement,Aerial Inspection,Ground Inspection,Non-Pole Backlog,Down Conductor Detection (DCD), | EPSS Expulsion Fuse Replacement Aerial Inspection Ground Inspection Non-Pole Backlog Down Conductor Detection (DCD) | EPSS Expulsion Fuse Replacement Aerial Inspection Ground Inspection Non-Pole Backlog Down Conductor Detection (DCD) | EPSS,Expulsion Fuse Replacement,Aerial Inspection, | EPSS Expulsion Fuse Replacement Aerial Inspection | EPSS Expulsion Fuse Replacement Aerial Inspection |  |  |  | , | FALSE
STAFFORD 1102524 | EPSS | EPSS | EPSS | [6 empty] | Expulsion Fuse Replacement | Expulsion Fuse Replacement | [5 empty] | Aerial Inspection | Aerial Inspection | Ground Inspection | Ground Inspection | Ground Inspection | Non-Pole Backlog | Non-Pole Backlog | [5 empty] | Down Conductor Detection (DCD) | [10 empty] | EPSS,Expulsion Fuse Replacement,Ground Inspection,Non-Pole Backlog, | EPSS Expulsion Fuse Replacement Ground Inspection Non-Pole Backlog | EPSS Expulsion Fuse Replacement Ground Inspection Non-Pole Backlog | EPSS,Expulsion Fuse Replacement,Aerial Inspection,Ground Inspection,Non-Pole Backlog,Down Conductor Detection (DCD), | EPSS Expulsion Fuse Replacement Aerial Inspection Ground Inspection Non-Pole Backlog Down Conductor Detection (DCD) | EPSS Expulsion Fuse Replacement Aerial Inspection Ground Inspection Non-Pole Backlog Down Conductor Detection (DCD) | EPSS,Aerial Inspection,Ground Inspection, | EPSS Aerial Inspection Ground Inspection | EPSS Aerial Inspection Ground Inspection |  |  |  | , | FALSE
COTATI 1105701873 | EPSS | EPSS | EPSS | [13 empty] | Aerial Inspection | Aerial Inspection | Ground Inspection | Ground Inspection | [19 empty] | EPSS,Ground Inspection, | EPSS Ground Inspection | EPSS Ground Inspection | EPSS,Aerial Inspection,Ground Inspection, | EPSS Aerial Inspection Ground Inspection | EPSS Aerial Inspection Ground Inspection | EPSS,Aerial Inspection, | EPSS Aerial Inspection | EPSS Aerial Inspection |  |  |  | , | FALSE
FROGTOWN 170211212 | EPSS | EPSS | EPSS | [13 empty] | Aerial Inspection | Aerial Inspection | Ground Inspection | Ground Inspection | [7 empty] | Down Conductor Detection (DCD) | [8 empty] | Pole Backlog |  |  | EPSS,Ground Inspection,Down Conductor Detection (DCD),Pole Backlog, | EPSS Ground Inspection Down Conductor Detection (DCD) Pole Backlog | EPSS Ground Inspection Down Conductor Detection (DCD) Pole Backlog | EPSS,Aerial Inspection,Ground Inspection, | EPSS Aerial Inspection Ground Inspection | EPSS Aerial Inspection Ground Inspection | EPSS,Aerial Inspection, | EPSS Aerial Inspection | EPSS Aerial Inspection |  |  |  | , | FALSE
DEL MONTE 2103617344 | EPSS | EPSS | EPSS | [8 empty] | Expulsion Fuse Replacement |  |  |  |  | Aerial Inspection | Aerial Inspection | Ground Inspection | Ground Inspection |  | Non-Pole Backlog | [8 empty] | Line Sensors | [8 empty] | EPSS,Ground Inspection,Non-Pole Backlog,Line Sensors, | EPSS Ground Inspection Non-Pole Backlog Line Sensors | EPSS Ground Inspection Non-Pole Backlog Line Sensors | EPSS,Aerial Inspection,Ground Inspection, | EPSS Aerial Inspection Ground Inspection | EPSS Aerial Inspection Ground Inspection | EPSS,Expulsion Fuse Replacement,Aerial Inspection, | EPSS Expulsion Fuse Replacement Aerial Inspection | EPSS Expulsion Fuse Replacement Aerial Inspection |  |  |  | , | FALSE
GUALALA 1112662 | EPSS | EPSS | EPSS | [13 empty] | Aerial Inspection | Aerial Inspection | Ground Inspection | Ground Inspection |  | Non-Pole Backlog | Non-Pole Backlog |  |  |  |  | Down Conductor Detection (DCD) | [11 empty] | EPSS,Ground Inspection,Non-Pole Backlog,Down Conductor Detection (DCD), | EPSS Ground Inspection Non-Pole Backlog Down Conductor Detection (DCD) | EPSS Ground Inspection Non-Pole Backlog Down Conductor Detection (DCD) | EPSS,Aerial Inspection,Ground Inspection,Non-Pole Backlog, | EPSS Aerial Inspection Ground Inspection Non-Pole Backlog | EPSS Aerial Inspection Ground Inspection Non-Pole Backlog | EPSS,Aerial Inspection, | EPSS Aerial Inspection | EPSS Aerial Inspection |  |  |  | , | FALSE
SUNOL 1101605520 | EPSS | EPSS | EPSS | [6 empty] | Expulsion Fuse Replacement | [6 empty] | Aerial Inspection | Aerial Inspection | Ground Inspection | Ground Inspection | Ground Inspection | Non-Pole Backlog | [17 empty] | EPSS,Expulsion Fuse Replacement,Ground Inspection,Non-Pole Backlog, | EPSS Expulsion Fuse Replacement Ground Inspection Non-Pole Backlog | EPSS Expulsion Fuse Replacement Ground Inspection Non-Pole Backlog | EPSS,Aerial Inspection,Ground Inspection, | EPSS Aerial Inspection Ground Inspection | EPSS Aerial Inspection Ground Inspection | EPSS,Aerial Inspection,Ground Inspection, | EPSS Aerial Inspection Ground Inspection | EPSS Aerial Inspection Ground Inspection |  |  |  | , | FALSE
PHILO 11022600 | EPSS | EPSS | EPSS | [7 empty] | Expulsion Fuse Replacement | [5 empty] | Aerial Inspection | Aerial Inspection | Ground Inspection | Ground Inspection |  | Non-Pole Backlog | Non-Pole Backlog | [16 empty] | EPSS,Ground Inspection,Non-Pole Backlog, | EPSS Ground Inspection Non-Pole Backlog | EPSS Ground Inspection Non-Pole Backlog | EPSS,Expulsion Fuse Replacement,Aerial Inspection,Ground Inspection,Non-Pole Backlog, | EPSS Expulsion Fuse Replacement Aerial Inspection Ground Inspection Non-Pole Backlog | EPSS Expulsion Fuse Replacement Aerial Inspection Ground Inspection Non-Pole Backlog | EPSS,Aerial Inspection, | EPSS Aerial Inspection | EPSS Aerial Inspection |  |  |  | , | FALSE
DEL MAR 210975802 | EPSS | EPSS | EPSS | [14 empty] | Aerial Inspection |  | Ground Inspection | Ground Inspection | [9 empty] | Line Sensors | [8 empty] | EPSS,Line Sensors, | EPSS Line Sensors | EPSS Line Sensors | EPSS,Ground Inspection, | EPSS Ground Inspection | EPSS Ground Inspection | EPSS,Aerial Inspection,Ground Inspection, | EPSS Aerial Inspection Ground Inspection | EPSS Aerial Inspection Ground Inspection |  |  |  | , | FALSE
COLUSA 1100CB | EPSS | EPSS | EPSS | [16 empty] | Ground Inspection | [19 empty] | EPSS, | EPSS | EPSS | EPSS,Ground Inspection, | EPSS Ground Inspection | EPSS Ground Inspection | EPSS, | EPSS | EPSS |  |  |  | , | FALSE
ALTO 1122CB | EPSS | EPSS | EPSS | [15 empty] | Ground Inspection | Ground Inspection | Ground Inspection | Non-Pole Backlog | [17 empty] | EPSS,Ground Inspection,Non-Pole Backlog, | EPSS Ground Inspection Non-Pole Backlog | EPSS Ground Inspection Non-Pole Backlog | EPSS,Ground Inspection, | EPSS Ground Inspection | EPSS Ground Inspection | EPSS,Ground Inspection, | EPSS Ground Inspection | EPSS Ground Inspection |  |  |  | , | FALSE
ECHO SUMMIT 1101481660 | EPSS | EPSS | EPSS |  | Undergrounding | [15 empty] | Ground Inspection | [7 empty] | Down Conductor Detection (DCD) | [10 empty] | EPSS, | EPSS | EPSS | EPSS,Undergrounding,Down Conductor Detection (DCD), | EPSS Undergrounding Down Conductor Detection (DCD) | EPSS Undergrounding Down Conductor Detection (DCD) | EPSS,Ground Inspection, | EPSS Ground Inspection | EPSS Ground Inspection |  |  |  | , | FALSE
WILLOW PASS 2107273996 | EPSS | EPSS | EPSS | [14 empty] | Aerial Inspection |  | Ground Inspection | Ground Inspection | [18 empty] | EPSS, | EPSS | EPSS | EPSS,Ground Inspection, | EPSS Ground Inspection | EPSS Ground Inspection | EPSS,Aerial Inspection,Ground Inspection, | EPSS Aerial Inspection Ground Inspection | EPSS Aerial Inspection Ground Inspection |  |  |  | , | FALSE
BIG RIVER 1101954 | EPSS | EPSS | EPSS | [7 empty] | Expulsion Fuse Replacement | Expulsion Fuse Replacement |  |  |  |  | Aerial Inspection |  | Ground Inspection |  | Ground Inspection | [6 empty] | Down Conductor Detection (DCD) | [11 empty] | EPSS,Ground Inspection,Down Conductor Detection (DCD), | EPSS Ground Inspection Down Conductor Detection (DCD) | EPSS Ground Inspection Down Conductor Detection (DCD) | EPSS,Expulsion Fuse Replacement,Aerial Inspection, | EPSS Expulsion Fuse Replacement Aerial Inspection | EPSS Expulsion Fuse Replacement Aerial Inspection | EPSS,Expulsion Fuse Replacement,Ground Inspection, | EPSS Expulsion Fuse Replacement Ground Inspection | EPSS Expulsion Fuse Replacement Ground Inspection |  |  |  | , | FALSE
VOLTA 110253130 | EPSS | EPSS | EPSS | [13 empty] | Aerial Inspection | Aerial Inspection | Ground Inspection | Ground Inspection | Ground Inspection | Non-Pole Backlog | [5 empty] | Down Conductor Detection (DCD) | [11 empty] | EPSS,Ground Inspection,Non-Pole Backlog,Down Conductor Detection (DCD), | EPSS Ground Inspection Non-Pole Backlog Down Conductor Detection (DCD) | EPSS Ground Inspection Non-Pole Backlog Down Conductor Detection (DCD) | EPSS,Aerial Inspection,Ground Inspection, | EPSS Aerial Inspection Ground Inspection | EPSS Aerial Inspection Ground Inspection | EPSS,Aerial Inspection,Ground Inspection, | EPSS Aerial Inspection Ground Inspection | EPSS Aerial Inspection Ground Inspection |  |  |  | , | FALSE
BOLINAS 110137034 | EPSS | EPSS | EPSS | [14 empty] | Aerial Inspection |  | Ground Inspection | Ground Inspection | Non-Pole Backlog | [6 empty] | Down Conductor Detection (DCD) | [10 empty] | EPSS,Non-Pole Backlog, | EPSS Non-Pole Backlog | EPSS Non-Pole Backlog | EPSS,Ground Inspection,Down Conductor Detection (DCD), | EPSS Ground Inspection Down Conductor Detection (DCD) | EPSS Ground Inspection Down Conductor Detection (DCD) | EPSS,Aerial Inspection,Ground Inspection, | EPSS Aerial Inspection Ground Inspection | EPSS Aerial Inspection Ground Inspection |  |  |  | , | FALSE
ANNAPOLIS 110176842 | EPSS | EPSS | EPSS | [13 empty] | Aerial Inspection |  | Ground Inspection | [8 empty] | Down Conductor Detection (DCD) | [11 empty] | EPSS,Ground Inspection,Down Conductor Detection (DCD), | EPSS Ground Inspection Down Conductor Detection (DCD) | EPSS Ground Inspection Down Conductor Detection (DCD) | EPSS,Aerial Inspection, | EPSS Aerial Inspection | EPSS Aerial Inspection | EPSS, | EPSS | EPSS |  |  |  | , | FALSE
HIGGINS 1110429714 | EPSS | EPSS | EPSS | [6 empty] | Expulsion Fuse Replacement | Expulsion Fuse Replacement | [5 empty] | Aerial Inspection | Aerial Inspection | Ground Inspection | Ground Inspection | Ground Inspection | Non-Pole Backlog | [17 empty] | EPSS,Expulsion Fuse Replacement,Ground Inspection,Non-Pole Backlog, | EPSS Expulsion Fuse Replacement Ground Inspection Non-Pole Backlog | EPSS Expulsion Fuse Replacement Ground Inspection Non-Pole Backlog | EPSS,Expulsion Fuse Replacement,Aerial Inspection,Ground Inspection, | EPSS Expulsion Fuse Replacement Aerial Inspection Ground Inspection | EPSS Expulsion Fuse Replacement Aerial Inspection Ground Inspection | EPSS,Aerial Inspection,Ground Inspection, | EPSS Aerial Inspection Ground Inspection | EPSS Aerial Inspection Ground Inspection |  |  |  | , | FALSE
BIG RIVER 110179628 | EPSS | EPSS | EPSS | [7 empty] | Expulsion Fuse Replacement | Expulsion Fuse Replacement |  |  |  |  | Aerial Inspection |  | Ground Inspection |  |  | Non-Pole Backlog | [5 empty] | Down Conductor Detection (DCD) | [11 empty] | EPSS,Ground Inspection,Non-Pole Backlog,Down Conductor Detection (DCD), | EPSS Ground Inspection Non-Pole Backlog Down Conductor Detection (DCD) | EPSS Ground Inspection Non-Pole Backlog Down Conductor Detection (DCD) | EPSS,Expulsion Fuse Replacement,Aerial Inspection, | EPSS Expulsion Fuse Replacement Aerial Inspection | EPSS Expulsion Fuse Replacement Aerial Inspection | EPSS,Expulsion Fuse Replacement, | EPSS Expulsion Fuse Replacement | EPSS Expulsion Fuse Replacement |  |  |  | , | FALSE
SUNOL 1101CB | EPSS | EPSS | EPSS | [13 empty] | Aerial Inspection | Aerial Inspection | Ground Inspection | Ground Inspection | Ground Inspection | [18 empty] | EPSS,Ground Inspection, | EPSS Ground Inspection | EPSS Ground Inspection | EPSS,Aerial Inspection,Ground Inspection, | EPSS Aerial Inspection Ground Inspection | EPSS Aerial Inspection Ground Inspection | EPSS,Aerial Inspection,Ground Inspection, | EPSS Aerial Inspection Ground Inspection | EPSS Aerial Inspection Ground Inspection |  |  |  | , | FALSE
ALTO 112278672 | EPSS | EPSS | EPSS | [7 empty] | Expulsion Fuse Replacement | [6 empty] | Aerial Inspection | Ground Inspection | Ground Inspection | Ground Inspection | Non-Pole Backlog |  | Non-Pole Backlog |  |  |  |  | Down Conductor Detection (DCD) | [10 empty] | EPSS,Ground Inspection,Non-Pole Backlog, | EPSS Ground Inspection Non-Pole Backlog | EPSS Ground Inspection Non-Pole Backlog | EPSS,Expulsion Fuse Replacement,Ground Inspection,Down Conductor Detection (DCD), | EPSS Expulsion Fuse Replacement Ground Inspection Down Conductor Detection (DCD) | EPSS Expulsion Fuse Replacement Ground Inspection Down Conductor Detection (DCD) | EPSS,Aerial Inspection,Ground Inspection,Non-Pole Backlog, | EPSS Aerial Inspection Ground Inspection Non-Pole Backlog | EPSS Aerial Inspection Ground Inspection Non-Pole Backlog |  |  |  | , | FALSE
COTTONWOOD 11031348 | EPSS | EPSS | EPSS | [13 empty] | Aerial Inspection | Aerial Inspection | Ground Inspection | Ground Inspection | Ground Inspection | [15 empty] | Pole Backlog |  |  | EPSS,Ground Inspection,Pole Backlog, | EPSS Ground Inspection Pole Backlog | EPSS Ground Inspection Pole Backlog | EPSS,Aerial Inspection,Ground Inspection, | EPSS Aerial Inspection Ground Inspection | EPSS Aerial Inspection Ground Inspection | EPSS,Aerial Inspection,Ground Inspection, | EPSS Aerial Inspection Ground Inspection | EPSS Aerial Inspection Ground Inspection |  |  |  | , | FALSE
PERRY 1101W52 | EPSS | EPSS | EPSS | [14 empty] | Aerial Inspection |  | Ground Inspection | Ground Inspection | Non-Pole Backlog | [7 empty] | Down Conductor Detection (DCD) | [9 empty] | EPSS,Non-Pole Backlog, | EPSS Non-Pole Backlog | EPSS Non-Pole Backlog | EPSS,Ground Inspection, | EPSS Ground Inspection | EPSS Ground Inspection | EPSS,Aerial Inspection,Ground Inspection,Down Conductor Detection (DCD), | EPSS Aerial Inspection Ground Inspection Down Conductor Detection (DCD) | EPSS Aerial Inspection Ground Inspection Down Conductor Detection (DCD) |  |  |  | , | FALSE
FORT BRAGG A 11013100 | EPSS | EPSS | EPSS | [7 empty] | Expulsion Fuse Replacement | Expulsion Fuse Replacement |  |  |  |  | Aerial Inspection | Aerial Inspection | Ground Inspection | Ground Inspection | Ground Inspection | Non-Pole Backlog |  | Non-Pole Backlog |  |  |  | Down Conductor Detection (DCD) |  |  | Line Sensors | [5 empty] | Pole Backlog |  |  | EPSS,Ground Inspection,Non-Pole Backlog,Down Conductor Detection (DCD),Line Sensors,Pole Backlog, | EPSS Ground Inspection Non-Pole Backlog Down Conductor Detection (DCD) Line Sensors Pole Backlog | EPSS Ground Inspection Non-Pole Backlog Down Conductor Detection (DCD) Line Sensors Pole Backlog | EPSS,Expulsion Fuse Replacement,Aerial Inspection,Ground Inspection, | EPSS Expulsion Fuse Replacement Aerial Inspection Ground Inspection | EPSS Expulsion Fuse Replacement Aerial Inspection Ground Inspection | EPSS,Expulsion Fuse Replacement,Aerial Inspection,Ground Inspection,Non-Pole Backlog, | EPSS Expulsion Fuse Replacement Aerial Inspection Ground Inspection Non-Pole Backlog | EPSS Expulsion Fuse Replacement Aerial Inspection Ground Inspection Non-Pole Backlog |  |  |  | , | FALSE
NOVATO 1101405812 | EPSS | EPSS | EPSS | [14 empty] | Aerial Inspection |  | Ground Inspection | [19 empty] | EPSS, | EPSS | EPSS | EPSS,Ground Inspection, | EPSS Ground Inspection | EPSS Ground Inspection | EPSS,Aerial Inspection, | EPSS Aerial Inspection | EPSS Aerial Inspection |  |  |  | , | FALSE
COARSEGOLD 21045525 | EPSS | EPSS | EPSS | [6 empty] | Expulsion Fuse Replacement | [6 empty] | Aerial Inspection | Aerial Inspection | Ground Inspection | Ground Inspection | Ground Inspection | Non-Pole Backlog | [17 empty] | EPSS,Expulsion Fuse Replacement,Ground Inspection,Non-Pole Backlog, | EPSS Expulsion Fuse Replacement Ground Inspection Non-Pole Backlog | EPSS Expulsion Fuse Replacement Ground Inspection Non-Pole Backlog | EPSS,Aerial Inspection,Ground Inspection, | EPSS Aerial Inspection Ground Inspection | EPSS Aerial Inspection Ground Inspection | EPSS,Aerial Inspection,Ground Inspection, | EPSS Aerial Inspection Ground Inspection | EPSS Aerial Inspection Ground Inspection |  |  |  | , | FALSE
ROB ROY 210538430 | EPSS | EPSS | EPSS | [8 empty] | Expulsion Fuse Replacement | [5 empty] | Aerial Inspection | Ground Inspection | Ground Inspection | Ground Inspection | Non-Pole Backlog | Non-Pole Backlog | [13 empty] | Pole Backlog |  |  | EPSS,Ground Inspection,Non-Pole Backlog,Pole Backlog, | EPSS Ground Inspection Non-Pole Backlog Pole Backlog | EPSS Ground Inspection Non-Pole Backlog Pole Backlog | EPSS,Ground Inspection,Non-Pole Backlog, | EPSS Ground Inspection Non-Pole Backlog | EPSS Ground Inspection Non-Pole Backlog | EPSS,Expulsion Fuse Replacement,Aerial Inspection,Ground Inspection, | EPSS Expulsion Fuse Replacement Aerial Inspection Ground Inspection | EPSS Expulsion Fuse Replacement Aerial Inspection Ground Inspection |  |  |  | , | FALSE
WOODSIDE 11049030 | EPSS | EPSS | EPSS | [8 empty] | Expulsion Fuse Replacement |  |  |  |  | Aerial Inspection | Aerial Inspection | Ground Inspection | Ground Inspection |  | Non-Pole Backlog | [6 empty] | Down Conductor Detection (DCD) | [10 empty] | EPSS,Ground Inspection,Non-Pole Backlog, | EPSS Ground Inspection Non-Pole Backlog | EPSS Ground Inspection Non-Pole Backlog | EPSS,Aerial Inspection,Ground Inspection,Down Conductor Detection (DCD), | EPSS Aerial Inspection Ground Inspection Down Conductor Detection (DCD) | EPSS Aerial Inspection Ground Inspection Down Conductor Detection (DCD) | EPSS,Expulsion Fuse Replacement,Aerial Inspection, | EPSS Expulsion Fuse Replacement Aerial Inspection | EPSS Expulsion Fuse Replacement Aerial Inspection |  |  |  | , | FALSE
FORT BRAGG A 110231304 | EPSS | EPSS | EPSS |  |  |  |  | Overhead Hardening |  |  | Expulsion Fuse Replacement | Expulsion Fuse Replacement |  |  |  |  | Aerial Inspection | Aerial Inspection | Ground Inspection | Ground Inspection |  | Non-Pole Backlog | [5 empty] | Down Conductor Detection (DCD) |  |  | Line Sensors | [8 empty] | EPSS,Ground Inspection,Non-Pole Backlog,Down Conductor Detection (DCD),Line Sensors, | EPSS Ground Inspection Non-Pole Backlog Down Conductor Detection (DCD) Line Sensors | EPSS Ground Inspection Non-Pole Backlog Down Conductor Detection (DCD) Line Sensors | EPSS,Overhead Hardening,Expulsion Fuse Replacement,Aerial Inspection,Ground Inspection, | EPSS Overhead Hardening Expulsion Fuse Replacement Aerial Inspection Ground Inspection | EPSS Overhead Hardening Expulsion Fuse Replacement Aerial Inspection Ground Inspection | EPSS,Expulsion Fuse Replacement,Aerial Inspection, | EPSS Expulsion Fuse Replacement Aerial Inspection | EPSS Expulsion Fuse Replacement Aerial Inspection |  |  |  | , | FALSE
FRUITLAND 11422006 | EPSS | EPSS | EPSS | [7 empty] | Expulsion Fuse Replacement |  | Surge Arrestor Replacement |  |  |  | Aerial Inspection | Aerial Inspection | Ground Inspection | Ground Inspection |  | Non-Pole Backlog | [17 empty] | EPSS,Surge Arrestor Replacement,Ground Inspection,Non-Pole Backlog, | EPSS Surge Arrestor Replacement Ground Inspection Non-Pole Backlog | EPSS Surge Arrestor Replacement Ground Inspection Non-Pole Backlog | EPSS,Expulsion Fuse Replacement,Aerial Inspection,Ground Inspection, | EPSS Expulsion Fuse Replacement Aerial Inspection Ground Inspection | EPSS Expulsion Fuse Replacement Aerial Inspection Ground Inspection | EPSS,Aerial Inspection, | EPSS Aerial Inspection | EPSS Aerial Inspection |  |  |  | , | FALSE
OCEANO 1104V36 | EPSS | EPSS | EPSS | [6 empty] | Expulsion Fuse Replacement | [6 empty] | Aerial Inspection | Aerial Inspection | Ground Inspection | Ground Inspection | Ground Inspection | Non-Pole Backlog | [5 empty] | Down Conductor Detection (DCD) | [8 empty] | Pole Backlog |  |  | EPSS,Expulsion Fuse Replacement,Ground Inspection,Non-Pole Backlog,Down Conductor Detection (DCD),Pole Backlog, | EPSS Expulsion Fuse Replacement Ground Inspection Non-Pole Backlog Down Conductor Detection (DCD) Pole Backlog | EPSS Expulsion Fuse Replacement Ground Inspection Non-Pole Backlog Down Conductor Detection (DCD) Pole Backlog | EPSS,Aerial Inspection,Ground Inspection, | EPSS Aerial Inspection Ground Inspection | EPSS Aerial Inspection Ground Inspection | EPSS,Aerial Inspection,Ground Inspection, | EPSS Aerial Inspection Ground Inspection | EPSS Aerial Inspection Ground Inspection |  |  |  | , | FALSE
RED BLUFF 1105146070 | EPSS | EPSS | EPSS | [6 empty] | Expulsion Fuse Replacement | [7 empty] | Aerial Inspection | Ground Inspection | Ground Inspection | Ground Inspection | Non-Pole Backlog | [5 empty] | Down Conductor Detection (DCD) | [8 empty] | Pole Backlog |  |  | EPSS,Expulsion Fuse Replacement,Ground Inspection,Non-Pole Backlog,Down Conductor Detection (DCD),Pole Backlog, | EPSS Expulsion Fuse Replacement Ground Inspection Non-Pole Backlog Down Conductor Detection (DCD) Pole Backlog | EPSS Expulsion Fuse Replacement Ground Inspection Non-Pole Backlog Down Conductor Detection (DCD) Pole Backlog | EPSS,Ground Inspection, | EPSS Ground Inspection | EPSS Ground Inspection | EPSS,Aerial Inspection,Ground Inspection, | EPSS Aerial Inspection Ground Inspection | EPSS Aerial Inspection Ground Inspection |  |  |  | , | FALSE
FRANKLIN 1101P138 | EPSS | EPSS | EPSS | [13 empty] | Aerial Inspection | Aerial Inspection | Ground Inspection | Ground Inspection | [8 empty] | Down Conductor Detection (DCD) | [10 empty] | EPSS,Ground Inspection, | EPSS Ground Inspection | EPSS Ground Inspection | EPSS,Aerial Inspection,Ground Inspection,Down Conductor Detection (DCD), | EPSS Aerial Inspection Ground Inspection Down Conductor Detection (DCD) | EPSS Aerial Inspection Ground Inspection Down Conductor Detection (DCD) | EPSS,Aerial Inspection, | EPSS Aerial Inspection | EPSS Aerial Inspection |  |  |  | , | FALSE
POTTER VALLEY P H 110537476 | EPSS | EPSS | EPSS | Undergrounding |  |  | Overhead Hardening |  | Overhead Hardening |  |  |  |  | Surge Arrestor Replacement |  |  |  | Aerial Inspection | Ground Inspection |  | Ground Inspection | [7 empty] | Down Conductor Detection (DCD) | [10 empty] | EPSS,Undergrounding,Overhead Hardening,Ground Inspection, | EPSS Undergrounding Overhead Hardening Ground Inspection | EPSS Undergrounding Overhead Hardening Ground Inspection | EPSS,Surge Arrestor Replacement,Down Conductor Detection (DCD), | EPSS Surge Arrestor Replacement Down Conductor Detection (DCD) | EPSS Surge Arrestor Replacement Down Conductor Detection (DCD) | EPSS,Overhead Hardening,Aerial Inspection,Ground Inspection, | EPSS Overhead Hardening Aerial Inspection Ground Inspection | EPSS Overhead Hardening Aerial Inspection Ground Inspection |  |  |  | , | FALSE
GANSNER 1101372132 | EPSS | EPSS | EPSS | [13 empty] | Aerial Inspection |  |  |  | Ground Inspection | Non-Pole Backlog | [8 empty] | Line Sensors | [8 empty] | EPSS,Non-Pole Backlog,Line Sensors, | EPSS Non-Pole Backlog Line Sensors | EPSS Non-Pole Backlog Line Sensors | EPSS,Aerial Inspection, | EPSS Aerial Inspection | EPSS Aerial Inspection | EPSS,Ground Inspection, | EPSS Ground Inspection | EPSS Ground Inspection |  |  |  | , | FALSE
LAKEVILLE 110287432 | EPSS | EPSS | EPSS | [7 empty] | Expulsion Fuse Replacement | [5 empty] | Aerial Inspection | Aerial Inspection | Ground Inspection | Ground Inspection | Ground Inspection | [7 empty] | Down Conductor Detection (DCD) | [10 empty] | EPSS,Ground Inspection, | EPSS Ground Inspection | EPSS Ground Inspection | EPSS,Expulsion Fuse Replacement,Aerial Inspection,Ground Inspection,Down Conductor Detection (DCD), | EPSS Expulsion Fuse Replacement Aerial Inspection Ground Inspection Down Conductor Detection (DCD) | EPSS Expulsion Fuse Replacement Aerial Inspection Ground Inspection Down Conductor Detection (DCD) | EPSS,Aerial Inspection,Ground Inspection, | EPSS Aerial Inspection Ground Inspection | EPSS Aerial Inspection Ground Inspection |  |  |  | , | FALSE
GARBERVILLE 1101CB | EPSS | EPSS | EPSS | [6 empty] | Expulsion Fuse Replacement | Expulsion Fuse Replacement |  | Surge Arrestor Replacement |  |  |  | Aerial Inspection | Aerial Inspection | Ground Inspection | Ground Inspection |  | Non-Pole Backlog | [14 empty] | Pole Backlog |  |  | EPSS,Expulsion Fuse Replacement,Surge Arrestor Replacement,Ground Inspection,Non-Pole Backlog,Pole Backlog, | EPSS Expulsion Fuse Replacement Surge Arrestor Replacement Ground Inspection Non-Pole Backlog Pole Backlog | EPSS Expulsion Fuse Replacement Surge Arrestor Replacement Ground Inspection Non-Pole Backlog Pole Backlog | EPSS,Expulsion Fuse Replacement,Aerial Inspection,Ground Inspection, | EPSS Expulsion Fuse Replacement Aerial Inspection Ground Inspection | EPSS Expulsion Fuse Replacement Aerial Inspection Ground Inspection | EPSS,Aerial Inspection, | EPSS Aerial Inspection | EPSS Aerial Inspection |  |  |  | , | FALSE
WOODSIDE 11018522 | EPSS | EPSS | EPSS | [7 empty] | Expulsion Fuse Replacement | [5 empty] | Aerial Inspection | Aerial Inspection | Ground Inspection | Ground Inspection | Ground Inspection | Non-Pole Backlog | [6 empty] | Down Conductor Detection (DCD) | [8 empty] | Pole Backlog |  | EPSS,Ground Inspection,Non-Pole Backlog, | EPSS Ground Inspection Non-Pole Backlog | EPSS Ground Inspection Non-Pole Backlog | EPSS,Expulsion Fuse Replacement,Aerial Inspection,Ground Inspection,Down Conductor Detection (DCD),Pole Backlog, | EPSS Expulsion Fuse Replacement Aerial Inspection Ground Inspection Down Conductor Detection (DCD) Pole Backlog | EPSS Expulsion Fuse Replacement Aerial Inspection Ground Inspection Down Conductor Detection (DCD) Pole Backlog | EPSS,Aerial Inspection,Ground Inspection, | EPSS Aerial Inspection Ground Inspection | EPSS Aerial Inspection Ground Inspection |  |  |  | , | FALSE
COTTONWOOD 11031616 | EPSS | EPSS | EPSS | [6 empty] | Expulsion Fuse Replacement | [6 empty] | Aerial Inspection | Aerial Inspection | Ground Inspection | Ground Inspection | Ground Inspection | Non-Pole Backlog | [14 empty] | Pole Backlog |  |  | EPSS,Expulsion Fuse Replacement,Ground Inspection,Non-Pole Backlog,Pole Backlog, | EPSS Expulsion Fuse Replacement Ground Inspection Non-Pole Backlog Pole Backlog | EPSS Expulsion Fuse Replacement Ground Inspection Non-Pole Backlog Pole Backlog | EPSS,Aerial Inspection,Ground Inspection, | EPSS Aerial Inspection Ground Inspection | EPSS Aerial Inspection Ground Inspection | EPSS,Aerial Inspection,Ground Inspection, | EPSS Aerial Inspection Ground Inspection | EPSS Aerial Inspection Ground Inspection |  |  |  | , | FALSE
FORT BRAGG A 11013113 | EPSS | EPSS | EPSS | [7 empty] | Expulsion Fuse Replacement | [6 empty] | Aerial Inspection |  | Ground Inspection | Ground Inspection | Non-Pole Backlog | [5 empty] | Down Conductor Detection (DCD) |  |  | Line Sensors | [8 empty] | EPSS,Non-Pole Backlog,Down Conductor Detection (DCD),Line Sensors, | EPSS Non-Pole Backlog Down Conductor Detection (DCD) Line Sensors | EPSS Non-Pole Backlog Down Conductor Detection (DCD) Line Sensors | EPSS,Expulsion Fuse Replacement,Ground Inspection, | EPSS Expulsion Fuse Replacement Ground Inspection | EPSS Expulsion Fuse Replacement Ground Inspection | EPSS,Aerial Inspection,Ground Inspection, | EPSS Aerial Inspection Ground Inspection | EPSS Aerial Inspection Ground Inspection |  | Line Removal | Overhead Hardening | ,Line Removal,Overhead Hardening, | Line Removal Overhead Hardening | Line Removal Overhead Hardening
CORRAL 110275622 | EPSS | EPSS | EPSS | [6 empty] | Expulsion Fuse Replacement | Expulsion Fuse Replacement | [5 empty] | Aerial Inspection | Aerial Inspection | Ground Inspection | Ground Inspection |  | Non-Pole Backlog |  | Non-Pole Backlog | [15 empty] | EPSS,Expulsion Fuse Replacement,Ground Inspection,Non-Pole Backlog, | EPSS Expulsion Fuse Replacement Ground Inspection Non-Pole Backlog | EPSS Expulsion Fuse Replacement Ground Inspection Non-Pole Backlog | EPSS,Expulsion Fuse Replacement,Aerial Inspection,Ground Inspection, | EPSS Expulsion Fuse Replacement Aerial Inspection Ground Inspection | EPSS Expulsion Fuse Replacement Aerial Inspection Ground Inspection | EPSS,Aerial Inspection,Non-Pole Backlog, | EPSS Aerial Inspection Non-Pole Backlog | EPSS Aerial Inspection Non-Pole Backlog |  |  |  | , | FALSE
SAN RAFAEL 1109519234 | EPSS | EPSS | EPSS | [8 empty] | Expulsion Fuse Replacement | [5 empty] | Aerial Inspection |  | Ground Inspection | Ground Inspection | Non-Pole Backlog | [6 empty] | Down Conductor Detection (DCD) | [10 empty] | EPSS,Non-Pole Backlog, | EPSS Non-Pole Backlog | EPSS Non-Pole Backlog | EPSS,Ground Inspection,Down Conductor Detection (DCD), | EPSS Ground Inspection Down Conductor Detection (DCD) | EPSS Ground Inspection Down Conductor Detection (DCD) | EPSS,Expulsion Fuse Replacement,Aerial Inspection,Ground Inspection, | EPSS Expulsion Fuse Replacement Aerial Inspection Ground Inspection | EPSS Expulsion Fuse Replacement Aerial Inspection Ground Inspection |  |  |  | , | FALSE
DIAMOND SPRINGS 1104147386 | EPSS | EPSS | EPSS | [8 empty] | Expulsion Fuse Replacement | [5 empty] | Aerial Inspection |  | Ground Inspection | Ground Inspection | Non-Pole Backlog | [14 empty] | Pole Backlog |  |  | EPSS,Non-Pole Backlog,Pole Backlog, | EPSS Non-Pole Backlog Pole Backlog | EPSS Non-Pole Backlog Pole Backlog | EPSS,Ground Inspection, | EPSS Ground Inspection | EPSS Ground Inspection | EPSS,Expulsion Fuse Replacement,Aerial Inspection,Ground Inspection, | EPSS Expulsion Fuse Replacement Aerial Inspection Ground Inspection | EPSS Expulsion Fuse Replacement Aerial Inspection Ground Inspection |  |  |  | , | FALSE
BOLINAS 11011236 | EPSS | EPSS | EPSS | [13 empty] | Aerial Inspection | Aerial Inspection | Ground Inspection | Ground Inspection | Ground Inspection |  | Non-Pole Backlog | Non-Pole Backlog |  |  |  |  | Down Conductor Detection (DCD) | [10 empty] | EPSS,Ground Inspection, | EPSS Ground Inspection | EPSS Ground Inspection | EPSS,Aerial Inspection,Ground Inspection,Non-Pole Backlog,Down Conductor Detection (DCD), | EPSS Aerial Inspection Ground Inspection Non-Pole Backlog Down Conductor Detection (DCD) | EPSS Aerial Inspection Ground Inspection Non-Pole Backlog Down Conductor Detection (DCD) | EPSS,Aerial Inspection,Ground Inspection,Non-Pole Backlog, | EPSS Aerial Inspection Ground Inspection Non-Pole Backlog | EPSS Aerial Inspection Ground Inspection Non-Pole Backlog |  |  |  | , | FALSE
BIG RIVER 11012183 | EPSS | EPSS | EPSS | [8 empty] | Expulsion Fuse Replacement |  |  |  |  | Aerial Inspection |  | Ground Inspection | [8 empty] | Down Conductor Detection (DCD) | [11 empty] | EPSS,Ground Inspection,Down Conductor Detection (DCD), | EPSS Ground Inspection Down Conductor Detection (DCD) | EPSS Ground Inspection Down Conductor Detection (DCD) | EPSS,Aerial Inspection, | EPSS Aerial Inspection | EPSS Aerial Inspection | EPSS,Expulsion Fuse Replacement, | EPSS Expulsion Fuse Replacement | EPSS Expulsion Fuse Replacement |  |  |  | , | FALSE
CLARK ROAD 1101CB | EPSS | EPSS | EPSS | [13 empty] | Aerial Inspection |  | Ground Inspection | [20 empty] | EPSS,Ground Inspection, | EPSS Ground Inspection | EPSS Ground Inspection | EPSS,Aerial Inspection, | EPSS Aerial Inspection | EPSS Aerial Inspection | EPSS, | EPSS | EPSS |  |  |  | , | FALSE
FROGTOWN 1702L5407 | EPSS | EPSS | EPSS | [13 empty] | Aerial Inspection | Aerial Inspection | Ground Inspection | Ground Inspection | [19 empty] | EPSS,Ground Inspection, | EPSS Ground Inspection | EPSS Ground Inspection | EPSS,Aerial Inspection,Ground Inspection, | EPSS Aerial Inspection Ground Inspection | EPSS Aerial Inspection Ground Inspection | EPSS,Aerial Inspection, | EPSS Aerial Inspection | EPSS Aerial Inspection |  |  |  | , | FALSE
LAYTONVILLE 110264908 | EPSS | EPSS | EPSS | [6 empty] | Expulsion Fuse Replacement |  |  | Surge Arrestor Replacement |  |  |  | Aerial Inspection | Aerial Inspection | Ground Inspection | Ground Inspection | Ground Inspection | Non-Pole Backlog | [5 empty] | Down Conductor Detection (DCD) |  |  | Line Sensors | [8 empty] | EPSS,Expulsion Fuse Replacement,Surge Arrestor Replacement,Ground Inspection,Non-Pole Backlog,Down Conductor Detection (DCD),Line Sensors, | EPSS Expulsion Fuse Replacement Surge Arrestor Replacement Ground Inspection Non-Pole Backlog Down Conductor Detection (DCD) Line Sensors | EPSS Expulsion Fuse Replacement Surge Arrestor Replacement Ground Inspection Non-Pole Backlog Down Conductor Detection (DCD) Line Sensors | EPSS,Aerial Inspection,Ground Inspection, | EPSS Aerial Inspection Ground Inspection | EPSS Aerial Inspection Ground Inspection | EPSS,Aerial Inspection,Ground Inspection, | EPSS Aerial Inspection Ground Inspection | EPSS Aerial Inspection Ground Inspection |  |  |  | , | FALSE
VOLTA 110293418 | EPSS | EPSS | EPSS | [13 empty] | Aerial Inspection | Aerial Inspection | Ground Inspection | Ground Inspection | Ground Inspection | [6 empty] | Down Conductor Detection (DCD) | [11 empty] | EPSS,Ground Inspection,Down Conductor Detection (DCD), | EPSS Ground Inspection Down Conductor Detection (DCD) | EPSS Ground Inspection Down Conductor Detection (DCD) | EPSS,Aerial Inspection,Ground Inspection, | EPSS Aerial Inspection Ground Inspection | EPSS Aerial Inspection Ground Inspection | EPSS,Aerial Inspection,Ground Inspection, | EPSS Aerial Inspection Ground Inspection | EPSS Aerial Inspection Ground Inspection |  |  |  | , | FALSE
BELL 1108127062 | EPSS | EPSS | EPSS | [8 empty] | Expulsion Fuse Replacement |  |  |  |  | Aerial Inspection |  | Ground Inspection | [9 empty] | Down Conductor Detection (DCD) | [10 empty] | EPSS,Ground Inspection, | EPSS Ground Inspection | EPSS Ground Inspection | EPSS,Aerial Inspection,Down Conductor Detection (DCD), | EPSS Aerial Inspection Down Conductor Detection (DCD) | EPSS Aerial Inspection Down Conductor Detection (DCD) | EPSS,Expulsion Fuse Replacement, | EPSS Expulsion Fuse Replacement | EPSS Expulsion Fuse Replacement |  |  |  | , | FALSE
SAN LUIS OBISPO 1101CB | EPSS | EPSS | EPSS | [6 empty] | Expulsion Fuse Replacement | [7 empty] | Aerial Inspection | Ground Inspection | Ground Inspection | Ground Inspection | Non-Pole Backlog | [17 empty] | EPSS,Expulsion Fuse Replacement,Ground Inspection,Non-Pole Backlog, | EPSS Expulsion Fuse Replacement Ground Inspection Non-Pole Backlog | EPSS Expulsion Fuse Replacement Ground Inspection Non-Pole Backlog | EPSS,Ground Inspection, | EPSS Ground Inspection | EPSS Ground Inspection | EPSS,Aerial Inspection,Ground Inspection, | EPSS Aerial Inspection Ground Inspection | EPSS Aerial Inspection Ground Inspection |  |  |  | , | FALSE
COTTONWOOD 1101384360 | EPSS | EPSS | EPSS | [6 empty] | Expulsion Fuse Replacement | [7 empty] | Aerial Inspection |  | Ground Inspection | Ground Inspection | [18 empty] | EPSS,Expulsion Fuse Replacement, | EPSS Expulsion Fuse Replacement | EPSS Expulsion Fuse Replacement | EPSS,Ground Inspection, | EPSS Ground Inspection | EPSS Ground Inspection | EPSS,Aerial Inspection,Ground Inspection, | EPSS Aerial Inspection Ground Inspection | EPSS Aerial Inspection Ground Inspection |  |  |  | , | FALSE
FORT BRAGG A 1102956 | EPSS | EPSS | EPSS | [7 empty] | Expulsion Fuse Replacement | Expulsion Fuse Replacement |  |  |  |  | Aerial Inspection | Aerial Inspection | Ground Inspection | Ground Inspection |  | Non-Pole Backlog |  | Non-Pole Backlog |  |  |  |  | Down Conductor Detection (DCD) |  | Line Sensors | [8 empty] | EPSS,Ground Inspection,Non-Pole Backlog,Line Sensors, | EPSS Ground Inspection Non-Pole Backlog Line Sensors | EPSS Ground Inspection Non-Pole Backlog Line Sensors | EPSS,Expulsion Fuse Replacement,Aerial Inspection,Ground Inspection,Down Conductor Detection (DCD), | EPSS Expulsion Fuse Replacement Aerial Inspection Ground Inspection Down Conductor Detection (DCD) | EPSS Expulsion Fuse Replacement Aerial Inspection Ground Inspection Down Conductor Detection (DCD) | EPSS,Expulsion Fuse Replacement,Aerial Inspection,Non-Pole Backlog, | EPSS Expulsion Fuse Replacement Aerial Inspection Non-Pole Backlog | EPSS Expulsion Fuse Replacement Aerial Inspection Non-Pole Backlog |  |  |  | , | FALSE
DEL MONTE 210436720 | EPSS | EPSS | EPSS | [36 empty] | EPSS, | EPSS | EPSS | EPSS, | EPSS | EPSS | EPSS, | EPSS | EPSS |  |  |  | , | FALSE
ELK 110191336 | EPSS | EPSS | EPSS | [7 empty] | Expulsion Fuse Replacement | Expulsion Fuse Replacement |  |  |  |  | Aerial Inspection | Aerial Inspection | Ground Inspection | Ground Inspection | [7 empty] | Down Conductor Detection (DCD) | [11 empty] | EPSS,Ground Inspection,Down Conductor Detection (DCD), | EPSS Ground Inspection Down Conductor Detection (DCD) | EPSS Ground Inspection Down Conductor Detection (DCD) | EPSS,Expulsion Fuse Replacement,Aerial Inspection,Ground Inspection, | EPSS Expulsion Fuse Replacement Aerial Inspection Ground Inspection | EPSS Expulsion Fuse Replacement Aerial Inspection Ground Inspection | EPSS,Expulsion Fuse Replacement,Aerial Inspection, | EPSS Expulsion Fuse Replacement Aerial Inspection | EPSS Expulsion Fuse Replacement Aerial Inspection |  |  |  | , | FALSE
PEORIA 170570198 | EPSS | EPSS | EPSS | [13 empty] | Aerial Inspection |  | Ground Inspection | Ground Inspection | Ground Inspection | [6 empty] | Down Conductor Detection (DCD) | [11 empty] | EPSS,Ground Inspection,Down Conductor Detection (DCD), | EPSS Ground Inspection Down Conductor Detection (DCD) | EPSS Ground Inspection Down Conductor Detection (DCD) | EPSS,Aerial Inspection,Ground Inspection, | EPSS Aerial Inspection Ground Inspection | EPSS Aerial Inspection Ground Inspection | EPSS,Ground Inspection, | EPSS Ground Inspection | EPSS Ground Inspection |  |  |  | , | FALSE
BERESFORD 0403435168 | EPSS | EPSS | EPSS | [8 empty] | Expulsion Fuse Replacement |  |  |  |  | Aerial Inspection | Aerial Inspection | Ground Inspection | Ground Inspection | [19 empty] | EPSS,Ground Inspection, | EPSS Ground Inspection | EPSS Ground Inspection | EPSS,Aerial Inspection,Ground Inspection, | EPSS Aerial Inspection Ground Inspection | EPSS Aerial Inspection Ground Inspection | EPSS,Expulsion Fuse Replacement,Aerial Inspection, | EPSS Expulsion Fuse Replacement Aerial Inspection | EPSS Expulsion Fuse Replacement Aerial Inspection |  |  |  | , | FALSE
OCEANO 1104Q08 | EPSS | EPSS | EPSS | [6 empty] | Expulsion Fuse Replacement | [7 empty] | Aerial Inspection |  | Ground Inspection | Ground Inspection | Non-Pole Backlog | Non-Pole Backlog | Non-Pole Backlog | [15 empty] | EPSS,Expulsion Fuse Replacement,Non-Pole Backlog, | EPSS Expulsion Fuse Replacement Non-Pole Backlog | EPSS Expulsion Fuse Replacement Non-Pole Backlog | EPSS,Ground Inspection,Non-Pole Backlog, | EPSS Ground Inspection Non-Pole Backlog | EPSS Ground Inspection Non-Pole Backlog | EPSS,Aerial Inspection,Ground Inspection,Non-Pole Backlog, | EPSS Aerial Inspection Ground Inspection Non-Pole Backlog | EPSS Aerial Inspection Ground Inspection Non-Pole Backlog |  |  |  | , | FALSE
HIGHLANDS 110439458 | EPSS | EPSS | EPSS | [6 empty] | Expulsion Fuse Replacement | [6 empty] | Aerial Inspection | Aerial Inspection | Ground Inspection | Ground Inspection |  | Non-Pole Backlog | [6 empty] | Down Conductor Detection (DCD) | [10 empty] | EPSS,Expulsion Fuse Replacement,Ground Inspection,Non-Pole Backlog, | EPSS Expulsion Fuse Replacement Ground Inspection Non-Pole Backlog | EPSS Expulsion Fuse Replacement Ground Inspection Non-Pole Backlog | EPSS,Aerial Inspection,Ground Inspection,Down Conductor Detection (DCD), | EPSS Aerial Inspection Ground Inspection Down Conductor Detection (DCD) | EPSS Aerial Inspection Ground Inspection Down Conductor Detection (DCD) | EPSS,Aerial Inspection, | EPSS Aerial Inspection | EPSS Aerial Inspection |  |  |  | , | FALSE
PENRYN 11072708 | EPSS | EPSS | EPSS | [14 empty] | Aerial Inspection |  | Ground Inspection | Ground Inspection | Non-Pole Backlog | [6 empty] | Down Conductor Detection (DCD) | [7 empty] | Pole Backlog |  |  | EPSS,Non-Pole Backlog,Pole Backlog, | EPSS Non-Pole Backlog Pole Backlog | EPSS Non-Pole Backlog Pole Backlog | EPSS,Ground Inspection,Down Conductor Detection (DCD), | EPSS Ground Inspection Down Conductor Detection (DCD) | EPSS Ground Inspection Down Conductor Detection (DCD) | EPSS,Aerial Inspection,Ground Inspection, | EPSS Aerial Inspection Ground Inspection | EPSS Aerial Inspection Ground Inspection |  |  |  | , | FALSE
HIGGINS 1107CB | EPSS | EPSS | EPSS | [13 empty] | Aerial Inspection | Aerial Inspection | Ground Inspection | Ground Inspection | Ground Inspection | [18 empty] | EPSS,Ground Inspection, | EPSS Ground Inspection | EPSS Ground Inspection | EPSS,Aerial Inspection,Ground Inspection, | EPSS Aerial Inspection Ground Inspection | EPSS Aerial Inspection Ground Inspection | EPSS,Aerial Inspection,Ground Inspection, | EPSS Aerial Inspection Ground Inspection | EPSS Aerial Inspection Ground Inspection |  |  |  | , | FALSE
SNEATH LANE 110715341 | EPSS | EPSS | EPSS | [13 empty] | Aerial Inspection | Aerial Inspection | Ground Inspection | Ground Inspection | Ground Inspection | [7 empty] | Down Conductor Detection (DCD) | [10 empty] | EPSS,Ground Inspection, | EPSS Ground Inspection | EPSS Ground Inspection | EPSS,Aerial Inspection,Ground Inspection,Down Conductor Detection (DCD), | EPSS Aerial Inspection Ground Inspection Down Conductor Detection (DCD) | EPSS Aerial Inspection Ground Inspection Down Conductor Detection (DCD) | EPSS,Aerial Inspection,Ground Inspection, | EPSS Aerial Inspection Ground Inspection | EPSS Aerial Inspection Ground Inspection |  |  |  | , | FALSE
SAN LUIS OBISPO 1108144690 | EPSS | EPSS | EPSS | [17 empty] | Ground Inspection | [8 empty] | Down Conductor Detection (DCD) | [9 empty] | EPSS, | EPSS | EPSS | EPSS, | EPSS | EPSS | EPSS,Ground Inspection,Down Conductor Detection (DCD), | EPSS Ground Inspection Down Conductor Detection (DCD) | EPSS Ground Inspection Down Conductor Detection (DCD) |  |  |  | , | FALSE
MENDOCINO 1101CB | EPSS | EPSS | EPSS | [7 empty] | Expulsion Fuse Replacement | [5 empty] | Aerial Inspection | Aerial Inspection | Ground Inspection | Ground Inspection | [19 empty] | EPSS,Ground Inspection, | EPSS Ground Inspection | EPSS Ground Inspection | EPSS,Expulsion Fuse Replacement,Aerial Inspection,Ground Inspection, | EPSS Expulsion Fuse Replacement Aerial Inspection Ground Inspection | EPSS Expulsion Fuse Replacement Aerial Inspection Ground Inspection | EPSS,Aerial Inspection, | EPSS Aerial Inspection | EPSS Aerial Inspection |  |  |  | , | FALSE
POINT ARENA 11014923 | EPSS | EPSS | EPSS | [13 empty] | Aerial Inspection |  | Ground Inspection |  |  | Non-Pole Backlog | [6 empty] | Down Conductor Detection (DCD) | [10 empty] | EPSS,Ground Inspection,Non-Pole Backlog, | EPSS Ground Inspection Non-Pole Backlog | EPSS Ground Inspection Non-Pole Backlog | EPSS,Aerial Inspection,Down Conductor Detection (DCD), | EPSS Aerial Inspection Down Conductor Detection (DCD) | EPSS Aerial Inspection Down Conductor Detection (DCD) | EPSS, | EPSS | EPSS |  |  |  | , | FALSE
ROB ROY 210410960 | EPSS | EPSS | EPSS | [6 empty] | Expulsion Fuse Replacement | Expulsion Fuse Replacement | Expulsion Fuse Replacement | [5 empty] | Aerial Inspection |  | Ground Inspection | Ground Inspection | Non-Pole Backlog | Non-Pole Backlog | Non-Pole Backlog | [12 empty] | Pole Backlog |  |  | EPSS,Expulsion Fuse Replacement,Non-Pole Backlog,Pole Backlog, | EPSS Expulsion Fuse Replacement Non-Pole Backlog Pole Backlog | EPSS Expulsion Fuse Replacement Non-Pole Backlog Pole Backlog | EPSS,Expulsion Fuse Replacement,Ground Inspection,Non-Pole Backlog, | EPSS Expulsion Fuse Replacement Ground Inspection Non-Pole Backlog | EPSS Expulsion Fuse Replacement Ground Inspection Non-Pole Backlog | EPSS,Expulsion Fuse Replacement,Aerial Inspection,Ground Inspection,Non-Pole Backlog, | EPSS Expulsion Fuse Replacement Aerial Inspection Ground Inspection Non-Pole Backlog | EPSS Expulsion Fuse Replacement Aerial Inspection Ground Inspection Non-Pole Backlog |  |  |  | , | FALSE
FRUITLAND 114263170 | EPSS | EPSS | EPSS | [7 empty] | Expulsion Fuse Replacement | [5 empty] | Aerial Inspection |  | Ground Inspection | [14 empty] | Line Removal |  |  | Pole Backlog |  |  | EPSS,Ground Inspection,Line Removal,Pole Backlog, | EPSS Ground Inspection Line Removal Pole Backlog | EPSS Ground Inspection Line Removal Pole Backlog | EPSS,Expulsion Fuse Replacement,Aerial Inspection, | EPSS Expulsion Fuse Replacement Aerial Inspection | EPSS Expulsion Fuse Replacement Aerial Inspection | EPSS, | EPSS | EPSS |  |  |  | , | FALSE
SONOMA 1105404 | EPSS | EPSS | EPSS | [7 empty] | Expulsion Fuse Replacement | [9 empty] | Ground Inspection | [18 empty] | EPSS, | EPSS | EPSS | EPSS,Expulsion Fuse Replacement, | EPSS Expulsion Fuse Replacement | EPSS Expulsion Fuse Replacement | EPSS,Ground Inspection, | EPSS Ground Inspection | EPSS Ground Inspection |  |  |  | , | FALSE
ANNAPOLIS 1101528344 | EPSS | EPSS | EPSS | [6 empty] | Expulsion Fuse Replacement | Expulsion Fuse Replacement | Expulsion Fuse Replacement |  |  |  |  | Aerial Inspection | Aerial Inspection | Ground Inspection | Ground Inspection |  | Non-Pole Backlog |  | Non-Pole Backlog |  |  |  | Down Conductor Detection (DCD) | [11 empty] | EPSS,Expulsion Fuse Replacement,Ground Inspection,Non-Pole Backlog,Down Conductor Detection (DCD), | EPSS Expulsion Fuse Replacement Ground Inspection Non-Pole Backlog Down Conductor Detection (DCD) | EPSS Expulsion Fuse Replacement Ground Inspection Non-Pole Backlog Down Conductor Detection (DCD) | EPSS,Expulsion Fuse Replacement,Aerial Inspection,Ground Inspection, | EPSS Expulsion Fuse Replacement Aerial Inspection Ground Inspection | EPSS Expulsion Fuse Replacement Aerial Inspection Ground Inspection | EPSS,Expulsion Fuse Replacement,Aerial Inspection,Non-Pole Backlog, | EPSS Expulsion Fuse Replacement Aerial Inspection Non-Pole Backlog | EPSS Expulsion Fuse Replacement Aerial Inspection Non-Pole Backlog |  |  |  | , | FALSE
DEL MONTE 2103468158 | EPSS | EPSS | EPSS | [8 empty] | Expulsion Fuse Replacement | [5 empty] | Aerial Inspection | Ground Inspection | Ground Inspection | [10 empty] | Line Sensors | [8 empty] | EPSS,Ground Inspection,Line Sensors, | EPSS Ground Inspection Line Sensors | EPSS Ground Inspection Line Sensors | EPSS,Ground Inspection, | EPSS Ground Inspection | EPSS Ground Inspection | EPSS,Expulsion Fuse Replacement,Aerial Inspection, | EPSS Expulsion Fuse Replacement Aerial Inspection | EPSS Expulsion Fuse Replacement Aerial Inspection |  |  |  | , | FALSE
LAYTONVILLE 1101CB | EPSS | EPSS | EPSS | [6 empty] | Expulsion Fuse Replacement | [6 empty] | Aerial Inspection | Aerial Inspection | Ground Inspection | Ground Inspection | Ground Inspection | [18 empty] | EPSS,Expulsion Fuse Replacement,Ground Inspection, | EPSS Expulsion Fuse Replacement Ground Inspection | EPSS Expulsion Fuse Replacement Ground Inspection | EPSS,Aerial Inspection,Ground Inspection, | EPSS Aerial Inspection Ground Inspection | EPSS Aerial Inspection Ground Inspection | EPSS,Aerial Inspection,Ground Inspection, | EPSS Aerial Inspection Ground Inspection | EPSS Aerial Inspection Ground Inspection |  |  |  | , | FALSE
DIVIDE 1103567884 | EPSS | EPSS | EPSS | [17 empty] | Ground Inspection | Non-Pole Backlog | [6 empty] | Down Conductor Detection (DCD) | [10 empty] | EPSS,Non-Pole Backlog, | EPSS Non-Pole Backlog | EPSS Non-Pole Backlog | EPSS,Down Conductor Detection (DCD), | EPSS Down Conductor Detection (DCD) | EPSS Down Conductor Detection (DCD) | EPSS,Ground Inspection, | EPSS Ground Inspection | EPSS Ground Inspection |  |  |  | , | FALSE
BELLEVUE 2103646 | EPSS | EPSS | EPSS | [36 empty] | EPSS, | EPSS | EPSS | EPSS, | EPSS | EPSS | EPSS, | EPSS | EPSS |  |  |  | , | FALSE
NOVATO 110455398 | EPSS | EPSS | EPSS | [6 empty] | Expulsion Fuse Replacement | [6 empty] | Aerial Inspection | Aerial Inspection | Ground Inspection | Ground Inspection | Ground Inspection | [7 empty] | Down Conductor Detection (DCD) | [10 empty] | EPSS,Expulsion Fuse Replacement,Ground Inspection, | EPSS Expulsion Fuse Replacement Ground Inspection | EPSS Expulsion Fuse Replacement Ground Inspection | EPSS,Aerial Inspection,Ground Inspection,Down Conductor Detection (DCD), | EPSS Aerial Inspection Ground Inspection Down Conductor Detection (DCD) | EPSS Aerial Inspection Ground Inspection Down Conductor Detection (DCD) | EPSS,Aerial Inspection,Ground Inspection, | EPSS Aerial Inspection Ground Inspection | EPSS Aerial Inspection Ground Inspection |  |  |  | , | FALSE
PARADISE 110536656 | EPSS | EPSS | EPSS | [8 empty] | Expulsion Fuse Replacement | [5 empty] | Aerial Inspection |  | Ground Inspection | Ground Inspection | [18 empty] | EPSS, | EPSS | EPSS | EPSS,Ground Inspection, | EPSS Ground Inspection | EPSS Ground Inspection | EPSS,Expulsion Fuse Replacement,Aerial Inspection,Ground Inspection, | EPSS Expulsion Fuse Replacement Aerial Inspection Ground Inspection | EPSS Expulsion Fuse Replacement Aerial Inspection Ground Inspection |  |  |  | , | FALSE
GEYSERVILLE 1102274 | EPSS | EPSS | EPSS | [6 empty] | Expulsion Fuse Replacement | [6 empty] | Aerial Inspection | Aerial Inspection | Ground Inspection | Ground Inspection | [7 empty] | Down Conductor Detection (DCD) | [11 empty] | EPSS,Expulsion Fuse Replacement,Ground Inspection,Down Conductor Detection (DCD), | EPSS Expulsion Fuse Replacement Ground Inspection Down Conductor Detection (DCD) | EPSS Expulsion Fuse Replacement Ground Inspection Down Conductor Detection (DCD) | EPSS,Aerial Inspection,Ground Inspection, | EPSS Aerial Inspection Ground Inspection | EPSS Aerial Inspection Ground Inspection | EPSS,Aerial Inspection, | EPSS Aerial Inspection | EPSS Aerial Inspection |  | Line Removal |  | ,Line Removal, | Line Removal | Line Removal
LAURELES 1112562376 | EPSS | EPSS | EPSS | [8 empty] | Expulsion Fuse Replacement |  |  |  |  | Aerial Inspection | Aerial Inspection | Ground Inspection | Ground Inspection | Ground Inspection | Non-Pole Backlog |  | Non-Pole Backlog |  |  |  |  | Down Conductor Detection (DCD) | [10 empty] | EPSS,Ground Inspection,Non-Pole Backlog, | EPSS Ground Inspection Non-Pole Backlog | EPSS Ground Inspection Non-Pole Backlog | EPSS,Aerial Inspection,Ground Inspection,Down Conductor Detection (DCD), | EPSS Aerial Inspection Ground Inspection Down Conductor Detection (DCD) | EPSS Aerial Inspection Ground Inspection Down Conductor Detection (DCD) | EPSS,Expulsion Fuse Replacement,Aerial Inspection,Ground Inspection,Non-Pole Backlog, | EPSS Expulsion Fuse Replacement Aerial Inspection Ground Inspection Non-Pole Backlog | EPSS Expulsion Fuse Replacement Aerial Inspection Ground Inspection Non-Pole Backlog |  |  |  | , | FALSE
FORT BRAGG A 11014622 | EPSS | EPSS | EPSS | [7 empty] | Expulsion Fuse Replacement | Expulsion Fuse Replacement | [5 empty] | Aerial Inspection |  | Ground Inspection | Ground Inspection | Non-Pole Backlog |  | Non-Pole Backlog |  |  |  | Down Conductor Detection (DCD) |  |  | Line Sensors | [8 empty] | EPSS,Non-Pole Backlog,Down Conductor Detection (DCD),Line Sensors, | EPSS Non-Pole Backlog Down Conductor Detection (DCD) Line Sensors | EPSS Non-Pole Backlog Down Conductor Detection (DCD) Line Sensors | EPSS,Expulsion Fuse Replacement,Ground Inspection, | EPSS Expulsion Fuse Replacement Ground Inspection | EPSS Expulsion Fuse Replacement Ground Inspection | EPSS,Expulsion Fuse Replacement,Aerial Inspection,Ground Inspection,Non-Pole Backlog, | EPSS Expulsion Fuse Replacement Aerial Inspection Ground Inspection Non-Pole Backlog | EPSS Expulsion Fuse Replacement Aerial Inspection Ground Inspection Non-Pole Backlog |  |  |  | , | FALSE
DIAMOND SPRINGS 1107203504 | EPSS | EPSS | EPSS | [14 empty] | Aerial Inspection | Ground Inspection | Ground Inspection | [9 empty] | Down Conductor Detection (DCD) | Line Sensors | [8 empty] | EPSS,Ground Inspection,Line Sensors, | EPSS Ground Inspection Line Sensors | EPSS Ground Inspection Line Sensors | EPSS,Ground Inspection, | EPSS Ground Inspection | EPSS Ground Inspection | EPSS,Aerial Inspection,Down Conductor Detection (DCD), | EPSS Aerial Inspection Down Conductor Detection (DCD) | EPSS Aerial Inspection Down Conductor Detection (DCD) |  |  |  | , | FALSE
BRUNSWICK 11102664 | EPSS | EPSS | EPSS | [6 empty] | Expulsion Fuse Replacement | [6 empty] | Aerial Inspection | Aerial Inspection | Ground Inspection | Ground Inspection | [7 empty] | Down Conductor Detection (DCD) | [11 empty] | EPSS,Expulsion Fuse Replacement,Ground Inspection,Down Conductor Detection (DCD), | EPSS Expulsion Fuse Replacement Ground Inspection Down Conductor Detection (DCD) | EPSS Expulsion Fuse Replacement Ground Inspection Down Conductor Detection (DCD) | EPSS,Aerial Inspection,Ground Inspection, | EPSS Aerial Inspection Ground Inspection | EPSS Aerial Inspection Ground Inspection | EPSS,Aerial Inspection, | EPSS Aerial Inspection | EPSS Aerial Inspection |  |  |  | , | FALSE
FAIRVIEW 2207CB | EPSS | EPSS | EPSS | [15 empty] | Ground Inspection |  | Ground Inspection | Non-Pole Backlog | Non-Pole Backlog | [16 empty] | EPSS,Ground Inspection,Non-Pole Backlog, | EPSS Ground Inspection Non-Pole Backlog | EPSS Ground Inspection Non-Pole Backlog | EPSS,Non-Pole Backlog, | EPSS Non-Pole Backlog | EPSS Non-Pole Backlog | EPSS,Ground Inspection, | EPSS Ground Inspection | EPSS Ground Inspection |  |  |  | , | FALSE
SALT SPRINGS 21013116 | EPSS | EPSS | EPSS | [8 empty] | Expulsion Fuse Replacement | Surge Arrestor Replacement |  |  |  | Aerial Inspection |  | Ground Inspection |  |  |  | Non-Pole Backlog | [16 empty] | EPSS,Surge Arrestor Replacement,Ground Inspection, | EPSS Surge Arrestor Replacement Ground Inspection | EPSS Surge Arrestor Replacement Ground Inspection | EPSS,Aerial Inspection,Non-Pole Backlog, | EPSS Aerial Inspection Non-Pole Backlog | EPSS Aerial Inspection Non-Pole Backlog | EPSS,Expulsion Fuse Replacement, | EPSS Expulsion Fuse Replacement | EPSS Expulsion Fuse Replacement |  |  |  | , | FALSE
CLAY 1102CB | EPSS | EPSS | EPSS | [13 empty] | Aerial Inspection | Aerial Inspection | Ground Inspection | Ground Inspection |  | Non-Pole Backlog | [17 empty] | EPSS,Ground Inspection,Non-Pole Backlog, | EPSS Ground Inspection Non-Pole Backlog | EPSS Ground Inspection Non-Pole Backlog | EPSS,Aerial Inspection,Ground Inspection, | EPSS Aerial Inspection Ground Inspection | EPSS Aerial Inspection Ground Inspection | EPSS,Aerial Inspection, | EPSS Aerial Inspection | EPSS Aerial Inspection |  |  |  | , | FALSE
SILVERADO 2102942170 | EPSS | EPSS | EPSS | [13 empty] | Aerial Inspection | Aerial Inspection | Ground Inspection | Ground Inspection | Ground Inspection | [18 empty] | EPSS,Ground Inspection, | EPSS Ground Inspection | EPSS Ground Inspection | EPSS,Aerial Inspection,Ground Inspection, | EPSS Aerial Inspection Ground Inspection | EPSS Aerial Inspection Ground Inspection | EPSS,Aerial Inspection,Ground Inspection, | EPSS Aerial Inspection Ground Inspection | EPSS Aerial Inspection Ground Inspection |  |  |  | , | FALSE
CORRAL 110336680 | EPSS | EPSS | EPSS | [6 empty] | Expulsion Fuse Replacement | Expulsion Fuse Replacement |  | Surge Arrestor Replacement |  |  |  | Aerial Inspection | Aerial Inspection | Ground Inspection | Ground Inspection | Ground Inspection | Non-Pole Backlog | [5 empty] | Down Conductor Detection (DCD) | [11 empty] | EPSS,Expulsion Fuse Replacement,Surge Arrestor Replacement,Ground Inspection,Non-Pole Backlog,Down Conductor Detection (DCD), | EPSS Expulsion Fuse Replacement Surge Arrestor Replacement Ground Inspection Non-Pole Backlog Down Conductor Detection (DCD) | EPSS Expulsion Fuse Replacement Surge Arrestor Replacement Ground Inspection Non-Pole Backlog Down Conductor Detection (DCD) | EPSS,Expulsion Fuse Replacement,Aerial Inspection,Ground Inspection, | EPSS Expulsion Fuse Replacement Aerial Inspection Ground Inspection | EPSS Expulsion Fuse Replacement Aerial Inspection Ground Inspection | EPSS,Aerial Inspection,Ground Inspection, | EPSS Aerial Inspection Ground Inspection | EPSS Aerial Inspection Ground Inspection |  |  |  | , | FALSE
PENRYN 1103CB | EPSS | EPSS | EPSS | [14 empty] | Aerial Inspection |  | Ground Inspection | Ground Inspection | [18 empty] | EPSS, | EPSS | EPSS | EPSS,Ground Inspection, | EPSS Ground Inspection | EPSS Ground Inspection | EPSS,Aerial Inspection,Ground Inspection, | EPSS Aerial Inspection Ground Inspection | EPSS Aerial Inspection Ground Inspection |  |  |  | , | FALSE
FLINT 110140666 | EPSS | EPSS | EPSS | [7 empty] | Expulsion Fuse Replacement | [8 empty] | Ground Inspection | Ground Inspection | [7 empty] | Down Conductor Detection (DCD) | [10 empty] | EPSS, | EPSS | EPSS | EPSS,Expulsion Fuse Replacement,Ground Inspection,Down Conductor Detection (DCD), | EPSS Expulsion Fuse Replacement Ground Inspection Down Conductor Detection (DCD) | EPSS Expulsion Fuse Replacement Ground Inspection Down Conductor Detection (DCD) | EPSS,Ground Inspection, | EPSS Ground Inspection | EPSS Ground Inspection |  |  |  | , | FALSE
SNEATH LANE 1106CB | EPSS | EPSS | EPSS | [8 empty] | Expulsion Fuse Replacement |  |  |  |  | Aerial Inspection | Aerial Inspection | Ground Inspection | Ground Inspection | Ground Inspection |  |  | Non-Pole Backlog | [14 empty] | Pole Backlog | EPSS,Ground Inspection, | EPSS Ground Inspection | EPSS Ground Inspection | EPSS,Aerial Inspection,Ground Inspection, | EPSS Aerial Inspection Ground Inspection | EPSS Aerial Inspection Ground Inspection | EPSS,Expulsion Fuse Replacement,Aerial Inspection,Ground Inspection,Non-Pole Backlog,Pole Backlog, | EPSS Expulsion Fuse Replacement Aerial Inspection Ground Inspection Non-Pole Backlog Pole Backlog | EPSS Expulsion Fuse Replacement Aerial Inspection Ground Inspection Non-Pole Backlog Pole Backlog |  |  |  | , | FALSE
EEL RIVER 11021902 | EPSS | EPSS | EPSS | [13 empty] | Aerial Inspection | Aerial Inspection | Ground Inspection | Ground Inspection |  | Non-Pole Backlog | [5 empty] | Down Conductor Detection (DCD) | [11 empty] | EPSS,Ground Inspection,Non-Pole Backlog,Down Conductor Detection (DCD), | EPSS Ground Inspection Non-Pole Backlog Down Conductor Detection (DCD) | EPSS Ground Inspection Non-Pole Backlog Down Conductor Detection (DCD) | EPSS,Aerial Inspection,Ground Inspection, | EPSS Aerial Inspection Ground Inspection | EPSS Aerial Inspection Ground Inspection | EPSS,Aerial Inspection, | EPSS Aerial Inspection | EPSS Aerial Inspection |  |  |  | , | FALSE
SAND CREEK 1103CB | EPSS | EPSS | EPSS | [13 empty] | Aerial Inspection |  | Ground Inspection |  | Ground Inspection | [12 empty] | Line Removal |  |  | Pole Backlog |  |  | EPSS,Ground Inspection,Line Removal,Pole Backlog, | EPSS Ground Inspection Line Removal Pole Backlog | EPSS Ground Inspection Line Removal Pole Backlog | EPSS,Aerial Inspection, | EPSS Aerial Inspection | EPSS Aerial Inspection | EPSS,Ground Inspection, | EPSS Ground Inspection | EPSS Ground Inspection |  |  |  | , | FALSE
COARSEGOLD 210210610 | EPSS | EPSS | EPSS | [6 empty] | Expulsion Fuse Replacement | [7 empty] | Aerial Inspection |  | Ground Inspection | Ground Inspection | Non-Pole Backlog | [5 empty] | Down Conductor Detection (DCD) | [11 empty] | EPSS,Expulsion Fuse Replacement,Non-Pole Backlog,Down Conductor Detection (DCD), | EPSS Expulsion Fuse Replacement Non-Pole Backlog Down Conductor Detection (DCD) | EPSS Expulsion Fuse Replacement Non-Pole Backlog Down Conductor Detection (DCD) | EPSS,Ground Inspection, | EPSS Ground Inspection | EPSS Ground Inspection | EPSS,Aerial Inspection,Ground Inspection, | EPSS Aerial Inspection Ground Inspection | EPSS Aerial Inspection Ground Inspection |  |  |  | , | FALSE
SNEATH LANE 1107CB | EPSS | EPSS | EPSS | [13 empty] | Aerial Inspection | Aerial Inspection | Ground Inspection | Ground Inspection |  | Non-Pole Backlog |  | Non-Pole Backlog | [15 empty] | EPSS,Ground Inspection,Non-Pole Backlog, | EPSS Ground Inspection Non-Pole Backlog | EPSS Ground Inspection Non-Pole Backlog | EPSS,Aerial Inspection,Ground Inspection, | EPSS Aerial Inspection Ground Inspection | EPSS Aerial Inspection Ground Inspection | EPSS,Aerial Inspection,Non-Pole Backlog, | EPSS Aerial Inspection Non-Pole Backlog | EPSS Aerial Inspection Non-Pole Backlog |  |  |  | , | FALSE
ELK 11011272 | EPSS | EPSS | EPSS | [7 empty] | Expulsion Fuse Replacement | Expulsion Fuse Replacement |  |  |  |  | Aerial Inspection | Aerial Inspection | Ground Inspection | Ground Inspection |  | Non-Pole Backlog | Non-Pole Backlog | Non-Pole Backlog |  |  |  | Down Conductor Detection (DCD) | [8 empty] | Pole Backlog |  |  | EPSS,Ground Inspection,Non-Pole Backlog,Down Conductor Detection (DCD),Pole Backlog, | EPSS Ground Inspection Non-Pole Backlog Down Conductor Detection (DCD) Pole Backlog | EPSS Ground Inspection Non-Pole Backlog Down Conductor Detection (DCD) Pole Backlog | EPSS,Expulsion Fuse Replacement,Aerial Inspection,Ground Inspection,Non-Pole Backlog, | EPSS Expulsion Fuse Replacement Aerial Inspection Ground Inspection Non-Pole Backlog | EPSS Expulsion Fuse Replacement Aerial Inspection Ground Inspection Non-Pole Backlog | EPSS,Expulsion Fuse Replacement,Aerial Inspection,Non-Pole Backlog, | EPSS Expulsion Fuse Replacement Aerial Inspection Non-Pole Backlog | EPSS Expulsion Fuse Replacement Aerial Inspection Non-Pole Backlog |  |  |  | , | FALSE
WISE 110163199 | EPSS | EPSS | EPSS | [6 empty] | Expulsion Fuse Replacement | [7 empty] | Aerial Inspection |  | Ground Inspection | [19 empty] | EPSS,Expulsion Fuse Replacement, | EPSS Expulsion Fuse Replacement | EPSS Expulsion Fuse Replacement | EPSS,Ground Inspection, | EPSS Ground Inspection | EPSS Ground Inspection | EPSS,Aerial Inspection, | EPSS Aerial Inspection | EPSS Aerial Inspection |  |  |  | , | FALSE
RESERVATION ROAD 11023030 | EPSS | EPSS | EPSS | [7 empty] | Expulsion Fuse Replacement | [6 empty] | Aerial Inspection | Ground Inspection | Ground Inspection | Ground Inspection | Non-Pole Backlog | [6 empty] | Down Conductor Detection (DCD) | [10 empty] | EPSS,Ground Inspection,Non-Pole Backlog, | EPSS Ground Inspection Non-Pole Backlog | EPSS Ground Inspection Non-Pole Backlog | EPSS,Expulsion Fuse Replacement,Ground Inspection,Down Conductor Detection (DCD), | EPSS Expulsion Fuse Replacement Ground Inspection Down Conductor Detection (DCD) | EPSS Expulsion Fuse Replacement Ground Inspection Down Conductor Detection (DCD) | EPSS,Aerial Inspection,Ground Inspection, | EPSS Aerial Inspection Ground Inspection | EPSS Aerial Inspection Ground Inspection |  |  |  | , | FALSE
VOLTA 11021650 | EPSS | EPSS | EPSS | [13 empty] | Aerial Inspection |  | Ground Inspection |  |  | Non-Pole Backlog | [5 empty] | Down Conductor Detection (DCD) | [8 empty] | Pole Backlog |  |  | EPSS,Ground Inspection,Non-Pole Backlog,Down Conductor Detection (DCD),Pole Backlog, | EPSS Ground Inspection Non-Pole Backlog Down Conductor Detection (DCD) Pole Backlog | EPSS Ground Inspection Non-Pole Backlog Down Conductor Detection (DCD) Pole Backlog | EPSS,Aerial Inspection, | EPSS Aerial Inspection | EPSS Aerial Inspection | EPSS, | EPSS | EPSS |  |  |  | , | FALSE
ALTO 11201214 | EPSS | EPSS | EPSS | [7 empty] | Expulsion Fuse Replacement | [5 empty] | Aerial Inspection | Aerial Inspection | Ground Inspection | Ground Inspection | Ground Inspection | Non-Pole Backlog | [6 empty] | Down Conductor Detection (DCD) | [10 empty] | EPSS,Ground Inspection,Non-Pole Backlog, | EPSS Ground Inspection Non-Pole Backlog | EPSS Ground Inspection Non-Pole Backlog | EPSS,Expulsion Fuse Replacement,Aerial Inspection,Ground Inspection,Down Conductor Detection (DCD), | EPSS Expulsion Fuse Replacement Aerial Inspection Ground Inspection Down Conductor Detection (DCD) | EPSS Expulsion Fuse Replacement Aerial Inspection Ground Inspection Down Conductor Detection (DCD) | EPSS,Aerial Inspection,Ground Inspection, | EPSS Aerial Inspection Ground Inspection | EPSS Aerial Inspection Ground Inspection |  |  |  | , | FALSE
PUEBLO 2102279478 | EPSS | EPSS | EPSS | [14 empty] | Aerial Inspection |  | Ground Inspection |  |  |  | Non-Pole Backlog | [15 empty] | EPSS, | EPSS | EPSS | EPSS,Ground Inspection, | EPSS Ground Inspection | EPSS Ground Inspection | EPSS,Aerial Inspection,Non-Pole Backlog, | EPSS Aerial Inspection Non-Pole Backlog | EPSS Aerial Inspection Non-Pole Backlog |  |  |  | , | FALSE
GUALALA 1111289822 | EPSS | EPSS | EPSS | [8 empty] | Expulsion Fuse Replacement |  |  |  |  | Aerial Inspection | Aerial Inspection | Ground Inspection | Ground Inspection | Ground Inspection | [18 empty] | EPSS,Ground Inspection, | EPSS Ground Inspection | EPSS Ground Inspection | EPSS,Aerial Inspection,Ground Inspection, | EPSS Aerial Inspection Ground Inspection | EPSS Aerial Inspection Ground Inspection | EPSS,Expulsion Fuse Replacement,Aerial Inspection,Ground Inspection, | EPSS Expulsion Fuse Replacement Aerial Inspection Ground Inspection | EPSS Expulsion Fuse Replacement Aerial Inspection Ground Inspection |  |  |  | , | FALSE
ROB ROY 210410714 | EPSS | EPSS | EPSS | [7 empty] | Expulsion Fuse Replacement | Expulsion Fuse Replacement |  |  |  |  | Aerial Inspection | Aerial Inspection | Ground Inspection | Ground Inspection | Ground Inspection | Non-Pole Backlog |  | Non-Pole Backlog | [15 empty] | EPSS,Ground Inspection,Non-Pole Backlog, | EPSS Ground Inspection Non-Pole Backlog | EPSS Ground Inspection Non-Pole Backlog | EPSS,Expulsion Fuse Replacement,Aerial Inspection,Ground Inspection, | EPSS Expulsion Fuse Replacement Aerial Inspection Ground Inspection | EPSS Expulsion Fuse Replacement Aerial Inspection Ground Inspection | EPSS,Expulsion Fuse Replacement,Aerial Inspection,Ground Inspection,Non-Pole Backlog, | EPSS Expulsion Fuse Replacement Aerial Inspection Ground Inspection Non-Pole Backlog | EPSS Expulsion Fuse Replacement Aerial Inspection Ground Inspection Non-Pole Backlog |  |  |  | , | FALSE
LAKEVILLE 1102347280 | EPSS | EPSS | EPSS | [6 empty] | Expulsion Fuse Replacement | [7 empty] | Aerial Inspection |  | Ground Inspection | [8 empty] | Down Conductor Detection (DCD) | [10 empty] | EPSS,Expulsion Fuse Replacement, | EPSS Expulsion Fuse Replacement | EPSS Expulsion Fuse Replacement | EPSS,Ground Inspection,Down Conductor Detection (DCD), | EPSS Ground Inspection Down Conductor Detection (DCD) | EPSS Ground Inspection Down Conductor Detection (DCD) | EPSS,Aerial Inspection, | EPSS Aerial Inspection | EPSS Aerial Inspection |  |  |  | , | FALSE
WISE 11022230 | EPSS | EPSS | EPSS | [6 empty] | Expulsion Fuse Replacement |  |  | Surge Arrestor Replacement |  |  |  | Aerial Inspection | Aerial Inspection | Ground Inspection | Ground Inspection | Ground Inspection | Non-Pole Backlog |  | Non-Pole Backlog | [15 empty] | EPSS,Expulsion Fuse Replacement,Surge Arrestor Replacement,Ground Inspection,Non-Pole Backlog, | EPSS Expulsion Fuse Replacement Surge Arrestor Replacement Ground Inspection Non-Pole Backlog | EPSS Expulsion Fuse Replacement Surge Arrestor Replacement Ground Inspection Non-Pole Backlog | EPSS,Aerial Inspection,Ground Inspection, | EPSS Aerial Inspection Ground Inspection | EPSS Aerial Inspection Ground Inspection | EPSS,Aerial Inspection,Ground Inspection,Non-Pole Backlog, | EPSS Aerial Inspection Ground Inspection Non-Pole Backlog | EPSS Aerial Inspection Ground Inspection Non-Pole Backlog |  |  |  | , | FALSE
BRUNSWICK 1107969778 | EPSS | EPSS | EPSS | [9 empty] | Surge Arrestor Replacement |  |  |  | Aerial Inspection | Aerial Inspection | Ground Inspection | Ground Inspection | [8 empty] | Down Conductor Detection (DCD) | [10 empty] | EPSS,Surge Arrestor Replacement,Ground Inspection, | EPSS Surge Arrestor Replacement Ground Inspection | EPSS Surge Arrestor Replacement Ground Inspection | EPSS,Aerial Inspection,Ground Inspection,Down Conductor Detection (DCD), | EPSS Aerial Inspection Ground Inspection Down Conductor Detection (DCD) | EPSS Aerial Inspection Ground Inspection Down Conductor Detection (DCD) | EPSS,Aerial Inspection, | EPSS Aerial Inspection | EPSS Aerial Inspection |  |  |  | , | FALSE
MAPLE CREEK 1101CB | EPSS | EPSS | EPSS | [8 empty] | Expulsion Fuse Replacement |  |  |  |  | Aerial Inspection | Aerial Inspection | Ground Inspection | Ground Inspection |  | Non-Pole Backlog | [17 empty] | EPSS,Ground Inspection,Non-Pole Backlog, | EPSS Ground Inspection Non-Pole Backlog | EPSS Ground Inspection Non-Pole Backlog | EPSS,Aerial Inspection,Ground Inspection, | EPSS Aerial Inspection Ground Inspection | EPSS Aerial Inspection Ground Inspection | EPSS,Expulsion Fuse Replacement,Aerial Inspection, | EPSS Expulsion Fuse Replacement Aerial Inspection | EPSS Expulsion Fuse Replacement Aerial Inspection |  |  |  | , | FALSE
HAMILTON BRANCH 11012436 | EPSS | EPSS | EPSS | [6 empty] | Expulsion Fuse Replacement | [6 empty] | Aerial Inspection |  | Ground Inspection | [9 empty] | Down Conductor Detection (DCD) | [10 empty] | EPSS,Expulsion Fuse Replacement,Ground Inspection, | EPSS Expulsion Fuse Replacement Ground Inspection | EPSS Expulsion Fuse Replacement Ground Inspection | EPSS,Aerial Inspection,Down Conductor Detection (DCD), | EPSS Aerial Inspection Down Conductor Detection (DCD) | EPSS Aerial Inspection Down Conductor Detection (DCD) | EPSS, | EPSS | EPSS |  |  |  | , | FALSE
VALLEY VIEW 1105P126 | EPSS | EPSS | EPSS | [8 empty] | Expulsion Fuse Replacement |  |  |  |  | Aerial Inspection | Aerial Inspection | Ground Inspection | Ground Inspection | [8 empty] | Down Conductor Detection (DCD) | [10 empty] | EPSS,Ground Inspection, | EPSS Ground Inspection | EPSS Ground Inspection | EPSS,Aerial Inspection,Ground Inspection,Down Conductor Detection (DCD), | EPSS Aerial Inspection Ground Inspection Down Conductor Detection (DCD) | EPSS Aerial Inspection Ground Inspection Down Conductor Detection (DCD) | EPSS,Expulsion Fuse Replacement,Aerial Inspection, | EPSS Expulsion Fuse Replacement Aerial Inspection | EPSS Expulsion Fuse Replacement Aerial Inspection |  |  |  | , | FALSE
TIVY VALLEY 11077380 | EPSS | EPSS | EPSS | [6 empty] | Expulsion Fuse Replacement | [6 empty] | Aerial Inspection | Aerial Inspection | Ground Inspection | Ground Inspection | Ground Inspection | Non-Pole Backlog | [5 empty] | Down Conductor Detection (DCD) | [11 empty] | EPSS,Expulsion Fuse Replacement,Ground Inspection,Non-Pole Backlog,Down Conductor Detection (DCD), | EPSS Expulsion Fuse Replacement Ground Inspection Non-Pole Backlog Down Conductor Detection (DCD) | EPSS Expulsion Fuse Replacement Ground Inspection Non-Pole Backlog Down Conductor Detection (DCD) | EPSS,Aerial Inspection,Ground Inspection, | EPSS Aerial Inspection Ground Inspection | EPSS Aerial Inspection Ground Inspection | EPSS,Aerial Inspection,Ground Inspection, | EPSS Aerial Inspection Ground Inspection | EPSS Aerial Inspection Ground Inspection |  |  |  | , | FALSE
PENRYN 11051378 | EPSS | EPSS | EPSS | [25 empty] | Down Conductor Detection (DCD) | [10 empty] | EPSS, | EPSS | EPSS | EPSS,Down Conductor Detection (DCD), | EPSS Down Conductor Detection (DCD) | EPSS Down Conductor Detection (DCD) | EPSS, | EPSS | EPSS |  |  |  | , | FALSE
PUEBLO 2102773926 | EPSS | EPSS | EPSS | [13 empty] | Aerial Inspection |  | Ground Inspection |  | Ground Inspection | [7 empty] | Down Conductor Detection (DCD) | [10 empty] | EPSS,Ground Inspection, | EPSS Ground Inspection | EPSS Ground Inspection | EPSS,Aerial Inspection,Down Conductor Detection (DCD), | EPSS Aerial Inspection Down Conductor Detection (DCD) | EPSS Aerial Inspection Down Conductor Detection (DCD) | EPSS,Ground Inspection, | EPSS Ground Inspection | EPSS Ground Inspection |  |  |  | , | FALSE
FORT ROSS 1121612266 | EPSS | EPSS | EPSS | [6 empty] | Expulsion Fuse Replacement | Expulsion Fuse Replacement | [5 empty] | Aerial Inspection |  | Ground Inspection | [8 empty] | Down Conductor Detection (DCD) |  |  | Line Sensors | [8 empty] | EPSS,Expulsion Fuse Replacement,Ground Inspection,Down Conductor Detection (DCD),Line Sensors, | EPSS Expulsion Fuse Replacement Ground Inspection Down Conductor Detection (DCD) Line Sensors | EPSS Expulsion Fuse Replacement Ground Inspection Down Conductor Detection (DCD) Line Sensors | EPSS,Expulsion Fuse Replacement,Aerial Inspection, | EPSS Expulsion Fuse Replacement Aerial Inspection | EPSS Expulsion Fuse Replacement Aerial Inspection | EPSS, | EPSS | EPSS |  |  |  | , | FALSE
MORGAN HILL 2111997000 | EPSS | EPSS | EPSS | [13 empty] | Aerial Inspection | Aerial Inspection | Ground Inspection | Ground Inspection | [19 empty] | EPSS,Ground Inspection, | EPSS Ground Inspection | EPSS Ground Inspection | EPSS,Aerial Inspection,Ground Inspection, | EPSS Aerial Inspection Ground Inspection | EPSS Aerial Inspection Ground Inspection | EPSS,Aerial Inspection, | EPSS Aerial Inspection | EPSS Aerial Inspection |  |  |  | , | FALSE
RESERVATION ROAD 1102CB | EPSS | EPSS | EPSS | [7 empty] | Expulsion Fuse Replacement | [5 empty] | Aerial Inspection | Aerial Inspection | Ground Inspection | Ground Inspection | Ground Inspection | Non-Pole Backlog |  | Non-Pole Backlog | [14 empty] | Pole Backlog | EPSS,Ground Inspection,Non-Pole Backlog, | EPSS Ground Inspection Non-Pole Backlog | EPSS Ground Inspection Non-Pole Backlog | EPSS,Expulsion Fuse Replacement,Aerial Inspection,Ground Inspection, | EPSS Expulsion Fuse Replacement Aerial Inspection Ground Inspection | EPSS Expulsion Fuse Replacement Aerial Inspection Ground Inspection | EPSS,Aerial Inspection,Ground Inspection,Non-Pole Backlog,Pole Backlog, | EPSS Aerial Inspection Ground Inspection Non-Pole Backlog Pole Backlog | EPSS Aerial Inspection Ground Inspection Non-Pole Backlog Pole Backlog |  |  |  | , | FALSE
COTTONWOOD 110168190 | EPSS | EPSS | EPSS | [6 empty] | Expulsion Fuse Replacement | [6 empty] | Aerial Inspection | Aerial Inspection | Ground Inspection | Ground Inspection | Ground Inspection | [6 empty] | Down Conductor Detection (DCD) | [11 empty] | EPSS,Expulsion Fuse Replacement,Ground Inspection,Down Conductor Detection (DCD), | EPSS Expulsion Fuse Replacement Ground Inspection Down Conductor Detection (DCD) | EPSS Expulsion Fuse Replacement Ground Inspection Down Conductor Detection (DCD) | EPSS,Aerial Inspection,Ground Inspection, | EPSS Aerial Inspection Ground Inspection | EPSS Aerial Inspection Ground Inspection | EPSS,Aerial Inspection,Ground Inspection, | EPSS Aerial Inspection Ground Inspection | EPSS Aerial Inspection Ground Inspection |  |  |  | , | FALSE
HIGGINS 1103CB | EPSS | EPSS | EPSS | [13 empty] | Aerial Inspection |  | Ground Inspection |  | Ground Inspection | [18 empty] | EPSS,Ground Inspection, | EPSS Ground Inspection | EPSS Ground Inspection | EPSS,Aerial Inspection, | EPSS Aerial Inspection | EPSS Aerial Inspection | EPSS,Ground Inspection, | EPSS Ground Inspection | EPSS Ground Inspection |  |  |  | , | FALSE
SAN LUIS OBISPO 1107248566 | EPSS | EPSS | EPSS | [14 empty] | Aerial Inspection |  | Ground Inspection | Ground Inspection | [6 empty] | Down Conductor Detection (DCD) | [11 empty] | EPSS,Down Conductor Detection (DCD), | EPSS Down Conductor Detection (DCD) | EPSS Down Conductor Detection (DCD) | EPSS,Ground Inspection, | EPSS Ground Inspection | EPSS Ground Inspection | EPSS,Aerial Inspection,Ground Inspection, | EPSS Aerial Inspection Ground Inspection | EPSS Aerial Inspection Ground Inspection |  |  |  | , | FALSE
WILLITS 1103968 | EPSS | EPSS | EPSS | [6 empty] | Expulsion Fuse Replacement | Expulsion Fuse Replacement | [5 empty] | Aerial Inspection |  | Ground Inspection |  | Ground Inspection | Non-Pole Backlog | [5 empty] | Down Conductor Detection (DCD) | [8 empty] | Pole Backlog |  |  | EPSS,Expulsion Fuse Replacement,Ground Inspection,Non-Pole Backlog,Down Conductor Detection (DCD),Pole Backlog, | EPSS Expulsion Fuse Replacement Ground Inspection Non-Pole Backlog Down Conductor Detection (DCD) Pole Backlog | EPSS Expulsion Fuse Replacement Ground Inspection Non-Pole Backlog Down Conductor Detection (DCD) Pole Backlog | EPSS,Expulsion Fuse Replacement,Aerial Inspection, | EPSS Expulsion Fuse Replacement Aerial Inspection | EPSS Expulsion Fuse Replacement Aerial Inspection | EPSS,Ground Inspection, | EPSS Ground Inspection | EPSS Ground Inspection |  |  |  | , | FALSE
SAND CREEK 1103799118 | EPSS | EPSS | EPSS | [6 empty] | Expulsion Fuse Replacement | [6 empty] | Aerial Inspection | Aerial Inspection | Ground Inspection | Ground Inspection |  | Non-Pole Backlog | [14 empty] | Pole Backlog |  |  | EPSS,Expulsion Fuse Replacement,Ground Inspection,Non-Pole Backlog,Pole Backlog, | EPSS Expulsion Fuse Replacement Ground Inspection Non-Pole Backlog Pole Backlog | EPSS Expulsion Fuse Replacement Ground Inspection Non-Pole Backlog Pole Backlog | EPSS,Aerial Inspection,Ground Inspection, | EPSS Aerial Inspection Ground Inspection | EPSS Aerial Inspection Ground Inspection | EPSS,Aerial Inspection, | EPSS Aerial Inspection | EPSS Aerial Inspection |  |  |  | , | FALSE
OREGON TRAIL 110335002 | EPSS | EPSS | EPSS |  | Undergrounding |  | Overhead Hardening | Overhead Hardening |  | Expulsion Fuse Replacement | [6 empty] | Aerial Inspection | Aerial Inspection | Ground Inspection | Ground Inspection | Ground Inspection | Non-Pole Backlog | Non-Pole Backlog |  |  |  |  | Down Conductor Detection (DCD) | [11 empty] | EPSS,Overhead Hardening,Expulsion Fuse Replacement,Ground Inspection,Non-Pole Backlog,Down Conductor Detection (DCD), | EPSS Overhead Hardening Expulsion Fuse Replacement Ground Inspection Non-Pole Backlog Down Conductor Detection (DCD) | EPSS Overhead Hardening Expulsion Fuse Replacement Ground Inspection Non-Pole Backlog Down Conductor Detection (DCD) | EPSS,Undergrounding,Overhead Hardening,Aerial Inspection,Ground Inspection,Non-Pole Backlog, | EPSS Undergrounding Overhead Hardening Aerial Inspection Ground Inspection Non-Pole Backlog | EPSS Undergrounding Overhead Hardening Aerial Inspection Ground Inspection Non-Pole Backlog | EPSS,Aerial Inspection,Ground Inspection, | EPSS Aerial Inspection Ground Inspection | EPSS Aerial Inspection Ground Inspection | Undergrounding | Line Removal | Overhead Hardening | Undergrounding,Line Removal,Overhead Hardening, | Undergrounding Line Removal Overhead Hardening | Undergrounding Line Removal Overhead Hardening
SAN LUIS OBISPO 1107V58 | EPSS | EPSS | EPSS | [14 empty] | Aerial Inspection |  | Ground Inspection | Ground Inspection | [6 empty] | Down Conductor Detection (DCD) | [11 empty] | EPSS,Down Conductor Detection (DCD), | EPSS Down Conductor Detection (DCD) | EPSS Down Conductor Detection (DCD) | EPSS,Ground Inspection, | EPSS Ground Inspection | EPSS Ground Inspection | EPSS,Aerial Inspection,Ground Inspection, | EPSS Aerial Inspection Ground Inspection | EPSS Aerial Inspection Ground Inspection |  |  |  | , | FALSE
DESCHUTES 11011380 | EPSS | EPSS | EPSS | [6 empty] | Expulsion Fuse Replacement | [6 empty] | Aerial Inspection | Aerial Inspection | Ground Inspection | Ground Inspection | Ground Inspection | Non-Pole Backlog | [5 empty] | Down Conductor Detection (DCD) | [8 empty] | Pole Backlog |  |  | EPSS,Expulsion Fuse Replacement,Ground Inspection,Non-Pole Backlog,Down Conductor Detection (DCD),Pole Backlog, | EPSS Expulsion Fuse Replacement Ground Inspection Non-Pole Backlog Down Conductor Detection (DCD) Pole Backlog | EPSS Expulsion Fuse Replacement Ground Inspection Non-Pole Backlog Down Conductor Detection (DCD) Pole Backlog | EPSS,Aerial Inspection,Ground Inspection, | EPSS Aerial Inspection Ground Inspection | EPSS Aerial Inspection Ground Inspection | EPSS,Aerial Inspection,Ground Inspection, | EPSS Aerial Inspection Ground Inspection | EPSS Aerial Inspection Ground Inspection |  |  |  | , | FALSE
LAKEWOOD 210738404 | EPSS | EPSS | EPSS | [13 empty] | Aerial Inspection | Aerial Inspection | Ground Inspection | Ground Inspection | Ground Inspection | [15 empty] | Pole Backlog |  |  | EPSS,Ground Inspection,Pole Backlog, | EPSS Ground Inspection Pole Backlog | EPSS Ground Inspection Pole Backlog | EPSS,Aerial Inspection,Ground Inspection, | EPSS Aerial Inspection Ground Inspection | EPSS Aerial Inspection Ground Inspection | EPSS,Aerial Inspection,Ground Inspection, | EPSS Aerial Inspection Ground Inspection | EPSS Aerial Inspection Ground Inspection |  |  |  | , | FALSE
OREGON TRAIL 11021382 | EPSS | EPSS | EPSS | [14 empty] | Aerial Inspection |  | Ground Inspection | Ground Inspection | Non-Pole Backlog | [6 empty] | Down Conductor Detection (DCD) | [7 empty] | Pole Backlog |  |  | EPSS,Non-Pole Backlog,Pole Backlog, | EPSS Non-Pole Backlog Pole Backlog | EPSS Non-Pole Backlog Pole Backlog | EPSS,Ground Inspection,Down Conductor Detection (DCD), | EPSS Ground Inspection Down Conductor Detection (DCD) | EPSS Ground Inspection Down Conductor Detection (DCD) | EPSS,Aerial Inspection,Ground Inspection, | EPSS Aerial Inspection Ground Inspection | EPSS Aerial Inspection Ground Inspection |  |  |  | , | FALSE
RINCON 1101580 | EPSS | EPSS | EPSS | [13 empty] | Aerial Inspection | Aerial Inspection | Ground Inspection | Ground Inspection | [8 empty] | Down Conductor Detection (DCD) | [10 empty] | EPSS,Ground Inspection, | EPSS Ground Inspection | EPSS Ground Inspection | EPSS,Aerial Inspection,Ground Inspection,Down Conductor Detection (DCD), | EPSS Aerial Inspection Ground Inspection Down Conductor Detection (DCD) | EPSS Aerial Inspection Ground Inspection Down Conductor Detection (DCD) | EPSS,Aerial Inspection, | EPSS Aerial Inspection | EPSS Aerial Inspection |  |  |  | , | FALSE
BRUNSWICK 1102940 | EPSS | EPSS | EPSS | [17 empty] | Ground Inspection | [7 empty] | Down Conductor Detection (DCD) | [10 empty] | EPSS, | EPSS | EPSS | EPSS,Down Conductor Detection (DCD), | EPSS Down Conductor Detection (DCD) | EPSS Down Conductor Detection (DCD) | EPSS,Ground Inspection, | EPSS Ground Inspection | EPSS Ground Inspection |  |  |  | , | FALSE
SAN RAFAEL 1105534 | EPSS | EPSS | EPSS | [7 empty] | Expulsion Fuse Replacement | Expulsion Fuse Replacement | [5 empty] | Aerial Inspection |  | Ground Inspection | Ground Inspection | Non-Pole Backlog | [6 empty] | Down Conductor Detection (DCD) | [10 empty] | EPSS,Non-Pole Backlog, | EPSS Non-Pole Backlog | EPSS Non-Pole Backlog | EPSS,Expulsion Fuse Replacement,Ground Inspection,Down Conductor Detection (DCD), | EPSS Expulsion Fuse Replacement Ground Inspection Down Conductor Detection (DCD) | EPSS Expulsion Fuse Replacement Ground Inspection Down Conductor Detection (DCD) | EPSS,Expulsion Fuse Replacement,Aerial Inspection,Ground Inspection, | EPSS Expulsion Fuse Replacement Aerial Inspection Ground Inspection | EPSS Expulsion Fuse Replacement Aerial Inspection Ground Inspection |  |  |  | , | FALSE
BIG RIVER 11011052 | EPSS | EPSS | EPSS | [7 empty] | Expulsion Fuse Replacement | Expulsion Fuse Replacement |  |  |  |  | Aerial Inspection |  | Ground Inspection |  |  | Non-Pole Backlog | [5 empty] | Down Conductor Detection (DCD) | [8 empty] | Pole Backlog |  |  | EPSS,Ground Inspection,Non-Pole Backlog,Down Conductor Detection (DCD),Pole Backlog, | EPSS Ground Inspection Non-Pole Backlog Down Conductor Detection (DCD) Pole Backlog | EPSS Ground Inspection Non-Pole Backlog Down Conductor Detection (DCD) Pole Backlog | EPSS,Expulsion Fuse Replacement,Aerial Inspection, | EPSS Expulsion Fuse Replacement Aerial Inspection | EPSS Expulsion Fuse Replacement Aerial Inspection | EPSS,Expulsion Fuse Replacement, | EPSS Expulsion Fuse Replacement | EPSS Expulsion Fuse Replacement |  |  |  | , | FALSE
GUALALA 111223444 | EPSS | EPSS | EPSS | [6 empty] | Expulsion Fuse Replacement | Expulsion Fuse Replacement | [5 empty] | Aerial Inspection | Aerial Inspection | Ground Inspection | Ground Inspection |  | Non-Pole Backlog | [5 empty] | Down Conductor Detection (DCD) | [11 empty] | EPSS,Expulsion Fuse Replacement,Ground Inspection,Non-Pole Backlog,Down Conductor Detection (DCD), | EPSS Expulsion Fuse Replacement Ground Inspection Non-Pole Backlog Down Conductor Detection (DCD) | EPSS Expulsion Fuse Replacement Ground Inspection Non-Pole Backlog Down Conductor Detection (DCD) | EPSS,Expulsion Fuse Replacement,Aerial Inspection,Ground Inspection, | EPSS Expulsion Fuse Replacement Aerial Inspection Ground Inspection | EPSS Expulsion Fuse Replacement Aerial Inspection Ground Inspection | EPSS,Aerial Inspection, | EPSS Aerial Inspection | EPSS Aerial Inspection |  |  |  | , | FALSE
EL CERRITO G 111257953 | EPSS | EPSS | EPSS | [8 empty] | Expulsion Fuse Replacement | [5 empty] | Aerial Inspection |  | Ground Inspection | Ground Inspection | [18 empty] | EPSS, | EPSS | EPSS | EPSS,Ground Inspection, | EPSS Ground Inspection | EPSS Ground Inspection | EPSS,Expulsion Fuse Replacement,Aerial Inspection,Ground Inspection, | EPSS Expulsion Fuse Replacement Aerial Inspection Ground Inspection | EPSS Expulsion Fuse Replacement Aerial Inspection Ground Inspection |  |  |  | , | FALSE
CLAY 110359714 | EPSS | EPSS | EPSS | [6 empty] | Expulsion Fuse Replacement | [7 empty] | Aerial Inspection |  | Ground Inspection | [8 empty] | Down Conductor Detection (DCD) | [10 empty] | EPSS,Expulsion Fuse Replacement, | EPSS Expulsion Fuse Replacement | EPSS Expulsion Fuse Replacement | EPSS,Ground Inspection,Down Conductor Detection (DCD), | EPSS Ground Inspection Down Conductor Detection (DCD) | EPSS Ground Inspection Down Conductor Detection (DCD) | EPSS,Aerial Inspection, | EPSS Aerial Inspection | EPSS Aerial Inspection |  |  |  | , | FALSE
HORSESHOE 1101603250 | EPSS | EPSS | EPSS | [6 empty] | Expulsion Fuse Replacement | [8 empty] | Ground Inspection |  | Ground Inspection | [7 empty] | Down Conductor Detection (DCD) | [10 empty] | EPSS,Expulsion Fuse Replacement,Ground Inspection, | EPSS Expulsion Fuse Replacement Ground Inspection | EPSS Expulsion Fuse Replacement Ground Inspection | EPSS,Down Conductor Detection (DCD), | EPSS Down Conductor Detection (DCD) | EPSS Down Conductor Detection (DCD) | EPSS,Ground Inspection, | EPSS Ground Inspection | EPSS Ground Inspection |  |  |  | , | FALSE
MOLINO 11015042 | EPSS | EPSS | EPSS | [7 empty] | Expulsion Fuse Replacement | [5 empty] | Aerial Inspection |  | Ground Inspection |  | Ground Inspection | Non-Pole Backlog |  | Non-Pole Backlog |  |  |  | Down Conductor Detection (DCD) |  |  | Line Sensors | [8 empty] | EPSS,Ground Inspection,Non-Pole Backlog,Down Conductor Detection (DCD),Line Sensors, | EPSS Ground Inspection Non-Pole Backlog Down Conductor Detection (DCD) Line Sensors | EPSS Ground Inspection Non-Pole Backlog Down Conductor Detection (DCD) Line Sensors | EPSS,Expulsion Fuse Replacement,Aerial Inspection, | EPSS Expulsion Fuse Replacement Aerial Inspection | EPSS Expulsion Fuse Replacement Aerial Inspection | EPSS,Ground Inspection,Non-Pole Backlog, | EPSS Ground Inspection Non-Pole Backlog | EPSS Ground Inspection Non-Pole Backlog |  |  |  | , | FALSE
IGNACIO 110584764 | EPSS | EPSS | EPSS | [7 empty] | Expulsion Fuse Replacement | [9 empty] | Ground Inspection | Non-Pole Backlog | [6 empty] | Down Conductor Detection (DCD) | [10 empty] | EPSS,Non-Pole Backlog, | EPSS Non-Pole Backlog | EPSS Non-Pole Backlog | EPSS,Expulsion Fuse Replacement,Down Conductor Detection (DCD), | EPSS Expulsion Fuse Replacement Down Conductor Detection (DCD) | EPSS Expulsion Fuse Replacement Down Conductor Detection (DCD) | EPSS,Ground Inspection, | EPSS Ground Inspection | EPSS Ground Inspection |  |  |  | , | FALSE
IGNACIO 11011300 | EPSS | EPSS | EPSS | [7 empty] | Expulsion Fuse Replacement | [5 empty] | Aerial Inspection | Aerial Inspection | Ground Inspection | Ground Inspection | Ground Inspection | Non-Pole Backlog |  | Non-Pole Backlog |  |  |  |  | Down Conductor Detection (DCD) | [10 empty] | EPSS,Ground Inspection,Non-Pole Backlog, | EPSS Ground Inspection Non-Pole Backlog | EPSS Ground Inspection Non-Pole Backlog | EPSS,Expulsion Fuse Replacement,Aerial Inspection,Ground Inspection,Down Conductor Detection (DCD), | EPSS Expulsion Fuse Replacement Aerial Inspection Ground Inspection Down Conductor Detection (DCD) | EPSS Expulsion Fuse Replacement Aerial Inspection Ground Inspection Down Conductor Detection (DCD) | EPSS,Aerial Inspection,Ground Inspection,Non-Pole Backlog, | EPSS Aerial Inspection Ground Inspection Non-Pole Backlog | EPSS Aerial Inspection Ground Inspection Non-Pole Backlog |  |  |  | , | FALSE
SOBRANTE 1103N510R | EPSS | EPSS | EPSS | [13 empty] | Aerial Inspection |  | Ground Inspection | [20 empty] | EPSS,Ground Inspection, | EPSS Ground Inspection | EPSS Ground Inspection | EPSS,Aerial Inspection, | EPSS Aerial Inspection | EPSS Aerial Inspection | EPSS, | EPSS | EPSS |  |  |  | , | FALSE
MIRABEL 1101688780 | EPSS | EPSS | EPSS | [14 empty] | Aerial Inspection |  | Ground Inspection | Ground Inspection | [18 empty] | EPSS, | EPSS | EPSS | EPSS,Ground Inspection, | EPSS Ground Inspection | EPSS Ground Inspection | EPSS,Aerial Inspection,Ground Inspection, | EPSS Aerial Inspection Ground Inspection | EPSS Aerial Inspection Ground Inspection |  |  |  | , | FALSE
SOLEDAD 21027008 | EPSS | EPSS | EPSS | [13 empty] | Aerial Inspection | Aerial Inspection | Ground Inspection | Ground Inspection | Ground Inspection | Non-Pole Backlog | [6 empty] | Down Conductor Detection (DCD) | [10 empty] | EPSS,Ground Inspection,Non-Pole Backlog, | EPSS Ground Inspection Non-Pole Backlog | EPSS Ground Inspection Non-Pole Backlog | EPSS,Aerial Inspection,Ground Inspection,Down Conductor Detection (DCD), | EPSS Aerial Inspection Ground Inspection Down Conductor Detection (DCD) | EPSS Aerial Inspection Ground Inspection Down Conductor Detection (DCD) | EPSS,Aerial Inspection,Ground Inspection, | EPSS Aerial Inspection Ground Inspection | EPSS Aerial Inspection Ground Inspection |  |  |  | , | FALSE
LAS PULGAS 0401104588 | EPSS | EPSS | EPSS | [13 empty] | Aerial Inspection | Aerial Inspection | Ground Inspection | Ground Inspection | [19 empty] | EPSS,Ground Inspection, | EPSS Ground Inspection | EPSS Ground Inspection | EPSS,Aerial Inspection,Ground Inspection, | EPSS Aerial Inspection Ground Inspection | EPSS Aerial Inspection Ground Inspection | EPSS,Aerial Inspection, | EPSS Aerial Inspection | EPSS Aerial Inspection |  |  |  | , | FALSE
ATASCADERO 1102A28 | EPSS | EPSS | EPSS | [14 empty] | Aerial Inspection | Ground Inspection | Ground Inspection | Ground Inspection | Non-Pole Backlog | [17 empty] | EPSS,Ground Inspection,Non-Pole Backlog, | EPSS Ground Inspection Non-Pole Backlog | EPSS Ground Inspection Non-Pole Backlog | EPSS,Ground Inspection, | EPSS Ground Inspection | EPSS Ground Inspection | EPSS,Aerial Inspection,Ground Inspection, | EPSS Aerial Inspection Ground Inspection | EPSS Aerial Inspection Ground Inspection |  |  |  | , | FALSE
VALLEY VIEW 1103218424 | EPSS | EPSS | EPSS | [14 empty] | Aerial Inspection |  | Ground Inspection | [19 empty] | EPSS, | EPSS | EPSS | EPSS,Ground Inspection, | EPSS Ground Inspection | EPSS Ground Inspection | EPSS,Aerial Inspection, | EPSS Aerial Inspection | EPSS Aerial Inspection |  |  |  | , | FALSE
HOLLISTER 21044403 | EPSS | EPSS | EPSS | [6 empty] | Expulsion Fuse Replacement | [7 empty] | Aerial Inspection |  | Ground Inspection | Ground Inspection | Non-Pole Backlog | Non-Pole Backlog | Non-Pole Backlog | [14 empty] | Pole Backlog | EPSS,Expulsion Fuse Replacement,Non-Pole Backlog, | EPSS Expulsion Fuse Replacement Non-Pole Backlog | EPSS Expulsion Fuse Replacement Non-Pole Backlog | EPSS,Ground Inspection,Non-Pole Backlog, | EPSS Ground Inspection Non-Pole Backlog | EPSS Ground Inspection Non-Pole Backlog | EPSS,Aerial Inspection,Ground Inspection,Non-Pole Backlog,Pole Backlog, | EPSS Aerial Inspection Ground Inspection Non-Pole Backlog Pole Backlog | EPSS Aerial Inspection Ground Inspection Non-Pole Backlog Pole Backlog |  |  |  | , | FALSE
VOLTA 11011568 | EPSS | EPSS | EPSS |  |  |  | Overhead Hardening | [13 empty] | Ground Inspection | Non-Pole Backlog | [8 empty] | Line Sensors |  |  | Line Removal | Line Removal |  |  |  |  | EPSS,Overhead Hardening,Non-Pole Backlog,Line Sensors,Line Removal, | EPSS Overhead Hardening Non-Pole Backlog Line Sensors Line Removal | EPSS Overhead Hardening Non-Pole Backlog Line Sensors Line Removal | EPSS,Line Removal, | EPSS Line Removal | EPSS Line Removal | EPSS,Ground Inspection, | EPSS Ground Inspection | EPSS Ground Inspection | Undergrounding |  | Overhead Hardening | Undergrounding,Overhead Hardening, | Undergrounding Overhead Hardening | Undergrounding Overhead Hardening
DESCHUTES 11049726 | EPSS | EPSS | EPSS | [36 empty] | EPSS, | EPSS | EPSS | EPSS, | EPSS | EPSS | EPSS, | EPSS | EPSS |  |  |  | , | FALSE
SISQUOC 1102M54 | EPSS | EPSS | EPSS | [6 empty] | Expulsion Fuse Replacement | [7 empty] | Aerial Inspection |  | Ground Inspection | Ground Inspection | Non-Pole Backlog | [6 empty] | Down Conductor Detection (DCD) | [7 empty] | Pole Backlog |  |  | EPSS,Expulsion Fuse Replacement,Non-Pole Backlog,Pole Backlog, | EPSS Expulsion Fuse Replacement Non-Pole Backlog Pole Backlog | EPSS Expulsion Fuse Replacement Non-Pole Backlog Pole Backlog | EPSS,Ground Inspection,Down Conductor Detection (DCD), | EPSS Ground Inspection Down Conductor Detection (DCD) | EPSS Ground Inspection Down Conductor Detection (DCD) | EPSS,Aerial Inspection,Ground Inspection, | EPSS Aerial Inspection Ground Inspection | EPSS Aerial Inspection Ground Inspection |  |  |  | , | FALSE
OLEMA 11011252 | EPSS | EPSS | EPSS | [7 empty] | Expulsion Fuse Replacement | [5 empty] | Aerial Inspection | Aerial Inspection | Ground Inspection | Ground Inspection | Ground Inspection | [7 empty] | Down Conductor Detection (DCD) | [10 empty] | EPSS,Ground Inspection, | EPSS Ground Inspection | EPSS Ground Inspection | EPSS,Expulsion Fuse Replacement,Aerial Inspection,Ground Inspection,Down Conductor Detection (DCD), | EPSS Expulsion Fuse Replacement Aerial Inspection Ground Inspection Down Conductor Detection (DCD) | EPSS Expulsion Fuse Replacement Aerial Inspection Ground Inspection Down Conductor Detection (DCD) | EPSS,Aerial Inspection,Ground Inspection, | EPSS Aerial Inspection Ground Inspection | EPSS Aerial Inspection Ground Inspection |  |  |  | , | FALSE
UKIAH 1115CB | EPSS | EPSS | EPSS | [7 empty] | Expulsion Fuse Replacement | Expulsion Fuse Replacement |  |  |  |  | Aerial Inspection | Aerial Inspection | Ground Inspection | Ground Inspection | Ground Inspection | Non-Pole Backlog | [17 empty] | EPSS,Ground Inspection,Non-Pole Backlog, | EPSS Ground Inspection Non-Pole Backlog | EPSS Ground Inspection Non-Pole Backlog | EPSS,Expulsion Fuse Replacement,Aerial Inspection,Ground Inspection, | EPSS Expulsion Fuse Replacement Aerial Inspection Ground Inspection | EPSS Expulsion Fuse Replacement Aerial Inspection Ground Inspection | EPSS,Expulsion Fuse Replacement,Aerial Inspection,Ground Inspection, | EPSS Expulsion Fuse Replacement Aerial Inspection Ground Inspection | EPSS Expulsion Fuse Replacement Aerial Inspection Ground Inspection |  |  |  | , | FALSE
BURNEY 11019042 | EPSS | EPSS | EPSS | [6 empty] | Expulsion Fuse Replacement |  | Expulsion Fuse Replacement | [8 empty] | Ground Inspection | [7 empty] | Down Conductor Detection (DCD) | [10 empty] | EPSS,Expulsion Fuse Replacement, | EPSS Expulsion Fuse Replacement | EPSS Expulsion Fuse Replacement | EPSS,Down Conductor Detection (DCD), | EPSS Down Conductor Detection (DCD) | EPSS Down Conductor Detection (DCD) | EPSS,Expulsion Fuse Replacement,Ground Inspection, | EPSS Expulsion Fuse Replacement Ground Inspection | EPSS Expulsion Fuse Replacement Ground Inspection |  |  |  | , | FALSE
HALF MOON BAY 11036012 | EPSS | EPSS | EPSS |  | Undergrounding |  |  | Overhead Hardening |  |  | Expulsion Fuse Replacement | Expulsion Fuse Replacement |  | Surge Arrestor Replacement |  |  | Aerial Inspection | Aerial Inspection | Ground Inspection | Ground Inspection |  | Non-Pole Backlog | [6 empty] | Down Conductor Detection (DCD) |  | Line Sensors | [8 empty] | EPSS,Ground Inspection,Non-Pole Backlog,Line Sensors, | EPSS Ground Inspection Non-Pole Backlog Line Sensors | EPSS Ground Inspection Non-Pole Backlog Line Sensors | EPSS,Undergrounding,Overhead Hardening,Expulsion Fuse Replacement,Surge Arrestor Replacement,Aerial Inspection,Ground Inspection,Down Conductor Detection (DCD), | EPSS Undergrounding Overhead Hardening Expulsion Fuse Replacement Surge Arrestor Replacement Aerial Inspection Ground Inspection Down Conductor Detection (DCD) | EPSS Undergrounding Overhead Hardening Expulsion Fuse Replacement Surge Arrestor Replacement Aerial Inspection Ground Inspection Down Conductor Detection (DCD) | EPSS,Expulsion Fuse Replacement,Aerial Inspection, | EPSS Expulsion Fuse Replacement Aerial Inspection | EPSS Expulsion Fuse Replacement Aerial Inspection | Undergrounding | Line Removal |  | Undergrounding,Line Removal, | Undergrounding Line Removal | Undergrounding Line Removal
LUCERNE 110676850 | EPSS | EPSS | EPSS | [13 empty] | Aerial Inspection |  | Ground Inspection | [8 empty] | Down Conductor Detection (DCD) | [11 empty] | EPSS,Ground Inspection,Down Conductor Detection (DCD), | EPSS Ground Inspection Down Conductor Detection (DCD) | EPSS Ground Inspection Down Conductor Detection (DCD) | EPSS,Aerial Inspection, | EPSS Aerial Inspection | EPSS Aerial Inspection | EPSS, | EPSS | EPSS |  |  |  | , | FALSE
VIEJO 220285904 | EPSS | EPSS | EPSS | [16 empty] | Ground Inspection | Ground Inspection | [9 empty] | Line Sensors | [8 empty] | EPSS,Line Sensors, | EPSS Line Sensors | EPSS Line Sensors | EPSS,Ground Inspection, | EPSS Ground Inspection | EPSS Ground Inspection | EPSS,Ground Inspection, | EPSS Ground Inspection | EPSS Ground Inspection |  |  |  | , | FALSE
POINT ARENA 1101474 | EPSS | EPSS | EPSS | [6 empty] | Expulsion Fuse Replacement | Expulsion Fuse Replacement | Expulsion Fuse Replacement |  |  |  |  | Aerial Inspection | Aerial Inspection | Ground Inspection | Ground Inspection |  | Non-Pole Backlog | [6 empty] | Down Conductor Detection (DCD) | [10 empty] | EPSS,Expulsion Fuse Replacement,Ground Inspection,Non-Pole Backlog, | EPSS Expulsion Fuse Replacement Ground Inspection Non-Pole Backlog | EPSS Expulsion Fuse Replacement Ground Inspection Non-Pole Backlog | EPSS,Expulsion Fuse Replacement,Aerial Inspection,Ground Inspection,Down Conductor Detection (DCD), | EPSS Expulsion Fuse Replacement Aerial Inspection Ground Inspection Down Conductor Detection (DCD) | EPSS Expulsion Fuse Replacement Aerial Inspection Ground Inspection Down Conductor Detection (DCD) | EPSS,Expulsion Fuse Replacement,Aerial Inspection, | EPSS Expulsion Fuse Replacement Aerial Inspection | EPSS Expulsion Fuse Replacement Aerial Inspection |  |  |  | , | FALSE
DESCHUTES 11011652 | EPSS | EPSS | EPSS | [7 empty] | Expulsion Fuse Replacement | [5 empty] | Aerial Inspection | Aerial Inspection | Ground Inspection | Ground Inspection | Ground Inspection | Non-Pole Backlog | [5 empty] | Down Conductor Detection (DCD) | [11 empty] | EPSS,Ground Inspection,Non-Pole Backlog,Down Conductor Detection (DCD), | EPSS Ground Inspection Non-Pole Backlog Down Conductor Detection (DCD) | EPSS Ground Inspection Non-Pole Backlog Down Conductor Detection (DCD) | EPSS,Expulsion Fuse Replacement,Aerial Inspection,Ground Inspection, | EPSS Expulsion Fuse Replacement Aerial Inspection Ground Inspection | EPSS Expulsion Fuse Replacement Aerial Inspection Ground Inspection | EPSS,Aerial Inspection,Ground Inspection, | EPSS Aerial Inspection Ground Inspection | EPSS Aerial Inspection Ground Inspection |  |  |  | , | FALSE
OLEMA 110150396 | EPSS | EPSS | EPSS | [7 empty] | Expulsion Fuse Replacement | Expulsion Fuse Replacement |  |  |  |  | Aerial Inspection | Aerial Inspection | Ground Inspection | Ground Inspection | Ground Inspection | Non-Pole Backlog | [6 empty] | Down Conductor Detection (DCD) | [6 empty] | Line Removal | Pole Backlog |  |  | EPSS,Ground Inspection,Non-Pole Backlog,Pole Backlog, | EPSS Ground Inspection Non-Pole Backlog Pole Backlog | EPSS Ground Inspection Non-Pole Backlog Pole Backlog | EPSS,Expulsion Fuse Replacement,Aerial Inspection,Ground Inspection,Down Conductor Detection (DCD), | EPSS Expulsion Fuse Replacement Aerial Inspection Ground Inspection Down Conductor Detection (DCD) | EPSS Expulsion Fuse Replacement Aerial Inspection Ground Inspection Down Conductor Detection (DCD) | EPSS,Expulsion Fuse Replacement,Aerial Inspection,Ground Inspection,Line Removal, | EPSS Expulsion Fuse Replacement Aerial Inspection Ground Inspection Line Removal | EPSS Expulsion Fuse Replacement Aerial Inspection Ground Inspection Line Removal |  |  |  | , | FALSE
HALF MOON BAY 1103461558 | EPSS | EPSS | EPSS | [6 empty] | Expulsion Fuse Replacement | Expulsion Fuse Replacement | [5 empty] | Aerial Inspection |  | Ground Inspection | [9 empty] | Down Conductor Detection (DCD) |  | Line Sensors | [8 empty] | EPSS,Expulsion Fuse Replacement,Ground Inspection,Line Sensors, | EPSS Expulsion Fuse Replacement Ground Inspection Line Sensors | EPSS Expulsion Fuse Replacement Ground Inspection Line Sensors | EPSS,Expulsion Fuse Replacement,Aerial Inspection,Down Conductor Detection (DCD), | EPSS Expulsion Fuse Replacement Aerial Inspection Down Conductor Detection (DCD) | EPSS Expulsion Fuse Replacement Aerial Inspection Down Conductor Detection (DCD) | EPSS, | EPSS | EPSS |  |  |  | , | FALSE
VOLTA 11029742 | EPSS | EPSS | EPSS | [14 empty] | Aerial Inspection |  | Ground Inspection | Ground Inspection | Non-Pole Backlog |  | Non-Pole Backlog |  |  |  | Down Conductor Detection (DCD) | [11 empty] | EPSS,Non-Pole Backlog,Down Conductor Detection (DCD), | EPSS Non-Pole Backlog Down Conductor Detection (DCD) | EPSS Non-Pole Backlog Down Conductor Detection (DCD) | EPSS,Ground Inspection, | EPSS Ground Inspection | EPSS Ground Inspection | EPSS,Aerial Inspection,Ground Inspection,Non-Pole Backlog, | EPSS Aerial Inspection Ground Inspection Non-Pole Backlog | EPSS Aerial Inspection Ground Inspection Non-Pole Backlog |  |  |  | , | FALSE
WYANDOTTE 1110873858 | EPSS | EPSS | EPSS | [13 empty] | Aerial Inspection | Aerial Inspection | Ground Inspection | Ground Inspection | [8 empty] | Down Conductor Detection (DCD) | [10 empty] | EPSS,Ground Inspection, | EPSS Ground Inspection | EPSS Ground Inspection | EPSS,Aerial Inspection,Ground Inspection,Down Conductor Detection (DCD), | EPSS Aerial Inspection Ground Inspection Down Conductor Detection (DCD) | EPSS Aerial Inspection Ground Inspection Down Conductor Detection (DCD) | EPSS,Aerial Inspection, | EPSS Aerial Inspection | EPSS Aerial Inspection |  |  |  | , | FALSE
POSO MOUNTAIN 21013990 | EPSS | EPSS | EPSS | [13 empty] | Aerial Inspection |  | Ground Inspection | [9 empty] | Down Conductor Detection (DCD) | [10 empty] | EPSS,Ground Inspection, | EPSS Ground Inspection | EPSS Ground Inspection | EPSS,Aerial Inspection,Down Conductor Detection (DCD), | EPSS Aerial Inspection Down Conductor Detection (DCD) | EPSS Aerial Inspection Down Conductor Detection (DCD) | EPSS, | EPSS | EPSS |  |  |  | , | FALSE
CLAY 110113442 | EPSS | EPSS | EPSS | [6 empty] | Expulsion Fuse Replacement | [6 empty] | Aerial Inspection | Aerial Inspection | Ground Inspection | Ground Inspection | Ground Inspection | Non-Pole Backlog | [5 empty] | Down Conductor Detection (DCD) | [5 empty] | Line Removal |  |  | Pole Backlog |  |  | EPSS,Expulsion Fuse Replacement,Ground Inspection,Non-Pole Backlog,Down Conductor Detection (DCD),Line Removal,Pole Backlog, | EPSS Expulsion Fuse Replacement Ground Inspection Non-Pole Backlog Down Conductor Detection (DCD) Line Removal Pole Backlog | EPSS Expulsion Fuse Replacement Ground Inspection Non-Pole Backlog Down Conductor Detection (DCD) Line Removal Pole Backlog | EPSS,Aerial Inspection,Ground Inspection, | EPSS Aerial Inspection Ground Inspection | EPSS Aerial Inspection Ground Inspection | EPSS,Aerial Inspection,Ground Inspection, | EPSS Aerial Inspection Ground Inspection | EPSS Aerial Inspection Ground Inspection |  |  |  | , | FALSE
CHESTER 1102546744 | EPSS | EPSS | EPSS | [8 empty] | Expulsion Fuse Replacement | [6 empty] | Ground Inspection |  | Ground Inspection | [18 empty] | EPSS,Ground Inspection, | EPSS Ground Inspection | EPSS Ground Inspection | EPSS, | EPSS | EPSS | EPSS,Expulsion Fuse Replacement,Ground Inspection, | EPSS Expulsion Fuse Replacement Ground Inspection | EPSS Expulsion Fuse Replacement Ground Inspection |  |  |  | , | FALSE
WILLOW PASS 1101152874 | EPSS | EPSS | EPSS | [13 empty] | Aerial Inspection |  | Ground Inspection |  |  | Non-Pole Backlog | [17 empty] | EPSS,Ground Inspection,Non-Pole Backlog, | EPSS Ground Inspection Non-Pole Backlog | EPSS Ground Inspection Non-Pole Backlog | EPSS,Aerial Inspection, | EPSS Aerial Inspection | EPSS Aerial Inspection | EPSS, | EPSS | EPSS |  |  |  | , | FALSE
VALLEY VIEW 1105305072 | EPSS | EPSS | EPSS | [8 empty] | Expulsion Fuse Replacement |  |  |  |  | Aerial Inspection | Aerial Inspection | Ground Inspection | Ground Inspection |  | Non-Pole Backlog |  | Non-Pole Backlog | [15 empty] | EPSS,Ground Inspection,Non-Pole Backlog, | EPSS Ground Inspection Non-Pole Backlog | EPSS Ground Inspection Non-Pole Backlog | EPSS,Aerial Inspection,Ground Inspection, | EPSS Aerial Inspection Ground Inspection | EPSS Aerial Inspection Ground Inspection | EPSS,Expulsion Fuse Replacement,Aerial Inspection,Non-Pole Backlog, | EPSS Expulsion Fuse Replacement Aerial Inspection Non-Pole Backlog | EPSS Expulsion Fuse Replacement Aerial Inspection Non-Pole Backlog |  |  |  | , | FALSE
MARTELL 1102CB | EPSS | EPSS | EPSS | [13 empty] | Aerial Inspection | Aerial Inspection | Ground Inspection | Ground Inspection | Ground Inspection | [18 empty] | EPSS,Ground Inspection, | EPSS Ground Inspection | EPSS Ground Inspection | EPSS,Aerial Inspection,Ground Inspection, | EPSS Aerial Inspection Ground Inspection | EPSS Aerial Inspection Ground Inspection | EPSS,Aerial Inspection,Ground Inspection, | EPSS Aerial Inspection Ground Inspection | EPSS Aerial Inspection Ground Inspection |  |  |  | , | FALSE
WYANDOTTE 1109170732 | EPSS | EPSS | EPSS | [13 empty] | Aerial Inspection | Aerial Inspection | Ground Inspection | Ground Inspection | [7 empty] | Down Conductor Detection (DCD) | [11 empty] | EPSS,Ground Inspection,Down Conductor Detection (DCD), | EPSS Ground Inspection Down Conductor Detection (DCD) | EPSS Ground Inspection Down Conductor Detection (DCD) | EPSS,Aerial Inspection,Ground Inspection, | EPSS Aerial Inspection Ground Inspection | EPSS Aerial Inspection Ground Inspection | EPSS,Aerial Inspection, | EPSS Aerial Inspection | EPSS Aerial Inspection |  |  |  | , | FALSE
ALTO 11251158 | EPSS | EPSS | EPSS | [15 empty] | Ground Inspection |  | Ground Inspection | Non-Pole Backlog | [6 empty] | Down Conductor Detection (DCD) | [10 empty] | EPSS,Ground Inspection,Non-Pole Backlog, | EPSS Ground Inspection Non-Pole Backlog | EPSS Ground Inspection Non-Pole Backlog | EPSS,Down Conductor Detection (DCD), | EPSS Down Conductor Detection (DCD) | EPSS Down Conductor Detection (DCD) | EPSS,Ground Inspection, | EPSS Ground Inspection | EPSS Ground Inspection |  |  |  | , | FALSE
FLINT 1101CB | EPSS | EPSS | EPSS | [16 empty] | Ground Inspection | Ground Inspection | [15 empty] | Pole Backlog |  |  | EPSS,Pole Backlog, | EPSS Pole Backlog | EPSS Pole Backlog | EPSS,Ground Inspection, | EPSS Ground Inspection | EPSS Ground Inspection | EPSS,Ground Inspection, | EPSS Ground Inspection | EPSS Ground Inspection |  |  |  | , | FALSE
CHOLAME 2102X06 | EPSS | EPSS | EPSS | [8 empty] | Expulsion Fuse Replacement | [5 empty] | Aerial Inspection |  | Ground Inspection | Ground Inspection | Non-Pole Backlog |  | Non-Pole Backlog |  |  |  |  | Down Conductor Detection (DCD) | [10 empty] | EPSS,Non-Pole Backlog, | EPSS Non-Pole Backlog | EPSS Non-Pole Backlog | EPSS,Ground Inspection,Down Conductor Detection (DCD), | EPSS Ground Inspection Down Conductor Detection (DCD) | EPSS Ground Inspection Down Conductor Detection (DCD) | EPSS,Expulsion Fuse Replacement,Aerial Inspection,Ground Inspection,Non-Pole Backlog, | EPSS Expulsion Fuse Replacement Aerial Inspection Ground Inspection Non-Pole Backlog | EPSS Expulsion Fuse Replacement Aerial Inspection Ground Inspection Non-Pole Backlog |  |  |  | , | FALSE
PHILO 1102928 | EPSS | EPSS | EPSS | [13 empty] | Aerial Inspection | Aerial Inspection | Ground Inspection | Ground Inspection |  |  | Non-Pole Backlog |  |  |  |  | Down Conductor Detection (DCD) | [11 empty] | EPSS,Ground Inspection,Down Conductor Detection (DCD), | EPSS Ground Inspection Down Conductor Detection (DCD) | EPSS Ground Inspection Down Conductor Detection (DCD) | EPSS,Aerial Inspection,Ground Inspection,Non-Pole Backlog, | EPSS Aerial Inspection Ground Inspection Non-Pole Backlog | EPSS Aerial Inspection Ground Inspection Non-Pole Backlog | EPSS,Aerial Inspection, | EPSS Aerial Inspection | EPSS Aerial Inspection |  |  |  | , | FALSE
WYANDOTTE 110777578 | EPSS | EPSS | EPSS | [6 empty] | Expulsion Fuse Replacement | Expulsion Fuse Replacement | [5 empty] | Aerial Inspection | Aerial Inspection | Ground Inspection | Ground Inspection |  | Non-Pole Backlog | [5 empty] | Down Conductor Detection (DCD) | [11 empty] | EPSS,Expulsion Fuse Replacement,Ground Inspection,Non-Pole Backlog,Down Conductor Detection (DCD), | EPSS Expulsion Fuse Replacement Ground Inspection Non-Pole Backlog Down Conductor Detection (DCD) | EPSS Expulsion Fuse Replacement Ground Inspection Non-Pole Backlog Down Conductor Detection (DCD) | EPSS,Expulsion Fuse Replacement,Aerial Inspection,Ground Inspection, | EPSS Expulsion Fuse Replacement Aerial Inspection Ground Inspection | EPSS Expulsion Fuse Replacement Aerial Inspection Ground Inspection | EPSS,Aerial Inspection, | EPSS Aerial Inspection | EPSS Aerial Inspection |  |  |  | , | FALSE
RIO DELL 11028852 | EPSS | EPSS | EPSS | [13 empty] | Aerial Inspection | Aerial Inspection | Ground Inspection | Ground Inspection |  | Non-Pole Backlog | [5 empty] | Down Conductor Detection (DCD) | [11 empty] | EPSS,Ground Inspection,Non-Pole Backlog,Down Conductor Detection (DCD), | EPSS Ground Inspection Non-Pole Backlog Down Conductor Detection (DCD) | EPSS Ground Inspection Non-Pole Backlog Down Conductor Detection (DCD) | EPSS,Aerial Inspection,Ground Inspection, | EPSS Aerial Inspection Ground Inspection | EPSS Aerial Inspection Ground Inspection | EPSS,Aerial Inspection, | EPSS Aerial Inspection | EPSS Aerial Inspection |  |  |  | , | FALSE
RESERVATION ROAD 1101975548 | EPSS | EPSS | EPSS | [13 empty] | Aerial Inspection | Aerial Inspection | Ground Inspection | Ground Inspection | Ground Inspection | Non-Pole Backlog | [17 empty] | EPSS,Ground Inspection,Non-Pole Backlog, | EPSS Ground Inspection Non-Pole Backlog | EPSS Ground Inspection Non-Pole Backlog | EPSS,Aerial Inspection,Ground Inspection, | EPSS Aerial Inspection Ground Inspection | EPSS Aerial Inspection Ground Inspection | EPSS,Aerial Inspection,Ground Inspection, | EPSS Aerial Inspection Ground Inspection | EPSS Aerial Inspection Ground Inspection |  |  |  | , | FALSE
BELL 11082226 | EPSS | EPSS | EPSS | [7 empty] | Expulsion Fuse Replacement | [5 empty] | Aerial Inspection | Aerial Inspection | Ground Inspection | Ground Inspection |  | Non-Pole Backlog | [6 empty] | Down Conductor Detection (DCD) | [7 empty] | Pole Backlog |  |  | EPSS,Ground Inspection,Non-Pole Backlog,Pole Backlog, | EPSS Ground Inspection Non-Pole Backlog Pole Backlog | EPSS Ground Inspection Non-Pole Backlog Pole Backlog | EPSS,Expulsion Fuse Replacement,Aerial Inspection,Ground Inspection,Down Conductor Detection (DCD), | EPSS Expulsion Fuse Replacement Aerial Inspection Ground Inspection Down Conductor Detection (DCD) | EPSS Expulsion Fuse Replacement Aerial Inspection Ground Inspection Down Conductor Detection (DCD) | EPSS,Aerial Inspection, | EPSS Aerial Inspection | EPSS Aerial Inspection |  |  |  | , | FALSE
EDES 1112CR308 | EPSS | EPSS | EPSS | [8 empty] | Expulsion Fuse Replacement |  |  |  |  | Aerial Inspection | Aerial Inspection | Ground Inspection | Ground Inspection |  | Non-Pole Backlog | Non-Pole Backlog | [5 empty] | Down Conductor Detection (DCD) | [10 empty] | EPSS,Ground Inspection,Non-Pole Backlog, | EPSS Ground Inspection Non-Pole Backlog | EPSS Ground Inspection Non-Pole Backlog | EPSS,Aerial Inspection,Ground Inspection,Non-Pole Backlog,Down Conductor Detection (DCD), | EPSS Aerial Inspection Ground Inspection Non-Pole Backlog Down Conductor Detection (DCD) | EPSS Aerial Inspection Ground Inspection Non-Pole Backlog Down Conductor Detection (DCD) | EPSS,Expulsion Fuse Replacement,Aerial Inspection, | EPSS Expulsion Fuse Replacement Aerial Inspection | EPSS Expulsion Fuse Replacement Aerial Inspection |  |  |  | , | FALSE
POTTER VALLEY P H 110495878 | EPSS | EPSS | EPSS | [5 empty] | Overhead Hardening | [8 empty] | Aerial Inspection |  | Ground Inspection | Ground Inspection | [6 empty] | Down Conductor Detection (DCD) | [11 empty] | EPSS,Down Conductor Detection (DCD), | EPSS Down Conductor Detection (DCD) | EPSS Down Conductor Detection (DCD) | EPSS,Ground Inspection, | EPSS Ground Inspection | EPSS Ground Inspection | EPSS,Overhead Hardening,Aerial Inspection,Ground Inspection, | EPSS Overhead Hardening Aerial Inspection Ground Inspection | EPSS Overhead Hardening Aerial Inspection Ground Inspection |  |  |  | , | FALSE
STELLING 110913228 | EPSS | EPSS | EPSS | [6 empty] | Expulsion Fuse Replacement | [7 empty] | Aerial Inspection | Ground Inspection | Ground Inspection | Ground Inspection | Non-Pole Backlog | [17 empty] | EPSS,Expulsion Fuse Replacement,Ground Inspection,Non-Pole Backlog, | EPSS Expulsion Fuse Replacement Ground Inspection Non-Pole Backlog | EPSS Expulsion Fuse Replacement Ground Inspection Non-Pole Backlog | EPSS,Ground Inspection, | EPSS Ground Inspection | EPSS Ground Inspection | EPSS,Aerial Inspection,Ground Inspection, | EPSS Aerial Inspection Ground Inspection | EPSS Aerial Inspection Ground Inspection |  |  |  | , | FALSE
WYANDOTTE 1109702710 | EPSS | EPSS | EPSS |  | Undergrounding |  |  | Overhead Hardening |  | Expulsion Fuse Replacement | [6 empty] | Aerial Inspection | Aerial Inspection | Ground Inspection | Ground Inspection | [7 empty] | Down Conductor Detection (DCD) | [11 empty] | EPSS,Expulsion Fuse Replacement,Ground Inspection,Down Conductor Detection (DCD), | EPSS Expulsion Fuse Replacement Ground Inspection Down Conductor Detection (DCD) | EPSS Expulsion Fuse Replacement Ground Inspection Down Conductor Detection (DCD) | EPSS,Undergrounding,Overhead Hardening,Aerial Inspection,Ground Inspection, | EPSS Undergrounding Overhead Hardening Aerial Inspection Ground Inspection | EPSS Undergrounding Overhead Hardening Aerial Inspection Ground Inspection | EPSS,Aerial Inspection, | EPSS Aerial Inspection | EPSS Aerial Inspection | Undergrounding |  | Overhead Hardening | Undergrounding,Overhead Hardening, | Undergrounding Overhead Hardening | Undergrounding Overhead Hardening
EEL RIVER 11024814 | EPSS | EPSS | EPSS | [6 empty] | Expulsion Fuse Replacement | Expulsion Fuse Replacement | [5 empty] | Aerial Inspection |  | Ground Inspection | [8 empty] | Down Conductor Detection (DCD) | [11 empty] | EPSS,Expulsion Fuse Replacement,Ground Inspection,Down Conductor Detection (DCD), | EPSS Expulsion Fuse Replacement Ground Inspection Down Conductor Detection (DCD) | EPSS Expulsion Fuse Replacement Ground Inspection Down Conductor Detection (DCD) | EPSS,Expulsion Fuse Replacement,Aerial Inspection, | EPSS Expulsion Fuse Replacement Aerial Inspection | EPSS Expulsion Fuse Replacement Aerial Inspection | EPSS, | EPSS | EPSS |  |  |  | , | FALSE
PETALUMA C 1109857148 | EPSS | EPSS | EPSS | [6 empty] | Expulsion Fuse Replacement | [6 empty] | Aerial Inspection | Aerial Inspection | Ground Inspection | Ground Inspection |  | Non-Pole Backlog |  | Non-Pole Backlog | [6 empty] | Line Sensors | [8 empty] | EPSS,Expulsion Fuse Replacement,Ground Inspection,Non-Pole Backlog,Line Sensors, | EPSS Expulsion Fuse Replacement Ground Inspection Non-Pole Backlog Line Sensors | EPSS Expulsion Fuse Replacement Ground Inspection Non-Pole Backlog Line Sensors | EPSS,Aerial Inspection,Ground Inspection, | EPSS Aerial Inspection Ground Inspection | EPSS Aerial Inspection Ground Inspection | EPSS,Aerial Inspection,Non-Pole Backlog, | EPSS Aerial Inspection Non-Pole Backlog | EPSS Aerial Inspection Non-Pole Backlog |  |  |  | , | FALSE
CHESTER 1101656108 | EPSS | EPSS | EPSS | [15 empty] | Ground Inspection |  | Ground Inspection | [18 empty] | EPSS,Ground Inspection, | EPSS Ground Inspection | EPSS Ground Inspection | EPSS, | EPSS | EPSS | EPSS,Ground Inspection, | EPSS Ground Inspection | EPSS Ground Inspection |  |  |  | , | FALSE
PIT NO 5 11011660 | EPSS | EPSS | EPSS | [13 empty] | Aerial Inspection | Aerial Inspection | Ground Inspection | Ground Inspection |  | Non-Pole Backlog | [5 empty] | Down Conductor Detection (DCD) | [8 empty] | Pole Backlog |  |  | EPSS,Ground Inspection,Non-Pole Backlog,Down Conductor Detection (DCD),Pole Backlog, | EPSS Ground Inspection Non-Pole Backlog Down Conductor Detection (DCD) Pole Backlog | EPSS Ground Inspection Non-Pole Backlog Down Conductor Detection (DCD) Pole Backlog | EPSS,Aerial Inspection,Ground Inspection, | EPSS Aerial Inspection Ground Inspection | EPSS Aerial Inspection Ground Inspection | EPSS,Aerial Inspection, | EPSS Aerial Inspection | EPSS Aerial Inspection |  |  |  | , | FALSE
BIG RIVER 1101952 | EPSS | EPSS | EPSS | [7 empty] | Expulsion Fuse Replacement | Expulsion Fuse Replacement |  |  |  |  | Aerial Inspection | Aerial Inspection | Ground Inspection | Ground Inspection |  | Non-Pole Backlog |  | Non-Pole Backlog |  |  |  | Down Conductor Detection (DCD) | [11 empty] | EPSS,Ground Inspection,Non-Pole Backlog,Down Conductor Detection (DCD), | EPSS Ground Inspection Non-Pole Backlog Down Conductor Detection (DCD) | EPSS Ground Inspection Non-Pole Backlog Down Conductor Detection (DCD) | EPSS,Expulsion Fuse Replacement,Aerial Inspection,Ground Inspection, | EPSS Expulsion Fuse Replacement Aerial Inspection Ground Inspection | EPSS Expulsion Fuse Replacement Aerial Inspection Ground Inspection | EPSS,Expulsion Fuse Replacement,Aerial Inspection,Non-Pole Backlog, | EPSS Expulsion Fuse Replacement Aerial Inspection Non-Pole Backlog | EPSS Expulsion Fuse Replacement Aerial Inspection Non-Pole Backlog |  |  |  | , | FALSE
OLETA 11011208 | EPSS | EPSS | EPSS | [6 empty] | Expulsion Fuse Replacement | [6 empty] | Aerial Inspection | Aerial Inspection | Ground Inspection | Ground Inspection | Ground Inspection | Non-Pole Backlog | [5 empty] | Down Conductor Detection (DCD) | [8 empty] | Pole Backlog |  |  | EPSS,Expulsion Fuse Replacement,Ground Inspection,Non-Pole Backlog,Down Conductor Detection (DCD),Pole Backlog, | EPSS Expulsion Fuse Replacement Ground Inspection Non-Pole Backlog Down Conductor Detection (DCD) Pole Backlog | EPSS Expulsion Fuse Replacement Ground Inspection Non-Pole Backlog Down Conductor Detection (DCD) Pole Backlog | EPSS,Aerial Inspection,Ground Inspection, | EPSS Aerial Inspection Ground Inspection | EPSS Aerial Inspection Ground Inspection | EPSS,Aerial Inspection,Ground Inspection, | EPSS Aerial Inspection Ground Inspection | EPSS Aerial Inspection Ground Inspection |  |  |  | , | FALSE
ROSSMOOR 110676468 | EPSS | EPSS | EPSS | [14 empty] | Aerial Inspection |  | Ground Inspection | [19 empty] | EPSS, | EPSS | EPSS | EPSS,Ground Inspection, | EPSS Ground Inspection | EPSS Ground Inspection | EPSS,Aerial Inspection, | EPSS Aerial Inspection | EPSS Aerial Inspection |  |  |  | , | FALSE
LOS OSITOS 2103695270 | EPSS | EPSS | EPSS | [16 empty] | Ground Inspection | Ground Inspection | [7 empty] | Down Conductor Detection (DCD) |  | Line Sensors | [8 empty] | EPSS,Line Sensors, | EPSS Line Sensors | EPSS Line Sensors | EPSS,Ground Inspection,Down Conductor Detection (DCD), | EPSS Ground Inspection Down Conductor Detection (DCD) | EPSS Ground Inspection Down Conductor Detection (DCD) | EPSS,Ground Inspection, | EPSS Ground Inspection | EPSS Ground Inspection |  |  |  | , | FALSE
KONOCTI 1102985276 | EPSS | EPSS | EPSS | [13 empty] | Aerial Inspection |  | Ground Inspection |  | Ground Inspection | [6 empty] | Down Conductor Detection (DCD) | [11 empty] | EPSS,Ground Inspection,Down Conductor Detection (DCD), | EPSS Ground Inspection Down Conductor Detection (DCD) | EPSS Ground Inspection Down Conductor Detection (DCD) | EPSS,Aerial Inspection, | EPSS Aerial Inspection | EPSS Aerial Inspection | EPSS,Ground Inspection, | EPSS Ground Inspection | EPSS Ground Inspection |  |  |  | , | FALSE
CLARKSVILLE 210419632 | EPSS | EPSS | EPSS | [14 empty] | Aerial Inspection |  | Ground Inspection | Ground Inspection | Non-Pole Backlog | [17 empty] | EPSS,Non-Pole Backlog, | EPSS Non-Pole Backlog | EPSS Non-Pole Backlog | EPSS,Ground Inspection, | EPSS Ground Inspection | EPSS Ground Inspection | EPSS,Aerial Inspection,Ground Inspection, | EPSS Aerial Inspection Ground Inspection | EPSS Aerial Inspection Ground Inspection |  |  |  | , | FALSE
SAN RAFAEL 1104717160 | EPSS | EPSS | EPSS | [8 empty] | Expulsion Fuse Replacement |  |  |  |  | Aerial Inspection | Aerial Inspection | Ground Inspection | Ground Inspection | Ground Inspection | Non-Pole Backlog |  | Non-Pole Backlog | [14 empty] | Pole Backlog | EPSS,Ground Inspection,Non-Pole Backlog, | EPSS Ground Inspection Non-Pole Backlog | EPSS Ground Inspection Non-Pole Backlog | EPSS,Aerial Inspection,Ground Inspection, | EPSS Aerial Inspection Ground Inspection | EPSS Aerial Inspection Ground Inspection | EPSS,Expulsion Fuse Replacement,Aerial Inspection,Ground Inspection,Non-Pole Backlog,Pole Backlog, | EPSS Expulsion Fuse Replacement Aerial Inspection Ground Inspection Non-Pole Backlog Pole Backlog | EPSS Expulsion Fuse Replacement Aerial Inspection Ground Inspection Non-Pole Backlog Pole Backlog |  |  |  | , | FALSE
VACAVILLE 1112CB | EPSS | EPSS | EPSS | [16 empty] | Ground Inspection | Ground Inspection | [18 empty] | EPSS, | EPSS | EPSS | EPSS,Ground Inspection, | EPSS Ground Inspection | EPSS Ground Inspection | EPSS,Ground Inspection, | EPSS Ground Inspection | EPSS Ground Inspection |  |  |  | , | FALSE
PERRY 110185870 | EPSS | EPSS | EPSS | [14 empty] | Aerial Inspection |  | Ground Inspection |  | Non-Pole Backlog | [7 empty] | Down Conductor Detection (DCD) | [9 empty] | EPSS,Non-Pole Backlog, | EPSS Non-Pole Backlog | EPSS Non-Pole Backlog | EPSS,Ground Inspection, | EPSS Ground Inspection | EPSS Ground Inspection | EPSS,Aerial Inspection,Down Conductor Detection (DCD), | EPSS Aerial Inspection Down Conductor Detection (DCD) | EPSS Aerial Inspection Down Conductor Detection (DCD) |  |  |  | , | FALSE
BRUNSWICK 1107357568 | EPSS | EPSS | EPSS | [8 empty] | Expulsion Fuse Replacement |  |  |  |  | Aerial Inspection | Aerial Inspection | Ground Inspection | Ground Inspection | [8 empty] | Down Conductor Detection (DCD) | [10 empty] | EPSS,Ground Inspection, | EPSS Ground Inspection | EPSS Ground Inspection | EPSS,Aerial Inspection,Ground Inspection,Down Conductor Detection (DCD), | EPSS Aerial Inspection Ground Inspection Down Conductor Detection (DCD) | EPSS Aerial Inspection Ground Inspection Down Conductor Detection (DCD) | EPSS,Expulsion Fuse Replacement,Aerial Inspection, | EPSS Expulsion Fuse Replacement Aerial Inspection | EPSS Expulsion Fuse Replacement Aerial Inspection |  |  |  | , | FALSE
SAN LUIS OBISPO 1104V10 | EPSS | EPSS | EPSS | [14 empty] | Aerial Inspection |  | Ground Inspection | [8 empty] | Down Conductor Detection (DCD) | [10 empty] | EPSS, | EPSS | EPSS | EPSS,Ground Inspection,Down Conductor Detection (DCD), | EPSS Ground Inspection Down Conductor Detection (DCD) | EPSS Ground Inspection Down Conductor Detection (DCD) | EPSS,Aerial Inspection, | EPSS Aerial Inspection | EPSS Aerial Inspection |  |  |  | , | FALSE
HOOPA 110182542 | EPSS | EPSS | EPSS | [7 empty] | Expulsion Fuse Replacement | [5 empty] | Aerial Inspection | Aerial Inspection | Ground Inspection | Ground Inspection |  | Non-Pole Backlog | [5 empty] | Down Conductor Detection (DCD) | [8 empty] | Pole Backlog |  |  | EPSS,Ground Inspection,Non-Pole Backlog,Down Conductor Detection (DCD),Pole Backlog, | EPSS Ground Inspection Non-Pole Backlog Down Conductor Detection (DCD) Pole Backlog | EPSS Ground Inspection Non-Pole Backlog Down Conductor Detection (DCD) Pole Backlog | EPSS,Expulsion Fuse Replacement,Aerial Inspection,Ground Inspection, | EPSS Expulsion Fuse Replacement Aerial Inspection Ground Inspection | EPSS Expulsion Fuse Replacement Aerial Inspection Ground Inspection | EPSS,Aerial Inspection, | EPSS Aerial Inspection | EPSS Aerial Inspection |  |  |  | , | FALSE
OREGON TRAIL 11041634 | EPSS | EPSS | EPSS | [6 empty] | Expulsion Fuse Replacement | [6 empty] | Aerial Inspection | Aerial Inspection | Ground Inspection | Ground Inspection | Ground Inspection | Non-Pole Backlog | [5 empty] | Down Conductor Detection (DCD) | [11 empty] | EPSS,Expulsion Fuse Replacement,Ground Inspection,Non-Pole Backlog,Down Conductor Detection (DCD), | EPSS Expulsion Fuse Replacement Ground Inspection Non-Pole Backlog Down Conductor Detection (DCD) | EPSS Expulsion Fuse Replacement Ground Inspection Non-Pole Backlog Down Conductor Detection (DCD) | EPSS,Aerial Inspection,Ground Inspection, | EPSS Aerial Inspection Ground Inspection | EPSS Aerial Inspection Ground Inspection | EPSS,Aerial Inspection,Ground Inspection, | EPSS Aerial Inspection Ground Inspection | EPSS Aerial Inspection Ground Inspection |  |  |  | , | FALSE
RESEARCH 2102D537R | EPSS | EPSS | EPSS | [14 empty] | Aerial Inspection |  | Ground Inspection | Ground Inspection | [18 empty] | EPSS, | EPSS | EPSS | EPSS,Ground Inspection, | EPSS Ground Inspection | EPSS Ground Inspection | EPSS,Aerial Inspection,Ground Inspection, | EPSS Aerial Inspection Ground Inspection | EPSS Aerial Inspection Ground Inspection |  |  |  | , | FALSE
PENRYN 110351658 | EPSS | EPSS | EPSS | [9 empty] | Surge Arrestor Replacement |  |  |  |  | Aerial Inspection |  | Ground Inspection | Ground Inspection | Non-Pole Backlog | [6 empty] | Down Conductor Detection (DCD) | [10 empty] | EPSS,Surge Arrestor Replacement,Non-Pole Backlog, | EPSS Surge Arrestor Replacement Non-Pole Backlog | EPSS Surge Arrestor Replacement Non-Pole Backlog | EPSS,Ground Inspection,Down Conductor Detection (DCD), | EPSS Ground Inspection Down Conductor Detection (DCD) | EPSS Ground Inspection Down Conductor Detection (DCD) | EPSS,Aerial Inspection,Ground Inspection, | EPSS Aerial Inspection Ground Inspection | EPSS Aerial Inspection Ground Inspection |  |  |  | , | FALSE
DESCHUTES 110449024 | EPSS | EPSS | EPSS | [5 empty] | Overhead Hardening | Expulsion Fuse Replacement | [6 empty] | Aerial Inspection | Aerial Inspection | Ground Inspection | Ground Inspection | Ground Inspection | Non-Pole Backlog | [5 empty] | Down Conductor Detection (DCD) | [11 empty] | EPSS,Expulsion Fuse Replacement,Ground Inspection,Non-Pole Backlog,Down Conductor Detection (DCD), | EPSS Expulsion Fuse Replacement Ground Inspection Non-Pole Backlog Down Conductor Detection (DCD) | EPSS Expulsion Fuse Replacement Ground Inspection Non-Pole Backlog Down Conductor Detection (DCD) | EPSS,Aerial Inspection,Ground Inspection, | EPSS Aerial Inspection Ground Inspection | EPSS Aerial Inspection Ground Inspection | EPSS,Overhead Hardening,Aerial Inspection,Ground Inspection, | EPSS Overhead Hardening Aerial Inspection Ground Inspection | EPSS Overhead Hardening Aerial Inspection Ground Inspection |  |  | Overhead Hardening | ,Overhead Hardening, | Overhead Hardening | Overhead Hardening
COARSEGOLD 21025722 | EPSS | EPSS | EPSS | [17 empty] | Ground Inspection | [6 empty] | Down Conductor Detection (DCD) | [11 empty] | EPSS,Down Conductor Detection (DCD), | EPSS Down Conductor Detection (DCD) | EPSS Down Conductor Detection (DCD) | EPSS, | EPSS | EPSS | EPSS,Ground Inspection, | EPSS Ground Inspection | EPSS Ground Inspection |  |  |  | , | FALSE
SAN LUIS OBISPO 1107CB | EPSS | EPSS | EPSS | [14 empty] | Aerial Inspection |  | Ground Inspection |  | Non-Pole Backlog | [17 empty] | EPSS,Non-Pole Backlog, | EPSS Non-Pole Backlog | EPSS Non-Pole Backlog | EPSS,Ground Inspection, | EPSS Ground Inspection | EPSS Ground Inspection | EPSS,Aerial Inspection, | EPSS Aerial Inspection | EPSS Aerial Inspection |  |  |  | , | FALSE
WYANDOTTE 110313018 | EPSS | EPSS | EPSS | [13 empty] | Aerial Inspection | Aerial Inspection | Ground Inspection | Ground Inspection | [19 empty] | EPSS,Ground Inspection, | EPSS Ground Inspection | EPSS Ground Inspection | EPSS,Aerial Inspection,Ground Inspection, | EPSS Aerial Inspection Ground Inspection | EPSS Aerial Inspection Ground Inspection | EPSS,Aerial Inspection, | EPSS Aerial Inspection | EPSS Aerial Inspection |  |  |  | , | FALSE
POINT MORETTI 1101415734 | EPSS | EPSS | EPSS |  |  |  | Overhead Hardening |  |  | Expulsion Fuse Replacement |  |  |  | Surge Arrestor Replacement |  |  |  | Aerial Inspection |  | Ground Inspection | [10 empty] | Line Sensors | [8 empty] | EPSS,Overhead Hardening,Expulsion Fuse Replacement,Line Sensors, | EPSS Overhead Hardening Expulsion Fuse Replacement Line Sensors | EPSS Overhead Hardening Expulsion Fuse Replacement Line Sensors | EPSS,Surge Arrestor Replacement,Ground Inspection, | EPSS Surge Arrestor Replacement Ground Inspection | EPSS Surge Arrestor Replacement Ground Inspection | EPSS,Aerial Inspection, | EPSS Aerial Inspection | EPSS Aerial Inspection |  |  |  | , | FALSE
VINEYARD 2107246084 | EPSS | EPSS | EPSS | [14 empty] | Aerial Inspection |  | Ground Inspection | [19 empty] | EPSS, | EPSS | EPSS | EPSS,Ground Inspection, | EPSS Ground Inspection | EPSS Ground Inspection | EPSS,Aerial Inspection, | EPSS Aerial Inspection | EPSS Aerial Inspection |  |  |  | , | FALSE
COTATI 1103CB | EPSS | EPSS | EPSS | [6 empty] | Expulsion Fuse Replacement | [6 empty] | Aerial Inspection |  | Ground Inspection | [20 empty] | EPSS,Expulsion Fuse Replacement,Ground Inspection, | EPSS Expulsion Fuse Replacement Ground Inspection | EPSS Expulsion Fuse Replacement Ground Inspection | EPSS,Aerial Inspection, | EPSS Aerial Inspection | EPSS Aerial Inspection | EPSS, | EPSS | EPSS |  |  |  | , | FALSE
ROSSMOOR 1104892332 | EPSS | EPSS | EPSS | [13 empty] | Aerial Inspection |  | Ground Inspection | [9 empty] | Down Conductor Detection (DCD) | [10 empty] | EPSS,Ground Inspection, | EPSS Ground Inspection | EPSS Ground Inspection | EPSS,Aerial Inspection,Down Conductor Detection (DCD), | EPSS Aerial Inspection Down Conductor Detection (DCD) | EPSS Aerial Inspection Down Conductor Detection (DCD) | EPSS, | EPSS | EPSS |  |  |  | , | FALSE
SAN RAFAEL 1106155772 | EPSS | EPSS | EPSS | [14 empty] | Aerial Inspection |  | Ground Inspection | Ground Inspection | Non-Pole Backlog | [6 empty] | Down Conductor Detection (DCD) | [10 empty] | EPSS,Non-Pole Backlog, | EPSS Non-Pole Backlog | EPSS Non-Pole Backlog | EPSS,Ground Inspection,Down Conductor Detection (DCD), | EPSS Ground Inspection Down Conductor Detection (DCD) | EPSS Ground Inspection Down Conductor Detection (DCD) | EPSS,Aerial Inspection,Ground Inspection, | EPSS Aerial Inspection Ground Inspection | EPSS Aerial Inspection Ground Inspection |  |  |  | , | FALSE
MARTELL 1103CB | EPSS | EPSS | EPSS | [6 empty] | Expulsion Fuse Replacement | [7 empty] | Aerial Inspection | Ground Inspection | Ground Inspection | Ground Inspection | [18 empty] | EPSS,Expulsion Fuse Replacement,Ground Inspection, | EPSS Expulsion Fuse Replacement Ground Inspection | EPSS Expulsion Fuse Replacement Ground Inspection | EPSS,Ground Inspection, | EPSS Ground Inspection | EPSS Ground Inspection | EPSS,Aerial Inspection,Ground Inspection, | EPSS Aerial Inspection Ground Inspection | EPSS Aerial Inspection Ground Inspection |  |  |  | , | FALSE
CLARK ROAD 1102CB | EPSS | EPSS | EPSS | Undergrounding | Undergrounding | [8 empty] | Surge Arrestor Replacement |  |  | Aerial Inspection |  | Ground Inspection |  | Ground Inspection | Non-Pole Backlog | [17 empty] | EPSS,Undergrounding,Ground Inspection,Non-Pole Backlog, | EPSS Undergrounding Ground Inspection Non-Pole Backlog | EPSS Undergrounding Ground Inspection Non-Pole Backlog | EPSS,Undergrounding,Surge Arrestor Replacement,Aerial Inspection, | EPSS Undergrounding Surge Arrestor Replacement Aerial Inspection | EPSS Undergrounding Surge Arrestor Replacement Aerial Inspection | EPSS,Ground Inspection, | EPSS Ground Inspection | EPSS Ground Inspection |  |  |  | , | FALSE
DEL MONTE 21049096 | EPSS | EPSS | EPSS | [13 empty] | Aerial Inspection | Aerial Inspection | Ground Inspection | Ground Inspection | Ground Inspection | Non-Pole Backlog |  | Non-Pole Backlog | [15 empty] | EPSS,Ground Inspection,Non-Pole Backlog, | EPSS Ground Inspection Non-Pole Backlog | EPSS Ground Inspection Non-Pole Backlog | EPSS,Aerial Inspection,Ground Inspection, | EPSS Aerial Inspection Ground Inspection | EPSS Aerial Inspection Ground Inspection | EPSS,Aerial Inspection,Ground Inspection,Non-Pole Backlog, | EPSS Aerial Inspection Ground Inspection Non-Pole Backlog | EPSS Aerial Inspection Ground Inspection Non-Pole Backlog |  |  |  | , | FALSE
BANGOR 11011958 | EPSS | EPSS | EPSS | [9 empty] | Surge Arrestor Replacement |  |  |  | Aerial Inspection | Aerial Inspection | Ground Inspection | Ground Inspection | Ground Inspection | Non-Pole Backlog | [5 empty] | Down Conductor Detection (DCD) |  |  | Line Sensors | [5 empty] | Pole Backlog |  |  | EPSS,Surge Arrestor Replacement,Ground Inspection,Non-Pole Backlog,Down Conductor Detection (DCD),Line Sensors,Pole Backlog, | EPSS Surge Arrestor Replacement Ground Inspection Non-Pole Backlog Down Conductor Detection (DCD) Line Sensors Pole Backlog | EPSS Surge Arrestor Replacement Ground Inspection Non-Pole Backlog Down Conductor Detection (DCD) Line Sensors Pole Backlog | EPSS,Aerial Inspection,Ground Inspection, | EPSS Aerial Inspection Ground Inspection | EPSS Aerial Inspection Ground Inspection | EPSS,Aerial Inspection,Ground Inspection, | EPSS Aerial Inspection Ground Inspection | EPSS Aerial Inspection Ground Inspection |  | Line Removal |  | ,Line Removal, | Line Removal | Line Removal
ARCATA 11224218 | EPSS | EPSS | EPSS | [36 empty] | EPSS, | EPSS | EPSS | EPSS, | EPSS | EPSS | EPSS, | EPSS | EPSS |  |  |  | , | FALSE
HARRIS 1109355914 | EPSS | EPSS | EPSS | [7 empty] | Expulsion Fuse Replacement | Expulsion Fuse Replacement |  |  |  |  | Aerial Inspection | Aerial Inspection | Ground Inspection | Ground Inspection |  | Non-Pole Backlog |  | Non-Pole Backlog | [15 empty] | EPSS,Ground Inspection,Non-Pole Backlog, | EPSS Ground Inspection Non-Pole Backlog | EPSS Ground Inspection Non-Pole Backlog | EPSS,Expulsion Fuse Replacement,Aerial Inspection,Ground Inspection, | EPSS Expulsion Fuse Replacement Aerial Inspection Ground Inspection | EPSS Expulsion Fuse Replacement Aerial Inspection Ground Inspection | EPSS,Expulsion Fuse Replacement,Aerial Inspection,Non-Pole Backlog, | EPSS Expulsion Fuse Replacement Aerial Inspection Non-Pole Backlog | EPSS Expulsion Fuse Replacement Aerial Inspection Non-Pole Backlog |  | Line Removal |  | ,Line Removal, | Line Removal | Line Removal
FORT BRAGG A 1104872358 | EPSS | EPSS | EPSS | [7 empty] | Expulsion Fuse Replacement | Expulsion Fuse Replacement |  |  |  |  | Aerial Inspection |  | Ground Inspection |  |  | Non-Pole Backlog | [6 empty] | Down Conductor Detection (DCD) |  | Line Sensors | [8 empty] | EPSS,Ground Inspection,Non-Pole Backlog,Line Sensors, | EPSS Ground Inspection Non-Pole Backlog Line Sensors | EPSS Ground Inspection Non-Pole Backlog Line Sensors | EPSS,Expulsion Fuse Replacement,Aerial Inspection,Down Conductor Detection (DCD), | EPSS Expulsion Fuse Replacement Aerial Inspection Down Conductor Detection (DCD) | EPSS Expulsion Fuse Replacement Aerial Inspection Down Conductor Detection (DCD) | EPSS,Expulsion Fuse Replacement, | EPSS Expulsion Fuse Replacement | EPSS Expulsion Fuse Replacement |  |  |  | , | FALSE
DIAMOND SPRINGS 1107217974 | EPSS | EPSS | EPSS | [13 empty] | Aerial Inspection |  | Ground Inspection |  |  | Non-Pole Backlog | [8 empty] | Line Sensors | [8 empty] | EPSS,Ground Inspection,Non-Pole Backlog,Line Sensors, | EPSS Ground Inspection Non-Pole Backlog Line Sensors | EPSS Ground Inspection Non-Pole Backlog Line Sensors | EPSS,Aerial Inspection, | EPSS Aerial Inspection | EPSS Aerial Inspection | EPSS, | EPSS | EPSS |  |  |  | , | FALSE
COTATI 110599720 | EPSS | EPSS | EPSS | [6 empty] | Expulsion Fuse Replacement | [6 empty] | Aerial Inspection | Aerial Inspection | Ground Inspection | Ground Inspection | Ground Inspection | Non-Pole Backlog | [5 empty] | Down Conductor Detection (DCD) | [11 empty] | EPSS,Expulsion Fuse Replacement,Ground Inspection,Non-Pole Backlog,Down Conductor Detection (DCD), | EPSS Expulsion Fuse Replacement Ground Inspection Non-Pole Backlog Down Conductor Detection (DCD) | EPSS Expulsion Fuse Replacement Ground Inspection Non-Pole Backlog Down Conductor Detection (DCD) | EPSS,Aerial Inspection,Ground Inspection, | EPSS Aerial Inspection Ground Inspection | EPSS Aerial Inspection Ground Inspection | EPSS,Aerial Inspection,Ground Inspection, | EPSS Aerial Inspection Ground Inspection | EPSS Aerial Inspection Ground Inspection |  |  |  | , | FALSE
FORT BRAGG A 11044690 | EPSS | EPSS | EPSS | [7 empty] | Expulsion Fuse Replacement | Expulsion Fuse Replacement |  |  |  |  | Aerial Inspection | Aerial Inspection | Ground Inspection | Ground Inspection |  | Non-Pole Backlog | Non-Pole Backlog | [5 empty] | Down Conductor Detection (DCD) |  | Line Sensors | [5 empty] | Pole Backlog |  |  | EPSS,Ground Inspection,Non-Pole Backlog,Line Sensors,Pole Backlog, | EPSS Ground Inspection Non-Pole Backlog Line Sensors Pole Backlog | EPSS Ground Inspection Non-Pole Backlog Line Sensors Pole Backlog | EPSS,Expulsion Fuse Replacement,Aerial Inspection,Ground Inspection,Non-Pole Backlog,Down Conductor Detection (DCD), | EPSS Expulsion Fuse Replacement Aerial Inspection Ground Inspection Non-Pole Backlog Down Conductor Detection (DCD) | EPSS Expulsion Fuse Replacement Aerial Inspection Ground Inspection Non-Pole Backlog Down Conductor Detection (DCD) | EPSS,Expulsion Fuse Replacement,Aerial Inspection, | EPSS Expulsion Fuse Replacement Aerial Inspection | EPSS Expulsion Fuse Replacement Aerial Inspection |  |  |  | , | FALSE
ANDERSON 1101CB | EPSS | EPSS | EPSS | [14 empty] | Aerial Inspection |  | Ground Inspection | Ground Inspection | [18 empty] | EPSS, | EPSS | EPSS | EPSS,Ground Inspection, | EPSS Ground Inspection | EPSS Ground Inspection | EPSS,Aerial Inspection,Ground Inspection, | EPSS Aerial Inspection Ground Inspection | EPSS Aerial Inspection Ground Inspection |  | Line Removal |  | ,Line Removal, | Line Removal | Line Removal
BUELLTON 1101Y06 | EPSS | EPSS | EPSS | [6 empty] | Expulsion Fuse Replacement | [6 empty] | Aerial Inspection | Aerial Inspection | Ground Inspection | Ground Inspection | Ground Inspection | Non-Pole Backlog | Non-Pole Backlog |  |  |  |  | Down Conductor Detection (DCD) | [8 empty] | Pole Backlog |  |  | EPSS,Expulsion Fuse Replacement,Ground Inspection,Non-Pole Backlog,Down Conductor Detection (DCD),Pole Backlog, | EPSS Expulsion Fuse Replacement Ground Inspection Non-Pole Backlog Down Conductor Detection (DCD) Pole Backlog | EPSS Expulsion Fuse Replacement Ground Inspection Non-Pole Backlog Down Conductor Detection (DCD) Pole Backlog | EPSS,Aerial Inspection,Ground Inspection,Non-Pole Backlog, | EPSS Aerial Inspection Ground Inspection Non-Pole Backlog | EPSS Aerial Inspection Ground Inspection Non-Pole Backlog | EPSS,Aerial Inspection,Ground Inspection, | EPSS Aerial Inspection Ground Inspection | EPSS Aerial Inspection Ground Inspection |  |  |  | , | FALSE
WILLITS 1104188268 | EPSS | EPSS | EPSS | [6 empty] | Expulsion Fuse Replacement | Expulsion Fuse Replacement | Expulsion Fuse Replacement |  |  |  |  | Aerial Inspection | Aerial Inspection | Ground Inspection | Ground Inspection | [7 empty] | Down Conductor Detection (DCD) | [11 empty] | EPSS,Expulsion Fuse Replacement,Ground Inspection,Down Conductor Detection (DCD), | EPSS Expulsion Fuse Replacement Ground Inspection Down Conductor Detection (DCD) | EPSS Expulsion Fuse Replacement Ground Inspection Down Conductor Detection (DCD) | EPSS,Expulsion Fuse Replacement,Aerial Inspection,Ground Inspection, | EPSS Expulsion Fuse Replacement Aerial Inspection Ground Inspection | EPSS Expulsion Fuse Replacement Aerial Inspection Ground Inspection | EPSS,Expulsion Fuse Replacement,Aerial Inspection, | EPSS Expulsion Fuse Replacement Aerial Inspection | EPSS Expulsion Fuse Replacement Aerial Inspection |  |  |  | , | FALSE
BIG MEADOWS 21012246 | EPSS | EPSS | EPSS | [17 empty] | Ground Inspection | Non-Pole Backlog |  | Non-Pole Backlog | [6 empty] | Line Sensors | [8 empty] | EPSS,Non-Pole Backlog,Line Sensors, | EPSS Non-Pole Backlog Line Sensors | EPSS Non-Pole Backlog Line Sensors | EPSS, | EPSS | EPSS | EPSS,Ground Inspection,Non-Pole Backlog, | EPSS Ground Inspection Non-Pole Backlog | EPSS Ground Inspection Non-Pole Backlog |  |  |  | , | FALSE
MORGAN HILL 2104152774 | EPSS | EPSS | EPSS | [6 empty] | Expulsion Fuse Replacement | Expulsion Fuse Replacement | Expulsion Fuse Replacement |  |  |  |  | Aerial Inspection | Aerial Inspection | Ground Inspection | Ground Inspection | [8 empty] | Down Conductor Detection (DCD) | [10 empty] | EPSS,Expulsion Fuse Replacement,Ground Inspection, | EPSS Expulsion Fuse Replacement Ground Inspection | EPSS Expulsion Fuse Replacement Ground Inspection | EPSS,Expulsion Fuse Replacement,Aerial Inspection,Ground Inspection,Down Conductor Detection (DCD), | EPSS Expulsion Fuse Replacement Aerial Inspection Ground Inspection Down Conductor Detection (DCD) | EPSS Expulsion Fuse Replacement Aerial Inspection Ground Inspection Down Conductor Detection (DCD) | EPSS,Expulsion Fuse Replacement,Aerial Inspection, | EPSS Expulsion Fuse Replacement Aerial Inspection | EPSS Expulsion Fuse Replacement Aerial Inspection |  |  |  | , | FALSE
FRANKLIN 1104P146 | EPSS | EPSS | EPSS | [7 empty] | Expulsion Fuse Replacement | [6 empty] | Aerial Inspection |  | Ground Inspection |  | Non-Pole Backlog | [6 empty] | Down Conductor Detection (DCD) | [10 empty] | EPSS,Non-Pole Backlog, | EPSS Non-Pole Backlog | EPSS Non-Pole Backlog | EPSS,Expulsion Fuse Replacement,Ground Inspection,Down Conductor Detection (DCD), | EPSS Expulsion Fuse Replacement Ground Inspection Down Conductor Detection (DCD) | EPSS Expulsion Fuse Replacement Ground Inspection Down Conductor Detection (DCD) | EPSS,Aerial Inspection, | EPSS Aerial Inspection | EPSS Aerial Inspection |  |  |  | , | FALSE
SAN LUIS OBISPO 1107834556 | EPSS | EPSS | EPSS | [14 empty] | Aerial Inspection |  | Ground Inspection | Ground Inspection | [6 empty] | Down Conductor Detection (DCD) | [8 empty] | Pole Backlog |  |  | EPSS,Down Conductor Detection (DCD),Pole Backlog, | EPSS Down Conductor Detection (DCD) Pole Backlog | EPSS Down Conductor Detection (DCD) Pole Backlog | EPSS,Ground Inspection, | EPSS Ground Inspection | EPSS Ground Inspection | EPSS,Aerial Inspection,Ground Inspection, | EPSS Aerial Inspection Ground Inspection | EPSS Aerial Inspection Ground Inspection |  |  |  | , | FALSE
SHINGLE SPRINGS 210819622 | EPSS | EPSS | EPSS | [8 empty] | Expulsion Fuse Replacement | Surge Arrestor Replacement |  |  |  | Aerial Inspection |  | Ground Inspection |  | Ground Inspection | Non-Pole Backlog | [14 empty] | Pole Backlog |  |  | EPSS,Surge Arrestor Replacement,Ground Inspection,Non-Pole Backlog,Pole Backlog, | EPSS Surge Arrestor Replacement Ground Inspection Non-Pole Backlog Pole Backlog | EPSS Surge Arrestor Replacement Ground Inspection Non-Pole Backlog Pole Backlog | EPSS,Aerial Inspection, | EPSS Aerial Inspection | EPSS Aerial Inspection | EPSS,Expulsion Fuse Replacement,Ground Inspection, | EPSS Expulsion Fuse Replacement Ground Inspection | EPSS Expulsion Fuse Replacement Ground Inspection |  |  |  | , | FALSE
CORNING 110187304 | EPSS | EPSS | EPSS | [36 empty] | EPSS, | EPSS | EPSS | EPSS, | EPSS | EPSS | EPSS, | EPSS | EPSS |  |  |  | , | FALSE
CASTRO VALLEY 1108MR233 | EPSS | EPSS | EPSS | [14 empty] | Aerial Inspection |  | Ground Inspection | Ground Inspection | [7 empty] | Down Conductor Detection (DCD) | [10 empty] | EPSS, | EPSS | EPSS | EPSS,Ground Inspection,Down Conductor Detection (DCD), | EPSS Ground Inspection Down Conductor Detection (DCD) | EPSS Ground Inspection Down Conductor Detection (DCD) | EPSS,Aerial Inspection,Ground Inspection, | EPSS Aerial Inspection Ground Inspection | EPSS Aerial Inspection Ground Inspection |  |  |  | , | FALSE
FRUITLAND 1141866852 | EPSS | EPSS | EPSS | [13 empty] | Aerial Inspection |  | Ground Inspection | [8 empty] | Down Conductor Detection (DCD) | [11 empty] | EPSS,Ground Inspection,Down Conductor Detection (DCD), | EPSS Ground Inspection Down Conductor Detection (DCD) | EPSS Ground Inspection Down Conductor Detection (DCD) | EPSS,Aerial Inspection, | EPSS Aerial Inspection | EPSS Aerial Inspection | EPSS, | EPSS | EPSS |  |  |  | , | FALSE
SAN LUIS OBISPO 1107V62 | EPSS | EPSS | EPSS | [6 empty] | Expulsion Fuse Replacement | [7 empty] | Aerial Inspection |  | Ground Inspection | Ground Inspection | Non-Pole Backlog | [5 empty] | Down Conductor Detection (DCD) | [11 empty] | EPSS,Expulsion Fuse Replacement,Non-Pole Backlog,Down Conductor Detection (DCD), | EPSS Expulsion Fuse Replacement Non-Pole Backlog Down Conductor Detection (DCD) | EPSS Expulsion Fuse Replacement Non-Pole Backlog Down Conductor Detection (DCD) | EPSS,Ground Inspection, | EPSS Ground Inspection | EPSS Ground Inspection | EPSS,Aerial Inspection,Ground Inspection, | EPSS Aerial Inspection Ground Inspection | EPSS Aerial Inspection Ground Inspection |  |  |  | , | FALSE
MIRABEL 1101CB | EPSS | EPSS | EPSS | [7 empty] | Expulsion Fuse Replacement | Expulsion Fuse Replacement |  |  |  |  | Aerial Inspection | Aerial Inspection | Ground Inspection | Ground Inspection | Ground Inspection | Non-Pole Backlog | [17 empty] | EPSS,Ground Inspection,Non-Pole Backlog, | EPSS Ground Inspection Non-Pole Backlog | EPSS Ground Inspection Non-Pole Backlog | EPSS,Expulsion Fuse Replacement,Aerial Inspection,Ground Inspection, | EPSS Expulsion Fuse Replacement Aerial Inspection Ground Inspection | EPSS Expulsion Fuse Replacement Aerial Inspection Ground Inspection | EPSS,Expulsion Fuse Replacement,Aerial Inspection,Ground Inspection, | EPSS Expulsion Fuse Replacement Aerial Inspection Ground Inspection | EPSS Expulsion Fuse Replacement Aerial Inspection Ground Inspection |  |  | Overhead Hardening | ,Overhead Hardening, | Overhead Hardening | Overhead Hardening
SAN RAFAEL 1109692576 | EPSS | EPSS | EPSS | [8 empty] | Expulsion Fuse Replacement | [5 empty] | Aerial Inspection |  | Ground Inspection | Ground Inspection | Non-Pole Backlog | [6 empty] | Down Conductor Detection (DCD) | [10 empty] | EPSS,Non-Pole Backlog, | EPSS Non-Pole Backlog | EPSS Non-Pole Backlog | EPSS,Ground Inspection,Down Conductor Detection (DCD), | EPSS Ground Inspection Down Conductor Detection (DCD) | EPSS Ground Inspection Down Conductor Detection (DCD) | EPSS,Expulsion Fuse Replacement,Aerial Inspection,Ground Inspection, | EPSS Expulsion Fuse Replacement Aerial Inspection Ground Inspection | EPSS Expulsion Fuse Replacement Aerial Inspection Ground Inspection |  |  |  | , | FALSE
CASTRO VALLEY 1105853216 | EPSS | EPSS | EPSS | [8 empty] | Expulsion Fuse Replacement |  |  |  |  | Aerial Inspection | Aerial Inspection | Ground Inspection | Ground Inspection |  | Non-Pole Backlog |  | Non-Pole Backlog | [15 empty] | EPSS,Ground Inspection,Non-Pole Backlog, | EPSS Ground Inspection Non-Pole Backlog | EPSS Ground Inspection Non-Pole Backlog | EPSS,Aerial Inspection,Ground Inspection, | EPSS Aerial Inspection Ground Inspection | EPSS Aerial Inspection Ground Inspection | EPSS,Expulsion Fuse Replacement,Aerial Inspection,Non-Pole Backlog, | EPSS Expulsion Fuse Replacement Aerial Inspection Non-Pole Backlog | EPSS Expulsion Fuse Replacement Aerial Inspection Non-Pole Backlog |  |  |  | , | FALSE
SAN CARLOS 110479774 | EPSS | EPSS | EPSS | [8 empty] | Expulsion Fuse Replacement | [5 empty] | Aerial Inspection |  | Ground Inspection | Ground Inspection | Non-Pole Backlog | [6 empty] | Down Conductor Detection (DCD) | [10 empty] | EPSS,Non-Pole Backlog, | EPSS Non-Pole Backlog | EPSS Non-Pole Backlog | EPSS,Ground Inspection,Down Conductor Detection (DCD), | EPSS Ground Inspection Down Conductor Detection (DCD) | EPSS Ground Inspection Down Conductor Detection (DCD) | EPSS,Expulsion Fuse Replacement,Aerial Inspection,Ground Inspection, | EPSS Expulsion Fuse Replacement Aerial Inspection Ground Inspection | EPSS Expulsion Fuse Replacement Aerial Inspection Ground Inspection |  |  |  | , | FALSE
COTATI 1102CB | EPSS | EPSS | EPSS | [13 empty] | Aerial Inspection | Aerial Inspection | Ground Inspection | Ground Inspection | Ground Inspection | [9 empty] | Line Sensors | [8 empty] | EPSS,Ground Inspection,Line Sensors, | EPSS Ground Inspection Line Sensors | EPSS Ground Inspection Line Sensors | EPSS,Aerial Inspection,Ground Inspection, | EPSS Aerial Inspection Ground Inspection | EPSS Aerial Inspection Ground Inspection | EPSS,Aerial Inspection,Ground Inspection, | EPSS Aerial Inspection Ground Inspection | EPSS Aerial Inspection Ground Inspection |  |  |  | , | FALSE
PANORAMA 11021632 | EPSS | EPSS | EPSS | [13 empty] | Aerial Inspection | Aerial Inspection | Ground Inspection | [9 empty] | Down Conductor Detection (DCD) | [10 empty] | EPSS,Ground Inspection, | EPSS Ground Inspection | EPSS Ground Inspection | EPSS,Aerial Inspection,Down Conductor Detection (DCD), | EPSS Aerial Inspection Down Conductor Detection (DCD) | EPSS Aerial Inspection Down Conductor Detection (DCD) | EPSS,Aerial Inspection, | EPSS Aerial Inspection | EPSS Aerial Inspection |  |  |  | , | FALSE
AUBERRY 1102R309 | EPSS | EPSS | EPSS | [13 empty] | Aerial Inspection |  | Ground Inspection | [8 empty] | Down Conductor Detection (DCD) | [11 empty] | EPSS,Ground Inspection,Down Conductor Detection (DCD), | EPSS Ground Inspection Down Conductor Detection (DCD) | EPSS Ground Inspection Down Conductor Detection (DCD) | EPSS,Aerial Inspection, | EPSS Aerial Inspection | EPSS Aerial Inspection | EPSS, | EPSS | EPSS |  |  |  | , | FALSE
MIRABEL 1102524356 | EPSS | EPSS | EPSS | [13 empty] | Aerial Inspection |  | Ground Inspection |  | Ground Inspection | [7 empty] | Down Conductor Detection (DCD) | [10 empty] | EPSS,Ground Inspection, | EPSS Ground Inspection | EPSS Ground Inspection | EPSS,Aerial Inspection,Down Conductor Detection (DCD), | EPSS Aerial Inspection Down Conductor Detection (DCD) | EPSS Aerial Inspection Down Conductor Detection (DCD) | EPSS,Ground Inspection, | EPSS Ground Inspection | EPSS Ground Inspection |  |  |  | , | FALSE
MOLINO 1101600112 | EPSS | EPSS | EPSS | [13 empty] | Aerial Inspection | Aerial Inspection | Ground Inspection | Ground Inspection |  | Non-Pole Backlog | [5 empty] | Down Conductor Detection (DCD) |  |  | Line Sensors | [8 empty] | EPSS,Ground Inspection,Non-Pole Backlog,Down Conductor Detection (DCD),Line Sensors, | EPSS Ground Inspection Non-Pole Backlog Down Conductor Detection (DCD) Line Sensors | EPSS Ground Inspection Non-Pole Backlog Down Conductor Detection (DCD) Line Sensors | EPSS,Aerial Inspection,Ground Inspection, | EPSS Aerial Inspection Ground Inspection | EPSS Aerial Inspection Ground Inspection | EPSS,Aerial Inspection, | EPSS Aerial Inspection | EPSS Aerial Inspection |  |  |  | , | FALSE
STONE CORRAL 1110189488 | EPSS | EPSS | EPSS | [17 empty] | Ground Inspection | [8 empty] | Down Conductor Detection (DCD) | [9 empty] | EPSS, | EPSS | EPSS | EPSS, | EPSS | EPSS | EPSS,Ground Inspection,Down Conductor Detection (DCD), | EPSS Ground Inspection Down Conductor Detection (DCD) | EPSS Ground Inspection Down Conductor Detection (DCD) |  |  |  | , | FALSE
HOOPA 1101CB | EPSS | EPSS | EPSS | [13 empty] | Aerial Inspection |  | Ground Inspection | [20 empty] | EPSS,Ground Inspection, | EPSS Ground Inspection | EPSS Ground Inspection | EPSS,Aerial Inspection, | EPSS Aerial Inspection | EPSS Aerial Inspection | EPSS, | EPSS | EPSS |  |  |  | , | FALSE
MORGAN HILL 2105XR494 | EPSS | EPSS | EPSS | [13 empty] | Aerial Inspection | Aerial Inspection | Ground Inspection | Ground Inspection | Ground Inspection | [9 empty] | Line Sensors | [8 empty] | EPSS,Ground Inspection,Line Sensors, | EPSS Ground Inspection Line Sensors | EPSS Ground Inspection Line Sensors | EPSS,Aerial Inspection,Ground Inspection, | EPSS Aerial Inspection Ground Inspection | EPSS Aerial Inspection Ground Inspection | EPSS,Aerial Inspection,Ground Inspection, | EPSS Aerial Inspection Ground Inspection | EPSS Aerial Inspection Ground Inspection |  |  |  | , | FALSE
WISE 11022054 | EPSS | EPSS | EPSS | [6 empty] | Expulsion Fuse Replacement | [6 empty] | Aerial Inspection |  | Ground Inspection |  |  | Non-Pole Backlog | [6 empty] | Down Conductor Detection (DCD) | [10 empty] | EPSS,Expulsion Fuse Replacement,Ground Inspection,Non-Pole Backlog, | EPSS Expulsion Fuse Replacement Ground Inspection Non-Pole Backlog | EPSS Expulsion Fuse Replacement Ground Inspection Non-Pole Backlog | EPSS,Aerial Inspection,Down Conductor Detection (DCD), | EPSS Aerial Inspection Down Conductor Detection (DCD) | EPSS Aerial Inspection Down Conductor Detection (DCD) | EPSS, | EPSS | EPSS |  |  |  | , | FALSE
HOPLAND 11011100 | EPSS | EPSS | EPSS | [14 empty] | Aerial Inspection |  | Ground Inspection | [19 empty] | EPSS, | EPSS | EPSS | EPSS,Ground Inspection, | EPSS Ground Inspection | EPSS Ground Inspection | EPSS,Aerial Inspection, | EPSS Aerial Inspection | EPSS Aerial Inspection |  |  |  | , | FALSE
RED BLUFF 11041566 | EPSS | EPSS | EPSS | [6 empty] | Expulsion Fuse Replacement | [6 empty] | Aerial Inspection | Aerial Inspection |  | Ground Inspection | Ground Inspection | [6 empty] | Down Conductor Detection (DCD) | [8 empty] | Pole Backlog |  |  | EPSS,Expulsion Fuse Replacement,Down Conductor Detection (DCD),Pole Backlog, | EPSS Expulsion Fuse Replacement Down Conductor Detection (DCD) Pole Backlog | EPSS Expulsion Fuse Replacement Down Conductor Detection (DCD) Pole Backlog | EPSS,Aerial Inspection,Ground Inspection, | EPSS Aerial Inspection Ground Inspection | EPSS Aerial Inspection Ground Inspection | EPSS,Aerial Inspection,Ground Inspection, | EPSS Aerial Inspection Ground Inspection | EPSS Aerial Inspection Ground Inspection |  |  |  | , | FALSE
ELK 11011260 | EPSS | EPSS | EPSS | [7 empty] | Expulsion Fuse Replacement | Expulsion Fuse Replacement |  |  |  |  | Aerial Inspection | Aerial Inspection | Ground Inspection | Ground Inspection |  |  | Non-Pole Backlog | Non-Pole Backlog |  |  |  |  | Down Conductor Detection (DCD) | [10 empty] | EPSS,Ground Inspection, | EPSS Ground Inspection | EPSS Ground Inspection | EPSS,Expulsion Fuse Replacement,Aerial Inspection,Ground Inspection,Non-Pole Backlog,Down Conductor Detection (DCD), | EPSS Expulsion Fuse Replacement Aerial Inspection Ground Inspection Non-Pole Backlog Down Conductor Detection (DCD) | EPSS Expulsion Fuse Replacement Aerial Inspection Ground Inspection Non-Pole Backlog Down Conductor Detection (DCD) | EPSS,Expulsion Fuse Replacement,Aerial Inspection,Non-Pole Backlog, | EPSS Expulsion Fuse Replacement Aerial Inspection Non-Pole Backlog | EPSS Expulsion Fuse Replacement Aerial Inspection Non-Pole Backlog |  |  |  | , | FALSE
NOVATO 1104676060 | EPSS | EPSS | EPSS | [7 empty] | Expulsion Fuse Replacement | [5 empty] | Aerial Inspection |  | Ground Inspection | [10 empty] | Down Conductor Detection (DCD) | [9 empty] | EPSS,Ground Inspection, | EPSS Ground Inspection | EPSS Ground Inspection | EPSS,Expulsion Fuse Replacement,Aerial Inspection, | EPSS Expulsion Fuse Replacement Aerial Inspection | EPSS Expulsion Fuse Replacement Aerial Inspection | EPSS,Down Conductor Detection (DCD), | EPSS Down Conductor Detection (DCD) | EPSS Down Conductor Detection (DCD) |  |  |  | , | FALSE
BELL 11072400 | EPSS | EPSS | EPSS | [13 empty] | Aerial Inspection | Aerial Inspection | Ground Inspection | Ground Inspection | Ground Inspection | Non-Pole Backlog | [14 empty] | Pole Backlog |  |  | EPSS,Ground Inspection,Non-Pole Backlog,Pole Backlog, | EPSS Ground Inspection Non-Pole Backlog Pole Backlog | EPSS Ground Inspection Non-Pole Backlog Pole Backlog | EPSS,Aerial Inspection,Ground Inspection, | EPSS Aerial Inspection Ground Inspection | EPSS Aerial Inspection Ground Inspection | EPSS,Aerial Inspection,Ground Inspection, | EPSS Aerial Inspection Ground Inspection | EPSS Aerial Inspection Ground Inspection |  |  |  | , | FALSE
PARADISE 1104CB | EPSS | EPSS | EPSS | Undergrounding | [12 empty] | Aerial Inspection | Aerial Inspection |  | Ground Inspection | Ground Inspection | [18 empty] | EPSS,Undergrounding, | EPSS Undergrounding | EPSS Undergrounding | EPSS,Aerial Inspection,Ground Inspection, | EPSS Aerial Inspection Ground Inspection | EPSS Aerial Inspection Ground Inspection | EPSS,Aerial Inspection,Ground Inspection, | EPSS Aerial Inspection Ground Inspection | EPSS Aerial Inspection Ground Inspection |  |  |  | , | FALSE
VIEJO 2203947314 | EPSS | EPSS | EPSS | [13 empty] | Aerial Inspection |  | Ground Inspection |  | Ground Inspection | [9 empty] | Line Sensors | [8 empty] | EPSS,Ground Inspection,Line Sensors, | EPSS Ground Inspection Line Sensors | EPSS Ground Inspection Line Sensors | EPSS,Aerial Inspection, | EPSS Aerial Inspection | EPSS Aerial Inspection | EPSS,Ground Inspection, | EPSS Ground Inspection | EPSS Ground Inspection |  |  |  | , | FALSE
BIG RIVER 11013002 | EPSS | EPSS | EPSS | [7 empty] | Expulsion Fuse Replacement | Expulsion Fuse Replacement |  |  |  |  | Aerial Inspection | Aerial Inspection | Ground Inspection | Ground Inspection |  | Non-Pole Backlog | [5 empty] | Down Conductor Detection (DCD) | [11 empty] | EPSS,Ground Inspection,Non-Pole Backlog,Down Conductor Detection (DCD), | EPSS Ground Inspection Non-Pole Backlog Down Conductor Detection (DCD) | EPSS Ground Inspection Non-Pole Backlog Down Conductor Detection (DCD) | EPSS,Expulsion Fuse Replacement,Aerial Inspection,Ground Inspection, | EPSS Expulsion Fuse Replacement Aerial Inspection Ground Inspection | EPSS Expulsion Fuse Replacement Aerial Inspection Ground Inspection | EPSS,Expulsion Fuse Replacement,Aerial Inspection, | EPSS Expulsion Fuse Replacement Aerial Inspection | EPSS Expulsion Fuse Replacement Aerial Inspection |  |  |  | , | FALSE
CARLOTTA 11214914 | EPSS | EPSS | EPSS | [7 empty] | Expulsion Fuse Replacement |  | Surge Arrestor Replacement |  |  |  | Aerial Inspection | Aerial Inspection | Ground Inspection | Ground Inspection | Ground Inspection | Non-Pole Backlog | [17 empty] | EPSS,Surge Arrestor Replacement,Ground Inspection,Non-Pole Backlog, | EPSS Surge Arrestor Replacement Ground Inspection Non-Pole Backlog | EPSS Surge Arrestor Replacement Ground Inspection Non-Pole Backlog | EPSS,Expulsion Fuse Replacement,Aerial Inspection,Ground Inspection, | EPSS Expulsion Fuse Replacement Aerial Inspection Ground Inspection | EPSS Expulsion Fuse Replacement Aerial Inspection Ground Inspection | EPSS,Aerial Inspection,Ground Inspection, | EPSS Aerial Inspection Ground Inspection | EPSS Aerial Inspection Ground Inspection |  |  |  | , | FALSE
BANGOR 110131502 | EPSS | EPSS | EPSS | [13 empty] | Aerial Inspection |  | Ground Inspection | [8 empty] | Down Conductor Detection (DCD) |  |  | Line Sensors |  |  | Line Removal | [5 empty] | EPSS,Ground Inspection,Down Conductor Detection (DCD),Line Sensors,Line Removal, | EPSS Ground Inspection Down Conductor Detection (DCD) Line Sensors Line Removal | EPSS Ground Inspection Down Conductor Detection (DCD) Line Sensors Line Removal | EPSS,Aerial Inspection, | EPSS Aerial Inspection | EPSS Aerial Inspection | EPSS, | EPSS | EPSS |  |  |  | , | FALSE
FROGTOWN 1702739858 | EPSS | EPSS | EPSS | [13 empty] | Aerial Inspection | Aerial Inspection | Ground Inspection | Ground Inspection | Ground Inspection | [15 empty] | Pole Backlog |  |  | EPSS,Ground Inspection,Pole Backlog, | EPSS Ground Inspection Pole Backlog | EPSS Ground Inspection Pole Backlog | EPSS,Aerial Inspection,Ground Inspection, | EPSS Aerial Inspection Ground Inspection | EPSS Aerial Inspection Ground Inspection | EPSS,Aerial Inspection,Ground Inspection, | EPSS Aerial Inspection Ground Inspection | EPSS Aerial Inspection Ground Inspection |  |  |  | , | FALSE
DESCHUTES 1104116082 | EPSS | EPSS | EPSS | [13 empty] | Aerial Inspection | Aerial Inspection | Ground Inspection | Ground Inspection | Ground Inspection | [18 empty] | EPSS,Ground Inspection, | EPSS Ground Inspection | EPSS Ground Inspection | EPSS,Aerial Inspection,Ground Inspection, | EPSS Aerial Inspection Ground Inspection | EPSS Aerial Inspection Ground Inspection | EPSS,Aerial Inspection,Ground Inspection, | EPSS Aerial Inspection Ground Inspection | EPSS Aerial Inspection Ground Inspection |  |  |  | , | FALSE
GEYSERVILLE 1101166 | EPSS | EPSS | EPSS | [6 empty] | Expulsion Fuse Replacement | Expulsion Fuse Replacement | [5 empty] | Aerial Inspection | Aerial Inspection | Ground Inspection | Ground Inspection | Ground Inspection | Non-Pole Backlog |  | Non-Pole Backlog | [15 empty] | EPSS,Expulsion Fuse Replacement,Ground Inspection,Non-Pole Backlog, | EPSS Expulsion Fuse Replacement Ground Inspection Non-Pole Backlog | EPSS Expulsion Fuse Replacement Ground Inspection Non-Pole Backlog | EPSS,Expulsion Fuse Replacement,Aerial Inspection,Ground Inspection, | EPSS Expulsion Fuse Replacement Aerial Inspection Ground Inspection | EPSS Expulsion Fuse Replacement Aerial Inspection Ground Inspection | EPSS,Aerial Inspection,Ground Inspection,Non-Pole Backlog, | EPSS Aerial Inspection Ground Inspection Non-Pole Backlog | EPSS Aerial Inspection Ground Inspection Non-Pole Backlog |  |  |  | , | FALSE
KONOCTI 1102410004 | EPSS | EPSS | EPSS | [6 empty] | Expulsion Fuse Replacement | [6 empty] | Aerial Inspection |  | Ground Inspection |  | Ground Inspection | [6 empty] | Down Conductor Detection (DCD) | [11 empty] | EPSS,Expulsion Fuse Replacement,Ground Inspection,Down Conductor Detection (DCD), | EPSS Expulsion Fuse Replacement Ground Inspection Down Conductor Detection (DCD) | EPSS Expulsion Fuse Replacement Ground Inspection Down Conductor Detection (DCD) | EPSS,Aerial Inspection, | EPSS Aerial Inspection | EPSS Aerial Inspection | EPSS,Ground Inspection, | EPSS Ground Inspection | EPSS Ground Inspection |  |  |  | , | FALSE
PUTAH CREEK 11033783 | EPSS | EPSS | EPSS | [9 empty] | Surge Arrestor Replacement |  |  | Aerial Inspection |  | Aerial Inspection | Ground Inspection | Ground Inspection | [7 empty] | Down Conductor Detection (DCD) | [11 empty] | EPSS,Surge Arrestor Replacement,Aerial Inspection,Ground Inspection,Down Conductor Detection (DCD), | EPSS Surge Arrestor Replacement Aerial Inspection Ground Inspection Down Conductor Detection (DCD) | EPSS Surge Arrestor Replacement Aerial Inspection Ground Inspection Down Conductor Detection (DCD) | EPSS,Ground Inspection, | EPSS Ground Inspection | EPSS Ground Inspection | EPSS,Aerial Inspection, | EPSS Aerial Inspection | EPSS Aerial Inspection |  |  |  | , | FALSE
OREGON TRAIL 11041574 | EPSS | EPSS | EPSS | [6 empty] | Expulsion Fuse Replacement | [6 empty] | Aerial Inspection | Aerial Inspection | Ground Inspection | Ground Inspection | Ground Inspection | Non-Pole Backlog | [14 empty] | Pole Backlog |  |  | EPSS,Expulsion Fuse Replacement,Ground Inspection,Non-Pole Backlog,Pole Backlog, | EPSS Expulsion Fuse Replacement Ground Inspection Non-Pole Backlog Pole Backlog | EPSS Expulsion Fuse Replacement Ground Inspection Non-Pole Backlog Pole Backlog | EPSS,Aerial Inspection,Ground Inspection, | EPSS Aerial Inspection Ground Inspection | EPSS Aerial Inspection Ground Inspection | EPSS,Aerial Inspection,Ground Inspection, | EPSS Aerial Inspection Ground Inspection | EPSS Aerial Inspection Ground Inspection |  | Line Removal |  | ,Line Removal, | Line Removal | Line Removal
NEWBURG 1132665674 | EPSS | EPSS | EPSS | [14 empty] | Aerial Inspection |  | Ground Inspection | Ground Inspection | Non-Pole Backlog | [17 empty] | EPSS,Non-Pole Backlog, | EPSS Non-Pole Backlog | EPSS Non-Pole Backlog | EPSS,Ground Inspection, | EPSS Ground Inspection | EPSS Ground Inspection | EPSS,Aerial Inspection,Ground Inspection, | EPSS Aerial Inspection Ground Inspection | EPSS Aerial Inspection Ground Inspection |  |  |  | , | FALSE
GEYSERVILLE 1102522 | EPSS | EPSS | EPSS | [6 empty] | Expulsion Fuse Replacement | [6 empty] | Aerial Inspection | Aerial Inspection | Ground Inspection | Ground Inspection | Ground Inspection | [7 empty] | Down Conductor Detection (DCD) | [10 empty] | EPSS,Expulsion Fuse Replacement,Ground Inspection, | EPSS Expulsion Fuse Replacement Ground Inspection | EPSS Expulsion Fuse Replacement Ground Inspection | EPSS,Aerial Inspection,Ground Inspection,Down Conductor Detection (DCD), | EPSS Aerial Inspection Ground Inspection Down Conductor Detection (DCD) | EPSS Aerial Inspection Ground Inspection Down Conductor Detection (DCD) | EPSS,Aerial Inspection,Ground Inspection, | EPSS Aerial Inspection Ground Inspection | EPSS Aerial Inspection Ground Inspection |  |  |  | , | FALSE
OLEMA 1101758594 | EPSS | EPSS | EPSS | [17 empty] | Ground Inspection | [18 empty] | EPSS, | EPSS | EPSS | EPSS, | EPSS | EPSS | EPSS,Ground Inspection, | EPSS Ground Inspection | EPSS Ground Inspection |  |  |  | , | FALSE
CLAY 110334338 | EPSS | EPSS | EPSS | [6 empty] | Expulsion Fuse Replacement | [7 empty] | Aerial Inspection |  | Ground Inspection | [8 empty] | Down Conductor Detection (DCD) | [10 empty] | EPSS,Expulsion Fuse Replacement, | EPSS Expulsion Fuse Replacement | EPSS Expulsion Fuse Replacement | EPSS,Ground Inspection,Down Conductor Detection (DCD), | EPSS Ground Inspection Down Conductor Detection (DCD) | EPSS Ground Inspection Down Conductor Detection (DCD) | EPSS,Aerial Inspection, | EPSS Aerial Inspection | EPSS Aerial Inspection |  |  |  | , | FALSE
VALLEY VIEW 1106P176 | EPSS | EPSS | EPSS | [8 empty] | Expulsion Fuse Replacement | [5 empty] | Aerial Inspection |  | Ground Inspection |  | Non-Pole Backlog | Non-Pole Backlog | [5 empty] | Down Conductor Detection (DCD) | [10 empty] | EPSS,Non-Pole Backlog, | EPSS Non-Pole Backlog | EPSS Non-Pole Backlog | EPSS,Ground Inspection,Non-Pole Backlog,Down Conductor Detection (DCD), | EPSS Ground Inspection Non-Pole Backlog Down Conductor Detection (DCD) | EPSS Ground Inspection Non-Pole Backlog Down Conductor Detection (DCD) | EPSS,Expulsion Fuse Replacement,Aerial Inspection, | EPSS Expulsion Fuse Replacement Aerial Inspection | EPSS Expulsion Fuse Replacement Aerial Inspection |  |  |  | , | FALSE
WILLITS 1102350324 | EPSS | EPSS | EPSS | [6 empty] | Expulsion Fuse Replacement | Expulsion Fuse Replacement | [5 empty] | Aerial Inspection | Aerial Inspection | Ground Inspection | Ground Inspection |  | Non-Pole Backlog | [8 empty] | Line Sensors | [8 empty] | EPSS,Expulsion Fuse Replacement,Ground Inspection,Non-Pole Backlog,Line Sensors, | EPSS Expulsion Fuse Replacement Ground Inspection Non-Pole Backlog Line Sensors | EPSS Expulsion Fuse Replacement Ground Inspection Non-Pole Backlog Line Sensors | EPSS,Expulsion Fuse Replacement,Aerial Inspection,Ground Inspection, | EPSS Expulsion Fuse Replacement Aerial Inspection Ground Inspection | EPSS Expulsion Fuse Replacement Aerial Inspection Ground Inspection | EPSS,Aerial Inspection, | EPSS Aerial Inspection | EPSS Aerial Inspection |  |  |  | , | FALSE
PERRY 1101W10 | EPSS | EPSS | EPSS | [14 empty] | Aerial Inspection |  | Ground Inspection | Ground Inspection | Non-Pole Backlog | [7 empty] | Down Conductor Detection (DCD) | [6 empty] | Pole Backlog |  |  | EPSS,Non-Pole Backlog,Pole Backlog, | EPSS Non-Pole Backlog Pole Backlog | EPSS Non-Pole Backlog Pole Backlog | EPSS,Ground Inspection, | EPSS Ground Inspection | EPSS Ground Inspection | EPSS,Aerial Inspection,Ground Inspection,Down Conductor Detection (DCD), | EPSS Aerial Inspection Ground Inspection Down Conductor Detection (DCD) | EPSS Aerial Inspection Ground Inspection Down Conductor Detection (DCD) |  |  |  | , | FALSE
RISING RIVER 1101CB | EPSS | EPSS | EPSS | [14 empty] | Aerial Inspection |  | Ground Inspection | Ground Inspection | Non-Pole Backlog | [17 empty] | EPSS,Non-Pole Backlog, | EPSS Non-Pole Backlog | EPSS Non-Pole Backlog | EPSS,Ground Inspection, | EPSS Ground Inspection | EPSS Ground Inspection | EPSS,Aerial Inspection,Ground Inspection, | EPSS Aerial Inspection Ground Inspection | EPSS Aerial Inspection Ground Inspection |  |  |  | , | FALSE
SAN LUIS OBISPO 1105796050 | EPSS | EPSS | EPSS | [14 empty] | Aerial Inspection |  | Ground Inspection | Ground Inspection | [18 empty] | EPSS, | EPSS | EPSS | EPSS,Ground Inspection, | EPSS Ground Inspection | EPSS Ground Inspection | EPSS,Aerial Inspection,Ground Inspection, | EPSS Aerial Inspection Ground Inspection | EPSS Aerial Inspection Ground Inspection |  |  |  | , | FALSE
BELL 110750172 | EPSS | EPSS | EPSS | [13 empty] | Aerial Inspection | Aerial Inspection | Ground Inspection | Ground Inspection | Ground Inspection |  |  | Non-Pole Backlog | [15 empty] | EPSS,Ground Inspection, | EPSS Ground Inspection | EPSS Ground Inspection | EPSS,Aerial Inspection,Ground Inspection, | EPSS Aerial Inspection Ground Inspection | EPSS Aerial Inspection Ground Inspection | EPSS,Aerial Inspection,Ground Inspection,Non-Pole Backlog, | EPSS Aerial Inspection Ground Inspection Non-Pole Backlog | EPSS Aerial Inspection Ground Inspection Non-Pole Backlog |  |  |  | , | FALSE
COTATI 1105103816 | EPSS | EPSS | EPSS | [6 empty] | Expulsion Fuse Replacement | [6 empty] | Aerial Inspection | Aerial Inspection | Ground Inspection | Ground Inspection | [19 empty] | EPSS,Expulsion Fuse Replacement,Ground Inspection, | EPSS Expulsion Fuse Replacement Ground Inspection | EPSS Expulsion Fuse Replacement Ground Inspection | EPSS,Aerial Inspection,Ground Inspection, | EPSS Aerial Inspection Ground Inspection | EPSS Aerial Inspection Ground Inspection | EPSS,Aerial Inspection, | EPSS Aerial Inspection | EPSS Aerial Inspection |  |  |  | , | FALSE
POSO MOUNTAIN 21012181 | EPSS | EPSS | EPSS | [6 empty] | Expulsion Fuse Replacement | [7 empty] | Aerial Inspection |  | Ground Inspection | Ground Inspection | Non-Pole Backlog | Non-Pole Backlog |  |  |  |  | Down Conductor Detection (DCD) | [11 empty] | EPSS,Expulsion Fuse Replacement,Non-Pole Backlog,Down Conductor Detection (DCD), | EPSS Expulsion Fuse Replacement Non-Pole Backlog Down Conductor Detection (DCD) | EPSS Expulsion Fuse Replacement Non-Pole Backlog Down Conductor Detection (DCD) | EPSS,Ground Inspection,Non-Pole Backlog, | EPSS Ground Inspection Non-Pole Backlog | EPSS Ground Inspection Non-Pole Backlog | EPSS,Aerial Inspection,Ground Inspection, | EPSS Aerial Inspection Ground Inspection | EPSS Aerial Inspection Ground Inspection |  |  |  | , | FALSE
MONTE RIO 1111292 | EPSS | EPSS | EPSS | [6 empty] | Expulsion Fuse Replacement | Expulsion Fuse Replacement | [5 empty] | Aerial Inspection | Aerial Inspection | Ground Inspection | Ground Inspection | Ground Inspection | Non-Pole Backlog |  | Non-Pole Backlog |  |  |  | Down Conductor Detection (DCD) | [11 empty] | EPSS,Expulsion Fuse Replacement,Ground Inspection,Non-Pole Backlog,Down Conductor Detection (DCD), | EPSS Expulsion Fuse Replacement Ground Inspection Non-Pole Backlog Down Conductor Detection (DCD) | EPSS Expulsion Fuse Replacement Ground Inspection Non-Pole Backlog Down Conductor Detection (DCD) | EPSS,Expulsion Fuse Replacement,Aerial Inspection,Ground Inspection, | EPSS Expulsion Fuse Replacement Aerial Inspection Ground Inspection | EPSS Expulsion Fuse Replacement Aerial Inspection Ground Inspection | EPSS,Aerial Inspection,Ground Inspection,Non-Pole Backlog, | EPSS Aerial Inspection Ground Inspection Non-Pole Backlog | EPSS Aerial Inspection Ground Inspection Non-Pole Backlog |  |  |  | , | FALSE
HALF MOON BAY 110369412 | EPSS | EPSS | EPSS | Undergrounding | Undergrounding | [5 empty] | Expulsion Fuse Replacement | [5 empty] | Aerial Inspection |  | Ground Inspection | [11 empty] | Line Sensors | [8 empty] | EPSS,Undergrounding,Ground Inspection,Line Sensors, | EPSS Undergrounding Ground Inspection Line Sensors | EPSS Undergrounding Ground Inspection Line Sensors | EPSS,Undergrounding,Expulsion Fuse Replacement,Aerial Inspection, | EPSS Undergrounding Expulsion Fuse Replacement Aerial Inspection | EPSS Undergrounding Expulsion Fuse Replacement Aerial Inspection | EPSS, | EPSS | EPSS | Undergrounding |  |  | Undergrounding, | Undergrounding | Undergrounding
SAN LEANDRO U 1114523960 | EPSS | EPSS | EPSS | [8 empty] | Expulsion Fuse Replacement | [5 empty] | Aerial Inspection |  | Ground Inspection | Ground Inspection | Non-Pole Backlog |  | Non-Pole Backlog | [12 empty] | Pole Backlog |  |  | EPSS,Non-Pole Backlog,Pole Backlog, | EPSS Non-Pole Backlog Pole Backlog | EPSS Non-Pole Backlog Pole Backlog | EPSS,Ground Inspection, | EPSS Ground Inspection | EPSS Ground Inspection | EPSS,Expulsion Fuse Replacement,Aerial Inspection,Ground Inspection,Non-Pole Backlog, | EPSS Expulsion Fuse Replacement Aerial Inspection Ground Inspection Non-Pole Backlog | EPSS Expulsion Fuse Replacement Aerial Inspection Ground Inspection Non-Pole Backlog |  |  |  | , | FALSE
HORSESHOE 110150140 | EPSS | EPSS | EPSS | Undergrounding |  |  | Overhead Hardening |  | Overhead Hardening |  | Expulsion Fuse Replacement |  | Surge Arrestor Replacement |  |  |  |  | Aerial Inspection |  | Ground Inspection | Ground Inspection | Non-Pole Backlog | [6 empty] | Down Conductor Detection (DCD) | [10 empty] | EPSS,Undergrounding,Overhead Hardening,Surge Arrestor Replacement,Non-Pole Backlog, | EPSS Undergrounding Overhead Hardening Surge Arrestor Replacement Non-Pole Backlog | EPSS Undergrounding Overhead Hardening Surge Arrestor Replacement Non-Pole Backlog | EPSS,Expulsion Fuse Replacement,Ground Inspection,Down Conductor Detection (DCD), | EPSS Expulsion Fuse Replacement Ground Inspection Down Conductor Detection (DCD) | EPSS Expulsion Fuse Replacement Ground Inspection Down Conductor Detection (DCD) | EPSS,Overhead Hardening,Aerial Inspection,Ground Inspection, | EPSS Overhead Hardening Aerial Inspection Ground Inspection | EPSS Overhead Hardening Aerial Inspection Ground Inspection |  |  |  | , | FALSE
FORT ORD 210637286 | EPSS | EPSS | EPSS | [7 empty] | Expulsion Fuse Replacement | [5 empty] | Aerial Inspection | Aerial Inspection | Ground Inspection | Ground Inspection | [8 empty] | Down Conductor Detection (DCD) |  | Line Sensors | [8 empty] | EPSS,Ground Inspection,Line Sensors, | EPSS Ground Inspection Line Sensors | EPSS Ground Inspection Line Sensors | EPSS,Expulsion Fuse Replacement,Aerial Inspection,Ground Inspection,Down Conductor Detection (DCD), | EPSS Expulsion Fuse Replacement Aerial Inspection Ground Inspection Down Conductor Detection (DCD) | EPSS Expulsion Fuse Replacement Aerial Inspection Ground Inspection Down Conductor Detection (DCD) | EPSS,Aerial Inspection, | EPSS Aerial Inspection | EPSS Aerial Inspection |  |  |  | , | FALSE
VIEJO 22029112 | EPSS | EPSS | EPSS | [8 empty] | Expulsion Fuse Replacement | [5 empty] | Aerial Inspection |  | Ground Inspection | Ground Inspection | [9 empty] | Line Sensors | [8 empty] | EPSS,Line Sensors, | EPSS Line Sensors | EPSS Line Sensors | EPSS,Ground Inspection, | EPSS Ground Inspection | EPSS Ground Inspection | EPSS,Expulsion Fuse Replacement,Aerial Inspection,Ground Inspection, | EPSS Expulsion Fuse Replacement Aerial Inspection Ground Inspection | EPSS Expulsion Fuse Replacement Aerial Inspection Ground Inspection |  |  |  | , | FALSE
BROWNS VALLEY 1101CB | EPSS | EPSS | EPSS | [6 empty] | Expulsion Fuse Replacement | [6 empty] | Aerial Inspection | Aerial Inspection | Ground Inspection | Ground Inspection | Ground Inspection | [18 empty] | EPSS,Expulsion Fuse Replacement,Ground Inspection, | EPSS Expulsion Fuse Replacement Ground Inspection | EPSS Expulsion Fuse Replacement Ground Inspection | EPSS,Aerial Inspection,Ground Inspection, | EPSS Aerial Inspection Ground Inspection | EPSS Aerial Inspection Ground Inspection | EPSS,Aerial Inspection,Ground Inspection, | EPSS Aerial Inspection Ground Inspection | EPSS Aerial Inspection Ground Inspection |  |  |  | , | FALSE
TEMPLETON 2113A20 | EPSS | EPSS | EPSS | [13 empty] | Aerial Inspection | Aerial Inspection | Ground Inspection | Ground Inspection | [19 empty] | EPSS,Ground Inspection, | EPSS Ground Inspection | EPSS Ground Inspection | EPSS,Aerial Inspection,Ground Inspection, | EPSS Aerial Inspection Ground Inspection | EPSS Aerial Inspection Ground Inspection | EPSS,Aerial Inspection, | EPSS Aerial Inspection | EPSS Aerial Inspection |  |  |  | , | FALSE
FORT ROSS 1121560 | EPSS | EPSS | EPSS | [13 empty] | Aerial Inspection | Aerial Inspection | Ground Inspection | Ground Inspection | Ground Inspection | [6 empty] | Down Conductor Detection (DCD) |  |  | Line Sensors | [8 empty] | EPSS,Ground Inspection,Down Conductor Detection (DCD),Line Sensors, | EPSS Ground Inspection Down Conductor Detection (DCD) Line Sensors | EPSS Ground Inspection Down Conductor Detection (DCD) Line Sensors | EPSS,Aerial Inspection,Ground Inspection, | EPSS Aerial Inspection Ground Inspection | EPSS Aerial Inspection Ground Inspection | EPSS,Aerial Inspection,Ground Inspection, | EPSS Aerial Inspection Ground Inspection | EPSS Aerial Inspection Ground Inspection |  |  |  | , | FALSE
OLETA 1102793776 | EPSS | EPSS | EPSS | [17 empty] | Ground Inspection | Non-Pole Backlog | [7 empty] | Down Conductor Detection (DCD) | [9 empty] | EPSS,Non-Pole Backlog, | EPSS Non-Pole Backlog | EPSS Non-Pole Backlog | EPSS, | EPSS | EPSS | EPSS,Ground Inspection,Down Conductor Detection (DCD), | EPSS Ground Inspection Down Conductor Detection (DCD) | EPSS Ground Inspection Down Conductor Detection (DCD) |  |  |  | , | FALSE
SILVERADO 2102CB | EPSS | EPSS | EPSS | [13 empty] | Aerial Inspection | Aerial Inspection | Ground Inspection | Ground Inspection | Ground Inspection | [18 empty] | EPSS,Ground Inspection, | EPSS Ground Inspection | EPSS Ground Inspection | EPSS,Aerial Inspection,Ground Inspection, | EPSS Aerial Inspection Ground Inspection | EPSS Aerial Inspection Ground Inspection | EPSS,Aerial Inspection,Ground Inspection, | EPSS Aerial Inspection Ground Inspection | EPSS Aerial Inspection Ground Inspection |  |  |  | , | FALSE
FRANKLIN 1104P136 | EPSS | EPSS | EPSS | [8 empty] | Expulsion Fuse Replacement |  |  |  |  | Aerial Inspection | Aerial Inspection | Ground Inspection | Ground Inspection | Ground Inspection | Non-Pole Backlog | [6 empty] | Down Conductor Detection (DCD) | [10 empty] | EPSS,Ground Inspection,Non-Pole Backlog, | EPSS Ground Inspection Non-Pole Backlog | EPSS Ground Inspection Non-Pole Backlog | EPSS,Aerial Inspection,Ground Inspection,Down Conductor Detection (DCD), | EPSS Aerial Inspection Ground Inspection Down Conductor Detection (DCD) | EPSS Aerial Inspection Ground Inspection Down Conductor Detection (DCD) | EPSS,Expulsion Fuse Replacement,Aerial Inspection,Ground Inspection, | EPSS Expulsion Fuse Replacement Aerial Inspection Ground Inspection | EPSS Expulsion Fuse Replacement Aerial Inspection Ground Inspection |  |  |  | , | FALSE
BELMONT 1110522372 | EPSS | EPSS | EPSS | [8 empty] | Expulsion Fuse Replacement | [5 empty] | Aerial Inspection | Ground Inspection | Ground Inspection | [8 empty] | Down Conductor Detection (DCD) | [10 empty] | EPSS,Ground Inspection, | EPSS Ground Inspection | EPSS Ground Inspection | EPSS,Ground Inspection,Down Conductor Detection (DCD), | EPSS Ground Inspection Down Conductor Detection (DCD) | EPSS Ground Inspection Down Conductor Detection (DCD) | EPSS,Expulsion Fuse Replacement,Aerial Inspection, | EPSS Expulsion Fuse Replacement Aerial Inspection | EPSS Expulsion Fuse Replacement Aerial Inspection |  |  |  | , | FALSE
TEMPLETON 2110307832 | EPSS | EPSS | EPSS | [9 empty] | Surge Arrestor Replacement |  |  |  | Aerial Inspection | Aerial Inspection | Ground Inspection | Ground Inspection |  | Non-Pole Backlog | [5 empty] | Down Conductor Detection (DCD) | [11 empty] | EPSS,Surge Arrestor Replacement,Ground Inspection,Non-Pole Backlog,Down Conductor Detection (DCD), | EPSS Surge Arrestor Replacement Ground Inspection Non-Pole Backlog Down Conductor Detection (DCD) | EPSS Surge Arrestor Replacement Ground Inspection Non-Pole Backlog Down Conductor Detection (DCD) | EPSS,Aerial Inspection,Ground Inspection, | EPSS Aerial Inspection Ground Inspection | EPSS Aerial Inspection Ground Inspection | EPSS,Aerial Inspection, | EPSS Aerial Inspection | EPSS Aerial Inspection |  |  |  | , | FALSE
HAMILTON BRANCH 110190334 | EPSS | EPSS | EPSS | [7 empty] | Expulsion Fuse Replacement | Expulsion Fuse Replacement |  |  |  |  | Aerial Inspection |  | Ground Inspection | [9 empty] | Down Conductor Detection (DCD) | [10 empty] | EPSS,Ground Inspection, | EPSS Ground Inspection | EPSS Ground Inspection | EPSS,Expulsion Fuse Replacement,Aerial Inspection,Down Conductor Detection (DCD), | EPSS Expulsion Fuse Replacement Aerial Inspection Down Conductor Detection (DCD) | EPSS Expulsion Fuse Replacement Aerial Inspection Down Conductor Detection (DCD) | EPSS,Expulsion Fuse Replacement, | EPSS Expulsion Fuse Replacement | EPSS Expulsion Fuse Replacement |  |  |  | , | FALSE
SAUSALITO 1102410 | EPSS | EPSS | EPSS | [8 empty] | Expulsion Fuse Replacement | [5 empty] | Aerial Inspection |  | Ground Inspection | Ground Inspection | Non-Pole Backlog | [6 empty] | Down Conductor Detection (DCD) | [10 empty] | EPSS,Non-Pole Backlog, | EPSS Non-Pole Backlog | EPSS Non-Pole Backlog | EPSS,Ground Inspection,Down Conductor Detection (DCD), | EPSS Ground Inspection Down Conductor Detection (DCD) | EPSS Ground Inspection Down Conductor Detection (DCD) | EPSS,Expulsion Fuse Replacement,Aerial Inspection,Ground Inspection, | EPSS Expulsion Fuse Replacement Aerial Inspection Ground Inspection | EPSS Expulsion Fuse Replacement Aerial Inspection Ground Inspection |  |  |  | , | FALSE
OILFIELDS 110241992 | EPSS | EPSS | EPSS | [12 empty] | Aerial Inspection |  | Aerial Inspection | Ground Inspection | Ground Inspection |  | Non-Pole Backlog | [6 empty] | Down Conductor Detection (DCD) | [10 empty] | EPSS,Aerial Inspection,Ground Inspection,Non-Pole Backlog, | EPSS Aerial Inspection Ground Inspection Non-Pole Backlog | EPSS Aerial Inspection Ground Inspection Non-Pole Backlog | EPSS,Ground Inspection,Down Conductor Detection (DCD), | EPSS Ground Inspection Down Conductor Detection (DCD) | EPSS Ground Inspection Down Conductor Detection (DCD) | EPSS,Aerial Inspection, | EPSS Aerial Inspection | EPSS Aerial Inspection |  |  |  | , | FALSE
ARCATA 1121716954 | EPSS | EPSS | EPSS | [7 empty] | Expulsion Fuse Replacement | Expulsion Fuse Replacement |  |  |  |  | Aerial Inspection | Aerial Inspection | Ground Inspection | Ground Inspection | Ground Inspection | Non-Pole Backlog | [17 empty] | EPSS,Ground Inspection,Non-Pole Backlog, | EPSS Ground Inspection Non-Pole Backlog | EPSS Ground Inspection Non-Pole Backlog | EPSS,Expulsion Fuse Replacement,Aerial Inspection,Ground Inspection, | EPSS Expulsion Fuse Replacement Aerial Inspection Ground Inspection | EPSS Expulsion Fuse Replacement Aerial Inspection Ground Inspection | EPSS,Expulsion Fuse Replacement,Aerial Inspection,Ground Inspection, | EPSS Expulsion Fuse Replacement Aerial Inspection Ground Inspection | EPSS Expulsion Fuse Replacement Aerial Inspection Ground Inspection |  |  |  | , | FALSE
FAIRVIEW 2207P142 | EPSS | EPSS | EPSS | [8 empty] | Expulsion Fuse Replacement | [5 empty] | Aerial Inspection | Ground Inspection | Ground Inspection | Ground Inspection | Non-Pole Backlog | [17 empty] | EPSS,Ground Inspection,Non-Pole Backlog, | EPSS Ground Inspection Non-Pole Backlog | EPSS Ground Inspection Non-Pole Backlog | EPSS,Ground Inspection, | EPSS Ground Inspection | EPSS Ground Inspection | EPSS,Expulsion Fuse Replacement,Aerial Inspection,Ground Inspection, | EPSS Expulsion Fuse Replacement Aerial Inspection Ground Inspection | EPSS Expulsion Fuse Replacement Aerial Inspection Ground Inspection |  |  |  | , | FALSE
CAMBRIA 1101858200 | EPSS | EPSS | EPSS | [6 empty] | Expulsion Fuse Replacement | [7 empty] | Aerial Inspection |  | Ground Inspection |  | Non-Pole Backlog | [17 empty] | EPSS,Expulsion Fuse Replacement,Non-Pole Backlog, | EPSS Expulsion Fuse Replacement Non-Pole Backlog | EPSS Expulsion Fuse Replacement Non-Pole Backlog | EPSS,Ground Inspection, | EPSS Ground Inspection | EPSS Ground Inspection | EPSS,Aerial Inspection, | EPSS Aerial Inspection | EPSS Aerial Inspection |  |  |  | , | FALSE
PETALUMA C 1108296 | EPSS | EPSS | EPSS | [13 empty] | Aerial Inspection | Aerial Inspection | Ground Inspection | Ground Inspection |  | Non-Pole Backlog | [5 empty] | Down Conductor Detection (DCD) | [11 empty] | EPSS,Ground Inspection,Non-Pole Backlog,Down Conductor Detection (DCD), | EPSS Ground Inspection Non-Pole Backlog Down Conductor Detection (DCD) | EPSS Ground Inspection Non-Pole Backlog Down Conductor Detection (DCD) | EPSS,Aerial Inspection,Ground Inspection, | EPSS Aerial Inspection Ground Inspection | EPSS Aerial Inspection Ground Inspection | EPSS,Aerial Inspection, | EPSS Aerial Inspection | EPSS Aerial Inspection |  |  |  | , | FALSE
POINT ARENA 110147952 | EPSS | EPSS | EPSS | [13 empty] | Aerial Inspection |  | Ground Inspection |  |  | Non-Pole Backlog | [6 empty] | Down Conductor Detection (DCD) | [10 empty] | EPSS,Ground Inspection,Non-Pole Backlog, | EPSS Ground Inspection Non-Pole Backlog | EPSS Ground Inspection Non-Pole Backlog | EPSS,Aerial Inspection,Down Conductor Detection (DCD), | EPSS Aerial Inspection Down Conductor Detection (DCD) | EPSS Aerial Inspection Down Conductor Detection (DCD) | EPSS, | EPSS | EPSS |  |  |  | , | FALSE
BURNEY 1101CB | EPSS | EPSS | EPSS | [15 empty] | Ground Inspection |  | Ground Inspection | Non-Pole Backlog |  | Non-Pole Backlog | [12 empty] | Pole Backlog |  |  | EPSS,Ground Inspection,Non-Pole Backlog,Pole Backlog, | EPSS Ground Inspection Non-Pole Backlog Pole Backlog | EPSS Ground Inspection Non-Pole Backlog Pole Backlog | EPSS, | EPSS | EPSS | EPSS,Ground Inspection,Non-Pole Backlog, | EPSS Ground Inspection Non-Pole Backlog | EPSS Ground Inspection Non-Pole Backlog |  |  |  | , | FALSE
HIGGINS 110950078 | EPSS | EPSS | EPSS | [6 empty] | Expulsion Fuse Replacement | [6 empty] | Aerial Inspection | Aerial Inspection | Ground Inspection | Ground Inspection | Ground Inspection | [7 empty] | Down Conductor Detection (DCD) | [7 empty] | Pole Backlog |  |  | EPSS,Expulsion Fuse Replacement,Ground Inspection,Pole Backlog, | EPSS Expulsion Fuse Replacement Ground Inspection Pole Backlog | EPSS Expulsion Fuse Replacement Ground Inspection Pole Backlog | EPSS,Aerial Inspection,Ground Inspection,Down Conductor Detection (DCD), | EPSS Aerial Inspection Ground Inspection Down Conductor Detection (DCD) | EPSS Aerial Inspection Ground Inspection Down Conductor Detection (DCD) | EPSS,Aerial Inspection,Ground Inspection, | EPSS Aerial Inspection Ground Inspection | EPSS Aerial Inspection Ground Inspection |  |  |  | , | FALSE
BELLEVUE 2103552 | EPSS | EPSS | EPSS | [36 empty] | EPSS, | EPSS | EPSS | EPSS, | EPSS | EPSS | EPSS, | EPSS | EPSS |  |  |  | , | FALSE
MARTELL 1101CB | EPSS | EPSS | EPSS |  | Undergrounding |  |  |  |  | Expulsion Fuse Replacement | [7 empty] | Aerial Inspection | Ground Inspection | Ground Inspection | Ground Inspection | [13 empty] | Line Removal |  |  |  |  | EPSS,Expulsion Fuse Replacement,Ground Inspection, | EPSS Expulsion Fuse Replacement Ground Inspection | EPSS Expulsion Fuse Replacement Ground Inspection | EPSS,Undergrounding,Ground Inspection,Line Removal, | EPSS Undergrounding Ground Inspection Line Removal | EPSS Undergrounding Ground Inspection Line Removal | EPSS,Aerial Inspection,Ground Inspection, | EPSS Aerial Inspection Ground Inspection | EPSS Aerial Inspection Ground Inspection | Undergrounding |  |  | Undergrounding, | Undergrounding | Undergrounding
SAN LUIS OBISPO 1102357407 | EPSS | EPSS | EPSS | [14 empty] | Aerial Inspection |  | Ground Inspection | [8 empty] | Down Conductor Detection (DCD) | [10 empty] | EPSS, | EPSS | EPSS | EPSS,Ground Inspection,Down Conductor Detection (DCD), | EPSS Ground Inspection Down Conductor Detection (DCD) | EPSS Ground Inspection Down Conductor Detection (DCD) | EPSS,Aerial Inspection, | EPSS Aerial Inspection | EPSS Aerial Inspection |  |  |  | , | FALSE
BIG RIVER 11011286 | EPSS | EPSS | EPSS | [7 empty] | Expulsion Fuse Replacement | Expulsion Fuse Replacement |  |  |  |  | Aerial Inspection |  | Ground Inspection |  | Ground Inspection | [6 empty] | Down Conductor Detection (DCD) | [11 empty] | EPSS,Ground Inspection,Down Conductor Detection (DCD), | EPSS Ground Inspection Down Conductor Detection (DCD) | EPSS Ground Inspection Down Conductor Detection (DCD) | EPSS,Expulsion Fuse Replacement,Aerial Inspection, | EPSS Expulsion Fuse Replacement Aerial Inspection | EPSS Expulsion Fuse Replacement Aerial Inspection | EPSS,Expulsion Fuse Replacement,Ground Inspection, | EPSS Expulsion Fuse Replacement Ground Inspection | EPSS Expulsion Fuse Replacement Ground Inspection |  |  |  | , | FALSE
COTATI 1103148 | EPSS | EPSS | EPSS | [6 empty] | Expulsion Fuse Replacement | Expulsion Fuse Replacement | [5 empty] | Aerial Inspection | Aerial Inspection | Ground Inspection | Ground Inspection | [7 empty] | Down Conductor Detection (DCD) | [11 empty] | EPSS,Expulsion Fuse Replacement,Ground Inspection,Down Conductor Detection (DCD), | EPSS Expulsion Fuse Replacement Ground Inspection Down Conductor Detection (DCD) | EPSS Expulsion Fuse Replacement Ground Inspection Down Conductor Detection (DCD) | EPSS,Expulsion Fuse Replacement,Aerial Inspection,Ground Inspection, | EPSS Expulsion Fuse Replacement Aerial Inspection Ground Inspection | EPSS Expulsion Fuse Replacement Aerial Inspection Ground Inspection | EPSS,Aerial Inspection, | EPSS Aerial Inspection | EPSS Aerial Inspection |  |  |  | , | FALSE
OCEANO 1104891294 | EPSS | EPSS | EPSS | [6 empty] | Expulsion Fuse Replacement | Expulsion Fuse Replacement | [5 empty] | Aerial Inspection | Aerial Inspection | Ground Inspection | Ground Inspection | Ground Inspection | Non-Pole Backlog | Non-Pole Backlog | Non-Pole Backlog | [15 empty] | EPSS,Expulsion Fuse Replacement,Ground Inspection,Non-Pole Backlog, | EPSS Expulsion Fuse Replacement Ground Inspection Non-Pole Backlog | EPSS Expulsion Fuse Replacement Ground Inspection Non-Pole Backlog | EPSS,Expulsion Fuse Replacement,Aerial Inspection,Ground Inspection,Non-Pole Backlog, | EPSS Expulsion Fuse Replacement Aerial Inspection Ground Inspection Non-Pole Backlog | EPSS Expulsion Fuse Replacement Aerial Inspection Ground Inspection Non-Pole Backlog | EPSS,Aerial Inspection,Ground Inspection,Non-Pole Backlog, | EPSS Aerial Inspection Ground Inspection Non-Pole Backlog | EPSS Aerial Inspection Ground Inspection Non-Pole Backlog |  |  |  | , | FALSE
LUCERNE 1106709252 | EPSS | EPSS | EPSS | [13 empty] | Aerial Inspection | Aerial Inspection | Ground Inspection | Ground Inspection | [8 empty] | Down Conductor Detection (DCD) | [10 empty] | EPSS,Ground Inspection, | EPSS Ground Inspection | EPSS Ground Inspection | EPSS,Aerial Inspection,Ground Inspection,Down Conductor Detection (DCD), | EPSS Aerial Inspection Ground Inspection Down Conductor Detection (DCD) | EPSS Aerial Inspection Ground Inspection Down Conductor Detection (DCD) | EPSS,Aerial Inspection, | EPSS Aerial Inspection | EPSS Aerial Inspection |  |  |  | , | FALSE
PANOCHE 1103107270 | EPSS | EPSS | EPSS | [12 empty] | Aerial Inspection |  | Aerial Inspection | Ground Inspection | Ground Inspection |  | Non-Pole Backlog | [17 empty] | EPSS,Aerial Inspection,Ground Inspection,Non-Pole Backlog, | EPSS Aerial Inspection Ground Inspection Non-Pole Backlog | EPSS Aerial Inspection Ground Inspection Non-Pole Backlog | EPSS,Ground Inspection, | EPSS Ground Inspection | EPSS Ground Inspection | EPSS,Aerial Inspection, | EPSS Aerial Inspection | EPSS Aerial Inspection |  |  |  | , | FALSE
PHILO 11021308 | EPSS | EPSS | EPSS | [7 empty] | Expulsion Fuse Replacement | [5 empty] | Aerial Inspection |  | Ground Inspection |  |  | Non-Pole Backlog | Non-Pole Backlog |  |  |  |  | Down Conductor Detection (DCD) | [11 empty] | EPSS,Ground Inspection,Non-Pole Backlog,Down Conductor Detection (DCD), | EPSS Ground Inspection Non-Pole Backlog Down Conductor Detection (DCD) | EPSS Ground Inspection Non-Pole Backlog Down Conductor Detection (DCD) | EPSS,Expulsion Fuse Replacement,Aerial Inspection,Non-Pole Backlog, | EPSS Expulsion Fuse Replacement Aerial Inspection Non-Pole Backlog | EPSS Expulsion Fuse Replacement Aerial Inspection Non-Pole Backlog | EPSS, | EPSS | EPSS |  |  |  | , | FALSE
MOLINO 110251788 | EPSS | EPSS | EPSS | [6 empty] | Expulsion Fuse Replacement | [6 empty] | Aerial Inspection |  | Ground Inspection |  | Ground Inspection | [7 empty] | Down Conductor Detection (DCD) | [10 empty] | EPSS,Expulsion Fuse Replacement,Ground Inspection, | EPSS Expulsion Fuse Replacement Ground Inspection | EPSS Expulsion Fuse Replacement Ground Inspection | EPSS,Aerial Inspection,Down Conductor Detection (DCD), | EPSS Aerial Inspection Down Conductor Detection (DCD) | EPSS Aerial Inspection Down Conductor Detection (DCD) | EPSS,Ground Inspection, | EPSS Ground Inspection | EPSS Ground Inspection |  |  |  | , | FALSE
RINCON 1104CB | EPSS | EPSS | EPSS | [13 empty] | Aerial Inspection |  | Ground Inspection | Ground Inspection | Ground Inspection | [18 empty] | EPSS,Ground Inspection, | EPSS Ground Inspection | EPSS Ground Inspection | EPSS,Aerial Inspection,Ground Inspection, | EPSS Aerial Inspection Ground Inspection | EPSS Aerial Inspection Ground Inspection | EPSS,Ground Inspection, | EPSS Ground Inspection | EPSS Ground Inspection |  |  | Overhead Hardening | ,Overhead Hardening, | Overhead Hardening | Overhead Hardening
CORRAL 1102CB | EPSS | EPSS | EPSS | [6 empty] | Expulsion Fuse Replacement | [6 empty] | Aerial Inspection | Aerial Inspection | Ground Inspection | Ground Inspection | Ground Inspection | [18 empty] | EPSS,Expulsion Fuse Replacement,Ground Inspection, | EPSS Expulsion Fuse Replacement Ground Inspection | EPSS Expulsion Fuse Replacement Ground Inspection | EPSS,Aerial Inspection,Ground Inspection, | EPSS Aerial Inspection Ground Inspection | EPSS Aerial Inspection Ground Inspection | EPSS,Aerial Inspection,Ground Inspection, | EPSS Aerial Inspection Ground Inspection | EPSS Aerial Inspection Ground Inspection |  |  |  | , | FALSE
LAS GALLINAS A 1106685656 | EPSS | EPSS | EPSS | [14 empty] | Aerial Inspection |  | Ground Inspection | Ground Inspection | Non-Pole Backlog | [17 empty] | EPSS,Non-Pole Backlog, | EPSS Non-Pole Backlog | EPSS Non-Pole Backlog | EPSS,Ground Inspection, | EPSS Ground Inspection | EPSS Ground Inspection | EPSS,Aerial Inspection,Ground Inspection, | EPSS Aerial Inspection Ground Inspection | EPSS Aerial Inspection Ground Inspection |  |  |  | , | FALSE
PACIFICA 110266732 | EPSS | EPSS | EPSS | [13 empty] | Aerial Inspection | Aerial Inspection | Ground Inspection | Ground Inspection | Ground Inspection | Non-Pole Backlog | Non-Pole Backlog | [5 empty] | Down Conductor Detection (DCD) | [10 empty] | EPSS,Ground Inspection,Non-Pole Backlog, | EPSS Ground Inspection Non-Pole Backlog | EPSS Ground Inspection Non-Pole Backlog | EPSS,Aerial Inspection,Ground Inspection,Non-Pole Backlog,Down Conductor Detection (DCD), | EPSS Aerial Inspection Ground Inspection Non-Pole Backlog Down Conductor Detection (DCD) | EPSS Aerial Inspection Ground Inspection Non-Pole Backlog Down Conductor Detection (DCD) | EPSS,Aerial Inspection,Ground Inspection, | EPSS Aerial Inspection Ground Inspection | EPSS Aerial Inspection Ground Inspection |  |  |  | , | FALSE
COTATI 1102462 | EPSS | EPSS | EPSS | [13 empty] | Aerial Inspection | Aerial Inspection | Ground Inspection | Ground Inspection | Ground Inspection | [7 empty] | Down Conductor Detection (DCD) |  | Line Sensors | [8 empty] | EPSS,Ground Inspection,Line Sensors, | EPSS Ground Inspection Line Sensors | EPSS Ground Inspection Line Sensors | EPSS,Aerial Inspection,Ground Inspection,Down Conductor Detection (DCD), | EPSS Aerial Inspection Ground Inspection Down Conductor Detection (DCD) | EPSS Aerial Inspection Ground Inspection Down Conductor Detection (DCD) | EPSS,Aerial Inspection,Ground Inspection, | EPSS Aerial Inspection Ground Inspection | EPSS Aerial Inspection Ground Inspection |  |  |  | , | FALSE
PEORIA 170459596 | EPSS | EPSS | EPSS | [6 empty] | Expulsion Fuse Replacement | Expulsion Fuse Replacement |  | Surge Arrestor Replacement |  |  |  | Aerial Inspection | Aerial Inspection | Ground Inspection | Ground Inspection | Ground Inspection | [6 empty] | Down Conductor Detection (DCD) | [8 empty] | Pole Backlog |  |  | EPSS,Expulsion Fuse Replacement,Surge Arrestor Replacement,Ground Inspection,Down Conductor Detection (DCD),Pole Backlog, | EPSS Expulsion Fuse Replacement Surge Arrestor Replacement Ground Inspection Down Conductor Detection (DCD) Pole Backlog | EPSS Expulsion Fuse Replacement Surge Arrestor Replacement Ground Inspection Down Conductor Detection (DCD) Pole Backlog | EPSS,Expulsion Fuse Replacement,Aerial Inspection,Ground Inspection, | EPSS Expulsion Fuse Replacement Aerial Inspection Ground Inspection | EPSS Expulsion Fuse Replacement Aerial Inspection Ground Inspection | EPSS,Aerial Inspection,Ground Inspection, | EPSS Aerial Inspection Ground Inspection | EPSS Aerial Inspection Ground Inspection |  |  |  | , | FALSE
PEORIA 170488630 | EPSS | EPSS | EPSS | [17 empty] | Ground Inspection | Non-Pole Backlog | [7 empty] | Down Conductor Detection (DCD) | [9 empty] | EPSS,Non-Pole Backlog, | EPSS Non-Pole Backlog | EPSS Non-Pole Backlog | EPSS, | EPSS | EPSS | EPSS,Ground Inspection,Down Conductor Detection (DCD), | EPSS Ground Inspection Down Conductor Detection (DCD) | EPSS Ground Inspection Down Conductor Detection (DCD) |  |  |  | , | FALSE
OAKLAND J 1102CR254 | EPSS | EPSS | EPSS | [27 empty] | Line Sensors | [8 empty] | EPSS,Line Sensors, | EPSS Line Sensors | EPSS Line Sensors | EPSS, | EPSS | EPSS | EPSS, | EPSS | EPSS |  |  |  | , | FALSE
OAKLAND J 1105CR256 | EPSS | EPSS | EPSS | [8 empty] | Expulsion Fuse Replacement |  |  |  |  | Aerial Inspection | Aerial Inspection | Ground Inspection | Ground Inspection |  | Non-Pole Backlog | [6 empty] | Down Conductor Detection (DCD) | [10 empty] | EPSS,Ground Inspection,Non-Pole Backlog, | EPSS Ground Inspection Non-Pole Backlog | EPSS Ground Inspection Non-Pole Backlog | EPSS,Aerial Inspection,Ground Inspection,Down Conductor Detection (DCD), | EPSS Aerial Inspection Ground Inspection Down Conductor Detection (DCD) | EPSS Aerial Inspection Ground Inspection Down Conductor Detection (DCD) | EPSS,Expulsion Fuse Replacement,Aerial Inspection, | EPSS Expulsion Fuse Replacement Aerial Inspection | EPSS Expulsion Fuse Replacement Aerial Inspection |  |  |  | , | FALSE
PIT NO 3 21011360 | EPSS | EPSS | EPSS | [13 empty] | Aerial Inspection |  | Ground Inspection | [8 empty] | Down Conductor Detection (DCD) | [8 empty] | Pole Backlog |  |  | EPSS,Ground Inspection,Down Conductor Detection (DCD),Pole Backlog, | EPSS Ground Inspection Down Conductor Detection (DCD) Pole Backlog | EPSS Ground Inspection Down Conductor Detection (DCD) Pole Backlog | EPSS,Aerial Inspection, | EPSS Aerial Inspection | EPSS Aerial Inspection | EPSS, | EPSS | EPSS |  |  |  | , | FALSE
RIO DELL 110275970 | EPSS | EPSS | EPSS | [13 empty] | Aerial Inspection | Aerial Inspection | Ground Inspection | Ground Inspection | [7 empty] | Down Conductor Detection (DCD) | [11 empty] | EPSS,Ground Inspection,Down Conductor Detection (DCD), | EPSS Ground Inspection Down Conductor Detection (DCD) | EPSS Ground Inspection Down Conductor Detection (DCD) | EPSS,Aerial Inspection,Ground Inspection, | EPSS Aerial Inspection Ground Inspection | EPSS Aerial Inspection Ground Inspection | EPSS,Aerial Inspection, | EPSS Aerial Inspection | EPSS Aerial Inspection |  |  |  | , | FALSE
HAMILTON BRANCH 11012046 | EPSS | EPSS | EPSS | [7 empty] | Expulsion Fuse Replacement | Expulsion Fuse Replacement |  |  |  |  | Aerial Inspection |  | Ground Inspection |  |  | Non-Pole Backlog | [6 empty] | Down Conductor Detection (DCD) | [10 empty] | EPSS,Ground Inspection,Non-Pole Backlog, | EPSS Ground Inspection Non-Pole Backlog | EPSS Ground Inspection Non-Pole Backlog | EPSS,Expulsion Fuse Replacement,Aerial Inspection,Down Conductor Detection (DCD), | EPSS Expulsion Fuse Replacement Aerial Inspection Down Conductor Detection (DCD) | EPSS Expulsion Fuse Replacement Aerial Inspection Down Conductor Detection (DCD) | EPSS,Expulsion Fuse Replacement, | EPSS Expulsion Fuse Replacement | EPSS Expulsion Fuse Replacement |  |  |  | , | FALSE
BAY MEADOWS 210257886 | EPSS | EPSS | EPSS | [13 empty] | Aerial Inspection | Aerial Inspection | Ground Inspection | Ground Inspection | Ground Inspection | Non-Pole Backlog | [17 empty] | EPSS,Ground Inspection,Non-Pole Backlog, | EPSS Ground Inspection Non-Pole Backlog | EPSS Ground Inspection Non-Pole Backlog | EPSS,Aerial Inspection,Ground Inspection, | EPSS Aerial Inspection Ground Inspection | EPSS Aerial Inspection Ground Inspection | EPSS,Aerial Inspection,Ground Inspection, | EPSS Aerial Inspection Ground Inspection | EPSS Aerial Inspection Ground Inspection |  |  |  | , | FALSE
SONOMA 1103581588 | EPSS | EPSS | EPSS | [17 empty] | Ground Inspection | [6 empty] | Down Conductor Detection (DCD) | [11 empty] | EPSS,Down Conductor Detection (DCD), | EPSS Down Conductor Detection (DCD) | EPSS Down Conductor Detection (DCD) | EPSS, | EPSS | EPSS | EPSS,Ground Inspection, | EPSS Ground Inspection | EPSS Ground Inspection |  |  |  | , | FALSE
GARBERVILLE 11024744 | EPSS | EPSS | EPSS | [6 empty] | Expulsion Fuse Replacement | Expulsion Fuse Replacement | Expulsion Fuse Replacement |  |  |  |  | Aerial Inspection | Aerial Inspection | Ground Inspection | Ground Inspection |  | Non-Pole Backlog | [5 empty] | Down Conductor Detection (DCD) | [11 empty] | EPSS,Expulsion Fuse Replacement,Ground Inspection,Non-Pole Backlog,Down Conductor Detection (DCD), | EPSS Expulsion Fuse Replacement Ground Inspection Non-Pole Backlog Down Conductor Detection (DCD) | EPSS Expulsion Fuse Replacement Ground Inspection Non-Pole Backlog Down Conductor Detection (DCD) | EPSS,Expulsion Fuse Replacement,Aerial Inspection,Ground Inspection, | EPSS Expulsion Fuse Replacement Aerial Inspection Ground Inspection | EPSS Expulsion Fuse Replacement Aerial Inspection Ground Inspection | EPSS,Expulsion Fuse Replacement,Aerial Inspection, | EPSS Expulsion Fuse Replacement Aerial Inspection | EPSS Expulsion Fuse Replacement Aerial Inspection |  |  |  | , | FALSE
PLACERVILLE 1110CB | EPSS | EPSS | EPSS | [13 empty] | Aerial Inspection | Aerial Inspection | Ground Inspection | Ground Inspection | Ground Inspection | Non-Pole Backlog | [14 empty] | Pole Backlog |  |  | EPSS,Ground Inspection,Non-Pole Backlog,Pole Backlog, | EPSS Ground Inspection Non-Pole Backlog Pole Backlog | EPSS Ground Inspection Non-Pole Backlog Pole Backlog | EPSS,Aerial Inspection,Ground Inspection, | EPSS Aerial Inspection Ground Inspection | EPSS Aerial Inspection Ground Inspection | EPSS,Aerial Inspection,Ground Inspection, | EPSS Aerial Inspection Ground Inspection | EPSS Aerial Inspection Ground Inspection |  |  |  | , | FALSE
LOS GATOS 1101502026 | EPSS | EPSS | EPSS | [16 empty] | Ground Inspection | Ground Inspection | [18 empty] | EPSS, | EPSS | EPSS | EPSS,Ground Inspection, | EPSS Ground Inspection | EPSS Ground Inspection | EPSS,Ground Inspection, | EPSS Ground Inspection | EPSS Ground Inspection |  |  |  | , | FALSE
SAN LUIS OBISPO 1104V40 | EPSS | EPSS | EPSS | [14 empty] | Aerial Inspection |  | Ground Inspection | Ground Inspection | Non-Pole Backlog | [5 empty] | Down Conductor Detection (DCD) | [11 empty] | EPSS,Non-Pole Backlog,Down Conductor Detection (DCD), | EPSS Non-Pole Backlog Down Conductor Detection (DCD) | EPSS Non-Pole Backlog Down Conductor Detection (DCD) | EPSS,Ground Inspection, | EPSS Ground Inspection | EPSS Ground Inspection | EPSS,Aerial Inspection,Ground Inspection, | EPSS Aerial Inspection Ground Inspection | EPSS Aerial Inspection Ground Inspection |  |  |  | , | FALSE
FOOTHILL 1101251688 | EPSS | EPSS | EPSS | [14 empty] | Aerial Inspection |  | Ground Inspection | Ground Inspection | Non-Pole Backlog |  | Non-Pole Backlog |  |  |  |  | Down Conductor Detection (DCD) | [10 empty] | EPSS,Non-Pole Backlog, | EPSS Non-Pole Backlog | EPSS Non-Pole Backlog | EPSS,Ground Inspection,Down Conductor Detection (DCD), | EPSS Ground Inspection Down Conductor Detection (DCD) | EPSS Ground Inspection Down Conductor Detection (DCD) | EPSS,Aerial Inspection,Ground Inspection,Non-Pole Backlog, | EPSS Aerial Inspection Ground Inspection Non-Pole Backlog | EPSS Aerial Inspection Ground Inspection Non-Pole Backlog |  |  |  | , | FALSE
OTTER 11022012 | EPSS | EPSS | EPSS | [14 empty] | Aerial Inspection |  | Ground Inspection | Ground Inspection | [7 empty] | Down Conductor Detection (DCD) | [10 empty] | EPSS, | EPSS | EPSS | EPSS,Ground Inspection,Down Conductor Detection (DCD), | EPSS Ground Inspection Down Conductor Detection (DCD) | EPSS Ground Inspection Down Conductor Detection (DCD) | EPSS,Aerial Inspection,Ground Inspection, | EPSS Aerial Inspection Ground Inspection | EPSS Aerial Inspection Ground Inspection |  |  |  | , | FALSE
BUELLTON 1102Y50 | EPSS | EPSS | EPSS |  | Undergrounding |  |  | Overhead Hardening | Overhead Hardening | Expulsion Fuse Replacement | [7 empty] | Aerial Inspection |  | Ground Inspection | Ground Inspection | Non-Pole Backlog | [6 empty] | Down Conductor Detection (DCD) | [10 empty] | EPSS,Expulsion Fuse Replacement,Non-Pole Backlog, | EPSS Expulsion Fuse Replacement Non-Pole Backlog | EPSS Expulsion Fuse Replacement Non-Pole Backlog | EPSS,Undergrounding,Overhead Hardening,Ground Inspection,Down Conductor Detection (DCD), | EPSS Undergrounding Overhead Hardening Ground Inspection Down Conductor Detection (DCD) | EPSS Undergrounding Overhead Hardening Ground Inspection Down Conductor Detection (DCD) | EPSS,Overhead Hardening,Aerial Inspection,Ground Inspection, | EPSS Overhead Hardening Aerial Inspection Ground Inspection | EPSS Overhead Hardening Aerial Inspection Ground Inspection |  |  |  | , | FALSE
WYANDOTTE 110913052 | EPSS | EPSS | EPSS | [6 empty] | Expulsion Fuse Replacement | [6 empty] | Aerial Inspection | Aerial Inspection | Ground Inspection | Ground Inspection | [7 empty] | Down Conductor Detection (DCD) | [8 empty] | Pole Backlog |  |  | EPSS,Expulsion Fuse Replacement,Ground Inspection,Down Conductor Detection (DCD),Pole Backlog, | EPSS Expulsion Fuse Replacement Ground Inspection Down Conductor Detection (DCD) Pole Backlog | EPSS Expulsion Fuse Replacement Ground Inspection Down Conductor Detection (DCD) Pole Backlog | EPSS,Aerial Inspection,Ground Inspection, | EPSS Aerial Inspection Ground Inspection | EPSS Aerial Inspection Ground Inspection | EPSS,Aerial Inspection, | EPSS Aerial Inspection | EPSS Aerial Inspection |  |  |  | , | FALSE
PETALUMA C 1109738866 | EPSS | EPSS | EPSS | [6 empty] | Expulsion Fuse Replacement | Expulsion Fuse Replacement | [5 empty] | Aerial Inspection | Aerial Inspection | Ground Inspection | Ground Inspection | [7 empty] | Down Conductor Detection (DCD) |  |  | Line Sensors | [8 empty] | EPSS,Expulsion Fuse Replacement,Ground Inspection,Down Conductor Detection (DCD),Line Sensors, | EPSS Expulsion Fuse Replacement Ground Inspection Down Conductor Detection (DCD) Line Sensors | EPSS Expulsion Fuse Replacement Ground Inspection Down Conductor Detection (DCD) Line Sensors | EPSS,Expulsion Fuse Replacement,Aerial Inspection,Ground Inspection, | EPSS Expulsion Fuse Replacement Aerial Inspection Ground Inspection | EPSS Expulsion Fuse Replacement Aerial Inspection Ground Inspection | EPSS,Aerial Inspection, | EPSS Aerial Inspection | EPSS Aerial Inspection |  |  |  | , | FALSE
WILLOW CREEK 110191926 | EPSS | EPSS | EPSS | [8 empty] | Expulsion Fuse Replacement |  |  |  |  | Aerial Inspection | Aerial Inspection | Ground Inspection | Ground Inspection | Ground Inspection | [6 empty] | Down Conductor Detection (DCD) | [11 empty] | EPSS,Ground Inspection,Down Conductor Detection (DCD), | EPSS Ground Inspection Down Conductor Detection (DCD) | EPSS Ground Inspection Down Conductor Detection (DCD) | EPSS,Aerial Inspection,Ground Inspection, | EPSS Aerial Inspection Ground Inspection | EPSS Aerial Inspection Ground Inspection | EPSS,Expulsion Fuse Replacement,Aerial Inspection,Ground Inspection, | EPSS Expulsion Fuse Replacement Aerial Inspection Ground Inspection | EPSS Expulsion Fuse Replacement Aerial Inspection Ground Inspection |  |  |  | , | FALSE
VIEJO 22019704 | EPSS | EPSS | EPSS | [8 empty] | Expulsion Fuse Replacement | [8 empty] | Ground Inspection | [18 empty] | EPSS, | EPSS | EPSS | EPSS, | EPSS | EPSS | EPSS,Expulsion Fuse Replacement,Ground Inspection, | EPSS Expulsion Fuse Replacement Ground Inspection | EPSS Expulsion Fuse Replacement Ground Inspection |  |  |  | , | FALSE
IGNACIO 1104450582 | EPSS | EPSS | EPSS | [17 empty] | Ground Inspection | Non-Pole Backlog | [6 empty] | Down Conductor Detection (DCD) | [10 empty] | EPSS,Non-Pole Backlog, | EPSS Non-Pole Backlog | EPSS Non-Pole Backlog | EPSS,Down Conductor Detection (DCD), | EPSS Down Conductor Detection (DCD) | EPSS Down Conductor Detection (DCD) | EPSS,Ground Inspection, | EPSS Ground Inspection | EPSS Ground Inspection |  |  |  | , | FALSE
MENLO 11029110 | EPSS | EPSS | EPSS | [8 empty] | Expulsion Fuse Replacement |  |  |  |  | Aerial Inspection | Aerial Inspection | Ground Inspection | Ground Inspection | Ground Inspection | Non-Pole Backlog | [6 empty] | Down Conductor Detection (DCD) | [10 empty] | EPSS,Ground Inspection,Non-Pole Backlog, | EPSS Ground Inspection Non-Pole Backlog | EPSS Ground Inspection Non-Pole Backlog | EPSS,Aerial Inspection,Ground Inspection,Down Conductor Detection (DCD), | EPSS Aerial Inspection Ground Inspection Down Conductor Detection (DCD) | EPSS Aerial Inspection Ground Inspection Down Conductor Detection (DCD) | EPSS,Expulsion Fuse Replacement,Aerial Inspection,Ground Inspection, | EPSS Expulsion Fuse Replacement Aerial Inspection Ground Inspection | EPSS Expulsion Fuse Replacement Aerial Inspection Ground Inspection |  |  |  | , | FALSE
OLETA 1101239062 | EPSS | EPSS | EPSS | [6 empty] | Expulsion Fuse Replacement | [7 empty] | Aerial Inspection |  | Ground Inspection | Ground Inspection | Non-Pole Backlog | [5 empty] | Down Conductor Detection (DCD) | [8 empty] | Pole Backlog |  |  | EPSS,Expulsion Fuse Replacement,Non-Pole Backlog,Down Conductor Detection (DCD),Pole Backlog, | EPSS Expulsion Fuse Replacement Non-Pole Backlog Down Conductor Detection (DCD) Pole Backlog | EPSS Expulsion Fuse Replacement Non-Pole Backlog Down Conductor Detection (DCD) Pole Backlog | EPSS,Ground Inspection, | EPSS Ground Inspection | EPSS Ground Inspection | EPSS,Aerial Inspection,Ground Inspection, | EPSS Aerial Inspection Ground Inspection | EPSS Aerial Inspection Ground Inspection |  |  |  | , | FALSE
PENRYN 1107346 | EPSS | EPSS | EPSS | [6 empty] | Expulsion Fuse Replacement | Expulsion Fuse Replacement |  | Surge Arrestor Replacement |  |  |  | Aerial Inspection | Aerial Inspection |  | Ground Inspection | Ground Inspection | Non-Pole Backlog | [6 empty] | Down Conductor Detection (DCD) | [7 empty] | Pole Backlog |  |  | EPSS,Expulsion Fuse Replacement,Surge Arrestor Replacement,Non-Pole Backlog,Pole Backlog, | EPSS Expulsion Fuse Replacement Surge Arrestor Replacement Non-Pole Backlog Pole Backlog | EPSS Expulsion Fuse Replacement Surge Arrestor Replacement Non-Pole Backlog Pole Backlog | EPSS,Expulsion Fuse Replacement,Aerial Inspection,Ground Inspection,Down Conductor Detection (DCD), | EPSS Expulsion Fuse Replacement Aerial Inspection Ground Inspection Down Conductor Detection (DCD) | EPSS Expulsion Fuse Replacement Aerial Inspection Ground Inspection Down Conductor Detection (DCD) | EPSS,Aerial Inspection,Ground Inspection, | EPSS Aerial Inspection Ground Inspection | EPSS Aerial Inspection Ground Inspection |  |  |  | , | FALSE
BELL 1108467470 | EPSS | EPSS | EPSS | [13 empty] | Aerial Inspection | Aerial Inspection | Ground Inspection | Ground Inspection | [19 empty] | EPSS,Ground Inspection, | EPSS Ground Inspection | EPSS Ground Inspection | EPSS,Aerial Inspection,Ground Inspection, | EPSS Aerial Inspection Ground Inspection | EPSS Aerial Inspection Ground Inspection | EPSS,Aerial Inspection, | EPSS Aerial Inspection | EPSS Aerial Inspection |  |  |  | , | FALSE
LOYOLA 1102CB | EPSS | EPSS | EPSS | [8 empty] | Expulsion Fuse Replacement | [5 empty] | Aerial Inspection |  | Ground Inspection | Ground Inspection | Non-Pole Backlog | [17 empty] | EPSS,Non-Pole Backlog, | EPSS Non-Pole Backlog | EPSS Non-Pole Backlog | EPSS,Ground Inspection, | EPSS Ground Inspection | EPSS Ground Inspection | EPSS,Expulsion Fuse Replacement,Aerial Inspection,Ground Inspection, | EPSS Expulsion Fuse Replacement Aerial Inspection Ground Inspection | EPSS Expulsion Fuse Replacement Aerial Inspection Ground Inspection |  |  |  | , | FALSE
SAN RAMON 2102CB | EPSS | EPSS | EPSS | [14 empty] | Aerial Inspection |  | Ground Inspection | Ground Inspection | [18 empty] | EPSS, | EPSS | EPSS | EPSS,Ground Inspection, | EPSS Ground Inspection | EPSS Ground Inspection | EPSS,Aerial Inspection,Ground Inspection, | EPSS Aerial Inspection Ground Inspection | EPSS Aerial Inspection Ground Inspection |  |  |  | , | FALSE
CASTRO VALLEY 1111MR334 | EPSS | EPSS | EPSS | [7 empty] | Expulsion Fuse Replacement | Expulsion Fuse Replacement | [5 empty] | Aerial Inspection |  | Ground Inspection | Ground Inspection | Non-Pole Backlog | [6 empty] | Down Conductor Detection (DCD) | [10 empty] | EPSS,Non-Pole Backlog, | EPSS Non-Pole Backlog | EPSS Non-Pole Backlog | EPSS,Expulsion Fuse Replacement,Ground Inspection,Down Conductor Detection (DCD), | EPSS Expulsion Fuse Replacement Ground Inspection Down Conductor Detection (DCD) | EPSS Expulsion Fuse Replacement Ground Inspection Down Conductor Detection (DCD) | EPSS,Expulsion Fuse Replacement,Aerial Inspection,Ground Inspection, | EPSS Expulsion Fuse Replacement Aerial Inspection Ground Inspection | EPSS Expulsion Fuse Replacement Aerial Inspection Ground Inspection |  |  |  | , | FALSE
AUBERRY 1102R2850 | EPSS | EPSS | EPSS | [13 empty] | Aerial Inspection | Aerial Inspection | Ground Inspection | Ground Inspection | Ground Inspection | Non-Pole Backlog | [6 empty] | Down Conductor Detection (DCD) | [10 empty] | EPSS,Ground Inspection,Non-Pole Backlog, | EPSS Ground Inspection Non-Pole Backlog | EPSS Ground Inspection Non-Pole Backlog | EPSS,Aerial Inspection,Ground Inspection,Down Conductor Detection (DCD), | EPSS Aerial Inspection Ground Inspection Down Conductor Detection (DCD) | EPSS Aerial Inspection Ground Inspection Down Conductor Detection (DCD) | EPSS,Aerial Inspection,Ground Inspection, | EPSS Aerial Inspection Ground Inspection | EPSS Aerial Inspection Ground Inspection |  |  |  | , | FALSE
PERRY 1101W12 | EPSS | EPSS | EPSS | [14 empty] | Aerial Inspection |  | Ground Inspection | Ground Inspection | Non-Pole Backlog | Non-Pole Backlog | [6 empty] | Down Conductor Detection (DCD) | [9 empty] | EPSS,Non-Pole Backlog, | EPSS Non-Pole Backlog | EPSS Non-Pole Backlog | EPSS,Ground Inspection,Non-Pole Backlog, | EPSS Ground Inspection Non-Pole Backlog | EPSS Ground Inspection Non-Pole Backlog | EPSS,Aerial Inspection,Ground Inspection,Down Conductor Detection (DCD), | EPSS Aerial Inspection Ground Inspection Down Conductor Detection (DCD) | EPSS Aerial Inspection Ground Inspection Down Conductor Detection (DCD) |  |  |  | , | FALSE
LAURELES 1112438 | EPSS | EPSS | EPSS | [7 empty] | Expulsion Fuse Replacement | Expulsion Fuse Replacement |  |  |  |  | Aerial Inspection | Aerial Inspection | Ground Inspection | Ground Inspection | Ground Inspection | Non-Pole Backlog |  | Non-Pole Backlog |  |  |  |  | Down Conductor Detection (DCD) | [10 empty] | EPSS,Ground Inspection,Non-Pole Backlog, | EPSS Ground Inspection Non-Pole Backlog | EPSS Ground Inspection Non-Pole Backlog | EPSS,Expulsion Fuse Replacement,Aerial Inspection,Ground Inspection,Down Conductor Detection (DCD), | EPSS Expulsion Fuse Replacement Aerial Inspection Ground Inspection Down Conductor Detection (DCD) | EPSS Expulsion Fuse Replacement Aerial Inspection Ground Inspection Down Conductor Detection (DCD) | EPSS,Expulsion Fuse Replacement,Aerial Inspection,Ground Inspection,Non-Pole Backlog, | EPSS Expulsion Fuse Replacement Aerial Inspection Ground Inspection Non-Pole Backlog | EPSS Expulsion Fuse Replacement Aerial Inspection Ground Inspection Non-Pole Backlog |  |  |  | , | FALSE
VIEJO 22029118 | EPSS | EPSS | EPSS | [8 empty] | Expulsion Fuse Replacement | [5 empty] | Aerial Inspection |  | Ground Inspection | Ground Inspection |  | Non-Pole Backlog | [7 empty] | Line Sensors | [8 empty] | EPSS,Line Sensors, | EPSS Line Sensors | EPSS Line Sensors | EPSS,Ground Inspection,Non-Pole Backlog, | EPSS Ground Inspection Non-Pole Backlog | EPSS Ground Inspection Non-Pole Backlog | EPSS,Expulsion Fuse Replacement,Aerial Inspection,Ground Inspection, | EPSS Expulsion Fuse Replacement Aerial Inspection Ground Inspection | EPSS Expulsion Fuse Replacement Aerial Inspection Ground Inspection |  |  |  | , | FALSE
STONE CORRAL 1108255186 | EPSS | EPSS | EPSS | [8 empty] | Expulsion Fuse Replacement | [5 empty] | Aerial Inspection |  | Ground Inspection | Ground Inspection | Non-Pole Backlog | [17 empty] | EPSS,Non-Pole Backlog, | EPSS Non-Pole Backlog | EPSS Non-Pole Backlog | EPSS,Ground Inspection, | EPSS Ground Inspection | EPSS Ground Inspection | EPSS,Expulsion Fuse Replacement,Aerial Inspection,Ground Inspection, | EPSS Expulsion Fuse Replacement Aerial Inspection Ground Inspection | EPSS Expulsion Fuse Replacement Aerial Inspection Ground Inspection |  |  |  | , | FALSE
PHILO 1102CB | EPSS | EPSS | EPSS | [6 empty] | Expulsion Fuse Replacement | [6 empty] | Aerial Inspection | Aerial Inspection | Ground Inspection | Ground Inspection |  |  |  | Non-Pole Backlog | [15 empty] | EPSS,Expulsion Fuse Replacement,Ground Inspection, | EPSS Expulsion Fuse Replacement Ground Inspection | EPSS Expulsion Fuse Replacement Ground Inspection | EPSS,Aerial Inspection,Ground Inspection, | EPSS Aerial Inspection Ground Inspection | EPSS Aerial Inspection Ground Inspection | EPSS,Aerial Inspection,Non-Pole Backlog, | EPSS Aerial Inspection Non-Pole Backlog | EPSS Aerial Inspection Non-Pole Backlog |  |  |  | , | FALSE
WYANDOTTE 1105329930 | EPSS | EPSS | EPSS | [6 empty] | Expulsion Fuse Replacement | [6 empty] | Aerial Inspection | Aerial Inspection | Ground Inspection | Ground Inspection | Ground Inspection | Non-Pole Backlog | [6 empty] | Down Conductor Detection (DCD) |  | Line Sensors | [8 empty] | EPSS,Expulsion Fuse Replacement,Ground Inspection,Non-Pole Backlog,Line Sensors, | EPSS Expulsion Fuse Replacement Ground Inspection Non-Pole Backlog Line Sensors | EPSS Expulsion Fuse Replacement Ground Inspection Non-Pole Backlog Line Sensors | EPSS,Aerial Inspection,Ground Inspection,Down Conductor Detection (DCD), | EPSS Aerial Inspection Ground Inspection Down Conductor Detection (DCD) | EPSS Aerial Inspection Ground Inspection Down Conductor Detection (DCD) | EPSS,Aerial Inspection,Ground Inspection, | EPSS Aerial Inspection Ground Inspection | EPSS Aerial Inspection Ground Inspection |  |  |  | , | FALSE
PEABODY 2106CB | EPSS | EPSS | EPSS | [14 empty] | Aerial Inspection |  | Ground Inspection | Ground Inspection | [18 empty] | EPSS, | EPSS | EPSS | EPSS,Ground Inspection, | EPSS Ground Inspection | EPSS Ground Inspection | EPSS,Aerial Inspection,Ground Inspection, | EPSS Aerial Inspection Ground Inspection | EPSS Aerial Inspection Ground Inspection |  |  |  | , | FALSE
UKIAH 1114528 | EPSS | EPSS | EPSS | [14 empty] | Aerial Inspection |  | Ground Inspection | [8 empty] | Down Conductor Detection (DCD) | [10 empty] | EPSS, | EPSS | EPSS | EPSS,Ground Inspection,Down Conductor Detection (DCD), | EPSS Ground Inspection Down Conductor Detection (DCD) | EPSS Ground Inspection Down Conductor Detection (DCD) | EPSS,Aerial Inspection, | EPSS Aerial Inspection | EPSS Aerial Inspection |  |  |  | , | FALSE
OLD RIVER 1001CB | EPSS | EPSS | EPSS | [36 empty] | EPSS, | EPSS | EPSS | EPSS, | EPSS | EPSS | EPSS, | EPSS | EPSS |  |  |  | , | FALSE
SAN RAMON 2101CB | EPSS | EPSS | EPSS | [14 empty] | Aerial Inspection |  | Ground Inspection | Ground Inspection | Non-Pole Backlog | [17 empty] | EPSS,Non-Pole Backlog, | EPSS Non-Pole Backlog | EPSS Non-Pole Backlog | EPSS,Ground Inspection, | EPSS Ground Inspection | EPSS Ground Inspection | EPSS,Aerial Inspection,Ground Inspection, | EPSS Aerial Inspection Ground Inspection | EPSS Aerial Inspection Ground Inspection |  |  |  | , | FALSE
IONE 1101L3141 | EPSS | EPSS | EPSS | [6 empty] | Expulsion Fuse Replacement | Expulsion Fuse Replacement | [5 empty] | Aerial Inspection | Aerial Inspection | Ground Inspection | Ground Inspection | Ground Inspection | Non-Pole Backlog | [14 empty] | Pole Backlog |  |  | EPSS,Expulsion Fuse Replacement,Ground Inspection,Non-Pole Backlog,Pole Backlog, | EPSS Expulsion Fuse Replacement Ground Inspection Non-Pole Backlog Pole Backlog | EPSS Expulsion Fuse Replacement Ground Inspection Non-Pole Backlog Pole Backlog | EPSS,Expulsion Fuse Replacement,Aerial Inspection,Ground Inspection, | EPSS Expulsion Fuse Replacement Aerial Inspection Ground Inspection | EPSS Expulsion Fuse Replacement Aerial Inspection Ground Inspection | EPSS,Aerial Inspection,Ground Inspection, | EPSS Aerial Inspection Ground Inspection | EPSS Aerial Inspection Ground Inspection |  |  |  | , | FALSE
LINCOLN 1101210168 | EPSS | EPSS | EPSS | [17 empty] | Ground Inspection | [18 empty] | EPSS, | EPSS | EPSS | EPSS, | EPSS | EPSS | EPSS,Ground Inspection, | EPSS Ground Inspection | EPSS Ground Inspection |  |  |  | , | FALSE
EL CERRITO G 1105BR160 | EPSS | EPSS | EPSS |  | Undergrounding | [5 empty] | Expulsion Fuse Replacement | [6 empty] | Aerial Inspection |  | Ground Inspection | Ground Inspection | Non-Pole Backlog | [6 empty] | Down Conductor Detection (DCD) |  | Line Sensors | [5 empty] | Pole Backlog |  |  | EPSS,Non-Pole Backlog,Line Sensors,Pole Backlog, | EPSS Non-Pole Backlog Line Sensors Pole Backlog | EPSS Non-Pole Backlog Line Sensors Pole Backlog | EPSS,Undergrounding,Expulsion Fuse Replacement,Ground Inspection,Down Conductor Detection (DCD), | EPSS Undergrounding Expulsion Fuse Replacement Ground Inspection Down Conductor Detection (DCD) | EPSS Undergrounding Expulsion Fuse Replacement Ground Inspection Down Conductor Detection (DCD) | EPSS,Aerial Inspection,Ground Inspection, | EPSS Aerial Inspection Ground Inspection | EPSS Aerial Inspection Ground Inspection |  |  |  | , | FALSE
CHESTER 1101922138 | EPSS | EPSS | EPSS | [7 empty] | Expulsion Fuse Replacement | [6 empty] | Aerial Inspection |  | Ground Inspection | Ground Inspection | [18 empty] | EPSS, | EPSS | EPSS | EPSS,Expulsion Fuse Replacement,Ground Inspection, | EPSS Expulsion Fuse Replacement Ground Inspection | EPSS Expulsion Fuse Replacement Ground Inspection | EPSS,Aerial Inspection,Ground Inspection, | EPSS Aerial Inspection Ground Inspection | EPSS Aerial Inspection Ground Inspection |  |  |  | , | FALSE
FROGTOWN 170236870 | EPSS | EPSS | EPSS | [14 empty] | Aerial Inspection |  | Ground Inspection | Ground Inspection | [6 empty] | Down Conductor Detection (DCD) | [11 empty] | EPSS,Down Conductor Detection (DCD), | EPSS Down Conductor Detection (DCD) | EPSS Down Conductor Detection (DCD) | EPSS,Ground Inspection, | EPSS Ground Inspection | EPSS Ground Inspection | EPSS,Aerial Inspection,Ground Inspection, | EPSS Aerial Inspection Ground Inspection | EPSS Aerial Inspection Ground Inspection |  |  |  | , | FALSE
PACIFICA 1101CB | EPSS | EPSS | EPSS | [14 empty] | Aerial Inspection |  | Ground Inspection | Ground Inspection | [18 empty] | EPSS, | EPSS | EPSS | EPSS,Ground Inspection, | EPSS Ground Inspection | EPSS Ground Inspection | EPSS,Aerial Inspection,Ground Inspection, | EPSS Aerial Inspection Ground Inspection | EPSS Aerial Inspection Ground Inspection |  |  |  | , | FALSE
MARTELL 1101766574 | EPSS | EPSS | EPSS | [6 empty] | Expulsion Fuse Replacement | [6 empty] | Aerial Inspection | Aerial Inspection | Ground Inspection | Ground Inspection | Ground Inspection | [15 empty] | Pole Backlog |  |  | EPSS,Expulsion Fuse Replacement,Ground Inspection,Pole Backlog, | EPSS Expulsion Fuse Replacement Ground Inspection Pole Backlog | EPSS Expulsion Fuse Replacement Ground Inspection Pole Backlog | EPSS,Aerial Inspection,Ground Inspection, | EPSS Aerial Inspection Ground Inspection | EPSS Aerial Inspection Ground Inspection | EPSS,Aerial Inspection,Ground Inspection, | EPSS Aerial Inspection Ground Inspection | EPSS Aerial Inspection Ground Inspection |  |  |  | , | FALSE
MILPITAS 1109XR044 | EPSS | EPSS | EPSS | [14 empty] | Aerial Inspection | Ground Inspection | Ground Inspection | [8 empty] | Down Conductor Detection (DCD) | [10 empty] | EPSS,Ground Inspection, | EPSS Ground Inspection | EPSS Ground Inspection | EPSS,Ground Inspection,Down Conductor Detection (DCD), | EPSS Ground Inspection Down Conductor Detection (DCD) | EPSS Ground Inspection Down Conductor Detection (DCD) | EPSS,Aerial Inspection, | EPSS Aerial Inspection | EPSS Aerial Inspection |  |  |  | , | FALSE
COTATI 110379140 | EPSS | EPSS | EPSS | [6 empty] | Expulsion Fuse Replacement | Expulsion Fuse Replacement | [5 empty] | Aerial Inspection |  | Ground Inspection |  | Ground Inspection | [7 empty] | Down Conductor Detection (DCD) | [10 empty] | EPSS,Expulsion Fuse Replacement,Ground Inspection, | EPSS Expulsion Fuse Replacement Ground Inspection | EPSS Expulsion Fuse Replacement Ground Inspection | EPSS,Expulsion Fuse Replacement,Aerial Inspection,Down Conductor Detection (DCD), | EPSS Expulsion Fuse Replacement Aerial Inspection Down Conductor Detection (DCD) | EPSS Expulsion Fuse Replacement Aerial Inspection Down Conductor Detection (DCD) | EPSS,Ground Inspection, | EPSS Ground Inspection | EPSS Ground Inspection |  |  |  | , | FALSE
BOLINAS 11011232 | EPSS | EPSS | EPSS | [13 empty] | Aerial Inspection | Aerial Inspection | Ground Inspection | Ground Inspection | Ground Inspection | Non-Pole Backlog | [6 empty] | Down Conductor Detection (DCD) | [10 empty] | EPSS,Ground Inspection,Non-Pole Backlog, | EPSS Ground Inspection Non-Pole Backlog | EPSS Ground Inspection Non-Pole Backlog | EPSS,Aerial Inspection,Ground Inspection,Down Conductor Detection (DCD), | EPSS Aerial Inspection Ground Inspection Down Conductor Detection (DCD) | EPSS Aerial Inspection Ground Inspection Down Conductor Detection (DCD) | EPSS,Aerial Inspection,Ground Inspection, | EPSS Aerial Inspection Ground Inspection | EPSS Aerial Inspection Ground Inspection |  |  |  | , | FALSE
DESCHUTES 1104715242 | EPSS | EPSS | EPSS | [14 empty] | Aerial Inspection |  | Ground Inspection | [8 empty] | Down Conductor Detection (DCD) | [10 empty] | EPSS, | EPSS | EPSS | EPSS,Ground Inspection,Down Conductor Detection (DCD), | EPSS Ground Inspection Down Conductor Detection (DCD) | EPSS Ground Inspection Down Conductor Detection (DCD) | EPSS,Aerial Inspection, | EPSS Aerial Inspection | EPSS Aerial Inspection |  |  |  | , | FALSE
WYANDOTTE 110942650 | EPSS | EPSS | EPSS | [36 empty] | EPSS, | EPSS | EPSS | EPSS, | EPSS | EPSS | EPSS, | EPSS | EPSS |  |  |  | , | FALSE
COTATI 1103132 | EPSS | EPSS | EPSS | [6 empty] | Expulsion Fuse Replacement | Expulsion Fuse Replacement | [5 empty] | Aerial Inspection | Aerial Inspection | Ground Inspection | Ground Inspection |  | Non-Pole Backlog | [5 empty] | Down Conductor Detection (DCD) | [11 empty] | EPSS,Expulsion Fuse Replacement,Ground Inspection,Non-Pole Backlog,Down Conductor Detection (DCD), | EPSS Expulsion Fuse Replacement Ground Inspection Non-Pole Backlog Down Conductor Detection (DCD) | EPSS Expulsion Fuse Replacement Ground Inspection Non-Pole Backlog Down Conductor Detection (DCD) | EPSS,Expulsion Fuse Replacement,Aerial Inspection,Ground Inspection, | EPSS Expulsion Fuse Replacement Aerial Inspection Ground Inspection | EPSS Expulsion Fuse Replacement Aerial Inspection Ground Inspection | EPSS,Aerial Inspection, | EPSS Aerial Inspection | EPSS Aerial Inspection |  |  |  | , | FALSE
BRUNSWICK 110378862 | EPSS | EPSS | EPSS | [13 empty] | Aerial Inspection | Aerial Inspection | Ground Inspection | Ground Inspection | [8 empty] | Down Conductor Detection (DCD) | [10 empty] | EPSS,Ground Inspection, | EPSS Ground Inspection | EPSS Ground Inspection | EPSS,Aerial Inspection,Ground Inspection,Down Conductor Detection (DCD), | EPSS Aerial Inspection Ground Inspection Down Conductor Detection (DCD) | EPSS Aerial Inspection Ground Inspection Down Conductor Detection (DCD) | EPSS,Aerial Inspection, | EPSS Aerial Inspection | EPSS Aerial Inspection |  |  |  | , | FALSE
PETALUMA C 1109128 | EPSS | EPSS | EPSS | [6 empty] | Expulsion Fuse Replacement | [6 empty] | Aerial Inspection | Aerial Inspection | Ground Inspection | Ground Inspection | Ground Inspection | Non-Pole Backlog | [5 empty] | Down Conductor Detection (DCD) |  |  | Line Sensors | [8 empty] | EPSS,Expulsion Fuse Replacement,Ground Inspection,Non-Pole Backlog,Down Conductor Detection (DCD),Line Sensors, | EPSS Expulsion Fuse Replacement Ground Inspection Non-Pole Backlog Down Conductor Detection (DCD) Line Sensors | EPSS Expulsion Fuse Replacement Ground Inspection Non-Pole Backlog Down Conductor Detection (DCD) Line Sensors | EPSS,Aerial Inspection,Ground Inspection, | EPSS Aerial Inspection Ground Inspection | EPSS Aerial Inspection Ground Inspection | EPSS,Aerial Inspection,Ground Inspection, | EPSS Aerial Inspection Ground Inspection | EPSS Aerial Inspection Ground Inspection |  |  |  | , | FALSE
DEL MAR 2109CB | EPSS | EPSS | EPSS | [9 empty] | Surge Arrestor Replacement |  |  |  | Aerial Inspection |  | Ground Inspection | Ground Inspection | Ground Inspection | Non-Pole Backlog | [8 empty] | Line Sensors | [8 empty] | EPSS,Surge Arrestor Replacement,Ground Inspection,Non-Pole Backlog,Line Sensors, | EPSS Surge Arrestor Replacement Ground Inspection Non-Pole Backlog Line Sensors | EPSS Surge Arrestor Replacement Ground Inspection Non-Pole Backlog Line Sensors | EPSS,Aerial Inspection,Ground Inspection, | EPSS Aerial Inspection Ground Inspection | EPSS Aerial Inspection Ground Inspection | EPSS,Ground Inspection, | EPSS Ground Inspection | EPSS Ground Inspection |  |  |  | , | FALSE
VINEYARD 2107978364 | EPSS | EPSS | EPSS | [13 empty] | Aerial Inspection | Aerial Inspection | Ground Inspection | Ground Inspection | Ground Inspection | Non-Pole Backlog | [17 empty] | EPSS,Ground Inspection,Non-Pole Backlog, | EPSS Ground Inspection Non-Pole Backlog | EPSS Ground Inspection Non-Pole Backlog | EPSS,Aerial Inspection,Ground Inspection, | EPSS Aerial Inspection Ground Inspection | EPSS Aerial Inspection Ground Inspection | EPSS,Aerial Inspection,Ground Inspection, | EPSS Aerial Inspection Ground Inspection | EPSS Aerial Inspection Ground Inspection |  |  |  | , | FALSE
FULTON 110746958 | EPSS | EPSS | EPSS | [17 empty] | Ground Inspection | [18 empty] | EPSS, | EPSS | EPSS | EPSS, | EPSS | EPSS | EPSS,Ground Inspection, | EPSS Ground Inspection | EPSS Ground Inspection |  |  |  | , | FALSE
PACIFIC GROVE 04222614 | EPSS | EPSS | EPSS | [8 empty] | Expulsion Fuse Replacement | [5 empty] | Aerial Inspection |  | Ground Inspection | Ground Inspection | [18 empty] | EPSS, | EPSS | EPSS | EPSS,Ground Inspection, | EPSS Ground Inspection | EPSS Ground Inspection | EPSS,Expulsion Fuse Replacement,Aerial Inspection,Ground Inspection, | EPSS Expulsion Fuse Replacement Aerial Inspection Ground Inspection | EPSS Expulsion Fuse Replacement Aerial Inspection Ground Inspection |  |  |  | , | FALSE
WISE 1101CB | EPSS | EPSS | EPSS | [13 empty] | Aerial Inspection | Aerial Inspection | Ground Inspection | Ground Inspection | Ground Inspection | [18 empty] | EPSS,Ground Inspection, | EPSS Ground Inspection | EPSS Ground Inspection | EPSS,Aerial Inspection,Ground Inspection, | EPSS Aerial Inspection Ground Inspection | EPSS Aerial Inspection Ground Inspection | EPSS,Aerial Inspection,Ground Inspection, | EPSS Aerial Inspection Ground Inspection | EPSS Aerial Inspection Ground Inspection |  |  |  | , | FALSE
PETALUMA C 1108636 | EPSS | EPSS | EPSS | [13 empty] | Aerial Inspection |  | Ground Inspection |  |  | Non-Pole Backlog | [6 empty] | Down Conductor Detection (DCD) | [10 empty] | EPSS,Ground Inspection,Non-Pole Backlog, | EPSS Ground Inspection Non-Pole Backlog | EPSS Ground Inspection Non-Pole Backlog | EPSS,Aerial Inspection,Down Conductor Detection (DCD), | EPSS Aerial Inspection Down Conductor Detection (DCD) | EPSS Aerial Inspection Down Conductor Detection (DCD) | EPSS, | EPSS | EPSS |  |  |  | , | FALSE
CABRILLO 1104597930 | EPSS | EPSS | EPSS | [7 empty] | Expulsion Fuse Replacement | [6 empty] | Aerial Inspection |  | Ground Inspection | Ground Inspection | Non-Pole Backlog | Non-Pole Backlog | [16 empty] | EPSS,Non-Pole Backlog, | EPSS Non-Pole Backlog | EPSS Non-Pole Backlog | EPSS,Expulsion Fuse Replacement,Ground Inspection,Non-Pole Backlog, | EPSS Expulsion Fuse Replacement Ground Inspection Non-Pole Backlog | EPSS Expulsion Fuse Replacement Ground Inspection Non-Pole Backlog | EPSS,Aerial Inspection,Ground Inspection, | EPSS Aerial Inspection Ground Inspection | EPSS Aerial Inspection Ground Inspection |  |  |  | , | FALSE
HALF MOON BAY 1101CB | EPSS | EPSS | EPSS | [7 empty] | Expulsion Fuse Replacement | [5 empty] | Aerial Inspection | Aerial Inspection | Ground Inspection | Ground Inspection | Ground Inspection | [18 empty] | EPSS,Ground Inspection, | EPSS Ground Inspection | EPSS Ground Inspection | EPSS,Expulsion Fuse Replacement,Aerial Inspection,Ground Inspection, | EPSS Expulsion Fuse Replacement Aerial Inspection Ground Inspection | EPSS Expulsion Fuse Replacement Aerial Inspection Ground Inspection | EPSS,Aerial Inspection,Ground Inspection, | EPSS Aerial Inspection Ground Inspection | EPSS Aerial Inspection Ground Inspection |  |  |  | , | FALSE
MC KEE 1103333750 | EPSS | EPSS | EPSS | [13 empty] | Aerial Inspection |  | Ground Inspection | [20 empty] | EPSS,Ground Inspection, | EPSS Ground Inspection | EPSS Ground Inspection | EPSS,Aerial Inspection, | EPSS Aerial Inspection | EPSS Aerial Inspection | EPSS, | EPSS | EPSS |  |  |  | , | FALSE
SAN MIGUEL 1104954082 | EPSS | EPSS | EPSS | [14 empty] | Aerial Inspection |  | Ground Inspection | Ground Inspection | Non-Pole Backlog | [17 empty] | EPSS,Non-Pole Backlog, | EPSS Non-Pole Backlog | EPSS Non-Pole Backlog | EPSS,Ground Inspection, | EPSS Ground Inspection | EPSS Ground Inspection | EPSS,Aerial Inspection,Ground Inspection, | EPSS Aerial Inspection Ground Inspection | EPSS Aerial Inspection Ground Inspection |  |  |  | , | FALSE
ALHAMBRA 1102CB | EPSS | EPSS | EPSS | [7 empty] | Expulsion Fuse Replacement | [6 empty] | Aerial Inspection | Ground Inspection | Ground Inspection | Ground Inspection | [18 empty] | EPSS,Ground Inspection, | EPSS Ground Inspection | EPSS Ground Inspection | EPSS,Expulsion Fuse Replacement,Ground Inspection, | EPSS Expulsion Fuse Replacement Ground Inspection | EPSS Expulsion Fuse Replacement Ground Inspection | EPSS,Aerial Inspection,Ground Inspection, | EPSS Aerial Inspection Ground Inspection | EPSS Aerial Inspection Ground Inspection |  |  |  | , | FALSE
GARBERVILLE 1102176634 | EPSS | EPSS | EPSS | [13 empty] | Aerial Inspection | Aerial Inspection | Ground Inspection | Ground Inspection | [7 empty] | Down Conductor Detection (DCD) | [11 empty] | EPSS,Ground Inspection,Down Conductor Detection (DCD), | EPSS Ground Inspection Down Conductor Detection (DCD) | EPSS Ground Inspection Down Conductor Detection (DCD) | EPSS,Aerial Inspection,Ground Inspection, | EPSS Aerial Inspection Ground Inspection | EPSS Aerial Inspection Ground Inspection | EPSS,Aerial Inspection, | EPSS Aerial Inspection | EPSS Aerial Inspection |  |  |  | , | FALSE
WINDSOR 11035060 | EPSS | EPSS | EPSS | [14 empty] | Aerial Inspection | Ground Inspection | Ground Inspection | [8 empty] | Down Conductor Detection (DCD) | [10 empty] | EPSS,Ground Inspection, | EPSS Ground Inspection | EPSS Ground Inspection | EPSS,Ground Inspection,Down Conductor Detection (DCD), | EPSS Ground Inspection Down Conductor Detection (DCD) | EPSS Ground Inspection Down Conductor Detection (DCD) | EPSS,Aerial Inspection, | EPSS Aerial Inspection | EPSS Aerial Inspection |  |  |  | , | FALSE
OILFIELDS 1103370932 | EPSS | EPSS | EPSS | [15 empty] | Ground Inspection |  | Ground Inspection | Non-Pole Backlog | [5 empty] | Down Conductor Detection (DCD) | [11 empty] | EPSS,Ground Inspection,Non-Pole Backlog,Down Conductor Detection (DCD), | EPSS Ground Inspection Non-Pole Backlog Down Conductor Detection (DCD) | EPSS Ground Inspection Non-Pole Backlog Down Conductor Detection (DCD) | EPSS, | EPSS | EPSS | EPSS,Ground Inspection, | EPSS Ground Inspection | EPSS Ground Inspection |  |  |  | , | FALSE
SAN BENITO 210488772 | EPSS | EPSS | EPSS | [6 empty] | Expulsion Fuse Replacement | Expulsion Fuse Replacement | Expulsion Fuse Replacement |  |  |  |  | Aerial Inspection | Aerial Inspection | Ground Inspection | Ground Inspection | Ground Inspection | Non-Pole Backlog |  | Non-Pole Backlog | [12 empty] | Pole Backlog |  |  | EPSS,Expulsion Fuse Replacement,Ground Inspection,Non-Pole Backlog,Pole Backlog, | EPSS Expulsion Fuse Replacement Ground Inspection Non-Pole Backlog Pole Backlog | EPSS Expulsion Fuse Replacement Ground Inspection Non-Pole Backlog Pole Backlog | EPSS,Expulsion Fuse Replacement,Aerial Inspection,Ground Inspection, | EPSS Expulsion Fuse Replacement Aerial Inspection Ground Inspection | EPSS Expulsion Fuse Replacement Aerial Inspection Ground Inspection | EPSS,Expulsion Fuse Replacement,Aerial Inspection,Ground Inspection,Non-Pole Backlog, | EPSS Expulsion Fuse Replacement Aerial Inspection Ground Inspection Non-Pole Backlog | EPSS Expulsion Fuse Replacement Aerial Inspection Ground Inspection Non-Pole Backlog |  |  |  | , | FALSE
SAN LUIS OBISPO 110342344 | EPSS | EPSS | EPSS | [14 empty] | Aerial Inspection |  | Ground Inspection | Ground Inspection | Non-Pole Backlog | [6 empty] | Down Conductor Detection (DCD) | [10 empty] | EPSS,Non-Pole Backlog, | EPSS Non-Pole Backlog | EPSS Non-Pole Backlog | EPSS,Ground Inspection,Down Conductor Detection (DCD), | EPSS Ground Inspection Down Conductor Detection (DCD) | EPSS Ground Inspection Down Conductor Detection (DCD) | EPSS,Aerial Inspection,Ground Inspection, | EPSS Aerial Inspection Ground Inspection | EPSS Aerial Inspection Ground Inspection |  |  |  | , | FALSE
POINT MORETTI 1101CB | EPSS | EPSS | EPSS | [6 empty] | Expulsion Fuse Replacement | [7 empty] | Aerial Inspection |  | Ground Inspection | [10 empty] | Line Sensors | [8 empty] | EPSS,Expulsion Fuse Replacement,Line Sensors, | EPSS Expulsion Fuse Replacement Line Sensors | EPSS Expulsion Fuse Replacement Line Sensors | EPSS,Ground Inspection, | EPSS Ground Inspection | EPSS Ground Inspection | EPSS,Aerial Inspection, | EPSS Aerial Inspection | EPSS Aerial Inspection |  |  |  | , | FALSE
MARTELL 1101915018 | EPSS | EPSS | EPSS | [14 empty] | Aerial Inspection |  | Ground Inspection | Ground Inspection | Non-Pole Backlog | [6 empty] | Down Conductor Detection (DCD) | [10 empty] | EPSS,Non-Pole Backlog, | EPSS Non-Pole Backlog | EPSS Non-Pole Backlog | EPSS,Ground Inspection,Down Conductor Detection (DCD), | EPSS Ground Inspection Down Conductor Detection (DCD) | EPSS Ground Inspection Down Conductor Detection (DCD) | EPSS,Aerial Inspection,Ground Inspection, | EPSS Aerial Inspection Ground Inspection | EPSS Aerial Inspection Ground Inspection |  |  |  | , | FALSE
FROGTOWN 1701L3361 | EPSS | EPSS | EPSS | [14 empty] | Aerial Inspection |  | Ground Inspection | [7 empty] | Down Conductor Detection (DCD) | [11 empty] | EPSS,Down Conductor Detection (DCD), | EPSS Down Conductor Detection (DCD) | EPSS Down Conductor Detection (DCD) | EPSS,Ground Inspection, | EPSS Ground Inspection | EPSS Ground Inspection | EPSS,Aerial Inspection, | EPSS Aerial Inspection | EPSS Aerial Inspection |  |  |  | , | FALSE
PANORAMA 1102280170 | EPSS | EPSS | EPSS | [13 empty] | Aerial Inspection | Aerial Inspection | Ground Inspection | Ground Inspection | [8 empty] | Down Conductor Detection (DCD) | [10 empty] | EPSS,Ground Inspection, | EPSS Ground Inspection | EPSS Ground Inspection | EPSS,Aerial Inspection,Ground Inspection,Down Conductor Detection (DCD), | EPSS Aerial Inspection Ground Inspection Down Conductor Detection (DCD) | EPSS Aerial Inspection Ground Inspection Down Conductor Detection (DCD) | EPSS,Aerial Inspection, | EPSS Aerial Inspection | EPSS Aerial Inspection |  |  |  | , | FALSE
PENRYN 110551676 | EPSS | EPSS | EPSS | [17 empty] | Ground Inspection |  |  | Non-Pole Backlog |  |  |  |  | Down Conductor Detection (DCD) | [10 empty] | EPSS, | EPSS | EPSS | EPSS,Down Conductor Detection (DCD), | EPSS Down Conductor Detection (DCD) | EPSS Down Conductor Detection (DCD) | EPSS,Ground Inspection,Non-Pole Backlog, | EPSS Ground Inspection Non-Pole Backlog | EPSS Ground Inspection Non-Pole Backlog |  |  |  | , | FALSE
HALF MOON BAY 1103H82 | EPSS | EPSS | EPSS | [13 empty] | Aerial Inspection |  | Ground Inspection | [11 empty] | Line Sensors | [8 empty] | EPSS,Ground Inspection,Line Sensors, | EPSS Ground Inspection Line Sensors | EPSS Ground Inspection Line Sensors | EPSS,Aerial Inspection, | EPSS Aerial Inspection | EPSS Aerial Inspection | EPSS, | EPSS | EPSS |  |  |  | , | FALSE
PENRYN 11051342 | EPSS | EPSS | EPSS | [6 empty] | Expulsion Fuse Replacement |  |  | Surge Arrestor Replacement |  |  |  | Aerial Inspection | Aerial Inspection | Ground Inspection | Ground Inspection | Ground Inspection | Non-Pole Backlog | [6 empty] | Down Conductor Detection (DCD) | [7 empty] | Pole Backlog |  |  | EPSS,Expulsion Fuse Replacement,Surge Arrestor Replacement,Ground Inspection,Non-Pole Backlog,Pole Backlog, | EPSS Expulsion Fuse Replacement Surge Arrestor Replacement Ground Inspection Non-Pole Backlog Pole Backlog | EPSS Expulsion Fuse Replacement Surge Arrestor Replacement Ground Inspection Non-Pole Backlog Pole Backlog | EPSS,Aerial Inspection,Ground Inspection,Down Conductor Detection (DCD), | EPSS Aerial Inspection Ground Inspection Down Conductor Detection (DCD) | EPSS Aerial Inspection Ground Inspection Down Conductor Detection (DCD) | EPSS,Aerial Inspection,Ground Inspection, | EPSS Aerial Inspection Ground Inspection | EPSS Aerial Inspection Ground Inspection |  |  |  | , | FALSE
MIDDLETOWN 1102514 | EPSS | EPSS | EPSS | [14 empty] | Aerial Inspection |  | Ground Inspection | [19 empty] | EPSS, | EPSS | EPSS | EPSS,Ground Inspection, | EPSS Ground Inspection | EPSS Ground Inspection | EPSS,Aerial Inspection, | EPSS Aerial Inspection | EPSS Aerial Inspection |  |  |  | , | FALSE
DOLAN ROAD 1101857972 | EPSS | EPSS | EPSS | [14 empty] | Aerial Inspection |  | Ground Inspection | Ground Inspection | [7 empty] | Down Conductor Detection (DCD) | [10 empty] | EPSS, | EPSS | EPSS | EPSS,Ground Inspection,Down Conductor Detection (DCD), | EPSS Ground Inspection Down Conductor Detection (DCD) | EPSS Ground Inspection Down Conductor Detection (DCD) | EPSS,Aerial Inspection,Ground Inspection, | EPSS Aerial Inspection Ground Inspection | EPSS Aerial Inspection Ground Inspection |  |  |  | , | FALSE
SAN LUIS OBISPO 1104V14 | EPSS | EPSS | EPSS | [14 empty] | Aerial Inspection |  | Ground Inspection | Ground Inspection | Non-Pole Backlog |  | Non-Pole Backlog |  |  |  |  | Down Conductor Detection (DCD) | [10 empty] | EPSS,Non-Pole Backlog, | EPSS Non-Pole Backlog | EPSS Non-Pole Backlog | EPSS,Ground Inspection,Down Conductor Detection (DCD), | EPSS Ground Inspection Down Conductor Detection (DCD) | EPSS Ground Inspection Down Conductor Detection (DCD) | EPSS,Aerial Inspection,Ground Inspection,Non-Pole Backlog, | EPSS Aerial Inspection Ground Inspection Non-Pole Backlog | EPSS Aerial Inspection Ground Inspection Non-Pole Backlog |  |  |  | , | FALSE
BROWNS VALLEY 11011268 | EPSS | EPSS | EPSS | [6 empty] | Expulsion Fuse Replacement | [6 empty] | Aerial Inspection | Aerial Inspection | Ground Inspection | Ground Inspection | Ground Inspection | Non-Pole Backlog | [6 empty] | Down Conductor Detection (DCD) | [7 empty] | Pole Backlog |  |  | EPSS,Expulsion Fuse Replacement,Ground Inspection,Non-Pole Backlog,Pole Backlog, | EPSS Expulsion Fuse Replacement Ground Inspection Non-Pole Backlog Pole Backlog | EPSS Expulsion Fuse Replacement Ground Inspection Non-Pole Backlog Pole Backlog | EPSS,Aerial Inspection,Ground Inspection,Down Conductor Detection (DCD), | EPSS Aerial Inspection Ground Inspection Down Conductor Detection (DCD) | EPSS Aerial Inspection Ground Inspection Down Conductor Detection (DCD) | EPSS,Aerial Inspection,Ground Inspection, | EPSS Aerial Inspection Ground Inspection | EPSS Aerial Inspection Ground Inspection |  |  |  | , | FALSE
VINEYARD 2107CB | EPSS | EPSS | EPSS | [6 empty] | Expulsion Fuse Replacement | [6 empty] | Aerial Inspection | Aerial Inspection | Ground Inspection | Ground Inspection | Ground Inspection | [18 empty] | EPSS,Expulsion Fuse Replacement,Ground Inspection, | EPSS Expulsion Fuse Replacement Ground Inspection | EPSS Expulsion Fuse Replacement Ground Inspection | EPSS,Aerial Inspection,Ground Inspection, | EPSS Aerial Inspection Ground Inspection | EPSS Aerial Inspection Ground Inspection | EPSS,Aerial Inspection,Ground Inspection, | EPSS Aerial Inspection Ground Inspection | EPSS Aerial Inspection Ground Inspection |  |  |  | , | FALSE
MAPLE CREEK 11016906 | EPSS | EPSS | EPSS | [8 empty] | Expulsion Fuse Replacement |  |  |  |  | Aerial Inspection | Aerial Inspection | Ground Inspection | Ground Inspection | Ground Inspection | Non-Pole Backlog | Non-Pole Backlog | [5 empty] | Down Conductor Detection (DCD) | [10 empty] | EPSS,Ground Inspection,Non-Pole Backlog, | EPSS Ground Inspection Non-Pole Backlog | EPSS Ground Inspection Non-Pole Backlog | EPSS,Aerial Inspection,Ground Inspection,Non-Pole Backlog,Down Conductor Detection (DCD), | EPSS Aerial Inspection Ground Inspection Non-Pole Backlog Down Conductor Detection (DCD) | EPSS Aerial Inspection Ground Inspection Non-Pole Backlog Down Conductor Detection (DCD) | EPSS,Expulsion Fuse Replacement,Aerial Inspection,Ground Inspection, | EPSS Expulsion Fuse Replacement Aerial Inspection Ground Inspection | EPSS Expulsion Fuse Replacement Aerial Inspection Ground Inspection |  |  |  | , | FALSE
GIRVAN 110280726 | EPSS | EPSS | EPSS | [6 empty] | Expulsion Fuse Replacement | [6 empty] | Aerial Inspection | Aerial Inspection | Ground Inspection | Ground Inspection | Ground Inspection | Non-Pole Backlog | [6 empty] | Down Conductor Detection (DCD) | [10 empty] | EPSS,Expulsion Fuse Replacement,Ground Inspection,Non-Pole Backlog, | EPSS Expulsion Fuse Replacement Ground Inspection Non-Pole Backlog | EPSS Expulsion Fuse Replacement Ground Inspection Non-Pole Backlog | EPSS,Aerial Inspection,Ground Inspection,Down Conductor Detection (DCD), | EPSS Aerial Inspection Ground Inspection Down Conductor Detection (DCD) | EPSS Aerial Inspection Ground Inspection Down Conductor Detection (DCD) | EPSS,Aerial Inspection,Ground Inspection, | EPSS Aerial Inspection Ground Inspection | EPSS Aerial Inspection Ground Inspection |  |  |  | , | FALSE
ELK 11011298 | EPSS | EPSS | EPSS | [7 empty] | Expulsion Fuse Replacement | Expulsion Fuse Replacement |  |  |  |  | Aerial Inspection | Aerial Inspection | Ground Inspection | Ground Inspection |  |  |  | Non-Pole Backlog |  |  |  | Down Conductor Detection (DCD) | [11 empty] | EPSS,Ground Inspection,Down Conductor Detection (DCD), | EPSS Ground Inspection Down Conductor Detection (DCD) | EPSS Ground Inspection Down Conductor Detection (DCD) | EPSS,Expulsion Fuse Replacement,Aerial Inspection,Ground Inspection, | EPSS Expulsion Fuse Replacement Aerial Inspection Ground Inspection | EPSS Expulsion Fuse Replacement Aerial Inspection Ground Inspection | EPSS,Expulsion Fuse Replacement,Aerial Inspection,Non-Pole Backlog, | EPSS Expulsion Fuse Replacement Aerial Inspection Non-Pole Backlog | EPSS Expulsion Fuse Replacement Aerial Inspection Non-Pole Backlog |  |  |  | , | FALSE
POINT MORETTI 11015074 | EPSS | EPSS | EPSS | [14 empty] | Aerial Inspection |  | Ground Inspection |  |  | Non-Pole Backlog | [5 empty] | Down Conductor Detection (DCD) |  | Line Sensors | [5 empty] | Pole Backlog |  |  | EPSS,Line Sensors,Pole Backlog, | EPSS Line Sensors Pole Backlog | EPSS Line Sensors Pole Backlog | EPSS,Ground Inspection,Non-Pole Backlog,Down Conductor Detection (DCD), | EPSS Ground Inspection Non-Pole Backlog Down Conductor Detection (DCD) | EPSS Ground Inspection Non-Pole Backlog Down Conductor Detection (DCD) | EPSS,Aerial Inspection, | EPSS Aerial Inspection | EPSS Aerial Inspection |  |  |  | , | FALSE
WILLITS 1102CB | EPSS | EPSS | EPSS | [9 empty] | Surge Arrestor Replacement |  |  |  | Aerial Inspection | Aerial Inspection | Ground Inspection | Ground Inspection |  | Non-Pole Backlog |  | Non-Pole Backlog | [6 empty] | Line Sensors | [8 empty] | EPSS,Surge Arrestor Replacement,Ground Inspection,Non-Pole Backlog,Line Sensors, | EPSS Surge Arrestor Replacement Ground Inspection Non-Pole Backlog Line Sensors | EPSS Surge Arrestor Replacement Ground Inspection Non-Pole Backlog Line Sensors | EPSS,Aerial Inspection,Ground Inspection, | EPSS Aerial Inspection Ground Inspection | EPSS Aerial Inspection Ground Inspection | EPSS,Aerial Inspection,Non-Pole Backlog, | EPSS Aerial Inspection Non-Pole Backlog | EPSS Aerial Inspection Non-Pole Backlog |  |  |  | , | FALSE
OAKHURST 1102963056 | EPSS | EPSS | EPSS | [13 empty] | Aerial Inspection | Aerial Inspection | Ground Inspection | Ground Inspection | Ground Inspection | [18 empty] | EPSS,Ground Inspection, | EPSS Ground Inspection | EPSS Ground Inspection | EPSS,Aerial Inspection,Ground Inspection, | EPSS Aerial Inspection Ground Inspection | EPSS Aerial Inspection Ground Inspection | EPSS,Aerial Inspection,Ground Inspection, | EPSS Aerial Inspection Ground Inspection | EPSS Aerial Inspection Ground Inspection |  |  |  | , | FALSE
SAN LEANDRO U 1114213524 | EPSS | EPSS | EPSS | [7 empty] | Expulsion Fuse Replacement | Expulsion Fuse Replacement | [5 empty] | Aerial Inspection |  | Ground Inspection | Ground Inspection | Non-Pole Backlog | [17 empty] | EPSS,Non-Pole Backlog, | EPSS Non-Pole Backlog | EPSS Non-Pole Backlog | EPSS,Expulsion Fuse Replacement,Ground Inspection, | EPSS Expulsion Fuse Replacement Ground Inspection | EPSS Expulsion Fuse Replacement Ground Inspection | EPSS,Expulsion Fuse Replacement,Aerial Inspection,Ground Inspection, | EPSS Expulsion Fuse Replacement Aerial Inspection Ground Inspection | EPSS Expulsion Fuse Replacement Aerial Inspection Ground Inspection |  |  |  | , | FALSE
IGNACIO 11011264 | EPSS | EPSS | EPSS | [13 empty] | Aerial Inspection | Aerial Inspection | Ground Inspection | Ground Inspection | Ground Inspection | Non-Pole Backlog | [6 empty] | Down Conductor Detection (DCD) | [10 empty] | EPSS,Ground Inspection,Non-Pole Backlog, | EPSS Ground Inspection Non-Pole Backlog | EPSS Ground Inspection Non-Pole Backlog | EPSS,Aerial Inspection,Ground Inspection,Down Conductor Detection (DCD), | EPSS Aerial Inspection Ground Inspection Down Conductor Detection (DCD) | EPSS Aerial Inspection Ground Inspection Down Conductor Detection (DCD) | EPSS,Aerial Inspection,Ground Inspection, | EPSS Aerial Inspection Ground Inspection | EPSS Aerial Inspection Ground Inspection |  |  |  | , | FALSE
HORSESHOE 110450142 | EPSS | EPSS | EPSS | [7 empty] | Expulsion Fuse Replacement | Expulsion Fuse Replacement | [5 empty] | Aerial Inspection |  | Ground Inspection | Ground Inspection | Non-Pole Backlog | [6 empty] | Down Conductor Detection (DCD) | [10 empty] | EPSS,Non-Pole Backlog, | EPSS Non-Pole Backlog | EPSS Non-Pole Backlog | EPSS,Expulsion Fuse Replacement,Ground Inspection,Down Conductor Detection (DCD), | EPSS Expulsion Fuse Replacement Ground Inspection Down Conductor Detection (DCD) | EPSS Expulsion Fuse Replacement Ground Inspection Down Conductor Detection (DCD) | EPSS,Expulsion Fuse Replacement,Aerial Inspection,Ground Inspection, | EPSS Expulsion Fuse Replacement Aerial Inspection Ground Inspection | EPSS Expulsion Fuse Replacement Aerial Inspection Ground Inspection |  |  |  | , | FALSE
RINCON 1101205854 | EPSS | EPSS | EPSS | [13 empty] | Aerial Inspection |  | Ground Inspection | [8 empty] | Down Conductor Detection (DCD) | [11 empty] | EPSS,Ground Inspection,Down Conductor Detection (DCD), | EPSS Ground Inspection Down Conductor Detection (DCD) | EPSS Ground Inspection Down Conductor Detection (DCD) | EPSS,Aerial Inspection, | EPSS Aerial Inspection | EPSS Aerial Inspection | EPSS, | EPSS | EPSS |  |  |  | , | FALSE
CAYETANO 2111MR444 | EPSS | EPSS | EPSS | [15 empty] | Ground Inspection |  | Ground Inspection | [18 empty] | EPSS,Ground Inspection, | EPSS Ground Inspection | EPSS Ground Inspection | EPSS, | EPSS | EPSS | EPSS,Ground Inspection, | EPSS Ground Inspection | EPSS Ground Inspection |  |  |  | , | FALSE
BELL 11082202 | EPSS | EPSS | EPSS | Undergrounding | Undergrounding |  | Overhead Hardening | Overhead Hardening |  | Expulsion Fuse Replacement | [6 empty] | Aerial Inspection |  | Ground Inspection | [9 empty] | Down Conductor Detection (DCD) | [5 empty] | Line Removal |  |  |  |  | EPSS,Undergrounding,Overhead Hardening,Expulsion Fuse Replacement,Ground Inspection, | EPSS Undergrounding Overhead Hardening Expulsion Fuse Replacement Ground Inspection | EPSS Undergrounding Overhead Hardening Expulsion Fuse Replacement Ground Inspection | EPSS,Undergrounding,Overhead Hardening,Aerial Inspection,Down Conductor Detection (DCD),Line Removal, | EPSS Undergrounding Overhead Hardening Aerial Inspection Down Conductor Detection (DCD) Line Removal | EPSS Undergrounding Overhead Hardening Aerial Inspection Down Conductor Detection (DCD) Line Removal | EPSS, | EPSS | EPSS |  |  |  | , | FALSE
LINCOLN 1101875554 | EPSS | EPSS | EPSS |  |  |  | Overhead Hardening |  |  | Expulsion Fuse Replacement | [7 empty] | Aerial Inspection |  | Ground Inspection | Ground Inspection | Non-Pole Backlog | [17 empty] | EPSS,Overhead Hardening,Expulsion Fuse Replacement,Non-Pole Backlog, | EPSS Overhead Hardening Expulsion Fuse Replacement Non-Pole Backlog | EPSS Overhead Hardening Expulsion Fuse Replacement Non-Pole Backlog | EPSS,Ground Inspection, | EPSS Ground Inspection | EPSS Ground Inspection | EPSS,Aerial Inspection,Ground Inspection, | EPSS Aerial Inspection Ground Inspection | EPSS Aerial Inspection Ground Inspection |  |  |  | , | FALSE
HATTON 11022070 | EPSS | EPSS | EPSS | [13 empty] | Aerial Inspection |  | Ground Inspection |  | Ground Inspection | Non-Pole Backlog | [6 empty] | Down Conductor Detection (DCD) | [10 empty] | EPSS,Ground Inspection,Non-Pole Backlog, | EPSS Ground Inspection Non-Pole Backlog | EPSS Ground Inspection Non-Pole Backlog | EPSS,Aerial Inspection,Down Conductor Detection (DCD), | EPSS Aerial Inspection Down Conductor Detection (DCD) | EPSS Aerial Inspection Down Conductor Detection (DCD) | EPSS,Ground Inspection, | EPSS Ground Inspection | EPSS Ground Inspection |  |  |  | , | FALSE
LLAGAS 2104CB | EPSS | EPSS | EPSS | [15 empty] | Ground Inspection | [20 empty] | EPSS,Ground Inspection, | EPSS Ground Inspection | EPSS Ground Inspection | EPSS, | EPSS | EPSS | EPSS, | EPSS | EPSS |  |  |  | , | FALSE
RESEARCH 210263274 | EPSS | EPSS | EPSS | [8 empty] | Expulsion Fuse Replacement | [5 empty] | Aerial Inspection |  | Ground Inspection | Ground Inspection | Non-Pole Backlog | [6 empty] | Down Conductor Detection (DCD) | [10 empty] | EPSS,Non-Pole Backlog, | EPSS Non-Pole Backlog | EPSS Non-Pole Backlog | EPSS,Ground Inspection,Down Conductor Detection (DCD), | EPSS Ground Inspection Down Conductor Detection (DCD) | EPSS Ground Inspection Down Conductor Detection (DCD) | EPSS,Expulsion Fuse Replacement,Aerial Inspection,Ground Inspection, | EPSS Expulsion Fuse Replacement Aerial Inspection Ground Inspection | EPSS Expulsion Fuse Replacement Aerial Inspection Ground Inspection |  |  |  | , | FALSE
HOLLISTER 2102676164 | EPSS | EPSS | EPSS | [13 empty] | Aerial Inspection | Aerial Inspection | Ground Inspection | Ground Inspection | [8 empty] | Down Conductor Detection (DCD) | [10 empty] | EPSS,Ground Inspection, | EPSS Ground Inspection | EPSS Ground Inspection | EPSS,Aerial Inspection,Ground Inspection,Down Conductor Detection (DCD), | EPSS Aerial Inspection Ground Inspection Down Conductor Detection (DCD) | EPSS Aerial Inspection Ground Inspection Down Conductor Detection (DCD) | EPSS,Aerial Inspection, | EPSS Aerial Inspection | EPSS Aerial Inspection |  |  |  | , | FALSE
COTATI 110387402 | EPSS | EPSS | EPSS | [6 empty] | Expulsion Fuse Replacement | [6 empty] | Aerial Inspection | Aerial Inspection | Ground Inspection | Ground Inspection | [7 empty] | Down Conductor Detection (DCD) | [11 empty] | EPSS,Expulsion Fuse Replacement,Ground Inspection,Down Conductor Detection (DCD), | EPSS Expulsion Fuse Replacement Ground Inspection Down Conductor Detection (DCD) | EPSS Expulsion Fuse Replacement Ground Inspection Down Conductor Detection (DCD) | EPSS,Aerial Inspection,Ground Inspection, | EPSS Aerial Inspection Ground Inspection | EPSS Aerial Inspection Ground Inspection | EPSS,Aerial Inspection, | EPSS Aerial Inspection | EPSS Aerial Inspection |  |  |  | , | FALSE
PAUL SWEET 2102337544 | EPSS | EPSS | EPSS | [7 empty] | Expulsion Fuse Replacement | [6 empty] | Aerial Inspection |  | Ground Inspection | Ground Inspection | [18 empty] | EPSS, | EPSS | EPSS | EPSS,Expulsion Fuse Replacement,Ground Inspection, | EPSS Expulsion Fuse Replacement Ground Inspection | EPSS Expulsion Fuse Replacement Ground Inspection | EPSS,Aerial Inspection,Ground Inspection, | EPSS Aerial Inspection Ground Inspection | EPSS Aerial Inspection Ground Inspection |  |  |  | , | FALSE
VIEJO 22022606 | EPSS | EPSS | EPSS | [8 empty] | Expulsion Fuse Replacement | [8 empty] | Ground Inspection |  |  | Non-Pole Backlog | [6 empty] | Line Sensors | [8 empty] | EPSS,Line Sensors, | EPSS Line Sensors | EPSS Line Sensors | EPSS, | EPSS | EPSS | EPSS,Expulsion Fuse Replacement,Ground Inspection,Non-Pole Backlog, | EPSS Expulsion Fuse Replacement Ground Inspection Non-Pole Backlog | EPSS Expulsion Fuse Replacement Ground Inspection Non-Pole Backlog |  |  |  | , | FALSE
TEMPLETON 21132949 | EPSS | EPSS | EPSS | [13 empty] | Aerial Inspection | Aerial Inspection | Ground Inspection | Ground Inspection | [19 empty] | EPSS,Ground Inspection, | EPSS Ground Inspection | EPSS Ground Inspection | EPSS,Aerial Inspection,Ground Inspection, | EPSS Aerial Inspection Ground Inspection | EPSS Aerial Inspection Ground Inspection | EPSS,Aerial Inspection, | EPSS Aerial Inspection | EPSS Aerial Inspection |  |  |  | , | FALSE
PETALUMA C 1108208 | EPSS | EPSS | EPSS | [13 empty] | Aerial Inspection |  | Ground Inspection |  |  | Non-Pole Backlog | [5 empty] | Down Conductor Detection (DCD) | [11 empty] | EPSS,Ground Inspection,Non-Pole Backlog,Down Conductor Detection (DCD), | EPSS Ground Inspection Non-Pole Backlog Down Conductor Detection (DCD) | EPSS Ground Inspection Non-Pole Backlog Down Conductor Detection (DCD) | EPSS,Aerial Inspection, | EPSS Aerial Inspection | EPSS Aerial Inspection | EPSS, | EPSS | EPSS |  |  |  | , | FALSE
CLARKSVILLE 21096502 | EPSS | EPSS | EPSS | [14 empty] | Aerial Inspection |  | Ground Inspection | Ground Inspection | [18 empty] | EPSS, | EPSS | EPSS | EPSS,Ground Inspection, | EPSS Ground Inspection | EPSS Ground Inspection | EPSS,Aerial Inspection,Ground Inspection, | EPSS Aerial Inspection Ground Inspection | EPSS Aerial Inspection Ground Inspection |  |  |  | , | FALSE
WINDSOR 1103171410 | EPSS | EPSS | EPSS | [14 empty] | Aerial Inspection |  | Ground Inspection | Ground Inspection | [7 empty] | Down Conductor Detection (DCD) | [10 empty] | EPSS, | EPSS | EPSS | EPSS,Ground Inspection,Down Conductor Detection (DCD), | EPSS Ground Inspection Down Conductor Detection (DCD) | EPSS Ground Inspection Down Conductor Detection (DCD) | EPSS,Aerial Inspection,Ground Inspection, | EPSS Aerial Inspection Ground Inspection | EPSS Aerial Inspection Ground Inspection |  |  |  | , | FALSE
CORONA 1103776806 | EPSS | EPSS | EPSS | [7 empty] | Expulsion Fuse Replacement | [5 empty] | Aerial Inspection |  | Ground Inspection |  | Ground Inspection | [7 empty] | Down Conductor Detection (DCD) | [10 empty] | EPSS,Ground Inspection, | EPSS Ground Inspection | EPSS Ground Inspection | EPSS,Expulsion Fuse Replacement,Aerial Inspection,Down Conductor Detection (DCD), | EPSS Expulsion Fuse Replacement Aerial Inspection Down Conductor Detection (DCD) | EPSS Expulsion Fuse Replacement Aerial Inspection Down Conductor Detection (DCD) | EPSS,Ground Inspection, | EPSS Ground Inspection | EPSS Ground Inspection |  |  |  | , | FALSE
SILVERADO 2103CB | EPSS | EPSS | EPSS | [13 empty] | Aerial Inspection |  | Ground Inspection |  | Ground Inspection | Non-Pole Backlog | [8 empty] | Line Sensors | [8 empty] | EPSS,Ground Inspection,Non-Pole Backlog,Line Sensors, | EPSS Ground Inspection Non-Pole Backlog Line Sensors | EPSS Ground Inspection Non-Pole Backlog Line Sensors | EPSS,Aerial Inspection, | EPSS Aerial Inspection | EPSS Aerial Inspection | EPSS,Ground Inspection, | EPSS Ground Inspection | EPSS Ground Inspection |  |  |  | , | FALSE
OLETA 11021228 | EPSS | EPSS | EPSS | [6 empty] | Expulsion Fuse Replacement | [10 empty] | Ground Inspection | Non-Pole Backlog | [5 empty] | Down Conductor Detection (DCD) | [11 empty] | EPSS,Expulsion Fuse Replacement,Non-Pole Backlog,Down Conductor Detection (DCD), | EPSS Expulsion Fuse Replacement Non-Pole Backlog Down Conductor Detection (DCD) | EPSS Expulsion Fuse Replacement Non-Pole Backlog Down Conductor Detection (DCD) | EPSS, | EPSS | EPSS | EPSS,Ground Inspection, | EPSS Ground Inspection | EPSS Ground Inspection |  |  |  | , | FALSE
ZACA 1102Y02 | EPSS | EPSS | EPSS | [13 empty] | Aerial Inspection | Aerial Inspection | Ground Inspection | Ground Inspection | Ground Inspection | Non-Pole Backlog | [5 empty] | Down Conductor Detection (DCD) | [11 empty] | EPSS,Ground Inspection,Non-Pole Backlog,Down Conductor Detection (DCD), | EPSS Ground Inspection Non-Pole Backlog Down Conductor Detection (DCD) | EPSS Ground Inspection Non-Pole Backlog Down Conductor Detection (DCD) | EPSS,Aerial Inspection,Ground Inspection, | EPSS Aerial Inspection Ground Inspection | EPSS Aerial Inspection Ground Inspection | EPSS,Aerial Inspection,Ground Inspection, | EPSS Aerial Inspection Ground Inspection | EPSS Aerial Inspection Ground Inspection |  |  |  | , | FALSE
HARRIS 1108395498 | EPSS | EPSS | EPSS | [13 empty] | Aerial Inspection |  | Ground Inspection | [9 empty] | Down Conductor Detection (DCD) | [10 empty] | EPSS,Ground Inspection, | EPSS Ground Inspection | EPSS Ground Inspection | EPSS,Aerial Inspection,Down Conductor Detection (DCD), | EPSS Aerial Inspection Down Conductor Detection (DCD) | EPSS Aerial Inspection Down Conductor Detection (DCD) | EPSS, | EPSS | EPSS |  |  |  | , | FALSE
PHILO 1101CB | EPSS | EPSS | EPSS | [6 empty] | Expulsion Fuse Replacement | [6 empty] | Aerial Inspection | Aerial Inspection | Ground Inspection | Ground Inspection |  | Non-Pole Backlog | [14 empty] | Pole Backlog |  |  | EPSS,Expulsion Fuse Replacement,Ground Inspection,Non-Pole Backlog,Pole Backlog, | EPSS Expulsion Fuse Replacement Ground Inspection Non-Pole Backlog Pole Backlog | EPSS Expulsion Fuse Replacement Ground Inspection Non-Pole Backlog Pole Backlog | EPSS,Aerial Inspection,Ground Inspection, | EPSS Aerial Inspection Ground Inspection | EPSS Aerial Inspection Ground Inspection | EPSS,Aerial Inspection, | EPSS Aerial Inspection | EPSS Aerial Inspection |  |  |  | , | FALSE
DESCHUTES 11041370 | EPSS | EPSS | EPSS | Undergrounding |  |  |  |  | Overhead Hardening | Expulsion Fuse Replacement |  |  |  | Surge Arrestor Replacement |  |  | Aerial Inspection | Aerial Inspection | Ground Inspection | Ground Inspection |  | Non-Pole Backlog | [5 empty] | Down Conductor Detection (DCD) | [7 empty] | Line Removal |  |  |  | EPSS,Undergrounding,Expulsion Fuse Replacement,Ground Inspection,Non-Pole Backlog,Down Conductor Detection (DCD), | EPSS Undergrounding Expulsion Fuse Replacement Ground Inspection Non-Pole Backlog Down Conductor Detection (DCD) | EPSS Undergrounding Expulsion Fuse Replacement Ground Inspection Non-Pole Backlog Down Conductor Detection (DCD) | EPSS,Surge Arrestor Replacement,Aerial Inspection,Ground Inspection, | EPSS Surge Arrestor Replacement Aerial Inspection Ground Inspection | EPSS Surge Arrestor Replacement Aerial Inspection Ground Inspection | EPSS,Overhead Hardening,Aerial Inspection,Line Removal, | EPSS Overhead Hardening Aerial Inspection Line Removal | EPSS Overhead Hardening Aerial Inspection Line Removal | Undergrounding | Line Removal | Overhead Hardening | Undergrounding,Line Removal,Overhead Hardening, | Undergrounding Line Removal Overhead Hardening | Undergrounding Line Removal Overhead Hardening
PALO SECO 0401CB | EPSS | EPSS | EPSS | [14 empty] | Aerial Inspection |  | Ground Inspection |  | Non-Pole Backlog | [17 empty] | EPSS,Non-Pole Backlog, | EPSS Non-Pole Backlog | EPSS Non-Pole Backlog | EPSS,Ground Inspection, | EPSS Ground Inspection | EPSS Ground Inspection | EPSS,Aerial Inspection, | EPSS Aerial Inspection | EPSS Aerial Inspection |  |  |  | , | FALSE
GUALALA 1112CB | EPSS | EPSS | EPSS | [7 empty] | Expulsion Fuse Replacement | [5 empty] | Aerial Inspection |  | Ground Inspection |  | Ground Inspection | Non-Pole Backlog | [17 empty] | EPSS,Ground Inspection,Non-Pole Backlog, | EPSS Ground Inspection Non-Pole Backlog | EPSS Ground Inspection Non-Pole Backlog | EPSS,Expulsion Fuse Replacement,Aerial Inspection, | EPSS Expulsion Fuse Replacement Aerial Inspection | EPSS Expulsion Fuse Replacement Aerial Inspection | EPSS,Ground Inspection, | EPSS Ground Inspection | EPSS Ground Inspection |  |  |  | , | FALSE
PETALUMA C 1108618 | EPSS | EPSS | EPSS | [6 empty] | Expulsion Fuse Replacement | [6 empty] | Aerial Inspection | Aerial Inspection | Ground Inspection | Ground Inspection | [7 empty] | Down Conductor Detection (DCD) | [11 empty] | EPSS,Expulsion Fuse Replacement,Ground Inspection,Down Conductor Detection (DCD), | EPSS Expulsion Fuse Replacement Ground Inspection Down Conductor Detection (DCD) | EPSS Expulsion Fuse Replacement Ground Inspection Down Conductor Detection (DCD) | EPSS,Aerial Inspection,Ground Inspection, | EPSS Aerial Inspection Ground Inspection | EPSS Aerial Inspection Ground Inspection | EPSS,Aerial Inspection, | EPSS Aerial Inspection | EPSS Aerial Inspection |  |  |  | , | FALSE
MORRO BAY 1101CB | EPSS | EPSS | EPSS | [13 empty] | Aerial Inspection |  | Ground Inspection |  | Ground Inspection | [18 empty] | EPSS,Ground Inspection, | EPSS Ground Inspection | EPSS Ground Inspection | EPSS,Aerial Inspection, | EPSS Aerial Inspection | EPSS Aerial Inspection | EPSS,Ground Inspection, | EPSS Ground Inspection | EPSS Ground Inspection |  |  |  | , | FALSE
OLETA 110163500 | EPSS | EPSS | EPSS | [17 empty] | Ground Inspection | [6 empty] | Down Conductor Detection (DCD) | [11 empty] | EPSS,Down Conductor Detection (DCD), | EPSS Down Conductor Detection (DCD) | EPSS Down Conductor Detection (DCD) | EPSS, | EPSS | EPSS | EPSS,Ground Inspection, | EPSS Ground Inspection | EPSS Ground Inspection |  |  |  | , | FALSE
WILLITS 1103966 | EPSS | EPSS | EPSS | [6 empty] | Expulsion Fuse Replacement | Expulsion Fuse Replacement | [5 empty] | Aerial Inspection | Aerial Inspection | Ground Inspection | Ground Inspection | [7 empty] | Down Conductor Detection (DCD) | [11 empty] | EPSS,Expulsion Fuse Replacement,Ground Inspection,Down Conductor Detection (DCD), | EPSS Expulsion Fuse Replacement Ground Inspection Down Conductor Detection (DCD) | EPSS Expulsion Fuse Replacement Ground Inspection Down Conductor Detection (DCD) | EPSS,Expulsion Fuse Replacement,Aerial Inspection,Ground Inspection, | EPSS Expulsion Fuse Replacement Aerial Inspection Ground Inspection | EPSS Expulsion Fuse Replacement Aerial Inspection Ground Inspection | EPSS,Aerial Inspection, | EPSS Aerial Inspection | EPSS Aerial Inspection |  |  |  | , | FALSE
OLEMA 1101337220 | EPSS | EPSS | EPSS | [13 empty] | Aerial Inspection |  | Ground Inspection |  | Ground Inspection | [18 empty] | EPSS,Ground Inspection, | EPSS Ground Inspection | EPSS Ground Inspection | EPSS,Aerial Inspection, | EPSS Aerial Inspection | EPSS Aerial Inspection | EPSS,Ground Inspection, | EPSS Ground Inspection | EPSS Ground Inspection |  |  |  | , | FALSE
BROWNS VALLEY 110136622 | EPSS | EPSS | EPSS | [6 empty] | Expulsion Fuse Replacement |  |  | Surge Arrestor Replacement |  |  |  | Aerial Inspection | Aerial Inspection | Ground Inspection | Ground Inspection | Ground Inspection | [7 empty] | Down Conductor Detection (DCD) | [10 empty] | EPSS,Expulsion Fuse Replacement,Surge Arrestor Replacement,Ground Inspection, | EPSS Expulsion Fuse Replacement Surge Arrestor Replacement Ground Inspection | EPSS Expulsion Fuse Replacement Surge Arrestor Replacement Ground Inspection | EPSS,Aerial Inspection,Ground Inspection,Down Conductor Detection (DCD), | EPSS Aerial Inspection Ground Inspection Down Conductor Detection (DCD) | EPSS Aerial Inspection Ground Inspection Down Conductor Detection (DCD) | EPSS,Aerial Inspection,Ground Inspection, | EPSS Aerial Inspection Ground Inspection | EPSS Aerial Inspection Ground Inspection |  |  |  | , | FALSE
WISE 1102697216 | EPSS | EPSS | EPSS | [6 empty] | Expulsion Fuse Replacement |  |  | Surge Arrestor Replacement |  |  |  | Aerial Inspection |  | Ground Inspection |  | Ground Inspection | [7 empty] | Down Conductor Detection (DCD) | [10 empty] | EPSS,Expulsion Fuse Replacement,Surge Arrestor Replacement,Ground Inspection, | EPSS Expulsion Fuse Replacement Surge Arrestor Replacement Ground Inspection | EPSS Expulsion Fuse Replacement Surge Arrestor Replacement Ground Inspection | EPSS,Aerial Inspection,Down Conductor Detection (DCD), | EPSS Aerial Inspection Down Conductor Detection (DCD) | EPSS Aerial Inspection Down Conductor Detection (DCD) | EPSS,Ground Inspection, | EPSS Ground Inspection | EPSS Ground Inspection |  |  |  | , | FALSE
SAN LUIS OBISPO 110788962 | EPSS | EPSS | EPSS | [17 empty] | Ground Inspection | Non-Pole Backlog | [5 empty] | Down Conductor Detection (DCD) | [11 empty] | EPSS,Non-Pole Backlog,Down Conductor Detection (DCD), | EPSS Non-Pole Backlog Down Conductor Detection (DCD) | EPSS Non-Pole Backlog Down Conductor Detection (DCD) | EPSS, | EPSS | EPSS | EPSS,Ground Inspection, | EPSS Ground Inspection | EPSS Ground Inspection |  |  |  | , | FALSE
MIDDLETOWN 1102CB | EPSS | EPSS | EPSS | [12 empty] | Aerial Inspection | Aerial Inspection | Aerial Inspection | Ground Inspection | Ground Inspection | Ground Inspection | [18 empty] | EPSS,Aerial Inspection,Ground Inspection, | EPSS Aerial Inspection Ground Inspection | EPSS Aerial Inspection Ground Inspection | EPSS,Aerial Inspection,Ground Inspection, | EPSS Aerial Inspection Ground Inspection | EPSS Aerial Inspection Ground Inspection | EPSS,Aerial Inspection,Ground Inspection, | EPSS Aerial Inspection Ground Inspection | EPSS Aerial Inspection Ground Inspection |  |  |  | , | FALSE
TEMPLETON 2108A40 | EPSS | EPSS | EPSS | [8 empty] | Expulsion Fuse Replacement | [5 empty] | Aerial Inspection | Ground Inspection | Ground Inspection | Ground Inspection | Non-Pole Backlog | [17 empty] | EPSS,Ground Inspection,Non-Pole Backlog, | EPSS Ground Inspection Non-Pole Backlog | EPSS Ground Inspection Non-Pole Backlog | EPSS,Ground Inspection, | EPSS Ground Inspection | EPSS Ground Inspection | EPSS,Expulsion Fuse Replacement,Aerial Inspection,Ground Inspection, | EPSS Expulsion Fuse Replacement Aerial Inspection Ground Inspection | EPSS Expulsion Fuse Replacement Aerial Inspection Ground Inspection |  |  |  | , | FALSE
WYANDOTTE 110932586 | EPSS | EPSS | EPSS | Undergrounding |  |  | Overhead Hardening | [6 empty] | Surge Arrestor Replacement |  |  | Aerial Inspection | Aerial Inspection | Ground Inspection | Ground Inspection | [7 empty] | Down Conductor Detection (DCD) | [5 empty] | Line Removal | [5 empty] | EPSS,Undergrounding,Overhead Hardening,Ground Inspection,Down Conductor Detection (DCD),Line Removal, | EPSS Undergrounding Overhead Hardening Ground Inspection Down Conductor Detection (DCD) Line Removal | EPSS Undergrounding Overhead Hardening Ground Inspection Down Conductor Detection (DCD) Line Removal | EPSS,Surge Arrestor Replacement,Aerial Inspection,Ground Inspection, | EPSS Surge Arrestor Replacement Aerial Inspection Ground Inspection | EPSS Surge Arrestor Replacement Aerial Inspection Ground Inspection | EPSS,Aerial Inspection, | EPSS Aerial Inspection | EPSS Aerial Inspection | Undergrounding |  |  | Undergrounding, | Undergrounding | Undergrounding
COTATI 110475972 | EPSS | EPSS | EPSS | [7 empty] | Expulsion Fuse Replacement | [5 empty] | Aerial Inspection | Aerial Inspection | Ground Inspection | Ground Inspection | Ground Inspection | Non-Pole Backlog |  | Non-Pole Backlog |  |  |  |  | Down Conductor Detection (DCD) | [10 empty] | EPSS,Ground Inspection,Non-Pole Backlog, | EPSS Ground Inspection Non-Pole Backlog | EPSS Ground Inspection Non-Pole Backlog | EPSS,Expulsion Fuse Replacement,Aerial Inspection,Ground Inspection,Down Conductor Detection (DCD), | EPSS Expulsion Fuse Replacement Aerial Inspection Ground Inspection Down Conductor Detection (DCD) | EPSS Expulsion Fuse Replacement Aerial Inspection Ground Inspection Down Conductor Detection (DCD) | EPSS,Aerial Inspection,Ground Inspection,Non-Pole Backlog, | EPSS Aerial Inspection Ground Inspection Non-Pole Backlog | EPSS Aerial Inspection Ground Inspection Non-Pole Backlog |  |  |  | , | FALSE
DESCHUTES 11011654 | EPSS | EPSS | EPSS | [6 empty] | Expulsion Fuse Replacement | [10 empty] | Ground Inspection | Non-Pole Backlog | [5 empty] | Down Conductor Detection (DCD) | [11 empty] | EPSS,Expulsion Fuse Replacement,Non-Pole Backlog,Down Conductor Detection (DCD), | EPSS Expulsion Fuse Replacement Non-Pole Backlog Down Conductor Detection (DCD) | EPSS Expulsion Fuse Replacement Non-Pole Backlog Down Conductor Detection (DCD) | EPSS, | EPSS | EPSS | EPSS,Ground Inspection, | EPSS Ground Inspection | EPSS Ground Inspection |  | Line Removal |  | ,Line Removal, | Line Removal | Line Removal
COTTONWOOD 11031344 | EPSS | EPSS | EPSS | [13 empty] | Aerial Inspection | Aerial Inspection | Ground Inspection | Ground Inspection | Ground Inspection | [18 empty] | EPSS,Ground Inspection, | EPSS Ground Inspection | EPSS Ground Inspection | EPSS,Aerial Inspection,Ground Inspection, | EPSS Aerial Inspection Ground Inspection | EPSS Aerial Inspection Ground Inspection | EPSS,Aerial Inspection,Ground Inspection, | EPSS Aerial Inspection Ground Inspection | EPSS Aerial Inspection Ground Inspection |  |  |  | , | FALSE
GARBERVILLE 1103CB | EPSS | EPSS | EPSS | [13 empty] | Aerial Inspection | Aerial Inspection | Ground Inspection | Ground Inspection |  | Non-Pole Backlog | [17 empty] | EPSS,Ground Inspection,Non-Pole Backlog, | EPSS Ground Inspection Non-Pole Backlog | EPSS Ground Inspection Non-Pole Backlog | EPSS,Aerial Inspection,Ground Inspection, | EPSS Aerial Inspection Ground Inspection | EPSS Aerial Inspection Ground Inspection | EPSS,Aerial Inspection, | EPSS Aerial Inspection | EPSS Aerial Inspection |  |  |  | , | FALSE
LAURELES 11122142 | EPSS | EPSS | EPSS | [14 empty] | Aerial Inspection |  | Ground Inspection | Ground Inspection | Non-Pole Backlog | [6 empty] | Down Conductor Detection (DCD) | [10 empty] | EPSS,Non-Pole Backlog, | EPSS Non-Pole Backlog | EPSS Non-Pole Backlog | EPSS,Ground Inspection,Down Conductor Detection (DCD), | EPSS Ground Inspection Down Conductor Detection (DCD) | EPSS Ground Inspection Down Conductor Detection (DCD) | EPSS,Aerial Inspection,Ground Inspection, | EPSS Aerial Inspection Ground Inspection | EPSS Aerial Inspection Ground Inspection |  |  |  | , | FALSE
COTTONWOOD 11029026 | EPSS | EPSS | EPSS | Undergrounding | [13 empty] | Aerial Inspection | Ground Inspection | Ground Inspection | Ground Inspection | [6 empty] | Down Conductor Detection (DCD) | [5 empty] | Line Removal | [5 empty] | EPSS,Undergrounding,Ground Inspection,Down Conductor Detection (DCD),Line Removal, | EPSS Undergrounding Ground Inspection Down Conductor Detection (DCD) Line Removal | EPSS Undergrounding Ground Inspection Down Conductor Detection (DCD) Line Removal | EPSS,Ground Inspection, | EPSS Ground Inspection | EPSS Ground Inspection | EPSS,Aerial Inspection,Ground Inspection, | EPSS Aerial Inspection Ground Inspection | EPSS Aerial Inspection Ground Inspection |  |  |  | , | FALSE
HOOPA 110193038 | EPSS | EPSS | EPSS | [13 empty] | Aerial Inspection | Aerial Inspection | Ground Inspection | Ground Inspection | Ground Inspection | [6 empty] | Down Conductor Detection (DCD) | [11 empty] | EPSS,Ground Inspection,Down Conductor Detection (DCD), | EPSS Ground Inspection Down Conductor Detection (DCD) | EPSS Ground Inspection Down Conductor Detection (DCD) | EPSS,Aerial Inspection,Ground Inspection, | EPSS Aerial Inspection Ground Inspection | EPSS Aerial Inspection Ground Inspection | EPSS,Aerial Inspection,Ground Inspection, | EPSS Aerial Inspection Ground Inspection | EPSS Aerial Inspection Ground Inspection |  |  |  | , | FALSE
WYANDOTTE 1105CB | EPSS | EPSS | EPSS | [17 empty] | Ground Inspection | [9 empty] | Line Sensors | [8 empty] | EPSS,Line Sensors, | EPSS Line Sensors | EPSS Line Sensors | EPSS, | EPSS | EPSS | EPSS,Ground Inspection, | EPSS Ground Inspection | EPSS Ground Inspection |  |  |  | , | FALSE
HAMILTON BRANCH 11012082 | EPSS | EPSS | EPSS | [8 empty] | Expulsion Fuse Replacement |  |  |  |  | Aerial Inspection |  | Ground Inspection |  | Ground Inspection | [7 empty] | Down Conductor Detection (DCD) | [10 empty] | EPSS,Ground Inspection, | EPSS Ground Inspection | EPSS Ground Inspection | EPSS,Aerial Inspection,Down Conductor Detection (DCD), | EPSS Aerial Inspection Down Conductor Detection (DCD) | EPSS Aerial Inspection Down Conductor Detection (DCD) | EPSS,Expulsion Fuse Replacement,Ground Inspection, | EPSS Expulsion Fuse Replacement Ground Inspection | EPSS Expulsion Fuse Replacement Ground Inspection |  |  |  | , | FALSE
COTATI 1104CB | EPSS | EPSS | EPSS | [7 empty] | Expulsion Fuse Replacement | [5 empty] | Aerial Inspection | Aerial Inspection | Ground Inspection | Ground Inspection | Ground Inspection | Non-Pole Backlog | Non-Pole Backlog | [16 empty] | EPSS,Ground Inspection,Non-Pole Backlog, | EPSS Ground Inspection Non-Pole Backlog | EPSS Ground Inspection Non-Pole Backlog | EPSS,Expulsion Fuse Replacement,Aerial Inspection,Ground Inspection,Non-Pole Backlog, | EPSS Expulsion Fuse Replacement Aerial Inspection Ground Inspection Non-Pole Backlog | EPSS Expulsion Fuse Replacement Aerial Inspection Ground Inspection Non-Pole Backlog | EPSS,Aerial Inspection,Ground Inspection, | EPSS Aerial Inspection Ground Inspection | EPSS Aerial Inspection Ground Inspection |  |  |  | , | FALSE
SOLEDAD 2105404754 | EPSS | EPSS | EPSS | [17 empty] | Ground Inspection | Non-Pole Backlog | [7 empty] | Down Conductor Detection (DCD) | [9 empty] | EPSS,Non-Pole Backlog, | EPSS Non-Pole Backlog | EPSS Non-Pole Backlog | EPSS, | EPSS | EPSS | EPSS,Ground Inspection,Down Conductor Detection (DCD), | EPSS Ground Inspection Down Conductor Detection (DCD) | EPSS Ground Inspection Down Conductor Detection (DCD) |  |  |  | , | FALSE
BURNEY 11011358 | EPSS | EPSS | EPSS | [14 empty] | Aerial Inspection |  | Ground Inspection | Ground Inspection |  |  | Non-Pole Backlog |  |  |  |  | Down Conductor Detection (DCD) | [10 empty] | EPSS, | EPSS | EPSS | EPSS,Ground Inspection,Down Conductor Detection (DCD), | EPSS Ground Inspection Down Conductor Detection (DCD) | EPSS Ground Inspection Down Conductor Detection (DCD) | EPSS,Aerial Inspection,Ground Inspection,Non-Pole Backlog, | EPSS Aerial Inspection Ground Inspection Non-Pole Backlog | EPSS Aerial Inspection Ground Inspection Non-Pole Backlog |  |  |  | , | FALSE
PEORIA 170567898 | EPSS | EPSS | EPSS | [13 empty] | Aerial Inspection | Aerial Inspection | Ground Inspection | Ground Inspection | Ground Inspection | Non-Pole Backlog | [5 empty] | Down Conductor Detection (DCD) | [11 empty] | EPSS,Ground Inspection,Non-Pole Backlog,Down Conductor Detection (DCD), | EPSS Ground Inspection Non-Pole Backlog Down Conductor Detection (DCD) | EPSS Ground Inspection Non-Pole Backlog Down Conductor Detection (DCD) | EPSS,Aerial Inspection,Ground Inspection, | EPSS Aerial Inspection Ground Inspection | EPSS Aerial Inspection Ground Inspection | EPSS,Aerial Inspection,Ground Inspection, | EPSS Aerial Inspection Ground Inspection | EPSS Aerial Inspection Ground Inspection |  |  |  | , | FALSE
PETALUMA C 1108600 | EPSS | EPSS | EPSS | [6 empty] | Expulsion Fuse Replacement | [6 empty] | Aerial Inspection | Aerial Inspection | Ground Inspection | Ground Inspection |  |  |  | Non-Pole Backlog |  |  |  |  | Down Conductor Detection (DCD) | [10 empty] | EPSS,Expulsion Fuse Replacement,Ground Inspection, | EPSS Expulsion Fuse Replacement Ground Inspection | EPSS Expulsion Fuse Replacement Ground Inspection | EPSS,Aerial Inspection,Ground Inspection,Down Conductor Detection (DCD), | EPSS Aerial Inspection Ground Inspection Down Conductor Detection (DCD) | EPSS Aerial Inspection Ground Inspection Down Conductor Detection (DCD) | EPSS,Aerial Inspection,Non-Pole Backlog, | EPSS Aerial Inspection Non-Pole Backlog | EPSS Aerial Inspection Non-Pole Backlog |  |  |  | , | FALSE
ANTELOPE 1101318686 | EPSS | EPSS | EPSS | [14 empty] | Aerial Inspection |  | Ground Inspection | [8 empty] | Down Conductor Detection (DCD) | [10 empty] | EPSS, | EPSS | EPSS | EPSS,Ground Inspection,Down Conductor Detection (DCD), | EPSS Ground Inspection Down Conductor Detection (DCD) | EPSS Ground Inspection Down Conductor Detection (DCD) | EPSS,Aerial Inspection, | EPSS Aerial Inspection | EPSS Aerial Inspection |  |  |  | , | FALSE
COTATI 1102282 | EPSS | EPSS | EPSS | [6 empty] | Expulsion Fuse Replacement | [6 empty] | Aerial Inspection | Aerial Inspection | Ground Inspection | Ground Inspection | Ground Inspection | [7 empty] | Down Conductor Detection (DCD) |  | Line Sensors | [8 empty] | EPSS,Expulsion Fuse Replacement,Ground Inspection,Line Sensors, | EPSS Expulsion Fuse Replacement Ground Inspection Line Sensors | EPSS Expulsion Fuse Replacement Ground Inspection Line Sensors | EPSS,Aerial Inspection,Ground Inspection,Down Conductor Detection (DCD), | EPSS Aerial Inspection Ground Inspection Down Conductor Detection (DCD) | EPSS Aerial Inspection Ground Inspection Down Conductor Detection (DCD) | EPSS,Aerial Inspection,Ground Inspection, | EPSS Aerial Inspection Ground Inspection | EPSS Aerial Inspection Ground Inspection |  |  |  | , | FALSE
DESCHUTES 11019722 | EPSS | EPSS | EPSS | [13 empty] | Aerial Inspection |  | Ground Inspection |  | Ground Inspection | [18 empty] | EPSS,Ground Inspection, | EPSS Ground Inspection | EPSS Ground Inspection | EPSS,Aerial Inspection, | EPSS Aerial Inspection | EPSS Aerial Inspection | EPSS,Ground Inspection, | EPSS Ground Inspection | EPSS Ground Inspection |  |  |  | , | FALSE
PLACER 1103284874 | EPSS | EPSS | EPSS | [13 empty] | Aerial Inspection |  | Ground Inspection |  | Ground Inspection | [7 empty] | Down Conductor Detection (DCD) | [10 empty] | EPSS,Ground Inspection, | EPSS Ground Inspection | EPSS Ground Inspection | EPSS,Aerial Inspection,Down Conductor Detection (DCD), | EPSS Aerial Inspection Down Conductor Detection (DCD) | EPSS Aerial Inspection Down Conductor Detection (DCD) | EPSS,Ground Inspection, | EPSS Ground Inspection | EPSS Ground Inspection |  |  |  | , | FALSE
PURISIMA 1101Y44 | EPSS | EPSS | EPSS | [6 empty] | Expulsion Fuse Replacement | [7 empty] | Aerial Inspection |  | Ground Inspection | Ground Inspection | Non-Pole Backlog | [6 empty] | Down Conductor Detection (DCD) | [10 empty] | EPSS,Expulsion Fuse Replacement,Non-Pole Backlog, | EPSS Expulsion Fuse Replacement Non-Pole Backlog | EPSS Expulsion Fuse Replacement Non-Pole Backlog | EPSS,Ground Inspection,Down Conductor Detection (DCD), | EPSS Ground Inspection Down Conductor Detection (DCD) | EPSS Ground Inspection Down Conductor Detection (DCD) | EPSS,Aerial Inspection,Ground Inspection, | EPSS Aerial Inspection Ground Inspection | EPSS Aerial Inspection Ground Inspection |  |  |  | , | FALSE
WYANDOTTE 110737472 | EPSS | EPSS | EPSS | [6 empty] | Expulsion Fuse Replacement | [6 empty] | Aerial Inspection | Aerial Inspection | Ground Inspection | Ground Inspection | [7 empty] | Down Conductor Detection (DCD) | [8 empty] | Pole Backlog |  |  | EPSS,Expulsion Fuse Replacement,Ground Inspection,Down Conductor Detection (DCD),Pole Backlog, | EPSS Expulsion Fuse Replacement Ground Inspection Down Conductor Detection (DCD) Pole Backlog | EPSS Expulsion Fuse Replacement Ground Inspection Down Conductor Detection (DCD) Pole Backlog | EPSS,Aerial Inspection,Ground Inspection, | EPSS Aerial Inspection Ground Inspection | EPSS Aerial Inspection Ground Inspection | EPSS,Aerial Inspection, | EPSS Aerial Inspection | EPSS Aerial Inspection |  |  |  | , | FALSE
CLAY 110398680 | EPSS | EPSS | EPSS | [25 empty] | Down Conductor Detection (DCD) | [10 empty] | EPSS, | EPSS | EPSS | EPSS,Down Conductor Detection (DCD), | EPSS Down Conductor Detection (DCD) | EPSS Down Conductor Detection (DCD) | EPSS, | EPSS | EPSS |  |  |  | , | FALSE
ROB ROY 210512474 | EPSS | EPSS | EPSS |  |  |  |  | Overhead Hardening |  |  |  | Expulsion Fuse Replacement |  |  |  |  | Aerial Inspection | Aerial Inspection | Ground Inspection | Ground Inspection | Ground Inspection | Non-Pole Backlog | [17 empty] | EPSS,Ground Inspection,Non-Pole Backlog, | EPSS Ground Inspection Non-Pole Backlog | EPSS Ground Inspection Non-Pole Backlog | EPSS,Overhead Hardening,Aerial Inspection,Ground Inspection, | EPSS Overhead Hardening Aerial Inspection Ground Inspection | EPSS Overhead Hardening Aerial Inspection Ground Inspection | EPSS,Expulsion Fuse Replacement,Aerial Inspection,Ground Inspection, | EPSS Expulsion Fuse Replacement Aerial Inspection Ground Inspection | EPSS Expulsion Fuse Replacement Aerial Inspection Ground Inspection |  |  |  | , | FALSE
OCEANO 1104104102 | EPSS | EPSS | EPSS | [13 empty] | Aerial Inspection | Aerial Inspection | Ground Inspection | Ground Inspection | Ground Inspection | Non-Pole Backlog | [17 empty] | EPSS,Ground Inspection,Non-Pole Backlog, | EPSS Ground Inspection Non-Pole Backlog | EPSS Ground Inspection Non-Pole Backlog | EPSS,Aerial Inspection,Ground Inspection, | EPSS Aerial Inspection Ground Inspection | EPSS Aerial Inspection Ground Inspection | EPSS,Aerial Inspection,Ground Inspection, | EPSS Aerial Inspection Ground Inspection | EPSS Aerial Inspection Ground Inspection |  |  |  | , | FALSE
PETALUMA C 1108233646 | EPSS | EPSS | EPSS | [6 empty] | Expulsion Fuse Replacement | [6 empty] | Aerial Inspection | Aerial Inspection | Ground Inspection | Ground Inspection | [8 empty] | Down Conductor Detection (DCD) | [10 empty] | EPSS,Expulsion Fuse Replacement,Ground Inspection, | EPSS Expulsion Fuse Replacement Ground Inspection | EPSS Expulsion Fuse Replacement Ground Inspection | EPSS,Aerial Inspection,Ground Inspection,Down Conductor Detection (DCD), | EPSS Aerial Inspection Ground Inspection Down Conductor Detection (DCD) | EPSS Aerial Inspection Ground Inspection Down Conductor Detection (DCD) | EPSS,Aerial Inspection, | EPSS Aerial Inspection | EPSS Aerial Inspection |  |  |  | , | FALSE
HAMILTON BRANCH 1101CB | EPSS | EPSS | EPSS | [13 empty] | Aerial Inspection |  | Ground Inspection |  | Ground Inspection | [18 empty] | EPSS,Ground Inspection, | EPSS Ground Inspection | EPSS Ground Inspection | EPSS,Aerial Inspection, | EPSS Aerial Inspection | EPSS Aerial Inspection | EPSS,Ground Inspection, | EPSS Ground Inspection | EPSS Ground Inspection |  |  |  | , | FALSE
POINT ARENA 110198224 | EPSS | EPSS | EPSS | [6 empty] | Expulsion Fuse Replacement | Expulsion Fuse Replacement | [6 empty] | Aerial Inspection |  | Ground Inspection | [19 empty] | EPSS,Expulsion Fuse Replacement, | EPSS Expulsion Fuse Replacement | EPSS Expulsion Fuse Replacement | EPSS,Expulsion Fuse Replacement,Ground Inspection, | EPSS Expulsion Fuse Replacement Ground Inspection | EPSS Expulsion Fuse Replacement Ground Inspection | EPSS,Aerial Inspection, | EPSS Aerial Inspection | EPSS Aerial Inspection |  |  |  | , | FALSE
ANDERSON 11011752 | EPSS | EPSS | EPSS | [6 empty] | Expulsion Fuse Replacement | [7 empty] | Aerial Inspection |  | Ground Inspection | Ground Inspection | Non-Pole Backlog | [6 empty] | Down Conductor Detection (DCD) | [7 empty] | Pole Backlog |  |  | EPSS,Expulsion Fuse Replacement,Non-Pole Backlog,Pole Backlog, | EPSS Expulsion Fuse Replacement Non-Pole Backlog Pole Backlog | EPSS Expulsion Fuse Replacement Non-Pole Backlog Pole Backlog | EPSS,Ground Inspection,Down Conductor Detection (DCD), | EPSS Ground Inspection Down Conductor Detection (DCD) | EPSS Ground Inspection Down Conductor Detection (DCD) | EPSS,Aerial Inspection,Ground Inspection, | EPSS Aerial Inspection Ground Inspection | EPSS Aerial Inspection Ground Inspection |  |  |  | , | FALSE
ELK 11014628 | EPSS | EPSS | EPSS | [8 empty] | Expulsion Fuse Replacement |  |  |  |  | Aerial Inspection | Aerial Inspection | Ground Inspection | Ground Inspection | [7 empty] | Down Conductor Detection (DCD) | [8 empty] | Pole Backlog |  |  | EPSS,Ground Inspection,Down Conductor Detection (DCD),Pole Backlog, | EPSS Ground Inspection Down Conductor Detection (DCD) Pole Backlog | EPSS Ground Inspection Down Conductor Detection (DCD) Pole Backlog | EPSS,Aerial Inspection,Ground Inspection, | EPSS Aerial Inspection Ground Inspection | EPSS Aerial Inspection Ground Inspection | EPSS,Expulsion Fuse Replacement,Aerial Inspection, | EPSS Expulsion Fuse Replacement Aerial Inspection | EPSS Expulsion Fuse Replacement Aerial Inspection |  |  |  | , | FALSE
SANTA ROSA A 1107CB | EPSS | EPSS | EPSS | [8 empty] | Expulsion Fuse Replacement | [5 empty] | Aerial Inspection |  | Ground Inspection | Ground Inspection | Non-Pole Backlog | [8 empty] | Line Sensors | [8 empty] | EPSS,Non-Pole Backlog,Line Sensors, | EPSS Non-Pole Backlog Line Sensors | EPSS Non-Pole Backlog Line Sensors | EPSS,Ground Inspection, | EPSS Ground Inspection | EPSS Ground Inspection | EPSS,Expulsion Fuse Replacement,Aerial Inspection,Ground Inspection, | EPSS Expulsion Fuse Replacement Aerial Inspection Ground Inspection | EPSS Expulsion Fuse Replacement Aerial Inspection Ground Inspection |  |  |  | , | FALSE
ANNAPOLIS 1101CB | EPSS | EPSS | EPSS | [13 empty] | Aerial Inspection |  | Ground Inspection | [20 empty] | EPSS,Ground Inspection, | EPSS Ground Inspection | EPSS Ground Inspection | EPSS,Aerial Inspection, | EPSS Aerial Inspection | EPSS Aerial Inspection | EPSS, | EPSS | EPSS |  |  |  | , | FALSE
ROB ROY 210512586 | EPSS | EPSS | EPSS | [8 empty] | Expulsion Fuse Replacement |  |  |  |  | Aerial Inspection | Aerial Inspection | Ground Inspection | Ground Inspection |  | Non-Pole Backlog | Non-Pole Backlog | [16 empty] | EPSS,Ground Inspection,Non-Pole Backlog, | EPSS Ground Inspection Non-Pole Backlog | EPSS Ground Inspection Non-Pole Backlog | EPSS,Aerial Inspection,Ground Inspection,Non-Pole Backlog, | EPSS Aerial Inspection Ground Inspection Non-Pole Backlog | EPSS Aerial Inspection Ground Inspection Non-Pole Backlog | EPSS,Expulsion Fuse Replacement,Aerial Inspection, | EPSS Expulsion Fuse Replacement Aerial Inspection | EPSS Expulsion Fuse Replacement Aerial Inspection |  |  |  | , | FALSE
WOODSIDE 1101CB | EPSS | EPSS | EPSS | [14 empty] | Aerial Inspection |  | Ground Inspection | Ground Inspection | Non-Pole Backlog | [17 empty] | EPSS,Non-Pole Backlog, | EPSS Non-Pole Backlog | EPSS Non-Pole Backlog | EPSS,Ground Inspection, | EPSS Ground Inspection | EPSS Ground Inspection | EPSS,Aerial Inspection,Ground Inspection, | EPSS Aerial Inspection Ground Inspection | EPSS Aerial Inspection Ground Inspection |  |  |  | , | FALSE
HARTLEY 1101CB | EPSS | EPSS | EPSS | [13 empty] | Aerial Inspection |  | Ground Inspection | Ground Inspection | [19 empty] | EPSS,Ground Inspection, | EPSS Ground Inspection | EPSS Ground Inspection | EPSS,Aerial Inspection,Ground Inspection, | EPSS Aerial Inspection Ground Inspection | EPSS Aerial Inspection Ground Inspection | EPSS, | EPSS | EPSS |  |  |  | , | FALSE
SHINGLE SPRINGS 11038752 | EPSS | EPSS | EPSS | [13 empty] | Aerial Inspection |  | Ground Inspection |  | Ground Inspection | [18 empty] | EPSS,Ground Inspection, | EPSS Ground Inspection | EPSS Ground Inspection | EPSS,Aerial Inspection, | EPSS Aerial Inspection | EPSS Aerial Inspection | EPSS,Ground Inspection, | EPSS Ground Inspection | EPSS Ground Inspection |  |  |  | , | FALSE
WISE 1102307494 | EPSS | EPSS | EPSS | [6 empty] | Expulsion Fuse Replacement |  |  | Surge Arrestor Replacement |  |  |  | Aerial Inspection | Aerial Inspection | Ground Inspection | Ground Inspection | Ground Inspection | Non-Pole Backlog | [6 empty] | Down Conductor Detection (DCD) | [10 empty] | EPSS,Expulsion Fuse Replacement,Surge Arrestor Replacement,Ground Inspection,Non-Pole Backlog, | EPSS Expulsion Fuse Replacement Surge Arrestor Replacement Ground Inspection Non-Pole Backlog | EPSS Expulsion Fuse Replacement Surge Arrestor Replacement Ground Inspection Non-Pole Backlog | EPSS,Aerial Inspection,Ground Inspection,Down Conductor Detection (DCD), | EPSS Aerial Inspection Ground Inspection Down Conductor Detection (DCD) | EPSS Aerial Inspection Ground Inspection Down Conductor Detection (DCD) | EPSS,Aerial Inspection,Ground Inspection, | EPSS Aerial Inspection Ground Inspection | EPSS Aerial Inspection Ground Inspection |  |  |  | , | FALSE
PLACER 1103429574 | EPSS | EPSS | EPSS | [6 empty] | Expulsion Fuse Replacement | [6 empty] | Aerial Inspection | Aerial Inspection | Ground Inspection | Ground Inspection | Ground Inspection | [7 empty] | Down Conductor Detection (DCD) | [10 empty] | EPSS,Expulsion Fuse Replacement,Ground Inspection, | EPSS Expulsion Fuse Replacement Ground Inspection | EPSS Expulsion Fuse Replacement Ground Inspection | EPSS,Aerial Inspection,Ground Inspection,Down Conductor Detection (DCD), | EPSS Aerial Inspection Ground Inspection Down Conductor Detection (DCD) | EPSS Aerial Inspection Ground Inspection Down Conductor Detection (DCD) | EPSS,Aerial Inspection,Ground Inspection, | EPSS Aerial Inspection Ground Inspection | EPSS Aerial Inspection Ground Inspection |  |  |  | , | FALSE
CLOVERDALE 1102156 | EPSS | EPSS | EPSS | [14 empty] | Aerial Inspection |  | Ground Inspection | Ground Inspection | [6 empty] | Down Conductor Detection (DCD) | [11 empty] | EPSS,Down Conductor Detection (DCD), | EPSS Down Conductor Detection (DCD) | EPSS Down Conductor Detection (DCD) | EPSS,Ground Inspection, | EPSS Ground Inspection | EPSS Ground Inspection | EPSS,Aerial Inspection,Ground Inspection, | EPSS Aerial Inspection Ground Inspection | EPSS Aerial Inspection Ground Inspection |  |  |  | , | FALSE
HAMILTON BRANCH 11013049 | EPSS | EPSS | EPSS | [13 empty] | Aerial Inspection |  | Ground Inspection |  | Ground Inspection | [7 empty] | Down Conductor Detection (DCD) | [10 empty] | EPSS,Ground Inspection, | EPSS Ground Inspection | EPSS Ground Inspection | EPSS,Aerial Inspection,Down Conductor Detection (DCD), | EPSS Aerial Inspection Down Conductor Detection (DCD) | EPSS Aerial Inspection Down Conductor Detection (DCD) | EPSS,Ground Inspection, | EPSS Ground Inspection | EPSS Ground Inspection |  |  |  | , | FALSE
SAN RAMON 2119CB | EPSS | EPSS | EPSS | [14 empty] | Aerial Inspection |  | Ground Inspection | Ground Inspection | Non-Pole Backlog | [17 empty] | EPSS,Non-Pole Backlog, | EPSS Non-Pole Backlog | EPSS Non-Pole Backlog | EPSS,Ground Inspection, | EPSS Ground Inspection | EPSS Ground Inspection | EPSS,Aerial Inspection,Ground Inspection, | EPSS Aerial Inspection Ground Inspection | EPSS Aerial Inspection Ground Inspection |  |  |  | , | FALSE
POINT ARENA 110183354 | EPSS | EPSS | EPSS | [7 empty] | Expulsion Fuse Replacement | [5 empty] | Aerial Inspection | Aerial Inspection | Ground Inspection | Ground Inspection | [8 empty] | Down Conductor Detection (DCD) | [10 empty] | EPSS,Ground Inspection, | EPSS Ground Inspection | EPSS Ground Inspection | EPSS,Expulsion Fuse Replacement,Aerial Inspection,Ground Inspection,Down Conductor Detection (DCD), | EPSS Expulsion Fuse Replacement Aerial Inspection Ground Inspection Down Conductor Detection (DCD) | EPSS Expulsion Fuse Replacement Aerial Inspection Ground Inspection Down Conductor Detection (DCD) | EPSS,Aerial Inspection, | EPSS Aerial Inspection | EPSS Aerial Inspection |  |  |  | , | FALSE
MORGAN HILL 2111CB | EPSS | EPSS | EPSS | [13 empty] | Aerial Inspection |  | Ground Inspection |  | Ground Inspection | [18 empty] | EPSS,Ground Inspection, | EPSS Ground Inspection | EPSS Ground Inspection | EPSS,Aerial Inspection, | EPSS Aerial Inspection | EPSS Aerial Inspection | EPSS,Ground Inspection, | EPSS Ground Inspection | EPSS Ground Inspection |  |  |  | , | FALSE
RINCON 1102CB | EPSS | EPSS | EPSS | [13 empty] | Aerial Inspection |  | Ground Inspection | [20 empty] | EPSS,Ground Inspection, | EPSS Ground Inspection | EPSS Ground Inspection | EPSS,Aerial Inspection, | EPSS Aerial Inspection | EPSS Aerial Inspection | EPSS, | EPSS | EPSS |  |  |  | , | FALSE
POINT MORETTI 110135874 | EPSS | EPSS | EPSS | [6 empty] | Expulsion Fuse Replacement | [7 empty] | Aerial Inspection |  | Ground Inspection |  | Non-Pole Backlog | [8 empty] | Line Sensors | [8 empty] | EPSS,Expulsion Fuse Replacement,Non-Pole Backlog,Line Sensors, | EPSS Expulsion Fuse Replacement Non-Pole Backlog Line Sensors | EPSS Expulsion Fuse Replacement Non-Pole Backlog Line Sensors | EPSS,Ground Inspection, | EPSS Ground Inspection | EPSS Ground Inspection | EPSS,Aerial Inspection, | EPSS Aerial Inspection | EPSS Aerial Inspection | Undergrounding |  | Overhead Hardening | Undergrounding,Overhead Hardening, | Undergrounding Overhead Hardening | Undergrounding Overhead Hardening
GUALALA 1111445166 | EPSS | EPSS | EPSS | [7 empty] | Expulsion Fuse Replacement | Expulsion Fuse Replacement |  |  |  |  | Aerial Inspection | Aerial Inspection | Ground Inspection | Ground Inspection |  | Non-Pole Backlog | [17 empty] | EPSS,Ground Inspection,Non-Pole Backlog, | EPSS Ground Inspection Non-Pole Backlog | EPSS Ground Inspection Non-Pole Backlog | EPSS,Expulsion Fuse Replacement,Aerial Inspection,Ground Inspection, | EPSS Expulsion Fuse Replacement Aerial Inspection Ground Inspection | EPSS Expulsion Fuse Replacement Aerial Inspection Ground Inspection | EPSS,Expulsion Fuse Replacement,Aerial Inspection, | EPSS Expulsion Fuse Replacement Aerial Inspection | EPSS Expulsion Fuse Replacement Aerial Inspection |  |  |  | , | FALSE
MONTE RIO 111159046 | EPSS | EPSS | EPSS | [13 empty] | Aerial Inspection | Aerial Inspection | Ground Inspection | Ground Inspection | Ground Inspection | [6 empty] | Down Conductor Detection (DCD) | [11 empty] | EPSS,Ground Inspection,Down Conductor Detection (DCD), | EPSS Ground Inspection Down Conductor Detection (DCD) | EPSS Ground Inspection Down Conductor Detection (DCD) | EPSS,Aerial Inspection,Ground Inspection, | EPSS Aerial Inspection Ground Inspection | EPSS Aerial Inspection Ground Inspection | EPSS,Aerial Inspection,Ground Inspection, | EPSS Aerial Inspection Ground Inspection | EPSS Aerial Inspection Ground Inspection |  |  |  | , | FALSE
FORT ORD 210736596 | EPSS | EPSS | EPSS | [7 empty] | Expulsion Fuse Replacement | Expulsion Fuse Replacement |  |  |  |  | Aerial Inspection | Aerial Inspection | Ground Inspection | Ground Inspection | Ground Inspection | Non-Pole Backlog | Non-Pole Backlog | [5 empty] | Down Conductor Detection (DCD) |  | Line Sensors | [8 empty] | EPSS,Ground Inspection,Non-Pole Backlog,Line Sensors, | EPSS Ground Inspection Non-Pole Backlog Line Sensors | EPSS Ground Inspection Non-Pole Backlog Line Sensors | EPSS,Expulsion Fuse Replacement,Aerial Inspection,Ground Inspection,Non-Pole Backlog,Down Conductor Detection (DCD), | EPSS Expulsion Fuse Replacement Aerial Inspection Ground Inspection Non-Pole Backlog Down Conductor Detection (DCD) | EPSS Expulsion Fuse Replacement Aerial Inspection Ground Inspection Non-Pole Backlog Down Conductor Detection (DCD) | EPSS,Expulsion Fuse Replacement,Aerial Inspection,Ground Inspection, | EPSS Expulsion Fuse Replacement Aerial Inspection Ground Inspection | EPSS Expulsion Fuse Replacement Aerial Inspection Ground Inspection |  |  |  | , | FALSE
BURNEY 11011322 | EPSS | EPSS | EPSS | [13 empty] | Aerial Inspection | Aerial Inspection | Ground Inspection | Ground Inspection | Ground Inspection | [6 empty] | Down Conductor Detection (DCD) | [11 empty] | EPSS,Ground Inspection,Down Conductor Detection (DCD), | EPSS Ground Inspection Down Conductor Detection (DCD) | EPSS Ground Inspection Down Conductor Detection (DCD) | EPSS,Aerial Inspection,Ground Inspection, | EPSS Aerial Inspection Ground Inspection | EPSS Aerial Inspection Ground Inspection | EPSS,Aerial Inspection,Ground Inspection, | EPSS Aerial Inspection Ground Inspection | EPSS Aerial Inspection Ground Inspection |  |  |  | , | FALSE
OILFIELDS 1103233424 | EPSS | EPSS | EPSS | [14 empty] | Aerial Inspection |  | Ground Inspection | Ground Inspection | [6 empty] | Down Conductor Detection (DCD) | [11 empty] | EPSS,Down Conductor Detection (DCD), | EPSS Down Conductor Detection (DCD) | EPSS Down Conductor Detection (DCD) | EPSS,Ground Inspection, | EPSS Ground Inspection | EPSS Ground Inspection | EPSS,Aerial Inspection,Ground Inspection, | EPSS Aerial Inspection Ground Inspection | EPSS Aerial Inspection Ground Inspection |  |  |  | , | FALSE
HIGGINS 1107746082 | EPSS | EPSS | EPSS | [13 empty] | Aerial Inspection | Aerial Inspection | Ground Inspection | Ground Inspection | Ground Inspection | [18 empty] | EPSS,Ground Inspection, | EPSS Ground Inspection | EPSS Ground Inspection | EPSS,Aerial Inspection,Ground Inspection, | EPSS Aerial Inspection Ground Inspection | EPSS Aerial Inspection Ground Inspection | EPSS,Aerial Inspection,Ground Inspection, | EPSS Aerial Inspection Ground Inspection | EPSS Aerial Inspection Ground Inspection |  |  |  | , | FALSE
FITCH MOUNTAIN 111324550 | EPSS | EPSS | EPSS | [6 empty] | Expulsion Fuse Replacement | [6 empty] | Aerial Inspection | Aerial Inspection | Ground Inspection | Ground Inspection | Ground Inspection | [18 empty] | EPSS,Expulsion Fuse Replacement,Ground Inspection, | EPSS Expulsion Fuse Replacement Ground Inspection | EPSS Expulsion Fuse Replacement Ground Inspection | EPSS,Aerial Inspection,Ground Inspection, | EPSS Aerial Inspection Ground Inspection | EPSS Aerial Inspection Ground Inspection | EPSS,Aerial Inspection,Ground Inspection, | EPSS Aerial Inspection Ground Inspection | EPSS Aerial Inspection Ground Inspection |  |  |  | , | FALSE
BANGOR 1101CB | EPSS | EPSS | EPSS | Undergrounding | [5 empty] | Expulsion Fuse Replacement |  |  | Surge Arrestor Replacement | Surge Arrestor Replacement |  |  | Aerial Inspection | Aerial Inspection | Ground Inspection | Ground Inspection | [10 empty] | Line Sensors | [8 empty] | EPSS,Undergrounding,Expulsion Fuse Replacement,Surge Arrestor Replacement,Ground Inspection,Line Sensors, | EPSS Undergrounding Expulsion Fuse Replacement Surge Arrestor Replacement Ground Inspection Line Sensors | EPSS Undergrounding Expulsion Fuse Replacement Surge Arrestor Replacement Ground Inspection Line Sensors | EPSS,Surge Arrestor Replacement,Aerial Inspection,Ground Inspection, | EPSS Surge Arrestor Replacement Aerial Inspection Ground Inspection | EPSS Surge Arrestor Replacement Aerial Inspection Ground Inspection | EPSS,Aerial Inspection, | EPSS Aerial Inspection | EPSS Aerial Inspection | Undergrounding |  | Overhead Hardening | Undergrounding,Overhead Hardening, | Undergrounding Overhead Hardening | Undergrounding Overhead Hardening
SAN MIGUEL 1106428314 | EPSS | EPSS | EPSS | [14 empty] | Aerial Inspection |  | Ground Inspection | Ground Inspection | Non-Pole Backlog | [6 empty] | Down Conductor Detection (DCD) | [10 empty] | EPSS,Non-Pole Backlog, | EPSS Non-Pole Backlog | EPSS Non-Pole Backlog | EPSS,Ground Inspection,Down Conductor Detection (DCD), | EPSS Ground Inspection Down Conductor Detection (DCD) | EPSS Ground Inspection Down Conductor Detection (DCD) | EPSS,Aerial Inspection,Ground Inspection, | EPSS Aerial Inspection Ground Inspection | EPSS Aerial Inspection Ground Inspection |  | Line Removal |  | ,Line Removal, | Line Removal | Line Removal
COPPERMINE 1104613086 | EPSS | EPSS | EPSS | [6 empty] | Expulsion Fuse Replacement |  |  | Surge Arrestor Replacement |  |  |  | Aerial Inspection |  | Ground Inspection |  | Ground Inspection | Non-Pole Backlog | [6 empty] | Down Conductor Detection (DCD) | [10 empty] | EPSS,Expulsion Fuse Replacement,Surge Arrestor Replacement,Ground Inspection,Non-Pole Backlog, | EPSS Expulsion Fuse Replacement Surge Arrestor Replacement Ground Inspection Non-Pole Backlog | EPSS Expulsion Fuse Replacement Surge Arrestor Replacement Ground Inspection Non-Pole Backlog | EPSS,Aerial Inspection,Down Conductor Detection (DCD), | EPSS Aerial Inspection Down Conductor Detection (DCD) | EPSS Aerial Inspection Down Conductor Detection (DCD) | EPSS,Ground Inspection, | EPSS Ground Inspection | EPSS Ground Inspection |  |  |  | , | FALSE
LLAGAS 2105XR234 | EPSS | EPSS | EPSS | [15 empty] | Ground Inspection |  | Ground Inspection | [18 empty] | EPSS,Ground Inspection, | EPSS Ground Inspection | EPSS Ground Inspection | EPSS, | EPSS | EPSS | EPSS,Ground Inspection, | EPSS Ground Inspection | EPSS Ground Inspection |  |  |  | , | FALSE
SNEATH LANE 110168070 | EPSS | EPSS | EPSS | [17 empty] | Ground Inspection | [7 empty] | Down Conductor Detection (DCD) | [10 empty] | EPSS, | EPSS | EPSS | EPSS,Down Conductor Detection (DCD), | EPSS Down Conductor Detection (DCD) | EPSS Down Conductor Detection (DCD) | EPSS,Ground Inspection, | EPSS Ground Inspection | EPSS Ground Inspection |  |  |  | , | FALSE
BANGOR 1101614048 | EPSS | EPSS | EPSS | [13 empty] | Aerial Inspection | Aerial Inspection | Ground Inspection | Ground Inspection | [10 empty] | Line Sensors | [8 empty] | EPSS,Ground Inspection,Line Sensors, | EPSS Ground Inspection Line Sensors | EPSS Ground Inspection Line Sensors | EPSS,Aerial Inspection,Ground Inspection, | EPSS Aerial Inspection Ground Inspection | EPSS Aerial Inspection Ground Inspection | EPSS,Aerial Inspection, | EPSS Aerial Inspection | EPSS Aerial Inspection |  |  |  | , | FALSE
POINT MORETTI 11015104 | EPSS | EPSS | EPSS | [6 empty] | Expulsion Fuse Replacement | [7 empty] | Aerial Inspection |  | Ground Inspection | [8 empty] | Down Conductor Detection (DCD) |  | Line Sensors | [8 empty] | EPSS,Expulsion Fuse Replacement,Line Sensors, | EPSS Expulsion Fuse Replacement Line Sensors | EPSS Expulsion Fuse Replacement Line Sensors | EPSS,Ground Inspection,Down Conductor Detection (DCD), | EPSS Ground Inspection Down Conductor Detection (DCD) | EPSS Ground Inspection Down Conductor Detection (DCD) | EPSS,Aerial Inspection, | EPSS Aerial Inspection | EPSS Aerial Inspection |  |  |  | , | FALSE
CLAY 110184572 | EPSS | EPSS | EPSS | [6 empty] | Expulsion Fuse Replacement | [7 empty] | Aerial Inspection | Ground Inspection | Ground Inspection | [8 empty] | Down Conductor Detection (DCD) | [10 empty] | EPSS,Expulsion Fuse Replacement,Ground Inspection, | EPSS Expulsion Fuse Replacement Ground Inspection | EPSS Expulsion Fuse Replacement Ground Inspection | EPSS,Ground Inspection,Down Conductor Detection (DCD), | EPSS Ground Inspection Down Conductor Detection (DCD) | EPSS Ground Inspection Down Conductor Detection (DCD) | EPSS,Aerial Inspection, | EPSS Aerial Inspection | EPSS Aerial Inspection |  |  |  | , | FALSE
PASO ROBLES 1103351084 | EPSS | EPSS | EPSS | [13 empty] | Aerial Inspection | Aerial Inspection | Ground Inspection | Ground Inspection | [8 empty] | Down Conductor Detection (DCD) | [10 empty] | EPSS,Ground Inspection, | EPSS Ground Inspection | EPSS Ground Inspection | EPSS,Aerial Inspection,Ground Inspection,Down Conductor Detection (DCD), | EPSS Aerial Inspection Ground Inspection Down Conductor Detection (DCD) | EPSS Aerial Inspection Ground Inspection Down Conductor Detection (DCD) | EPSS,Aerial Inspection, | EPSS Aerial Inspection | EPSS Aerial Inspection |  |  |  | , | FALSE
MORAGA 1105CB | EPSS | EPSS | EPSS | [13 empty] | Aerial Inspection | Aerial Inspection | Ground Inspection | Ground Inspection | Ground Inspection |  |  | Non-Pole Backlog | [15 empty] | EPSS,Ground Inspection, | EPSS Ground Inspection | EPSS Ground Inspection | EPSS,Aerial Inspection,Ground Inspection, | EPSS Aerial Inspection Ground Inspection | EPSS Aerial Inspection Ground Inspection | EPSS,Aerial Inspection,Ground Inspection,Non-Pole Backlog, | EPSS Aerial Inspection Ground Inspection Non-Pole Backlog | EPSS Aerial Inspection Ground Inspection Non-Pole Backlog |  |  |  | , | FALSE
SAN LEANDRO U 1114653758 | EPSS | EPSS | EPSS | [17 empty] | Ground Inspection | [7 empty] | Down Conductor Detection (DCD) | [10 empty] | EPSS, | EPSS | EPSS | EPSS,Down Conductor Detection (DCD), | EPSS Down Conductor Detection (DCD) | EPSS Down Conductor Detection (DCD) | EPSS,Ground Inspection, | EPSS Ground Inspection | EPSS Ground Inspection |  |  |  | , | FALSE
SOBRANTE 1101L534R | EPSS | EPSS | EPSS | [13 empty] | Aerial Inspection |  | Ground Inspection |  | Ground Inspection | [7 empty] | Down Conductor Detection (DCD) |  | Line Sensors | [8 empty] | EPSS,Ground Inspection,Line Sensors, | EPSS Ground Inspection Line Sensors | EPSS Ground Inspection Line Sensors | EPSS,Aerial Inspection,Down Conductor Detection (DCD), | EPSS Aerial Inspection Down Conductor Detection (DCD) | EPSS Aerial Inspection Down Conductor Detection (DCD) | EPSS,Ground Inspection, | EPSS Ground Inspection | EPSS Ground Inspection |  |  |  | , | FALSE
COTATI 11055156 | EPSS | EPSS | EPSS | [6 empty] | Expulsion Fuse Replacement | Expulsion Fuse Replacement | [5 empty] | Aerial Inspection | Aerial Inspection | Ground Inspection | Ground Inspection | Ground Inspection | [6 empty] | Down Conductor Detection (DCD) | [11 empty] | EPSS,Expulsion Fuse Replacement,Ground Inspection,Down Conductor Detection (DCD), | EPSS Expulsion Fuse Replacement Ground Inspection Down Conductor Detection (DCD) | EPSS Expulsion Fuse Replacement Ground Inspection Down Conductor Detection (DCD) | EPSS,Expulsion Fuse Replacement,Aerial Inspection,Ground Inspection, | EPSS Expulsion Fuse Replacement Aerial Inspection Ground Inspection | EPSS Expulsion Fuse Replacement Aerial Inspection Ground Inspection | EPSS,Aerial Inspection,Ground Inspection, | EPSS Aerial Inspection Ground Inspection | EPSS Aerial Inspection Ground Inspection |  |  |  | , | FALSE
CAMBRIA 1102W50 | EPSS | EPSS | EPSS | [14 empty] | Aerial Inspection |  | Ground Inspection | Ground Inspection | Non-Pole Backlog | [6 empty] | Down Conductor Detection (DCD) | [10 empty] | EPSS,Non-Pole Backlog, | EPSS Non-Pole Backlog | EPSS Non-Pole Backlog | EPSS,Ground Inspection,Down Conductor Detection (DCD), | EPSS Ground Inspection Down Conductor Detection (DCD) | EPSS Ground Inspection Down Conductor Detection (DCD) | EPSS,Aerial Inspection,Ground Inspection, | EPSS Aerial Inspection Ground Inspection | EPSS Aerial Inspection Ground Inspection |  |  |  | , | FALSE
TASSAJARA 2103883664 | EPSS | EPSS | EPSS | [6 empty] | Expulsion Fuse Replacement | [6 empty] | Aerial Inspection |  | Ground Inspection | Ground Inspection | [19 empty] | EPSS,Expulsion Fuse Replacement,Ground Inspection, | EPSS Expulsion Fuse Replacement Ground Inspection | EPSS Expulsion Fuse Replacement Ground Inspection | EPSS,Aerial Inspection,Ground Inspection, | EPSS Aerial Inspection Ground Inspection | EPSS Aerial Inspection Ground Inspection | EPSS, | EPSS | EPSS |  |  |  | , | FALSE
SAN LEANDRO U 1109CR284 | EPSS | EPSS | EPSS | [8 empty] | Expulsion Fuse Replacement | [5 empty] | Aerial Inspection |  | Ground Inspection | Ground Inspection | [7 empty] | Down Conductor Detection (DCD) | [10 empty] | EPSS, | EPSS | EPSS | EPSS,Ground Inspection,Down Conductor Detection (DCD), | EPSS Ground Inspection Down Conductor Detection (DCD) | EPSS Ground Inspection Down Conductor Detection (DCD) | EPSS,Expulsion Fuse Replacement,Aerial Inspection,Ground Inspection, | EPSS Expulsion Fuse Replacement Aerial Inspection Ground Inspection | EPSS Expulsion Fuse Replacement Aerial Inspection Ground Inspection |  |  |  | , | FALSE
DESCHUTES 1101CB | EPSS | EPSS | EPSS | [6 empty] | Expulsion Fuse Replacement | [6 empty] | Aerial Inspection | Aerial Inspection | Ground Inspection | Ground Inspection | Ground Inspection | Non-Pole Backlog | [17 empty] | EPSS,Expulsion Fuse Replacement,Ground Inspection,Non-Pole Backlog, | EPSS Expulsion Fuse Replacement Ground Inspection Non-Pole Backlog | EPSS Expulsion Fuse Replacement Ground Inspection Non-Pole Backlog | EPSS,Aerial Inspection,Ground Inspection, | EPSS Aerial Inspection Ground Inspection | EPSS Aerial Inspection Ground Inspection | EPSS,Aerial Inspection,Ground Inspection, | EPSS Aerial Inspection Ground Inspection | EPSS Aerial Inspection Ground Inspection |  |  |  | , | FALSE
COTATI 110536536 | EPSS | EPSS | EPSS | [6 empty] | Expulsion Fuse Replacement | Expulsion Fuse Replacement | [5 empty] | Aerial Inspection | Aerial Inspection | Ground Inspection | Ground Inspection | Ground Inspection | Non-Pole Backlog | [6 empty] | Down Conductor Detection (DCD) | [7 empty] | Pole Backlog |  |  | EPSS,Expulsion Fuse Replacement,Ground Inspection,Non-Pole Backlog,Pole Backlog, | EPSS Expulsion Fuse Replacement Ground Inspection Non-Pole Backlog Pole Backlog | EPSS Expulsion Fuse Replacement Ground Inspection Non-Pole Backlog Pole Backlog | EPSS,Expulsion Fuse Replacement,Aerial Inspection,Ground Inspection,Down Conductor Detection (DCD), | EPSS Expulsion Fuse Replacement Aerial Inspection Ground Inspection Down Conductor Detection (DCD) | EPSS Expulsion Fuse Replacement Aerial Inspection Ground Inspection Down Conductor Detection (DCD) | EPSS,Aerial Inspection,Ground Inspection, | EPSS Aerial Inspection Ground Inspection | EPSS Aerial Inspection Ground Inspection |  |  |  | , | FALSE
PAUL SWEET 210912828 | EPSS | EPSS | EPSS | [16 empty] | Ground Inspection | [19 empty] | EPSS, | EPSS | EPSS | EPSS,Ground Inspection, | EPSS Ground Inspection | EPSS Ground Inspection | EPSS, | EPSS | EPSS |  |  |  | , | FALSE
COARSEGOLD 210410030 | EPSS | EPSS | EPSS |  |  |  | Overhead Hardening |  |  | Expulsion Fuse Replacement |  |  | Surge Arrestor Replacement |  |  |  |  | Aerial Inspection | Ground Inspection | Ground Inspection | Ground Inspection | Non-Pole Backlog | [17 empty] | EPSS,Overhead Hardening,Expulsion Fuse Replacement,Surge Arrestor Replacement,Ground Inspection,Non-Pole Backlog, | EPSS Overhead Hardening Expulsion Fuse Replacement Surge Arrestor Replacement Ground Inspection Non-Pole Backlog | EPSS Overhead Hardening Expulsion Fuse Replacement Surge Arrestor Replacement Ground Inspection Non-Pole Backlog | EPSS,Ground Inspection, | EPSS Ground Inspection | EPSS Ground Inspection | EPSS,Aerial Inspection,Ground Inspection, | EPSS Aerial Inspection Ground Inspection | EPSS Aerial Inspection Ground Inspection |  |  | Overhead Hardening | ,Overhead Hardening, | Overhead Hardening | Overhead Hardening
PETALUMA C 1108883512 | EPSS | EPSS | EPSS | [25 empty] | Down Conductor Detection (DCD) | [10 empty] | EPSS, | EPSS | EPSS | EPSS,Down Conductor Detection (DCD), | EPSS Down Conductor Detection (DCD) | EPSS Down Conductor Detection (DCD) | EPSS, | EPSS | EPSS |  |  |  | , | FALSE
PENRYN 1103660 | EPSS | EPSS | EPSS | [6 empty] | Expulsion Fuse Replacement | [7 empty] | Aerial Inspection |  | Ground Inspection | Ground Inspection | Non-Pole Backlog |  | Non-Pole Backlog |  |  |  |  | Down Conductor Detection (DCD) | [7 empty] | Pole Backlog |  |  | EPSS,Expulsion Fuse Replacement,Non-Pole Backlog,Pole Backlog, | EPSS Expulsion Fuse Replacement Non-Pole Backlog Pole Backlog | EPSS Expulsion Fuse Replacement Non-Pole Backlog Pole Backlog | EPSS,Ground Inspection,Down Conductor Detection (DCD), | EPSS Ground Inspection Down Conductor Detection (DCD) | EPSS Ground Inspection Down Conductor Detection (DCD) | EPSS,Aerial Inspection,Ground Inspection,Non-Pole Backlog, | EPSS Aerial Inspection Ground Inspection Non-Pole Backlog | EPSS Aerial Inspection Ground Inspection Non-Pole Backlog |  |  |  | , | FALSE
BOLINAS 11011064 | EPSS | EPSS | EPSS | [13 empty] | Aerial Inspection |  | Ground Inspection |  |  | Non-Pole Backlog | [6 empty] | Down Conductor Detection (DCD) | [10 empty] | EPSS,Ground Inspection,Non-Pole Backlog, | EPSS Ground Inspection Non-Pole Backlog | EPSS Ground Inspection Non-Pole Backlog | EPSS,Aerial Inspection,Down Conductor Detection (DCD), | EPSS Aerial Inspection Down Conductor Detection (DCD) | EPSS Aerial Inspection Down Conductor Detection (DCD) | EPSS, | EPSS | EPSS |  |  |  | , | FALSE
GIRVAN 1102212096 | EPSS | EPSS | EPSS | [6 empty] | Expulsion Fuse Replacement | [6 empty] | Aerial Inspection |  | Ground Inspection |  | Ground Inspection | [7 empty] | Down Conductor Detection (DCD) | [10 empty] | EPSS,Expulsion Fuse Replacement,Ground Inspection, | EPSS Expulsion Fuse Replacement Ground Inspection | EPSS Expulsion Fuse Replacement Ground Inspection | EPSS,Aerial Inspection,Down Conductor Detection (DCD), | EPSS Aerial Inspection Down Conductor Detection (DCD) | EPSS Aerial Inspection Down Conductor Detection (DCD) | EPSS,Ground Inspection, | EPSS Ground Inspection | EPSS Ground Inspection |  |  |  | , | FALSE
ELK 1101311906 | EPSS | EPSS | EPSS | [7 empty] | Expulsion Fuse Replacement | [5 empty] | Aerial Inspection |  | Ground Inspection |  |  | Non-Pole Backlog | [17 empty] | EPSS,Ground Inspection,Non-Pole Backlog, | EPSS Ground Inspection Non-Pole Backlog | EPSS Ground Inspection Non-Pole Backlog | EPSS,Expulsion Fuse Replacement,Aerial Inspection, | EPSS Expulsion Fuse Replacement Aerial Inspection | EPSS Expulsion Fuse Replacement Aerial Inspection | EPSS, | EPSS | EPSS |  |  |  | , | FALSE
HARTLEY 1101738 | EPSS | EPSS | EPSS | [13 empty] | Aerial Inspection | Aerial Inspection | Ground Inspection | Ground Inspection |  |  | Non-Pole Backlog | [5 empty] | Down Conductor Detection (DCD) | [10 empty] | EPSS,Ground Inspection, | EPSS Ground Inspection | EPSS Ground Inspection | EPSS,Aerial Inspection,Ground Inspection,Non-Pole Backlog,Down Conductor Detection (DCD), | EPSS Aerial Inspection Ground Inspection Non-Pole Backlog Down Conductor Detection (DCD) | EPSS Aerial Inspection Ground Inspection Non-Pole Backlog Down Conductor Detection (DCD) | EPSS,Aerial Inspection, | EPSS Aerial Inspection | EPSS Aerial Inspection |  |  |  | , | FALSE
HUMBOLDT BAY 1102104220 | EPSS | EPSS | EPSS | [8 empty] | Expulsion Fuse Replacement |  |  |  |  | Aerial Inspection | Aerial Inspection | Ground Inspection | Ground Inspection | [8 empty] | Down Conductor Detection (DCD) | [10 empty] | EPSS,Ground Inspection, | EPSS Ground Inspection | EPSS Ground Inspection | EPSS,Aerial Inspection,Ground Inspection,Down Conductor Detection (DCD), | EPSS Aerial Inspection Ground Inspection Down Conductor Detection (DCD) | EPSS Aerial Inspection Ground Inspection Down Conductor Detection (DCD) | EPSS,Expulsion Fuse Replacement,Aerial Inspection, | EPSS Expulsion Fuse Replacement Aerial Inspection | EPSS Expulsion Fuse Replacement Aerial Inspection |  |  |  | , | FALSE
VACAVILLE 1103CB | EPSS | EPSS | EPSS | [16 empty] | Ground Inspection | Ground Inspection | [18 empty] | EPSS, | EPSS | EPSS | EPSS,Ground Inspection, | EPSS Ground Inspection | EPSS Ground Inspection | EPSS,Ground Inspection, | EPSS Ground Inspection | EPSS Ground Inspection |  |  |  | , | FALSE
VALLEY VIEW 1106P128 | EPSS | EPSS | EPSS | [14 empty] | Aerial Inspection | Ground Inspection | Ground Inspection | [8 empty] | Down Conductor Detection (DCD) | [10 empty] | EPSS,Ground Inspection, | EPSS Ground Inspection | EPSS Ground Inspection | EPSS,Ground Inspection,Down Conductor Detection (DCD), | EPSS Ground Inspection Down Conductor Detection (DCD) | EPSS Ground Inspection Down Conductor Detection (DCD) | EPSS,Aerial Inspection, | EPSS Aerial Inspection | EPSS Aerial Inspection |  |  |  | , | FALSE
PLACER 1104CB | EPSS | EPSS | EPSS | [13 empty] | Aerial Inspection |  | Ground Inspection | Ground Inspection | [19 empty] | EPSS,Ground Inspection, | EPSS Ground Inspection | EPSS Ground Inspection | EPSS,Aerial Inspection,Ground Inspection, | EPSS Aerial Inspection Ground Inspection | EPSS Aerial Inspection Ground Inspection | EPSS, | EPSS | EPSS |  |  |  | , | FALSE
HICKS 2101CB | EPSS | EPSS | EPSS | [13 empty] | Aerial Inspection |  | Ground Inspection |  | Ground Inspection | [9 empty] | Line Sensors | [8 empty] | EPSS,Ground Inspection,Line Sensors, | EPSS Ground Inspection Line Sensors | EPSS Ground Inspection Line Sensors | EPSS,Aerial Inspection, | EPSS Aerial Inspection | EPSS Aerial Inspection | EPSS,Ground Inspection, | EPSS Ground Inspection | EPSS Ground Inspection |  |  |  | , | FALSE
SAN LUIS OBISPO 1103V82 | EPSS | EPSS | EPSS | [7 empty] | Expulsion Fuse Replacement | [6 empty] | Aerial Inspection |  | Ground Inspection | Ground Inspection | Non-Pole Backlog | [6 empty] | Down Conductor Detection (DCD) | [7 empty] | Pole Backlog |  |  | EPSS,Non-Pole Backlog,Pole Backlog, | EPSS Non-Pole Backlog Pole Backlog | EPSS Non-Pole Backlog Pole Backlog | EPSS,Expulsion Fuse Replacement,Ground Inspection,Down Conductor Detection (DCD), | EPSS Expulsion Fuse Replacement Ground Inspection Down Conductor Detection (DCD) | EPSS Expulsion Fuse Replacement Ground Inspection Down Conductor Detection (DCD) | EPSS,Aerial Inspection,Ground Inspection, | EPSS Aerial Inspection Ground Inspection | EPSS Aerial Inspection Ground Inspection |  | Line Removal |  | ,Line Removal, | Line Removal | Line Removal
SAN RAFAEL 1109418 | EPSS | EPSS | EPSS | [7 empty] | Expulsion Fuse Replacement | Expulsion Fuse Replacement |  |  |  |  | Aerial Inspection | Aerial Inspection | Ground Inspection | Ground Inspection | Ground Inspection | Non-Pole Backlog |  | Non-Pole Backlog |  |  |  |  | Down Conductor Detection (DCD) | [10 empty] | EPSS,Ground Inspection,Non-Pole Backlog, | EPSS Ground Inspection Non-Pole Backlog | EPSS Ground Inspection Non-Pole Backlog | EPSS,Expulsion Fuse Replacement,Aerial Inspection,Ground Inspection,Down Conductor Detection (DCD), | EPSS Expulsion Fuse Replacement Aerial Inspection Ground Inspection Down Conductor Detection (DCD) | EPSS Expulsion Fuse Replacement Aerial Inspection Ground Inspection Down Conductor Detection (DCD) | EPSS,Expulsion Fuse Replacement,Aerial Inspection,Ground Inspection,Non-Pole Backlog, | EPSS Expulsion Fuse Replacement Aerial Inspection Ground Inspection Non-Pole Backlog | EPSS Expulsion Fuse Replacement Aerial Inspection Ground Inspection Non-Pole Backlog |  |  |  | , | FALSE
HICKS 2101984788 | EPSS | EPSS | EPSS | [13 empty] | Aerial Inspection |  | Ground Inspection | [11 empty] | Line Sensors | [8 empty] | EPSS,Ground Inspection,Line Sensors, | EPSS Ground Inspection Line Sensors | EPSS Ground Inspection Line Sensors | EPSS,Aerial Inspection, | EPSS Aerial Inspection | EPSS Aerial Inspection | EPSS, | EPSS | EPSS |  |  |  | , | FALSE
LOS OSITOS 2103220608 | EPSS | EPSS | EPSS | [14 empty] | Aerial Inspection |  | Ground Inspection | Ground Inspection | Non-Pole Backlog | [8 empty] | Line Sensors | [8 empty] | EPSS,Non-Pole Backlog,Line Sensors, | EPSS Non-Pole Backlog Line Sensors | EPSS Non-Pole Backlog Line Sensors | EPSS,Ground Inspection, | EPSS Ground Inspection | EPSS Ground Inspection | EPSS,Aerial Inspection,Ground Inspection, | EPSS Aerial Inspection Ground Inspection | EPSS Aerial Inspection Ground Inspection |  |  |  | , | FALSE
VIEJO 22039094 | EPSS | EPSS | EPSS | [13 empty] | Aerial Inspection |  | Ground Inspection |  | Ground Inspection | [9 empty] | Line Sensors | [8 empty] | EPSS,Ground Inspection,Line Sensors, | EPSS Ground Inspection Line Sensors | EPSS Ground Inspection Line Sensors | EPSS,Aerial Inspection, | EPSS Aerial Inspection | EPSS Aerial Inspection | EPSS,Ground Inspection, | EPSS Ground Inspection | EPSS Ground Inspection |  |  |  | , | FALSE
{-1} | EPSS | EPSS | EPSS | [36 empty] | EPSS, | EPSS | EPSS | EPSS, | EPSS | EPSS | EPSS, | EPSS | EPSS |  |  |  | , | FALSE
OAKLAND X 1105184672 | EPSS | EPSS | EPSS | [13 empty] | Aerial Inspection | Aerial Inspection | Ground Inspection | Ground Inspection | Ground Inspection | Non-Pole Backlog | [6 empty] | Down Conductor Detection (DCD) | [10 empty] | EPSS,Ground Inspection,Non-Pole Backlog, | EPSS Ground Inspection Non-Pole Backlog | EPSS Ground Inspection Non-Pole Backlog | EPSS,Aerial Inspection,Ground Inspection,Down Conductor Detection (DCD), | EPSS Aerial Inspection Ground Inspection Down Conductor Detection (DCD) | EPSS Aerial Inspection Ground Inspection Down Conductor Detection (DCD) | EPSS,Aerial Inspection,Ground Inspection, | EPSS Aerial Inspection Ground Inspection | EPSS Aerial Inspection Ground Inspection |  |  |  | , | FALSE
MIRABEL 110286326 | EPSS | EPSS | EPSS | [13 empty] | Aerial Inspection | Aerial Inspection | Ground Inspection | Ground Inspection | Ground Inspection | [7 empty] | Down Conductor Detection (DCD) | [10 empty] | EPSS,Ground Inspection, | EPSS Ground Inspection | EPSS Ground Inspection | EPSS,Aerial Inspection,Ground Inspection,Down Conductor Detection (DCD), | EPSS Aerial Inspection Ground Inspection Down Conductor Detection (DCD) | EPSS Aerial Inspection Ground Inspection Down Conductor Detection (DCD) | EPSS,Aerial Inspection,Ground Inspection, | EPSS Aerial Inspection Ground Inspection | EPSS Aerial Inspection Ground Inspection |  |  |  | , | FALSE
PERRY 1101W26 | EPSS | EPSS | EPSS | [14 empty] | Aerial Inspection |  | Ground Inspection | Ground Inspection | [6 empty] | Down Conductor Detection (DCD) | [11 empty] | EPSS,Down Conductor Detection (DCD), | EPSS Down Conductor Detection (DCD) | EPSS Down Conductor Detection (DCD) | EPSS,Ground Inspection, | EPSS Ground Inspection | EPSS Ground Inspection | EPSS,Aerial Inspection,Ground Inspection, | EPSS Aerial Inspection Ground Inspection | EPSS Aerial Inspection Ground Inspection |  |  |  | , | FALSE
MORGAN HILL 2106CB | EPSS | EPSS | EPSS | [13 empty] | Aerial Inspection |  | Ground Inspection |  | Ground Inspection | [18 empty] | EPSS,Ground Inspection, | EPSS Ground Inspection | EPSS Ground Inspection | EPSS,Aerial Inspection, | EPSS Aerial Inspection | EPSS Aerial Inspection | EPSS,Ground Inspection, | EPSS Ground Inspection | EPSS Ground Inspection |  |  |  | , | FALSE
COTTONWOOD 110131500 | EPSS | EPSS | EPSS | [13 empty] | Aerial Inspection | Aerial Inspection | Ground Inspection | Ground Inspection | Ground Inspection |  |  | Non-Pole Backlog |  |  |  | Down Conductor Detection (DCD) | [11 empty] | EPSS,Ground Inspection,Down Conductor Detection (DCD), | EPSS Ground Inspection Down Conductor Detection (DCD) | EPSS Ground Inspection Down Conductor Detection (DCD) | EPSS,Aerial Inspection,Ground Inspection, | EPSS Aerial Inspection Ground Inspection | EPSS Aerial Inspection Ground Inspection | EPSS,Aerial Inspection,Ground Inspection,Non-Pole Backlog, | EPSS Aerial Inspection Ground Inspection Non-Pole Backlog | EPSS Aerial Inspection Ground Inspection Non-Pole Backlog |  |  |  | , | FALSE
BURNEY 110237284 | EPSS | EPSS | EPSS | [6 empty] | Expulsion Fuse Replacement |  | Expulsion Fuse Replacement | [6 empty] | Ground Inspection |  | Ground Inspection | [8 empty] | Down Conductor Detection (DCD) | [9 empty] | EPSS,Expulsion Fuse Replacement,Ground Inspection, | EPSS Expulsion Fuse Replacement Ground Inspection | EPSS Expulsion Fuse Replacement Ground Inspection | EPSS, | EPSS | EPSS | EPSS,Expulsion Fuse Replacement,Ground Inspection,Down Conductor Detection (DCD), | EPSS Expulsion Fuse Replacement Ground Inspection Down Conductor Detection (DCD) | EPSS Expulsion Fuse Replacement Ground Inspection Down Conductor Detection (DCD) |  |  |  | , | FALSE
COTATI 1105213984 | EPSS | EPSS | EPSS | [13 empty] | Aerial Inspection | Aerial Inspection | Ground Inspection | Ground Inspection | [8 empty] | Down Conductor Detection (DCD) | [10 empty] | EPSS,Ground Inspection, | EPSS Ground Inspection | EPSS Ground Inspection | EPSS,Aerial Inspection,Ground Inspection,Down Conductor Detection (DCD), | EPSS Aerial Inspection Ground Inspection Down Conductor Detection (DCD) | EPSS Aerial Inspection Ground Inspection Down Conductor Detection (DCD) | EPSS,Aerial Inspection, | EPSS Aerial Inspection | EPSS Aerial Inspection |  |  |  | , | FALSE
WYANDOTTE 110979932 | EPSS | EPSS | EPSS | [6 empty] | Expulsion Fuse Replacement |  |  | Surge Arrestor Replacement |  |  |  | Aerial Inspection | Aerial Inspection | Ground Inspection | Ground Inspection |  | Non-Pole Backlog | [5 empty] | Down Conductor Detection (DCD) | [8 empty] | Pole Backlog |  |  | EPSS,Expulsion Fuse Replacement,Surge Arrestor Replacement,Ground Inspection,Non-Pole Backlog,Down Conductor Detection (DCD),Pole Backlog, | EPSS Expulsion Fuse Replacement Surge Arrestor Replacement Ground Inspection Non-Pole Backlog Down Conductor Detection (DCD) Pole Backlog | EPSS Expulsion Fuse Replacement Surge Arrestor Replacement Ground Inspection Non-Pole Backlog Down Conductor Detection (DCD) Pole Backlog | EPSS,Aerial Inspection,Ground Inspection, | EPSS Aerial Inspection Ground Inspection | EPSS Aerial Inspection Ground Inspection | EPSS,Aerial Inspection, | EPSS Aerial Inspection | EPSS Aerial Inspection |  |  |  | , | FALSE
ARBUCKLE 1103CB | EPSS | EPSS | EPSS | [16 empty] | Ground Inspection | [19 empty] | EPSS, | EPSS | EPSS | EPSS,Ground Inspection, | EPSS Ground Inspection | EPSS Ground Inspection | EPSS, | EPSS | EPSS |  |  |  | , | FALSE
PAUL SWEET 210710986 | EPSS | EPSS | EPSS | [6 empty] | Expulsion Fuse Replacement | Expulsion Fuse Replacement | [6 empty] | Aerial Inspection |  | Ground Inspection | Ground Inspection | Non-Pole Backlog | [6 empty] | Down Conductor Detection (DCD) | [10 empty] | EPSS,Expulsion Fuse Replacement,Non-Pole Backlog, | EPSS Expulsion Fuse Replacement Non-Pole Backlog | EPSS Expulsion Fuse Replacement Non-Pole Backlog | EPSS,Expulsion Fuse Replacement,Ground Inspection,Down Conductor Detection (DCD), | EPSS Expulsion Fuse Replacement Ground Inspection Down Conductor Detection (DCD) | EPSS Expulsion Fuse Replacement Ground Inspection Down Conductor Detection (DCD) | EPSS,Aerial Inspection,Ground Inspection, | EPSS Aerial Inspection Ground Inspection | EPSS Aerial Inspection Ground Inspection |  |  |  | , | FALSE
POSO MOUNTAIN 21014456 | EPSS | EPSS | EPSS | [9 empty] | Surge Arrestor Replacement |  |  |  |  | Aerial Inspection |  | Ground Inspection | Ground Inspection | Non-Pole Backlog | [5 empty] | Down Conductor Detection (DCD) | [8 empty] | Pole Backlog |  |  | EPSS,Surge Arrestor Replacement,Non-Pole Backlog,Down Conductor Detection (DCD),Pole Backlog, | EPSS Surge Arrestor Replacement Non-Pole Backlog Down Conductor Detection (DCD) Pole Backlog | EPSS Surge Arrestor Replacement Non-Pole Backlog Down Conductor Detection (DCD) Pole Backlog | EPSS,Ground Inspection, | EPSS Ground Inspection | EPSS Ground Inspection | EPSS,Aerial Inspection,Ground Inspection, | EPSS Aerial Inspection Ground Inspection | EPSS Aerial Inspection Ground Inspection |  |  |  | , | FALSE
ELECTRA 1101105880 | EPSS | EPSS | EPSS | [14 empty] | Aerial Inspection |  | Ground Inspection | Ground Inspection | [18 empty] | EPSS, | EPSS | EPSS | EPSS,Ground Inspection, | EPSS Ground Inspection | EPSS Ground Inspection | EPSS,Aerial Inspection,Ground Inspection, | EPSS Aerial Inspection Ground Inspection | EPSS Aerial Inspection Ground Inspection |  |  |  | , | FALSE
PUEBLO 1105348368 | EPSS | EPSS | EPSS | [15 empty] | Ground Inspection |  | Ground Inspection | [7 empty] | Down Conductor Detection (DCD) | [10 empty] | EPSS,Ground Inspection, | EPSS Ground Inspection | EPSS Ground Inspection | EPSS,Down Conductor Detection (DCD), | EPSS Down Conductor Detection (DCD) | EPSS Down Conductor Detection (DCD) | EPSS,Ground Inspection, | EPSS Ground Inspection | EPSS Ground Inspection |  |  |  | , | FALSE
HATTON 11012026 | EPSS | EPSS | EPSS | [7 empty] | Expulsion Fuse Replacement | [6 empty] | Aerial Inspection |  | Ground Inspection | Ground Inspection | Non-Pole Backlog | [6 empty] | Down Conductor Detection (DCD) |  | Line Sensors | [8 empty] | EPSS,Non-Pole Backlog,Line Sensors, | EPSS Non-Pole Backlog Line Sensors | EPSS Non-Pole Backlog Line Sensors | EPSS,Expulsion Fuse Replacement,Ground Inspection,Down Conductor Detection (DCD), | EPSS Expulsion Fuse Replacement Ground Inspection Down Conductor Detection (DCD) | EPSS Expulsion Fuse Replacement Ground Inspection Down Conductor Detection (DCD) | EPSS,Aerial Inspection,Ground Inspection, | EPSS Aerial Inspection Ground Inspection | EPSS Aerial Inspection Ground Inspection |  |  |  | , | FALSE
SILVERADO 2105533226 | EPSS | EPSS | EPSS | [13 empty] | Aerial Inspection | Aerial Inspection | Ground Inspection |  | Ground Inspection | [18 empty] | EPSS,Ground Inspection, | EPSS Ground Inspection | EPSS Ground Inspection | EPSS,Aerial Inspection, | EPSS Aerial Inspection | EPSS Aerial Inspection | EPSS,Aerial Inspection,Ground Inspection, | EPSS Aerial Inspection Ground Inspection | EPSS Aerial Inspection Ground Inspection |  |  |  | , | FALSE
JESSUP 1102CB | EPSS | EPSS | EPSS | [13 empty] | Aerial Inspection |  | Ground Inspection |  | Ground Inspection | [18 empty] | EPSS,Ground Inspection, | EPSS Ground Inspection | EPSS Ground Inspection | EPSS,Aerial Inspection, | EPSS Aerial Inspection | EPSS Aerial Inspection | EPSS,Ground Inspection, | EPSS Ground Inspection | EPSS Ground Inspection |  |  |  | , | FALSE
FROGTOWN 1702204480 | EPSS | EPSS | EPSS | [14 empty] | Aerial Inspection |  | Ground Inspection | Ground Inspection | [18 empty] | EPSS, | EPSS | EPSS | EPSS,Ground Inspection, | EPSS Ground Inspection | EPSS Ground Inspection | EPSS,Aerial Inspection,Ground Inspection, | EPSS Aerial Inspection Ground Inspection | EPSS Aerial Inspection Ground Inspection |  |  |  | , | FALSE
LOYOLA 1102429970 | EPSS | EPSS | EPSS | [13 empty] | Aerial Inspection | Aerial Inspection | Ground Inspection | Ground Inspection | [8 empty] | Down Conductor Detection (DCD) | [10 empty] | EPSS,Ground Inspection, | EPSS Ground Inspection | EPSS Ground Inspection | EPSS,Aerial Inspection,Ground Inspection,Down Conductor Detection (DCD), | EPSS Aerial Inspection Ground Inspection Down Conductor Detection (DCD) | EPSS Aerial Inspection Ground Inspection Down Conductor Detection (DCD) | EPSS,Aerial Inspection, | EPSS Aerial Inspection | EPSS Aerial Inspection |  |  |  | , | FALSE
PETALUMA C 1109270 | EPSS | EPSS | EPSS | [6 empty] | Expulsion Fuse Replacement | Expulsion Fuse Replacement | Expulsion Fuse Replacement |  |  |  |  | Aerial Inspection | Aerial Inspection | Ground Inspection | Ground Inspection | [7 empty] | Down Conductor Detection (DCD) |  |  | Line Sensors | [8 empty] | EPSS,Expulsion Fuse Replacement,Ground Inspection,Down Conductor Detection (DCD),Line Sensors, | EPSS Expulsion Fuse Replacement Ground Inspection Down Conductor Detection (DCD) Line Sensors | EPSS Expulsion Fuse Replacement Ground Inspection Down Conductor Detection (DCD) Line Sensors | EPSS,Expulsion Fuse Replacement,Aerial Inspection,Ground Inspection, | EPSS Expulsion Fuse Replacement Aerial Inspection Ground Inspection | EPSS Expulsion Fuse Replacement Aerial Inspection Ground Inspection | EPSS,Expulsion Fuse Replacement,Aerial Inspection, | EPSS Expulsion Fuse Replacement Aerial Inspection | EPSS Expulsion Fuse Replacement Aerial Inspection |  |  |  | , | FALSE
WOODSIDE 1102472928 | EPSS | EPSS | EPSS | [14 empty] | Aerial Inspection |  | Ground Inspection |  | Non-Pole Backlog | [7 empty] | Down Conductor Detection (DCD) | [9 empty] | EPSS,Non-Pole Backlog, | EPSS Non-Pole Backlog | EPSS Non-Pole Backlog | EPSS,Ground Inspection, | EPSS Ground Inspection | EPSS Ground Inspection | EPSS,Aerial Inspection,Down Conductor Detection (DCD), | EPSS Aerial Inspection Down Conductor Detection (DCD) | EPSS Aerial Inspection Down Conductor Detection (DCD) |  |  |  | , | FALSE
BRUNSWICK 1105CB | EPSS | EPSS | EPSS | [13 empty] | Aerial Inspection |  | Ground Inspection |  | Ground Inspection | [18 empty] | EPSS,Ground Inspection, | EPSS Ground Inspection | EPSS Ground Inspection | EPSS,Aerial Inspection, | EPSS Aerial Inspection | EPSS Aerial Inspection | EPSS,Ground Inspection, | EPSS Ground Inspection | EPSS Ground Inspection |  |  |  | , | FALSE
CABRILLO 1103Y46 | EPSS | EPSS | EPSS | [6 empty] | Expulsion Fuse Replacement | [7 empty] | Aerial Inspection |  | Ground Inspection | Ground Inspection | Non-Pole Backlog |  | Non-Pole Backlog | [15 empty] | EPSS,Expulsion Fuse Replacement,Non-Pole Backlog, | EPSS Expulsion Fuse Replacement Non-Pole Backlog | EPSS Expulsion Fuse Replacement Non-Pole Backlog | EPSS,Ground Inspection, | EPSS Ground Inspection | EPSS Ground Inspection | EPSS,Aerial Inspection,Ground Inspection,Non-Pole Backlog, | EPSS Aerial Inspection Ground Inspection Non-Pole Backlog | EPSS Aerial Inspection Ground Inspection Non-Pole Backlog |  | Line Removal |  | ,Line Removal, | Line Removal | Line Removal
PENRYN 110790970 | EPSS | EPSS | EPSS | [14 empty] | Aerial Inspection |  | Ground Inspection | Ground Inspection | [7 empty] | Down Conductor Detection (DCD) | [10 empty] | EPSS, | EPSS | EPSS | EPSS,Ground Inspection,Down Conductor Detection (DCD), | EPSS Ground Inspection Down Conductor Detection (DCD) | EPSS Ground Inspection Down Conductor Detection (DCD) | EPSS,Aerial Inspection,Ground Inspection, | EPSS Aerial Inspection Ground Inspection | EPSS Aerial Inspection Ground Inspection |  |  |  | , | FALSE
HUMBOLDT BAY 1102741980 | EPSS | EPSS | EPSS | [7 empty] | Expulsion Fuse Replacement | [5 empty] | Aerial Inspection | Aerial Inspection | Ground Inspection | Ground Inspection |  | Non-Pole Backlog | [6 empty] | Down Conductor Detection (DCD) | [10 empty] | EPSS,Ground Inspection,Non-Pole Backlog, | EPSS Ground Inspection Non-Pole Backlog | EPSS Ground Inspection Non-Pole Backlog | EPSS,Expulsion Fuse Replacement,Aerial Inspection,Ground Inspection,Down Conductor Detection (DCD), | EPSS Expulsion Fuse Replacement Aerial Inspection Ground Inspection Down Conductor Detection (DCD) | EPSS Expulsion Fuse Replacement Aerial Inspection Ground Inspection Down Conductor Detection (DCD) | EPSS,Aerial Inspection, | EPSS Aerial Inspection | EPSS Aerial Inspection |  |  |  | , | FALSE
SANTA ROSA A 110439786 | EPSS | EPSS | EPSS | [17 empty] | Ground Inspection |  |  | Non-Pole Backlog |  |  |  | Down Conductor Detection (DCD) |  |  | Line Sensors | [8 empty] | EPSS,Down Conductor Detection (DCD),Line Sensors, | EPSS Down Conductor Detection (DCD) Line Sensors | EPSS Down Conductor Detection (DCD) Line Sensors | EPSS, | EPSS | EPSS | EPSS,Ground Inspection,Non-Pole Backlog, | EPSS Ground Inspection Non-Pole Backlog | EPSS Ground Inspection Non-Pole Backlog |  |  |  | , | FALSE
CORRAL 110112612 | EPSS | EPSS | EPSS | [6 empty] | Expulsion Fuse Replacement | [6 empty] | Aerial Inspection | Aerial Inspection | Ground Inspection | Ground Inspection | [16 empty] | Pole Backlog |  |  | EPSS,Expulsion Fuse Replacement,Ground Inspection,Pole Backlog, | EPSS Expulsion Fuse Replacement Ground Inspection Pole Backlog | EPSS Expulsion Fuse Replacement Ground Inspection Pole Backlog | EPSS,Aerial Inspection,Ground Inspection, | EPSS Aerial Inspection Ground Inspection | EPSS Aerial Inspection Ground Inspection | EPSS,Aerial Inspection, | EPSS Aerial Inspection | EPSS Aerial Inspection |  |  |  | , | FALSE
PENRYN 1106212772 | EPSS | EPSS | EPSS | [9 empty] | Surge Arrestor Replacement |  |  |  | Aerial Inspection |  | Ground Inspection | Ground Inspection | Ground Inspection | [7 empty] | Down Conductor Detection (DCD) | [10 empty] | EPSS,Surge Arrestor Replacement,Ground Inspection, | EPSS Surge Arrestor Replacement Ground Inspection | EPSS Surge Arrestor Replacement Ground Inspection | EPSS,Aerial Inspection,Ground Inspection,Down Conductor Detection (DCD), | EPSS Aerial Inspection Ground Inspection Down Conductor Detection (DCD) | EPSS Aerial Inspection Ground Inspection Down Conductor Detection (DCD) | EPSS,Ground Inspection, | EPSS Ground Inspection | EPSS Ground Inspection |  |  |  | , | FALSE
IGNACIO 1103CB | EPSS | EPSS | EPSS | [13 empty] | Aerial Inspection | Aerial Inspection | Ground Inspection | Ground Inspection | Ground Inspection | Non-Pole Backlog | [17 empty] | EPSS,Ground Inspection,Non-Pole Backlog, | EPSS Ground Inspection Non-Pole Backlog | EPSS Ground Inspection Non-Pole Backlog | EPSS,Aerial Inspection,Ground Inspection, | EPSS Aerial Inspection Ground Inspection | EPSS Aerial Inspection Ground Inspection | EPSS,Aerial Inspection,Ground Inspection, | EPSS Aerial Inspection Ground Inspection | EPSS Aerial Inspection Ground Inspection |  |  |  | , | FALSE
OLETA 1101190308 | EPSS | EPSS | EPSS | [17 empty] | Ground Inspection | [6 empty] | Down Conductor Detection (DCD) | [11 empty] | EPSS,Down Conductor Detection (DCD), | EPSS Down Conductor Detection (DCD) | EPSS Down Conductor Detection (DCD) | EPSS, | EPSS | EPSS | EPSS,Ground Inspection, | EPSS Ground Inspection | EPSS Ground Inspection |  |  |  | , | FALSE
GEYSERVILLE 1102504260 | EPSS | EPSS | EPSS | [17 empty] | Ground Inspection | [6 empty] | Down Conductor Detection (DCD) | [11 empty] | EPSS,Down Conductor Detection (DCD), | EPSS Down Conductor Detection (DCD) | EPSS Down Conductor Detection (DCD) | EPSS, | EPSS | EPSS | EPSS,Ground Inspection, | EPSS Ground Inspection | EPSS Ground Inspection |  |  |  | , | FALSE
OILFIELDS 1103N42 | EPSS | EPSS | EPSS | [14 empty] | Aerial Inspection |  | Ground Inspection |  | Non-Pole Backlog | [5 empty] | Down Conductor Detection (DCD) | [11 empty] | EPSS,Non-Pole Backlog,Down Conductor Detection (DCD), | EPSS Non-Pole Backlog Down Conductor Detection (DCD) | EPSS Non-Pole Backlog Down Conductor Detection (DCD) | EPSS,Ground Inspection, | EPSS Ground Inspection | EPSS Ground Inspection | EPSS,Aerial Inspection, | EPSS Aerial Inspection | EPSS Aerial Inspection |  |  |  | , | FALSE
AUBERRY 110237466 | EPSS | EPSS | EPSS | [6 empty] | Expulsion Fuse Replacement | [6 empty] | Aerial Inspection | Aerial Inspection | Ground Inspection | Ground Inspection | [7 empty] | Down Conductor Detection (DCD) | [11 empty] | EPSS,Expulsion Fuse Replacement,Ground Inspection,Down Conductor Detection (DCD), | EPSS Expulsion Fuse Replacement Ground Inspection Down Conductor Detection (DCD) | EPSS Expulsion Fuse Replacement Ground Inspection Down Conductor Detection (DCD) | EPSS,Aerial Inspection,Ground Inspection, | EPSS Aerial Inspection Ground Inspection | EPSS Aerial Inspection Ground Inspection | EPSS,Aerial Inspection, | EPSS Aerial Inspection | EPSS Aerial Inspection |  |  |  | , | FALSE
DUNBAR 1101872066 | EPSS | EPSS | EPSS | [17 empty] | Ground Inspection | Non-Pole Backlog | [17 empty] | EPSS,Non-Pole Backlog, | EPSS Non-Pole Backlog | EPSS Non-Pole Backlog | EPSS, | EPSS | EPSS | EPSS,Ground Inspection, | EPSS Ground Inspection | EPSS Ground Inspection |  |  |  | , | FALSE
VIEJO 22029120 | EPSS | EPSS | EPSS | [8 empty] | Expulsion Fuse Replacement | [5 empty] | Aerial Inspection |  | Ground Inspection | Ground Inspection | Non-Pole Backlog |  | Non-Pole Backlog | [6 empty] | Line Sensors | [7 empty] | Pole Backlog | EPSS,Non-Pole Backlog,Line Sensors, | EPSS Non-Pole Backlog Line Sensors | EPSS Non-Pole Backlog Line Sensors | EPSS,Ground Inspection, | EPSS Ground Inspection | EPSS Ground Inspection | EPSS,Expulsion Fuse Replacement,Aerial Inspection,Ground Inspection,Non-Pole Backlog,Pole Backlog, | EPSS Expulsion Fuse Replacement Aerial Inspection Ground Inspection Non-Pole Backlog Pole Backlog | EPSS Expulsion Fuse Replacement Aerial Inspection Ground Inspection Non-Pole Backlog Pole Backlog |  |  |  | , | FALSE
MILPITAS 1103CB | EPSS | EPSS | EPSS | [15 empty] | Ground Inspection | [20 empty] | EPSS,Ground Inspection, | EPSS Ground Inspection | EPSS Ground Inspection | EPSS, | EPSS | EPSS | EPSS, | EPSS | EPSS |  |  |  | , | FALSE
MORRO BAY 1102868170 | EPSS | EPSS | EPSS | [7 empty] | Expulsion Fuse Replacement | [6 empty] | Aerial Inspection |  | Ground Inspection | Ground Inspection | Non-Pole Backlog | [6 empty] | Down Conductor Detection (DCD) | [10 empty] | EPSS,Non-Pole Backlog, | EPSS Non-Pole Backlog | EPSS Non-Pole Backlog | EPSS,Expulsion Fuse Replacement,Ground Inspection,Down Conductor Detection (DCD), | EPSS Expulsion Fuse Replacement Ground Inspection Down Conductor Detection (DCD) | EPSS Expulsion Fuse Replacement Ground Inspection Down Conductor Detection (DCD) | EPSS,Aerial Inspection,Ground Inspection, | EPSS Aerial Inspection Ground Inspection | EPSS Aerial Inspection Ground Inspection |  |  |  | , | FALSE
MOLINO 110241392 | EPSS | EPSS | EPSS | [6 empty] | Expulsion Fuse Replacement | [7 empty] | Aerial Inspection |  | Ground Inspection | Ground Inspection | Non-Pole Backlog | [5 empty] | Down Conductor Detection (DCD) | [11 empty] | EPSS,Expulsion Fuse Replacement,Non-Pole Backlog,Down Conductor Detection (DCD), | EPSS Expulsion Fuse Replacement Non-Pole Backlog Down Conductor Detection (DCD) | EPSS Expulsion Fuse Replacement Non-Pole Backlog Down Conductor Detection (DCD) | EPSS,Ground Inspection, | EPSS Ground Inspection | EPSS Ground Inspection | EPSS,Aerial Inspection,Ground Inspection, | EPSS Aerial Inspection Ground Inspection | EPSS Aerial Inspection Ground Inspection |  |  |  | , | FALSE
TIDEWATER 210665866 | EPSS | EPSS | EPSS | [6 empty] | Expulsion Fuse Replacement | [6 empty] | Aerial Inspection | Aerial Inspection | Ground Inspection | Ground Inspection | [19 empty] | EPSS,Expulsion Fuse Replacement,Ground Inspection, | EPSS Expulsion Fuse Replacement Ground Inspection | EPSS Expulsion Fuse Replacement Ground Inspection | EPSS,Aerial Inspection,Ground Inspection, | EPSS Aerial Inspection Ground Inspection | EPSS Aerial Inspection Ground Inspection | EPSS,Aerial Inspection, | EPSS Aerial Inspection | EPSS Aerial Inspection |  |  |  | , | FALSE
PERRY 1101V88 | EPSS | EPSS | EPSS | [14 empty] | Aerial Inspection |  | Ground Inspection | Ground Inspection | Non-Pole Backlog | [7 empty] | Down Conductor Detection (DCD) | [9 empty] | EPSS,Non-Pole Backlog, | EPSS Non-Pole Backlog | EPSS Non-Pole Backlog | EPSS,Ground Inspection, | EPSS Ground Inspection | EPSS Ground Inspection | EPSS,Aerial Inspection,Ground Inspection,Down Conductor Detection (DCD), | EPSS Aerial Inspection Ground Inspection Down Conductor Detection (DCD) | EPSS Aerial Inspection Ground Inspection Down Conductor Detection (DCD) |  |  |  | , | FALSE
MOLINO 1101338 | EPSS | EPSS | EPSS | [6 empty] | Expulsion Fuse Replacement | Expulsion Fuse Replacement | [5 empty] | Aerial Inspection | Aerial Inspection | Ground Inspection | Ground Inspection |  | Non-Pole Backlog | [6 empty] | Down Conductor Detection (DCD) |  | Line Sensors | [8 empty] | EPSS,Expulsion Fuse Replacement,Ground Inspection,Non-Pole Backlog,Line Sensors, | EPSS Expulsion Fuse Replacement Ground Inspection Non-Pole Backlog Line Sensors | EPSS Expulsion Fuse Replacement Ground Inspection Non-Pole Backlog Line Sensors | EPSS,Expulsion Fuse Replacement,Aerial Inspection,Ground Inspection,Down Conductor Detection (DCD), | EPSS Expulsion Fuse Replacement Aerial Inspection Ground Inspection Down Conductor Detection (DCD) | EPSS Expulsion Fuse Replacement Aerial Inspection Ground Inspection Down Conductor Detection (DCD) | EPSS,Aerial Inspection, | EPSS Aerial Inspection | EPSS Aerial Inspection |  |  |  | , | FALSE
BURNEY 1102272636 | EPSS | EPSS | EPSS | [17 empty] | Ground Inspection | [8 empty] | Down Conductor Detection (DCD) | [9 empty] | EPSS, | EPSS | EPSS | EPSS, | EPSS | EPSS | EPSS,Ground Inspection,Down Conductor Detection (DCD), | EPSS Ground Inspection Down Conductor Detection (DCD) | EPSS Ground Inspection Down Conductor Detection (DCD) |  |  |  | , | FALSE
GEYSERVILLE 110289714 | EPSS | EPSS | EPSS | [13 empty] | Aerial Inspection | Aerial Inspection | Ground Inspection | Ground Inspection | Ground Inspection | [6 empty] | Down Conductor Detection (DCD) | [11 empty] | EPSS,Ground Inspection,Down Conductor Detection (DCD), | EPSS Ground Inspection Down Conductor Detection (DCD) | EPSS Ground Inspection Down Conductor Detection (DCD) | EPSS,Aerial Inspection,Ground Inspection, | EPSS Aerial Inspection Ground Inspection | EPSS Aerial Inspection Ground Inspection | EPSS,Aerial Inspection,Ground Inspection, | EPSS Aerial Inspection Ground Inspection | EPSS Aerial Inspection Ground Inspection |  |  |  | , | FALSE
BUELLTON 1102CB | EPSS | EPSS | EPSS |  |  |  |  | Overhead Hardening | Overhead Hardening | Expulsion Fuse Replacement | [6 empty] | Aerial Inspection | Aerial Inspection | Ground Inspection | Ground Inspection | Ground Inspection | Non-Pole Backlog | [17 empty] | EPSS,Expulsion Fuse Replacement,Ground Inspection,Non-Pole Backlog, | EPSS Expulsion Fuse Replacement Ground Inspection Non-Pole Backlog | EPSS Expulsion Fuse Replacement Ground Inspection Non-Pole Backlog | EPSS,Overhead Hardening,Aerial Inspection,Ground Inspection, | EPSS Overhead Hardening Aerial Inspection Ground Inspection | EPSS Overhead Hardening Aerial Inspection Ground Inspection | EPSS,Overhead Hardening,Aerial Inspection,Ground Inspection, | EPSS Overhead Hardening Aerial Inspection Ground Inspection | EPSS Overhead Hardening Aerial Inspection Ground Inspection |  |  |  | , | FALSE
SYCAMORE CREEK 1111153260 | EPSS | EPSS | EPSS | [13 empty] | Aerial Inspection | Aerial Inspection | Ground Inspection | Ground Inspection | [9 empty] | Down Conductor Detection (DCD) | [9 empty] | EPSS,Ground Inspection, | EPSS Ground Inspection | EPSS Ground Inspection | EPSS,Aerial Inspection,Ground Inspection, | EPSS Aerial Inspection Ground Inspection | EPSS Aerial Inspection Ground Inspection | EPSS,Aerial Inspection,Down Conductor Detection (DCD), | EPSS Aerial Inspection Down Conductor Detection (DCD) | EPSS Aerial Inspection Down Conductor Detection (DCD) |  |  |  | , | FALSE
SAN LUIS OBISPO 1102348318 | EPSS | EPSS | EPSS | [14 empty] | Aerial Inspection |  | Ground Inspection | Ground Inspection | Non-Pole Backlog | [6 empty] | Down Conductor Detection (DCD) | [10 empty] | EPSS,Non-Pole Backlog, | EPSS Non-Pole Backlog | EPSS Non-Pole Backlog | EPSS,Ground Inspection,Down Conductor Detection (DCD), | EPSS Ground Inspection Down Conductor Detection (DCD) | EPSS Ground Inspection Down Conductor Detection (DCD) | EPSS,Aerial Inspection,Ground Inspection, | EPSS Aerial Inspection Ground Inspection | EPSS Aerial Inspection Ground Inspection |  |  |  | , | FALSE
CORRAL 110112606 | EPSS | EPSS | EPSS | [6 empty] | Expulsion Fuse Replacement | [6 empty] | Aerial Inspection |  | Ground Inspection | [20 empty] | EPSS,Expulsion Fuse Replacement,Ground Inspection, | EPSS Expulsion Fuse Replacement Ground Inspection | EPSS Expulsion Fuse Replacement Ground Inspection | EPSS,Aerial Inspection, | EPSS Aerial Inspection | EPSS Aerial Inspection | EPSS, | EPSS | EPSS |  |  |  | , | FALSE
GEYSERVILLE 1102350 | EPSS | EPSS | EPSS | [6 empty] | Expulsion Fuse Replacement | [6 empty] | Aerial Inspection |  | Ground Inspection |  | Ground Inspection | [6 empty] | Down Conductor Detection (DCD) | [11 empty] | EPSS,Expulsion Fuse Replacement,Ground Inspection,Down Conductor Detection (DCD), | EPSS Expulsion Fuse Replacement Ground Inspection Down Conductor Detection (DCD) | EPSS Expulsion Fuse Replacement Ground Inspection Down Conductor Detection (DCD) | EPSS,Aerial Inspection, | EPSS Aerial Inspection | EPSS Aerial Inspection | EPSS,Ground Inspection, | EPSS Ground Inspection | EPSS Ground Inspection |  |  |  | , | FALSE
CLAY 11031821 | EPSS | EPSS | EPSS | [14 empty] | Aerial Inspection |  | Ground Inspection | [8 empty] | Down Conductor Detection (DCD) | [10 empty] | EPSS, | EPSS | EPSS | EPSS,Ground Inspection,Down Conductor Detection (DCD), | EPSS Ground Inspection Down Conductor Detection (DCD) | EPSS Ground Inspection Down Conductor Detection (DCD) | EPSS,Aerial Inspection, | EPSS Aerial Inspection | EPSS Aerial Inspection |  |  |  | , | FALSE
WILLITS 110391948 | EPSS | EPSS | EPSS | [6 empty] | Expulsion Fuse Replacement | [7 empty] | Aerial Inspection | Ground Inspection | Ground Inspection | Ground Inspection | Non-Pole Backlog | [5 empty] | Down Conductor Detection (DCD) | [8 empty] | Pole Backlog |  |  | EPSS,Expulsion Fuse Replacement,Ground Inspection,Non-Pole Backlog,Down Conductor Detection (DCD),Pole Backlog, | EPSS Expulsion Fuse Replacement Ground Inspection Non-Pole Backlog Down Conductor Detection (DCD) Pole Backlog | EPSS Expulsion Fuse Replacement Ground Inspection Non-Pole Backlog Down Conductor Detection (DCD) Pole Backlog | EPSS,Ground Inspection, | EPSS Ground Inspection | EPSS Ground Inspection | EPSS,Aerial Inspection,Ground Inspection, | EPSS Aerial Inspection Ground Inspection | EPSS Aerial Inspection Ground Inspection |  |  |  | , | FALSE
PETALUMA C 1109664732 | EPSS | EPSS | EPSS | [13 empty] | Aerial Inspection | Aerial Inspection | Ground Inspection | Ground Inspection | [7 empty] | Down Conductor Detection (DCD) |  |  | Line Sensors | [8 empty] | EPSS,Ground Inspection,Down Conductor Detection (DCD),Line Sensors, | EPSS Ground Inspection Down Conductor Detection (DCD) Line Sensors | EPSS Ground Inspection Down Conductor Detection (DCD) Line Sensors | EPSS,Aerial Inspection,Ground Inspection, | EPSS Aerial Inspection Ground Inspection | EPSS Aerial Inspection Ground Inspection | EPSS,Aerial Inspection, | EPSS Aerial Inspection | EPSS Aerial Inspection |  |  |  | , | FALSE
GRASS VALLEY 1101CB | EPSS | EPSS | EPSS | [13 empty] | Aerial Inspection |  | Ground Inspection |  | Ground Inspection | [18 empty] | EPSS,Ground Inspection, | EPSS Ground Inspection | EPSS Ground Inspection | EPSS,Aerial Inspection, | EPSS Aerial Inspection | EPSS Aerial Inspection | EPSS,Ground Inspection, | EPSS Ground Inspection | EPSS Ground Inspection |  |  |  | , | FALSE
CLARKSVILLE 210619642 | EPSS | EPSS | EPSS | [13 empty] | Aerial Inspection | Aerial Inspection | Ground Inspection | Ground Inspection | Ground Inspection | [9 empty] | Line Sensors | [8 empty] | EPSS,Ground Inspection,Line Sensors, | EPSS Ground Inspection Line Sensors | EPSS Ground Inspection Line Sensors | EPSS,Aerial Inspection,Ground Inspection, | EPSS Aerial Inspection Ground Inspection | EPSS Aerial Inspection Ground Inspection | EPSS,Aerial Inspection,Ground Inspection, | EPSS Aerial Inspection Ground Inspection | EPSS Aerial Inspection Ground Inspection |  |  |  | , | FALSE
CORRAL 1101639614 | EPSS | EPSS | EPSS | [6 empty] | Expulsion Fuse Replacement | [6 empty] | Aerial Inspection | Aerial Inspection | Ground Inspection | Ground Inspection | [16 empty] | Pole Backlog |  |  | EPSS,Expulsion Fuse Replacement,Ground Inspection,Pole Backlog, | EPSS Expulsion Fuse Replacement Ground Inspection Pole Backlog | EPSS Expulsion Fuse Replacement Ground Inspection Pole Backlog | EPSS,Aerial Inspection,Ground Inspection, | EPSS Aerial Inspection Ground Inspection | EPSS Aerial Inspection Ground Inspection | EPSS,Aerial Inspection, | EPSS Aerial Inspection | EPSS Aerial Inspection |  |  |  | , | FALSE
LLAGAS 2106338878 | EPSS | EPSS | EPSS | [7 empty] | Expulsion Fuse Replacement | [5 empty] | Aerial Inspection | Aerial Inspection | Ground Inspection | Ground Inspection |  | Non-Pole Backlog | [17 empty] | EPSS,Ground Inspection,Non-Pole Backlog, | EPSS Ground Inspection Non-Pole Backlog | EPSS Ground Inspection Non-Pole Backlog | EPSS,Expulsion Fuse Replacement,Aerial Inspection,Ground Inspection, | EPSS Expulsion Fuse Replacement Aerial Inspection Ground Inspection | EPSS Expulsion Fuse Replacement Aerial Inspection Ground Inspection | EPSS,Aerial Inspection, | EPSS Aerial Inspection | EPSS Aerial Inspection |  |  |  | , | FALSE
CORRAL 110136652 | EPSS | EPSS | EPSS | [6 empty] | Expulsion Fuse Replacement | [6 empty] | Aerial Inspection |  | Ground Inspection | [9 empty] | Down Conductor Detection (DCD) | [7 empty] | Pole Backlog |  |  | EPSS,Expulsion Fuse Replacement,Ground Inspection,Pole Backlog, | EPSS Expulsion Fuse Replacement Ground Inspection Pole Backlog | EPSS Expulsion Fuse Replacement Ground Inspection Pole Backlog | EPSS,Aerial Inspection,Down Conductor Detection (DCD), | EPSS Aerial Inspection Down Conductor Detection (DCD) | EPSS Aerial Inspection Down Conductor Detection (DCD) | EPSS, | EPSS | EPSS |  |  |  | , | FALSE
SAN LUIS OBISPO 1108809986 | EPSS | EPSS | EPSS | [14 empty] | Aerial Inspection |  | Ground Inspection |  | Non-Pole Backlog | [17 empty] | EPSS,Non-Pole Backlog, | EPSS Non-Pole Backlog | EPSS Non-Pole Backlog | EPSS,Ground Inspection, | EPSS Ground Inspection | EPSS Ground Inspection | EPSS,Aerial Inspection, | EPSS Aerial Inspection | EPSS Aerial Inspection |  |  |  | , | FALSE
OAKLAND K 1101CB | EPSS | EPSS | EPSS | [14 empty] | Aerial Inspection | Ground Inspection | Ground Inspection | Ground Inspection |  |  | Non-Pole Backlog | [14 empty] | Pole Backlog | EPSS,Ground Inspection, | EPSS Ground Inspection | EPSS Ground Inspection | EPSS,Ground Inspection, | EPSS Ground Inspection | EPSS Ground Inspection | EPSS,Aerial Inspection,Ground Inspection,Non-Pole Backlog,Pole Backlog, | EPSS Aerial Inspection Ground Inspection Non-Pole Backlog Pole Backlog | EPSS Aerial Inspection Ground Inspection Non-Pole Backlog Pole Backlog |  |  |  | , | FALSE
SANTA YNEZ 1104512912 | EPSS | EPSS | EPSS | [14 empty] | Aerial Inspection |  | Ground Inspection | Ground Inspection | [8 empty] | Down Conductor Detection (DCD) | [9 empty] | EPSS, | EPSS | EPSS | EPSS,Ground Inspection, | EPSS Ground Inspection | EPSS Ground Inspection | EPSS,Aerial Inspection,Ground Inspection,Down Conductor Detection (DCD), | EPSS Aerial Inspection Ground Inspection Down Conductor Detection (DCD) | EPSS Aerial Inspection Ground Inspection Down Conductor Detection (DCD) |  |  |  | , | FALSE
WILLITS 1103CB | EPSS | EPSS | EPSS | [13 empty] | Aerial Inspection |  | Ground Inspection |  | Ground Inspection | Non-Pole Backlog | [17 empty] | EPSS,Ground Inspection,Non-Pole Backlog, | EPSS Ground Inspection Non-Pole Backlog | EPSS Ground Inspection Non-Pole Backlog | EPSS,Aerial Inspection, | EPSS Aerial Inspection | EPSS Aerial Inspection | EPSS,Ground Inspection, | EPSS Ground Inspection | EPSS Ground Inspection |  |  |  | , | FALSE
BASALT 1106267462 | EPSS | EPSS | EPSS | [14 empty] | Aerial Inspection |  | Ground Inspection | [8 empty] | Down Conductor Detection (DCD) | [10 empty] | EPSS, | EPSS | EPSS | EPSS,Ground Inspection,Down Conductor Detection (DCD), | EPSS Ground Inspection Down Conductor Detection (DCD) | EPSS Ground Inspection Down Conductor Detection (DCD) | EPSS,Aerial Inspection, | EPSS Aerial Inspection | EPSS Aerial Inspection |  |  |  | , | FALSE
DEL MONTE 21052644 | EPSS | EPSS | EPSS | [8 empty] | Expulsion Fuse Replacement | [5 empty] | Aerial Inspection | Ground Inspection | Ground Inspection | Ground Inspection | [18 empty] | EPSS,Ground Inspection, | EPSS Ground Inspection | EPSS Ground Inspection | EPSS,Ground Inspection, | EPSS Ground Inspection | EPSS Ground Inspection | EPSS,Expulsion Fuse Replacement,Aerial Inspection,Ground Inspection, | EPSS Expulsion Fuse Replacement Aerial Inspection Ground Inspection | EPSS Expulsion Fuse Replacement Aerial Inspection Ground Inspection |  |  |  | , | FALSE
VINEYARD 2110CB | EPSS | EPSS | EPSS | [13 empty] | Aerial Inspection | Aerial Inspection | Ground Inspection | Ground Inspection | Ground Inspection | Non-Pole Backlog | [17 empty] | EPSS,Ground Inspection,Non-Pole Backlog, | EPSS Ground Inspection Non-Pole Backlog | EPSS Ground Inspection Non-Pole Backlog | EPSS,Aerial Inspection,Ground Inspection, | EPSS Aerial Inspection Ground Inspection | EPSS Aerial Inspection Ground Inspection | EPSS,Aerial Inspection,Ground Inspection, | EPSS Aerial Inspection Ground Inspection | EPSS Aerial Inspection Ground Inspection |  |  |  | , | FALSE
SONOMA 1106510055 | EPSS | EPSS | EPSS | [17 empty] | Ground Inspection | [18 empty] | EPSS, | EPSS | EPSS | EPSS, | EPSS | EPSS | EPSS,Ground Inspection, | EPSS Ground Inspection | EPSS Ground Inspection |  |  |  | , | FALSE
MORAGA 110381146 | EPSS | EPSS | EPSS | [7 empty] | Expulsion Fuse Replacement | [5 empty] | Aerial Inspection | Aerial Inspection | Ground Inspection | Ground Inspection | Ground Inspection | [7 empty] | Down Conductor Detection (DCD) | [10 empty] | EPSS,Ground Inspection, | EPSS Ground Inspection | EPSS Ground Inspection | EPSS,Expulsion Fuse Replacement,Aerial Inspection,Ground Inspection,Down Conductor Detection (DCD), | EPSS Expulsion Fuse Replacement Aerial Inspection Ground Inspection Down Conductor Detection (DCD) | EPSS Expulsion Fuse Replacement Aerial Inspection Ground Inspection Down Conductor Detection (DCD) | EPSS,Aerial Inspection,Ground Inspection, | EPSS Aerial Inspection Ground Inspection | EPSS Aerial Inspection Ground Inspection |  |  |  | , | FALSE
WOODACRE 110191900 | EPSS | EPSS | EPSS | [6 empty] | Expulsion Fuse Replacement | [6 empty] | Aerial Inspection |  | Ground Inspection |  | Ground Inspection | Non-Pole Backlog | [6 empty] | Down Conductor Detection (DCD) |  | Line Sensors | [8 empty] | EPSS,Expulsion Fuse Replacement,Ground Inspection,Non-Pole Backlog,Line Sensors, | EPSS Expulsion Fuse Replacement Ground Inspection Non-Pole Backlog Line Sensors | EPSS Expulsion Fuse Replacement Ground Inspection Non-Pole Backlog Line Sensors | EPSS,Aerial Inspection,Down Conductor Detection (DCD), | EPSS Aerial Inspection Down Conductor Detection (DCD) | EPSS Aerial Inspection Down Conductor Detection (DCD) | EPSS,Ground Inspection, | EPSS Ground Inspection | EPSS Ground Inspection |  |  |  | , | FALSE
PLEASANT GROVE 2107CB | EPSS | EPSS | EPSS | [17 empty] | Ground Inspection | [18 empty] | EPSS, | EPSS | EPSS | EPSS, | EPSS | EPSS | EPSS,Ground Inspection, | EPSS Ground Inspection | EPSS Ground Inspection |  |  |  | , | FALSE
HIGGINS 11095703 | EPSS | EPSS | EPSS | [13 empty] | Aerial Inspection | Aerial Inspection | Ground Inspection | Ground Inspection | [8 empty] | Down Conductor Detection (DCD) | [10 empty] | EPSS,Ground Inspection, | EPSS Ground Inspection | EPSS Ground Inspection | EPSS,Aerial Inspection,Ground Inspection,Down Conductor Detection (DCD), | EPSS Aerial Inspection Ground Inspection Down Conductor Detection (DCD) | EPSS Aerial Inspection Ground Inspection Down Conductor Detection (DCD) | EPSS,Aerial Inspection, | EPSS Aerial Inspection | EPSS Aerial Inspection |  |  |  | , | FALSE
CASTRO VALLEY 1110MR379 | EPSS | EPSS | EPSS | [8 empty] | Expulsion Fuse Replacement | [8 empty] | Ground Inspection | Non-Pole Backlog | [17 empty] | EPSS,Non-Pole Backlog, | EPSS Non-Pole Backlog | EPSS Non-Pole Backlog | EPSS, | EPSS | EPSS | EPSS,Expulsion Fuse Replacement,Ground Inspection, | EPSS Expulsion Fuse Replacement Ground Inspection | EPSS Expulsion Fuse Replacement Ground Inspection |  |  |  | , | FALSE
CABRILLO 1103Y12 | EPSS | EPSS | EPSS | [6 empty] | Expulsion Fuse Replacement | [6 empty] | Aerial Inspection | Aerial Inspection | Ground Inspection | Ground Inspection | Ground Inspection | Non-Pole Backlog | [17 empty] | EPSS,Expulsion Fuse Replacement,Ground Inspection,Non-Pole Backlog, | EPSS Expulsion Fuse Replacement Ground Inspection Non-Pole Backlog | EPSS Expulsion Fuse Replacement Ground Inspection Non-Pole Backlog | EPSS,Aerial Inspection,Ground Inspection, | EPSS Aerial Inspection Ground Inspection | EPSS Aerial Inspection Ground Inspection | EPSS,Aerial Inspection,Ground Inspection, | EPSS Aerial Inspection Ground Inspection | EPSS Aerial Inspection Ground Inspection |  |  |  | , | FALSE
NEWBURG 1133CB | EPSS | EPSS | EPSS | [8 empty] | Expulsion Fuse Replacement | Surge Arrestor Replacement |  |  |  |  | Aerial Inspection |  | Ground Inspection | Ground Inspection | Non-Pole Backlog | [17 empty] | EPSS,Surge Arrestor Replacement,Non-Pole Backlog, | EPSS Surge Arrestor Replacement Non-Pole Backlog | EPSS Surge Arrestor Replacement Non-Pole Backlog | EPSS,Ground Inspection, | EPSS Ground Inspection | EPSS Ground Inspection | EPSS,Expulsion Fuse Replacement,Aerial Inspection,Ground Inspection, | EPSS Expulsion Fuse Replacement Aerial Inspection Ground Inspection | EPSS Expulsion Fuse Replacement Aerial Inspection Ground Inspection |  |  |  | , | FALSE
CORRAL 1101CB | EPSS | EPSS | EPSS | [6 empty] | Expulsion Fuse Replacement | [6 empty] | Aerial Inspection | Aerial Inspection | Ground Inspection | Ground Inspection | [16 empty] | Pole Backlog |  |  | EPSS,Expulsion Fuse Replacement,Ground Inspection,Pole Backlog, | EPSS Expulsion Fuse Replacement Ground Inspection Pole Backlog | EPSS Expulsion Fuse Replacement Ground Inspection Pole Backlog | EPSS,Aerial Inspection,Ground Inspection, | EPSS Aerial Inspection Ground Inspection | EPSS Aerial Inspection Ground Inspection | EPSS,Aerial Inspection, | EPSS Aerial Inspection | EPSS Aerial Inspection |  |  |  | , | FALSE
LLAGAS 2101XR584 | EPSS | EPSS | EPSS | [6 empty] | Expulsion Fuse Replacement | [6 empty] | Aerial Inspection | Aerial Inspection | Ground Inspection | Ground Inspection | Ground Inspection | [7 empty] | Down Conductor Detection (DCD) | [10 empty] | EPSS,Expulsion Fuse Replacement,Ground Inspection, | EPSS Expulsion Fuse Replacement Ground Inspection | EPSS Expulsion Fuse Replacement Ground Inspection | EPSS,Aerial Inspection,Ground Inspection,Down Conductor Detection (DCD), | EPSS Aerial Inspection Ground Inspection Down Conductor Detection (DCD) | EPSS Aerial Inspection Ground Inspection Down Conductor Detection (DCD) | EPSS,Aerial Inspection,Ground Inspection, | EPSS Aerial Inspection Ground Inspection | EPSS Aerial Inspection Ground Inspection |  |  |  | , | FALSE
SOLEDAD 2101955138 | EPSS | EPSS | EPSS | [13 empty] | Aerial Inspection |  | Ground Inspection |  | Ground Inspection | [7 empty] | Down Conductor Detection (DCD) | [10 empty] | EPSS,Ground Inspection, | EPSS Ground Inspection | EPSS Ground Inspection | EPSS,Aerial Inspection,Down Conductor Detection (DCD), | EPSS Aerial Inspection Down Conductor Detection (DCD) | EPSS Aerial Inspection Down Conductor Detection (DCD) | EPSS,Ground Inspection, | EPSS Ground Inspection | EPSS Ground Inspection |  |  |  | , | FALSE
AUBURN 1101CB | EPSS | EPSS | EPSS | [13 empty] | Aerial Inspection |  | Ground Inspection | Ground Inspection | [19 empty] | EPSS,Ground Inspection, | EPSS Ground Inspection | EPSS Ground Inspection | EPSS,Aerial Inspection,Ground Inspection, | EPSS Aerial Inspection Ground Inspection | EPSS Aerial Inspection Ground Inspection | EPSS, | EPSS | EPSS |  |  |  | , | FALSE
RINCON 1101CB | EPSS | EPSS | EPSS | [13 empty] | Aerial Inspection | Aerial Inspection | Ground Inspection | Ground Inspection |  |  |  | Non-Pole Backlog | [14 empty] | Pole Backlog | EPSS,Ground Inspection, | EPSS Ground Inspection | EPSS Ground Inspection | EPSS,Aerial Inspection,Ground Inspection, | EPSS Aerial Inspection Ground Inspection | EPSS Aerial Inspection Ground Inspection | EPSS,Aerial Inspection,Non-Pole Backlog,Pole Backlog, | EPSS Aerial Inspection Non-Pole Backlog Pole Backlog | EPSS Aerial Inspection Non-Pole Backlog Pole Backlog |  |  |  | , | FALSE
FORT BRAGG A 1102CB | EPSS | EPSS | EPSS | [8 empty] | Expulsion Fuse Replacement |  |  |  |  | Aerial Inspection | Aerial Inspection | Ground Inspection | Ground Inspection |  | Non-Pole Backlog | [8 empty] | Line Sensors | [8 empty] | EPSS,Ground Inspection,Non-Pole Backlog,Line Sensors, | EPSS Ground Inspection Non-Pole Backlog Line Sensors | EPSS Ground Inspection Non-Pole Backlog Line Sensors | EPSS,Aerial Inspection,Ground Inspection, | EPSS Aerial Inspection Ground Inspection | EPSS Aerial Inspection Ground Inspection | EPSS,Expulsion Fuse Replacement,Aerial Inspection, | EPSS Expulsion Fuse Replacement Aerial Inspection | EPSS Expulsion Fuse Replacement Aerial Inspection |  |  |  | , | FALSE
PAUL SWEET 210212850 | EPSS | EPSS | EPSS | [16 empty] | Ground Inspection | Ground Inspection | [18 empty] | EPSS, | EPSS | EPSS | EPSS,Ground Inspection, | EPSS Ground Inspection | EPSS Ground Inspection | EPSS,Ground Inspection, | EPSS Ground Inspection | EPSS Ground Inspection |  |  |  | , | FALSE
COTATI 1104426 | EPSS | EPSS | EPSS | [7 empty] | Expulsion Fuse Replacement | [5 empty] | Aerial Inspection | Aerial Inspection | Ground Inspection | Ground Inspection | Ground Inspection | Non-Pole Backlog | [6 empty] | Down Conductor Detection (DCD) | [10 empty] | EPSS,Ground Inspection,Non-Pole Backlog, | EPSS Ground Inspection Non-Pole Backlog | EPSS Ground Inspection Non-Pole Backlog | EPSS,Expulsion Fuse Replacement,Aerial Inspection,Ground Inspection,Down Conductor Detection (DCD), | EPSS Expulsion Fuse Replacement Aerial Inspection Ground Inspection Down Conductor Detection (DCD) | EPSS Expulsion Fuse Replacement Aerial Inspection Ground Inspection Down Conductor Detection (DCD) | EPSS,Aerial Inspection,Ground Inspection, | EPSS Aerial Inspection Ground Inspection | EPSS Aerial Inspection Ground Inspection |  |  |  | , | FALSE
MORRO BAY 1101W20 | EPSS | EPSS | EPSS | [7 empty] | Expulsion Fuse Replacement | [6 empty] | Aerial Inspection | Ground Inspection | Ground Inspection | Ground Inspection | Non-Pole Backlog | [6 empty] | Down Conductor Detection (DCD) | [10 empty] | EPSS,Ground Inspection,Non-Pole Backlog, | EPSS Ground Inspection Non-Pole Backlog | EPSS Ground Inspection Non-Pole Backlog | EPSS,Expulsion Fuse Replacement,Ground Inspection,Down Conductor Detection (DCD), | EPSS Expulsion Fuse Replacement Ground Inspection Down Conductor Detection (DCD) | EPSS Expulsion Fuse Replacement Ground Inspection Down Conductor Detection (DCD) | EPSS,Aerial Inspection,Ground Inspection, | EPSS Aerial Inspection Ground Inspection | EPSS Aerial Inspection Ground Inspection |  |  |  | , | FALSE
SAN LUIS OBISPO 1108337126 | EPSS | EPSS | EPSS | [6 empty] | Expulsion Fuse Replacement | [7 empty] | Aerial Inspection |  | Ground Inspection |  | Non-Pole Backlog | [7 empty] | Down Conductor Detection (DCD) | [9 empty] | EPSS,Expulsion Fuse Replacement,Non-Pole Backlog, | EPSS Expulsion Fuse Replacement Non-Pole Backlog | EPSS Expulsion Fuse Replacement Non-Pole Backlog | EPSS,Ground Inspection, | EPSS Ground Inspection | EPSS Ground Inspection | EPSS,Aerial Inspection,Down Conductor Detection (DCD), | EPSS Aerial Inspection Down Conductor Detection (DCD) | EPSS Aerial Inspection Down Conductor Detection (DCD) |  |  |  | , | FALSE
GANSNER 110152664 | EPSS | EPSS | EPSS | [6 empty] | Expulsion Fuse Replacement | [10 empty] | Ground Inspection | [7 empty] | Down Conductor Detection (DCD) |  | Line Sensors | [8 empty] | EPSS,Expulsion Fuse Replacement,Line Sensors, | EPSS Expulsion Fuse Replacement Line Sensors | EPSS Expulsion Fuse Replacement Line Sensors | EPSS,Down Conductor Detection (DCD), | EPSS Down Conductor Detection (DCD) | EPSS Down Conductor Detection (DCD) | EPSS,Ground Inspection, | EPSS Ground Inspection | EPSS Ground Inspection |  |  |  | , | FALSE
HILLSDALE 0401289582 | EPSS | EPSS | EPSS | [14 empty] | Aerial Inspection | Ground Inspection | Ground Inspection |  | Non-Pole Backlog | [17 empty] | EPSS,Ground Inspection,Non-Pole Backlog, | EPSS Ground Inspection Non-Pole Backlog | EPSS Ground Inspection Non-Pole Backlog | EPSS,Ground Inspection, | EPSS Ground Inspection | EPSS Ground Inspection | EPSS,Aerial Inspection, | EPSS Aerial Inspection | EPSS Aerial Inspection |  |  |  | , | FALSE
MORAGA 1105829530 | EPSS | EPSS | EPSS | [7 empty] | Expulsion Fuse Replacement | [6 empty] | Aerial Inspection |  | Ground Inspection | Ground Inspection | Non-Pole Backlog | [6 empty] | Down Conductor Detection (DCD) | [10 empty] | EPSS,Non-Pole Backlog, | EPSS Non-Pole Backlog | EPSS Non-Pole Backlog | EPSS,Expulsion Fuse Replacement,Ground Inspection,Down Conductor Detection (DCD), | EPSS Expulsion Fuse Replacement Ground Inspection Down Conductor Detection (DCD) | EPSS Expulsion Fuse Replacement Ground Inspection Down Conductor Detection (DCD) | EPSS,Aerial Inspection,Ground Inspection, | EPSS Aerial Inspection Ground Inspection | EPSS Aerial Inspection Ground Inspection |  |  |  | , | FALSE
SANTA YNEZ 1104Y04 | EPSS | EPSS | EPSS |  |  |  | Overhead Hardening |  |  | Expulsion Fuse Replacement | [6 empty] | Aerial Inspection | Aerial Inspection | Ground Inspection | Ground Inspection | Ground Inspection | Non-Pole Backlog | [5 empty] | Down Conductor Detection (DCD) | [11 empty] | EPSS,Overhead Hardening,Expulsion Fuse Replacement,Ground Inspection,Non-Pole Backlog,Down Conductor Detection (DCD), | EPSS Overhead Hardening Expulsion Fuse Replacement Ground Inspection Non-Pole Backlog Down Conductor Detection (DCD) | EPSS Overhead Hardening Expulsion Fuse Replacement Ground Inspection Non-Pole Backlog Down Conductor Detection (DCD) | EPSS,Aerial Inspection,Ground Inspection, | EPSS Aerial Inspection Ground Inspection | EPSS Aerial Inspection Ground Inspection | EPSS,Aerial Inspection,Ground Inspection, | EPSS Aerial Inspection Ground Inspection | EPSS Aerial Inspection Ground Inspection |  |  | Overhead Hardening | ,Overhead Hardening, | Overhead Hardening | Overhead Hardening
WILLITS 1103964 | EPSS | EPSS | EPSS | [6 empty] | Expulsion Fuse Replacement | [6 empty] | Aerial Inspection |  | Ground Inspection | [8 empty] | Down Conductor Detection (DCD) | [11 empty] | EPSS,Expulsion Fuse Replacement,Ground Inspection,Down Conductor Detection (DCD), | EPSS Expulsion Fuse Replacement Ground Inspection Down Conductor Detection (DCD) | EPSS Expulsion Fuse Replacement Ground Inspection Down Conductor Detection (DCD) | EPSS,Aerial Inspection, | EPSS Aerial Inspection | EPSS Aerial Inspection | EPSS, | EPSS | EPSS |  |  |  | , | FALSE
CORRAL 110359770 | EPSS | EPSS | EPSS | [14 empty] | Aerial Inspection |  | Ground Inspection | Ground Inspection | [6 empty] | Down Conductor Detection (DCD) | [11 empty] | EPSS,Down Conductor Detection (DCD), | EPSS Down Conductor Detection (DCD) | EPSS Down Conductor Detection (DCD) | EPSS,Ground Inspection, | EPSS Ground Inspection | EPSS Ground Inspection | EPSS,Aerial Inspection,Ground Inspection, | EPSS Aerial Inspection Ground Inspection | EPSS Aerial Inspection Ground Inspection |  |  |  | , | FALSE
CLAY 1101CB | EPSS | EPSS | EPSS | [14 empty] | Aerial Inspection | Ground Inspection | Ground Inspection | [19 empty] | EPSS,Ground Inspection, | EPSS Ground Inspection | EPSS Ground Inspection | EPSS,Ground Inspection, | EPSS Ground Inspection | EPSS Ground Inspection | EPSS,Aerial Inspection, | EPSS Aerial Inspection | EPSS Aerial Inspection |  |  |  | , | FALSE
MC ARTHUR 11011546 | EPSS | EPSS | EPSS | [13 empty] | Aerial Inspection | Aerial Inspection | Ground Inspection | Ground Inspection | [7 empty] | Down Conductor Detection (DCD) | [11 empty] | EPSS,Ground Inspection,Down Conductor Detection (DCD), | EPSS Ground Inspection Down Conductor Detection (DCD) | EPSS Ground Inspection Down Conductor Detection (DCD) | EPSS,Aerial Inspection,Ground Inspection, | EPSS Aerial Inspection Ground Inspection | EPSS Aerial Inspection Ground Inspection | EPSS,Aerial Inspection, | EPSS Aerial Inspection | EPSS Aerial Inspection |  |  |  | , | FALSE
SALMON CREEK 110188998 | EPSS | EPSS | EPSS | [6 empty] | Expulsion Fuse Replacement | [6 empty] | Aerial Inspection | Aerial Inspection | Ground Inspection | Ground Inspection | Ground Inspection | Non-Pole Backlog | [6 empty] | Down Conductor Detection (DCD) | [10 empty] | EPSS,Expulsion Fuse Replacement,Ground Inspection,Non-Pole Backlog, | EPSS Expulsion Fuse Replacement Ground Inspection Non-Pole Backlog | EPSS Expulsion Fuse Replacement Ground Inspection Non-Pole Backlog | EPSS,Aerial Inspection,Ground Inspection,Down Conductor Detection (DCD), | EPSS Aerial Inspection Ground Inspection Down Conductor Detection (DCD) | EPSS Aerial Inspection Ground Inspection Down Conductor Detection (DCD) | EPSS,Aerial Inspection,Ground Inspection, | EPSS Aerial Inspection Ground Inspection | EPSS Aerial Inspection Ground Inspection |  |  |  | , | FALSE
PURISIMA 110149394 | EPSS | EPSS | EPSS | [14 empty] | Aerial Inspection |  | Ground Inspection | Ground Inspection | Non-Pole Backlog | [6 empty] | Down Conductor Detection (DCD) | [10 empty] | EPSS,Non-Pole Backlog, | EPSS Non-Pole Backlog | EPSS Non-Pole Backlog | EPSS,Ground Inspection,Down Conductor Detection (DCD), | EPSS Ground Inspection Down Conductor Detection (DCD) | EPSS Ground Inspection Down Conductor Detection (DCD) | EPSS,Aerial Inspection,Ground Inspection, | EPSS Aerial Inspection Ground Inspection | EPSS Aerial Inspection Ground Inspection |  |  |  | , | FALSE
HIGHLANDS 110484640 | EPSS | EPSS | EPSS | [14 empty] | Aerial Inspection |  | Ground Inspection | [9 empty] | Down Conductor Detection (DCD) | [9 empty] | EPSS, | EPSS | EPSS | EPSS,Ground Inspection, | EPSS Ground Inspection | EPSS Ground Inspection | EPSS,Aerial Inspection,Down Conductor Detection (DCD), | EPSS Aerial Inspection Down Conductor Detection (DCD) | EPSS Aerial Inspection Down Conductor Detection (DCD) |  |  |  | , | FALSE
DIAMOND SPRINGS 1107CB | EPSS | EPSS | EPSS | [13 empty] | Aerial Inspection | Aerial Inspection | Ground Inspection | Ground Inspection | [10 empty] | Line Sensors | [8 empty] | EPSS,Ground Inspection,Line Sensors, | EPSS Ground Inspection Line Sensors | EPSS Ground Inspection Line Sensors | EPSS,Aerial Inspection,Ground Inspection, | EPSS Aerial Inspection Ground Inspection | EPSS Aerial Inspection Ground Inspection | EPSS,Aerial Inspection, | EPSS Aerial Inspection | EPSS Aerial Inspection |  |  |  | , | FALSE
SWIFT 2110XR366 | EPSS | EPSS | EPSS | [6 empty] | Expulsion Fuse Replacement | [6 empty] | Aerial Inspection | Aerial Inspection | Ground Inspection | Ground Inspection | [8 empty] | Down Conductor Detection (DCD) | [10 empty] | EPSS,Expulsion Fuse Replacement,Ground Inspection, | EPSS Expulsion Fuse Replacement Ground Inspection | EPSS Expulsion Fuse Replacement Ground Inspection | EPSS,Aerial Inspection,Ground Inspection,Down Conductor Detection (DCD), | EPSS Aerial Inspection Ground Inspection Down Conductor Detection (DCD) | EPSS Aerial Inspection Ground Inspection Down Conductor Detection (DCD) | EPSS,Aerial Inspection, | EPSS Aerial Inspection | EPSS Aerial Inspection |  |  |  | , | FALSE
CLARKSVILLE 2105CB | EPSS | EPSS | EPSS | [13 empty] | Aerial Inspection |  | Ground Inspection | [20 empty] | EPSS,Ground Inspection, | EPSS Ground Inspection | EPSS Ground Inspection | EPSS,Aerial Inspection, | EPSS Aerial Inspection | EPSS Aerial Inspection | EPSS, | EPSS | EPSS |  |  |  | , | FALSE
SAN LEANDRO U 1114MR545 | EPSS | EPSS | EPSS | [16 empty] | Ground Inspection | Ground Inspection | [7 empty] | Down Conductor Detection (DCD) | [10 empty] | EPSS, | EPSS | EPSS | EPSS,Ground Inspection,Down Conductor Detection (DCD), | EPSS Ground Inspection Down Conductor Detection (DCD) | EPSS Ground Inspection Down Conductor Detection (DCD) | EPSS,Ground Inspection, | EPSS Ground Inspection | EPSS Ground Inspection |  |  |  | , | FALSE
CASTRO VALLEY 1110CB | EPSS | EPSS | EPSS | [14 empty] | Aerial Inspection |  | Ground Inspection | Ground Inspection | [18 empty] | EPSS, | EPSS | EPSS | EPSS,Ground Inspection, | EPSS Ground Inspection | EPSS Ground Inspection | EPSS,Aerial Inspection,Ground Inspection, | EPSS Aerial Inspection Ground Inspection | EPSS Aerial Inspection Ground Inspection |  |  |  | , | FALSE
JESSUP 1103770356 | EPSS | EPSS | EPSS | Undergrounding | [13 empty] | Aerial Inspection |  | Ground Inspection | Ground Inspection | [18 empty] | EPSS,Undergrounding, | EPSS Undergrounding | EPSS Undergrounding | EPSS,Ground Inspection, | EPSS Ground Inspection | EPSS Ground Inspection | EPSS,Aerial Inspection,Ground Inspection, | EPSS Aerial Inspection Ground Inspection | EPSS Aerial Inspection Ground Inspection |  |  |  | , | FALSE
HOPLAND 1101CB | EPSS | EPSS | EPSS | [13 empty] | Aerial Inspection |  | Ground Inspection | Ground Inspection | [19 empty] | EPSS,Ground Inspection, | EPSS Ground Inspection | EPSS Ground Inspection | EPSS,Aerial Inspection,Ground Inspection, | EPSS Aerial Inspection Ground Inspection | EPSS Aerial Inspection Ground Inspection | EPSS, | EPSS | EPSS |  |  |  | , | FALSE
POINT ARENA 11013702 | EPSS | EPSS | EPSS | [6 empty] | Expulsion Fuse Replacement | [7 empty] | Aerial Inspection |  | Ground Inspection | [8 empty] | Down Conductor Detection (DCD) | [10 empty] | EPSS,Expulsion Fuse Replacement, | EPSS Expulsion Fuse Replacement | EPSS Expulsion Fuse Replacement | EPSS,Ground Inspection,Down Conductor Detection (DCD), | EPSS Ground Inspection Down Conductor Detection (DCD) | EPSS Ground Inspection Down Conductor Detection (DCD) | EPSS,Aerial Inspection, | EPSS Aerial Inspection | EPSS Aerial Inspection |  |  |  | , | FALSE
PUEBLO 2103329486 | EPSS | EPSS | EPSS | [36 empty] | EPSS, | EPSS | EPSS | EPSS, | EPSS | EPSS | EPSS, | EPSS | EPSS |  |  |  | , | FALSE
CORNING 1102915324 | EPSS | EPSS | EPSS | Undergrounding | [12 empty] | Aerial Inspection | Aerial Inspection | Ground Inspection | Ground Inspection | Ground Inspection | [6 empty] | Down Conductor Detection (DCD) | [11 empty] | EPSS,Undergrounding,Ground Inspection,Down Conductor Detection (DCD), | EPSS Undergrounding Ground Inspection Down Conductor Detection (DCD) | EPSS Undergrounding Ground Inspection Down Conductor Detection (DCD) | EPSS,Aerial Inspection,Ground Inspection, | EPSS Aerial Inspection Ground Inspection | EPSS Aerial Inspection Ground Inspection | EPSS,Aerial Inspection,Ground Inspection, | EPSS Aerial Inspection Ground Inspection | EPSS Aerial Inspection Ground Inspection |  |  |  | , | FALSE
LLAGAS 2107870396 | EPSS | EPSS | EPSS | [6 empty] | Expulsion Fuse Replacement | [6 empty] | Aerial Inspection | Aerial Inspection | Ground Inspection | Ground Inspection | [19 empty] | EPSS,Expulsion Fuse Replacement,Ground Inspection, | EPSS Expulsion Fuse Replacement Ground Inspection | EPSS Expulsion Fuse Replacement Ground Inspection | EPSS,Aerial Inspection,Ground Inspection, | EPSS Aerial Inspection Ground Inspection | EPSS Aerial Inspection Ground Inspection | EPSS,Aerial Inspection, | EPSS Aerial Inspection | EPSS Aerial Inspection |  |  |  | , | FALSE
COTATI 1105844060 | EPSS | EPSS | EPSS | [13 empty] | Aerial Inspection |  | Ground Inspection | [9 empty] | Down Conductor Detection (DCD) | [10 empty] | EPSS,Ground Inspection, | EPSS Ground Inspection | EPSS Ground Inspection | EPSS,Aerial Inspection,Down Conductor Detection (DCD), | EPSS Aerial Inspection Down Conductor Detection (DCD) | EPSS Aerial Inspection Down Conductor Detection (DCD) | EPSS, | EPSS | EPSS |  |  |  | , | FALSE
SAN LUIS OBISPO 1105CB | EPSS | EPSS | EPSS | [17 empty] | Ground Inspection | [18 empty] | EPSS, | EPSS | EPSS | EPSS, | EPSS | EPSS | EPSS,Ground Inspection, | EPSS Ground Inspection | EPSS Ground Inspection |  |  |  | , | FALSE
OCEANO 1102CB | EPSS | EPSS | EPSS | [7 empty] | Expulsion Fuse Replacement | [5 empty] | Aerial Inspection | Aerial Inspection | Ground Inspection | Ground Inspection | Ground Inspection | Non-Pole Backlog | [17 empty] | EPSS,Ground Inspection,Non-Pole Backlog, | EPSS Ground Inspection Non-Pole Backlog | EPSS Ground Inspection Non-Pole Backlog | EPSS,Expulsion Fuse Replacement,Aerial Inspection,Ground Inspection, | EPSS Expulsion Fuse Replacement Aerial Inspection Ground Inspection | EPSS Expulsion Fuse Replacement Aerial Inspection Ground Inspection | EPSS,Aerial Inspection,Ground Inspection, | EPSS Aerial Inspection Ground Inspection | EPSS Aerial Inspection Ground Inspection |  |  |  | , | FALSE
SEACLIFF 0402CB | EPSS | EPSS | EPSS | [15 empty] | Ground Inspection | Ground Inspection | [19 empty] | EPSS,Ground Inspection, | EPSS Ground Inspection | EPSS Ground Inspection | EPSS,Ground Inspection, | EPSS Ground Inspection | EPSS Ground Inspection | EPSS, | EPSS | EPSS |  |  |  | , | FALSE
MARTELL 110198374 | EPSS | EPSS | EPSS | [14 empty] | Aerial Inspection |  | Ground Inspection | Ground Inspection | [7 empty] | Down Conductor Detection (DCD) | [10 empty] | EPSS, | EPSS | EPSS | EPSS,Ground Inspection,Down Conductor Detection (DCD), | EPSS Ground Inspection Down Conductor Detection (DCD) | EPSS Ground Inspection Down Conductor Detection (DCD) | EPSS,Aerial Inspection,Ground Inspection, | EPSS Aerial Inspection Ground Inspection | EPSS Aerial Inspection Ground Inspection |  |  |  | , | FALSE
WISE 11011404 | EPSS | EPSS | EPSS | [14 empty] | Aerial Inspection | Ground Inspection | Ground Inspection | Ground Inspection | [18 empty] | EPSS,Ground Inspection, | EPSS Ground Inspection | EPSS Ground Inspection | EPSS,Ground Inspection, | EPSS Ground Inspection | EPSS Ground Inspection | EPSS,Aerial Inspection,Ground Inspection, | EPSS Aerial Inspection Ground Inspection | EPSS Aerial Inspection Ground Inspection |  |  |  | , | FALSE
IGNACIO 11041290 | EPSS | EPSS | EPSS | [14 empty] | Aerial Inspection |  | Ground Inspection | Ground Inspection | Non-Pole Backlog | [6 empty] | Down Conductor Detection (DCD) | [10 empty] | EPSS,Non-Pole Backlog, | EPSS Non-Pole Backlog | EPSS Non-Pole Backlog | EPSS,Ground Inspection,Down Conductor Detection (DCD), | EPSS Ground Inspection Down Conductor Detection (DCD) | EPSS Ground Inspection Down Conductor Detection (DCD) | EPSS,Aerial Inspection,Ground Inspection, | EPSS Aerial Inspection Ground Inspection | EPSS Aerial Inspection Ground Inspection |  |  |  | , | FALSE
HALF MOON BAY 11036014 | EPSS | EPSS | EPSS | [13 empty] | Aerial Inspection | Aerial Inspection | Ground Inspection | Ground Inspection | Ground Inspection | [7 empty] | Down Conductor Detection (DCD) |  | Line Sensors | [8 empty] | EPSS,Ground Inspection,Line Sensors, | EPSS Ground Inspection Line Sensors | EPSS Ground Inspection Line Sensors | EPSS,Aerial Inspection,Ground Inspection,Down Conductor Detection (DCD), | EPSS Aerial Inspection Ground Inspection Down Conductor Detection (DCD) | EPSS Aerial Inspection Ground Inspection Down Conductor Detection (DCD) | EPSS,Aerial Inspection,Ground Inspection, | EPSS Aerial Inspection Ground Inspection | EPSS Aerial Inspection Ground Inspection |  |  |  | , | FALSE
PENRYN 11072410 | EPSS | EPSS | EPSS | [9 empty] | Surge Arrestor Replacement | [6 empty] | Ground Inspection | Ground Inspection | [7 empty] | Down Conductor Detection (DCD) | [10 empty] | EPSS,Surge Arrestor Replacement, | EPSS Surge Arrestor Replacement | EPSS Surge Arrestor Replacement | EPSS,Ground Inspection,Down Conductor Detection (DCD), | EPSS Ground Inspection Down Conductor Detection (DCD) | EPSS Ground Inspection Down Conductor Detection (DCD) | EPSS,Ground Inspection, | EPSS Ground Inspection | EPSS Ground Inspection |  |  |  | , | FALSE
SAN LUIS OBISPO 1103153199 | EPSS | EPSS | EPSS | [17 empty] | Ground Inspection | [7 empty] | Down Conductor Detection (DCD) | [10 empty] | EPSS, | EPSS | EPSS | EPSS,Down Conductor Detection (DCD), | EPSS Down Conductor Detection (DCD) | EPSS Down Conductor Detection (DCD) | EPSS,Ground Inspection, | EPSS Ground Inspection | EPSS Ground Inspection |  |  |  | , | FALSE
GREEN VALLEY 2101509068 | EPSS | EPSS | EPSS | [7 empty] | Expulsion Fuse Replacement | [5 empty] | Aerial Inspection | Aerial Inspection | Ground Inspection | Ground Inspection | [19 empty] | EPSS,Ground Inspection, | EPSS Ground Inspection | EPSS Ground Inspection | EPSS,Expulsion Fuse Replacement,Aerial Inspection,Ground Inspection, | EPSS Expulsion Fuse Replacement Aerial Inspection Ground Inspection | EPSS Expulsion Fuse Replacement Aerial Inspection Ground Inspection | EPSS,Aerial Inspection, | EPSS Aerial Inspection | EPSS Aerial Inspection |  |  |  | , | FALSE
PETALUMA C 1108632 | EPSS | EPSS | EPSS | [13 empty] | Aerial Inspection |  | Ground Inspection |  |  | Non-Pole Backlog | [5 empty] | Down Conductor Detection (DCD) | [11 empty] | EPSS,Ground Inspection,Non-Pole Backlog,Down Conductor Detection (DCD), | EPSS Ground Inspection Non-Pole Backlog Down Conductor Detection (DCD) | EPSS Ground Inspection Non-Pole Backlog Down Conductor Detection (DCD) | EPSS,Aerial Inspection, | EPSS Aerial Inspection | EPSS Aerial Inspection | EPSS, | EPSS | EPSS |  |  |  | , | FALSE
DOLAN ROAD 1101590402 | EPSS | EPSS | EPSS | [8 empty] | Expulsion Fuse Replacement |  |  |  |  | Aerial Inspection | Aerial Inspection | Ground Inspection | Ground Inspection | Ground Inspection | Non-Pole Backlog | [17 empty] | EPSS,Ground Inspection,Non-Pole Backlog, | EPSS Ground Inspection Non-Pole Backlog | EPSS Ground Inspection Non-Pole Backlog | EPSS,Aerial Inspection,Ground Inspection, | EPSS Aerial Inspection Ground Inspection | EPSS Aerial Inspection Ground Inspection | EPSS,Expulsion Fuse Replacement,Aerial Inspection,Ground Inspection, | EPSS Expulsion Fuse Replacement Aerial Inspection Ground Inspection | EPSS Expulsion Fuse Replacement Aerial Inspection Ground Inspection |  |  |  | , | FALSE
OREGON TRAIL 110346860 | EPSS | EPSS | EPSS | [15 empty] | Ground Inspection |  | Ground Inspection | [6 empty] | Down Conductor Detection (DCD) | [11 empty] | EPSS,Ground Inspection,Down Conductor Detection (DCD), | EPSS Ground Inspection Down Conductor Detection (DCD) | EPSS Ground Inspection Down Conductor Detection (DCD) | EPSS, | EPSS | EPSS | EPSS,Ground Inspection, | EPSS Ground Inspection | EPSS Ground Inspection |  |  |  | , | FALSE
MIRABEL 1101228 | EPSS | EPSS | EPSS | [14 empty] | Aerial Inspection |  | Ground Inspection | Ground Inspection | Non-Pole Backlog | [6 empty] | Down Conductor Detection (DCD) | [10 empty] | EPSS,Non-Pole Backlog, | EPSS Non-Pole Backlog | EPSS Non-Pole Backlog | EPSS,Ground Inspection,Down Conductor Detection (DCD), | EPSS Ground Inspection Down Conductor Detection (DCD) | EPSS Ground Inspection Down Conductor Detection (DCD) | EPSS,Aerial Inspection,Ground Inspection, | EPSS Aerial Inspection Ground Inspection | EPSS Aerial Inspection Ground Inspection |  |  |  | , | FALSE
SNEATH LANE 11015311 | EPSS | EPSS | EPSS | [17 empty] | Ground Inspection | [18 empty] | EPSS, | EPSS | EPSS | EPSS, | EPSS | EPSS | EPSS,Ground Inspection, | EPSS Ground Inspection | EPSS Ground Inspection |  |  |  | , | FALSE
CASTRO VALLEY 1108MR337 | EPSS | EPSS | EPSS | [16 empty] | Ground Inspection | Ground Inspection | [7 empty] | Down Conductor Detection (DCD) | [10 empty] | EPSS, | EPSS | EPSS | EPSS,Ground Inspection,Down Conductor Detection (DCD), | EPSS Ground Inspection Down Conductor Detection (DCD) | EPSS Ground Inspection Down Conductor Detection (DCD) | EPSS,Ground Inspection, | EPSS Ground Inspection | EPSS Ground Inspection |  |  |  | , | FALSE
MADISON 2101725408 | EPSS | EPSS | EPSS | [14 empty] | Aerial Inspection |  | Ground Inspection | [7 empty] | Down Conductor Detection (DCD) |  |  | Line Sensors | [8 empty] | EPSS,Down Conductor Detection (DCD),Line Sensors, | EPSS Down Conductor Detection (DCD) Line Sensors | EPSS Down Conductor Detection (DCD) Line Sensors | EPSS,Ground Inspection, | EPSS Ground Inspection | EPSS Ground Inspection | EPSS,Aerial Inspection, | EPSS Aerial Inspection | EPSS Aerial Inspection |  |  |  | , | FALSE
HOLLISTER 2105903238 | EPSS | EPSS | EPSS | [13 empty] | Aerial Inspection | Aerial Inspection | Ground Inspection | Ground Inspection | Ground Inspection | [18 empty] | EPSS,Ground Inspection, | EPSS Ground Inspection | EPSS Ground Inspection | EPSS,Aerial Inspection,Ground Inspection, | EPSS Aerial Inspection Ground Inspection | EPSS Aerial Inspection Ground Inspection | EPSS,Aerial Inspection,Ground Inspection, | EPSS Aerial Inspection Ground Inspection | EPSS Aerial Inspection Ground Inspection |  |  |  | , | FALSE
CABRILLO 1103Y10 | EPSS | EPSS | EPSS | [7 empty] | Expulsion Fuse Replacement | [6 empty] | Aerial Inspection |  | Ground Inspection | Ground Inspection | Non-Pole Backlog |  | Non-Pole Backlog | [15 empty] | EPSS,Non-Pole Backlog, | EPSS Non-Pole Backlog | EPSS Non-Pole Backlog | EPSS,Expulsion Fuse Replacement,Ground Inspection, | EPSS Expulsion Fuse Replacement Ground Inspection | EPSS Expulsion Fuse Replacement Ground Inspection | EPSS,Aerial Inspection,Ground Inspection,Non-Pole Backlog, | EPSS Aerial Inspection Ground Inspection Non-Pole Backlog | EPSS Aerial Inspection Ground Inspection Non-Pole Backlog |  |  |  | , | FALSE
FROGTOWN 17027108 | EPSS | EPSS | EPSS | [9 empty] | Surge Arrestor Replacement |  |  |  | Aerial Inspection | Aerial Inspection | Ground Inspection | Ground Inspection | [19 empty] | EPSS,Surge Arrestor Replacement,Ground Inspection, | EPSS Surge Arrestor Replacement Ground Inspection | EPSS Surge Arrestor Replacement Ground Inspection | EPSS,Aerial Inspection,Ground Inspection, | EPSS Aerial Inspection Ground Inspection | EPSS Aerial Inspection Ground Inspection | EPSS,Aerial Inspection, | EPSS Aerial Inspection | EPSS Aerial Inspection |  |  |  | , | FALSE
BANGOR 110182350 | EPSS | EPSS | EPSS | [9 empty] | Surge Arrestor Replacement |  |  |  | Aerial Inspection | Aerial Inspection | Ground Inspection | Ground Inspection | Ground Inspection | Non-Pole Backlog | [5 empty] | Down Conductor Detection (DCD) |  |  | Line Sensors | [8 empty] | EPSS,Surge Arrestor Replacement,Ground Inspection,Non-Pole Backlog,Down Conductor Detection (DCD),Line Sensors, | EPSS Surge Arrestor Replacement Ground Inspection Non-Pole Backlog Down Conductor Detection (DCD) Line Sensors | EPSS Surge Arrestor Replacement Ground Inspection Non-Pole Backlog Down Conductor Detection (DCD) Line Sensors | EPSS,Aerial Inspection,Ground Inspection, | EPSS Aerial Inspection Ground Inspection | EPSS Aerial Inspection Ground Inspection | EPSS,Aerial Inspection,Ground Inspection, | EPSS Aerial Inspection Ground Inspection | EPSS Aerial Inspection Ground Inspection |  |  |  | , | FALSE
SILVERADO 2105359428 | EPSS | EPSS | EPSS | [13 empty] | Aerial Inspection |  | Ground Inspection |  | Ground Inspection | [18 empty] | EPSS,Ground Inspection, | EPSS Ground Inspection | EPSS Ground Inspection | EPSS,Aerial Inspection, | EPSS Aerial Inspection | EPSS Aerial Inspection | EPSS,Ground Inspection, | EPSS Ground Inspection | EPSS Ground Inspection |  |  |  | , | FALSE
JOLON 11027070 | EPSS | EPSS | EPSS | [14 empty] | Aerial Inspection |  | Ground Inspection | Ground Inspection | [7 empty] | Down Conductor Detection (DCD) | [10 empty] | EPSS, | EPSS | EPSS | EPSS,Ground Inspection,Down Conductor Detection (DCD), | EPSS Ground Inspection Down Conductor Detection (DCD) | EPSS Ground Inspection Down Conductor Detection (DCD) | EPSS,Aerial Inspection,Ground Inspection, | EPSS Aerial Inspection Ground Inspection | EPSS Aerial Inspection Ground Inspection |  |  |  | , | FALSE
OCEANO 1104V38 | EPSS | EPSS | EPSS | [7 empty] | Expulsion Fuse Replacement | [5 empty] | Aerial Inspection | Aerial Inspection | Ground Inspection | Ground Inspection | Ground Inspection | Non-Pole Backlog | [5 empty] | Down Conductor Detection (DCD) | [8 empty] | Pole Backlog |  |  | EPSS,Ground Inspection,Non-Pole Backlog,Down Conductor Detection (DCD),Pole Backlog, | EPSS Ground Inspection Non-Pole Backlog Down Conductor Detection (DCD) Pole Backlog | EPSS Ground Inspection Non-Pole Backlog Down Conductor Detection (DCD) Pole Backlog | EPSS,Expulsion Fuse Replacement,Aerial Inspection,Ground Inspection, | EPSS Expulsion Fuse Replacement Aerial Inspection Ground Inspection | EPSS Expulsion Fuse Replacement Aerial Inspection Ground Inspection | EPSS,Aerial Inspection,Ground Inspection, | EPSS Aerial Inspection Ground Inspection | EPSS Aerial Inspection Ground Inspection |  |  |  | , | FALSE
BOGARD 1101CB | EPSS | EPSS | EPSS | [7 empty] | Expulsion Fuse Replacement | [9 empty] | Ground Inspection | [18 empty] | EPSS, | EPSS | EPSS | EPSS,Expulsion Fuse Replacement, | EPSS Expulsion Fuse Replacement | EPSS Expulsion Fuse Replacement | EPSS,Ground Inspection, | EPSS Ground Inspection | EPSS Ground Inspection |  |  |  | , | FALSE
BURNEY 110297318 | EPSS | EPSS | EPSS | [15 empty] | Ground Inspection |  | Ground Inspection | [8 empty] | Down Conductor Detection (DCD) | [9 empty] | EPSS,Ground Inspection, | EPSS Ground Inspection | EPSS Ground Inspection | EPSS, | EPSS | EPSS | EPSS,Ground Inspection,Down Conductor Detection (DCD), | EPSS Ground Inspection Down Conductor Detection (DCD) | EPSS Ground Inspection Down Conductor Detection (DCD) |  |  |  | , | FALSE
ZACA 1102Y48 | EPSS | EPSS | EPSS | [14 empty] | Aerial Inspection |  | Ground Inspection | Ground Inspection |  |  | Non-Pole Backlog |  |  |  | Down Conductor Detection (DCD) | [11 empty] | EPSS,Down Conductor Detection (DCD), | EPSS Down Conductor Detection (DCD) | EPSS Down Conductor Detection (DCD) | EPSS,Ground Inspection, | EPSS Ground Inspection | EPSS Ground Inspection | EPSS,Aerial Inspection,Ground Inspection,Non-Pole Backlog, | EPSS Aerial Inspection Ground Inspection Non-Pole Backlog | EPSS Aerial Inspection Ground Inspection Non-Pole Backlog |  |  |  | , | FALSE
DEL MONTE 210332886 | EPSS | EPSS | EPSS | [13 empty] | Aerial Inspection | Aerial Inspection | Ground Inspection | Ground Inspection | [10 empty] | Line Sensors | [8 empty] | EPSS,Ground Inspection,Line Sensors, | EPSS Ground Inspection Line Sensors | EPSS Ground Inspection Line Sensors | EPSS,Aerial Inspection,Ground Inspection, | EPSS Aerial Inspection Ground Inspection | EPSS Aerial Inspection Ground Inspection | EPSS,Aerial Inspection, | EPSS Aerial Inspection | EPSS Aerial Inspection |  |  |  | , | FALSE
CORRAL 110313474 | EPSS | EPSS | EPSS | [13 empty] | Aerial Inspection | Aerial Inspection | Ground Inspection | Ground Inspection | Ground Inspection | [6 empty] | Down Conductor Detection (DCD) | [11 empty] | EPSS,Ground Inspection,Down Conductor Detection (DCD), | EPSS Ground Inspection Down Conductor Detection (DCD) | EPSS Ground Inspection Down Conductor Detection (DCD) | EPSS,Aerial Inspection,Ground Inspection, | EPSS Aerial Inspection Ground Inspection | EPSS Aerial Inspection Ground Inspection | EPSS,Aerial Inspection,Ground Inspection, | EPSS Aerial Inspection Ground Inspection | EPSS Aerial Inspection Ground Inspection |  |  |  | , | FALSE
OAKLAND J 1106CR164 | EPSS | EPSS | EPSS | [8 empty] | Expulsion Fuse Replacement |  |  |  |  | Aerial Inspection | Aerial Inspection | Ground Inspection | Ground Inspection |  | Non-Pole Backlog | [6 empty] | Down Conductor Detection (DCD) | [10 empty] | EPSS,Ground Inspection,Non-Pole Backlog, | EPSS Ground Inspection Non-Pole Backlog | EPSS Ground Inspection Non-Pole Backlog | EPSS,Aerial Inspection,Ground Inspection,Down Conductor Detection (DCD), | EPSS Aerial Inspection Ground Inspection Down Conductor Detection (DCD) | EPSS Aerial Inspection Ground Inspection Down Conductor Detection (DCD) | EPSS,Expulsion Fuse Replacement,Aerial Inspection, | EPSS Expulsion Fuse Replacement Aerial Inspection | EPSS Expulsion Fuse Replacement Aerial Inspection |  |  |  | , | FALSE
PEORIA 170176030 | EPSS | EPSS | EPSS | [6 empty] | Expulsion Fuse Replacement | [6 empty] | Aerial Inspection | Aerial Inspection | Ground Inspection | Ground Inspection | Ground Inspection | Non-Pole Backlog | [8 empty] | Line Sensors | [8 empty] | EPSS,Expulsion Fuse Replacement,Ground Inspection,Non-Pole Backlog,Line Sensors, | EPSS Expulsion Fuse Replacement Ground Inspection Non-Pole Backlog Line Sensors | EPSS Expulsion Fuse Replacement Ground Inspection Non-Pole Backlog Line Sensors | EPSS,Aerial Inspection,Ground Inspection, | EPSS Aerial Inspection Ground Inspection | EPSS Aerial Inspection Ground Inspection | EPSS,Aerial Inspection,Ground Inspection, | EPSS Aerial Inspection Ground Inspection | EPSS Aerial Inspection Ground Inspection |  |  |  | , | FALSE
VIEJO 22032634 | EPSS | EPSS | EPSS | [14 empty] | Aerial Inspection |  | Ground Inspection | Ground Inspection | [9 empty] | Line Sensors | [8 empty] | EPSS,Line Sensors, | EPSS Line Sensors | EPSS Line Sensors | EPSS,Ground Inspection, | EPSS Ground Inspection | EPSS Ground Inspection | EPSS,Aerial Inspection,Ground Inspection, | EPSS Aerial Inspection Ground Inspection | EPSS Aerial Inspection Ground Inspection |  |  |  | , | FALSE
WYANDOTTE 11095607 | EPSS | EPSS | EPSS | [13 empty] | Aerial Inspection | Aerial Inspection | Ground Inspection | Ground Inspection | [7 empty] | Down Conductor Detection (DCD) | [11 empty] | EPSS,Ground Inspection,Down Conductor Detection (DCD), | EPSS Ground Inspection Down Conductor Detection (DCD) | EPSS Ground Inspection Down Conductor Detection (DCD) | EPSS,Aerial Inspection,Ground Inspection, | EPSS Aerial Inspection Ground Inspection | EPSS Aerial Inspection Ground Inspection | EPSS,Aerial Inspection, | EPSS Aerial Inspection | EPSS Aerial Inspection |  |  |  | , | FALSE
RALSTON 1101836528 | EPSS | EPSS | EPSS | [17 empty] | Ground Inspection | Non-Pole Backlog | [14 empty] | Pole Backlog |  |  | EPSS,Non-Pole Backlog,Pole Backlog, | EPSS Non-Pole Backlog Pole Backlog | EPSS Non-Pole Backlog Pole Backlog | EPSS, | EPSS | EPSS | EPSS,Ground Inspection, | EPSS Ground Inspection | EPSS Ground Inspection |  |  |  | , | FALSE
CORRAL 110214026 | EPSS | EPSS | EPSS | [6 empty] | Expulsion Fuse Replacement | [6 empty] | Aerial Inspection | Aerial Inspection | Ground Inspection | Ground Inspection | [19 empty] | EPSS,Expulsion Fuse Replacement,Ground Inspection, | EPSS Expulsion Fuse Replacement Ground Inspection | EPSS Expulsion Fuse Replacement Ground Inspection | EPSS,Aerial Inspection,Ground Inspection, | EPSS Aerial Inspection Ground Inspection | EPSS Aerial Inspection Ground Inspection | EPSS,Aerial Inspection, | EPSS Aerial Inspection | EPSS Aerial Inspection |  |  |  | , | FALSE
WYANDOTTE 1109758802 | EPSS | EPSS | EPSS | [13 empty] | Aerial Inspection | Aerial Inspection | Ground Inspection | Ground Inspection | [7 empty] | Down Conductor Detection (DCD) | [11 empty] | EPSS,Ground Inspection,Down Conductor Detection (DCD), | EPSS Ground Inspection Down Conductor Detection (DCD) | EPSS Ground Inspection Down Conductor Detection (DCD) | EPSS,Aerial Inspection,Ground Inspection, | EPSS Aerial Inspection Ground Inspection | EPSS Aerial Inspection Ground Inspection | EPSS,Aerial Inspection, | EPSS Aerial Inspection | EPSS Aerial Inspection |  |  |  | , | FALSE
SAN RAFAEL 11061230 | EPSS | EPSS | EPSS | [17 empty] | Ground Inspection | Non-Pole Backlog | [17 empty] | EPSS,Non-Pole Backlog, | EPSS Non-Pole Backlog | EPSS Non-Pole Backlog | EPSS, | EPSS | EPSS | EPSS,Ground Inspection, | EPSS Ground Inspection | EPSS Ground Inspection |  |  |  | , | FALSE
RED BLUFF 1104135854 | EPSS | EPSS | EPSS | [15 empty] | Ground Inspection |  | Ground Inspection | [18 empty] | EPSS,Ground Inspection, | EPSS Ground Inspection | EPSS Ground Inspection | EPSS, | EPSS | EPSS | EPSS,Ground Inspection, | EPSS Ground Inspection | EPSS Ground Inspection |  |  |  | , | FALSE
COTATI 110361736 | EPSS | EPSS | EPSS | [6 empty] | Expulsion Fuse Replacement | Expulsion Fuse Replacement | [5 empty] | Aerial Inspection | Aerial Inspection | Ground Inspection | Ground Inspection |  |  |  | Non-Pole Backlog |  |  |  | Down Conductor Detection (DCD) | [11 empty] | EPSS,Expulsion Fuse Replacement,Ground Inspection,Down Conductor Detection (DCD), | EPSS Expulsion Fuse Replacement Ground Inspection Down Conductor Detection (DCD) | EPSS Expulsion Fuse Replacement Ground Inspection Down Conductor Detection (DCD) | EPSS,Expulsion Fuse Replacement,Aerial Inspection,Ground Inspection, | EPSS Expulsion Fuse Replacement Aerial Inspection Ground Inspection | EPSS Expulsion Fuse Replacement Aerial Inspection Ground Inspection | EPSS,Aerial Inspection,Non-Pole Backlog, | EPSS Aerial Inspection Non-Pole Backlog | EPSS Aerial Inspection Non-Pole Backlog |  |  |  | , | FALSE
STAFFORD 1101CB | EPSS | EPSS | EPSS | [7 empty] | Expulsion Fuse Replacement | Expulsion Fuse Replacement |  |  |  |  | Aerial Inspection | Aerial Inspection | Ground Inspection | Ground Inspection | Ground Inspection | Non-Pole Backlog | Non-Pole Backlog | [16 empty] | EPSS,Ground Inspection,Non-Pole Backlog, | EPSS Ground Inspection Non-Pole Backlog | EPSS Ground Inspection Non-Pole Backlog | EPSS,Expulsion Fuse Replacement,Aerial Inspection,Ground Inspection,Non-Pole Backlog, | EPSS Expulsion Fuse Replacement Aerial Inspection Ground Inspection Non-Pole Backlog | EPSS Expulsion Fuse Replacement Aerial Inspection Ground Inspection Non-Pole Backlog | EPSS,Expulsion Fuse Replacement,Aerial Inspection,Ground Inspection, | EPSS Expulsion Fuse Replacement Aerial Inspection Ground Inspection | EPSS Expulsion Fuse Replacement Aerial Inspection Ground Inspection |  |  |  | , | FALSE
CASTRO VALLEY 1111CB | EPSS | EPSS | EPSS | [14 empty] | Aerial Inspection |  | Ground Inspection | Ground Inspection | [18 empty] | EPSS, | EPSS | EPSS | EPSS,Ground Inspection, | EPSS Ground Inspection | EPSS Ground Inspection | EPSS,Aerial Inspection,Ground Inspection, | EPSS Aerial Inspection Ground Inspection | EPSS Aerial Inspection Ground Inspection |  |  |  | , | FALSE
STELLING 1111LM10 | EPSS | EPSS | EPSS | [13 empty] | Aerial Inspection |  | Ground Inspection | [20 empty] | EPSS,Ground Inspection, | EPSS Ground Inspection | EPSS Ground Inspection | EPSS,Aerial Inspection, | EPSS Aerial Inspection | EPSS Aerial Inspection | EPSS, | EPSS | EPSS |  |  |  | , | FALSE
PARADISE 11052024 | EPSS | EPSS | EPSS | [14 empty] | Aerial Inspection |  | Ground Inspection | Ground Inspection | [18 empty] | EPSS, | EPSS | EPSS | EPSS,Ground Inspection, | EPSS Ground Inspection | EPSS Ground Inspection | EPSS,Aerial Inspection,Ground Inspection, | EPSS Aerial Inspection Ground Inspection | EPSS Aerial Inspection Ground Inspection |  |  |  | , | FALSE
DESCHUTES 1104CB | EPSS | EPSS | EPSS | [13 empty] | Aerial Inspection | Aerial Inspection | Ground Inspection | Ground Inspection | Ground Inspection | [18 empty] | EPSS,Ground Inspection, | EPSS Ground Inspection | EPSS Ground Inspection | EPSS,Aerial Inspection,Ground Inspection, | EPSS Aerial Inspection Ground Inspection | EPSS Aerial Inspection Ground Inspection | EPSS,Aerial Inspection,Ground Inspection, | EPSS Aerial Inspection Ground Inspection | EPSS Aerial Inspection Ground Inspection |  |  |  | , | FALSE
PENRYN 1107CB | EPSS | EPSS | EPSS | [6 empty] | Expulsion Fuse Replacement |  |  | Surge Arrestor Replacement |  |  |  |  | Aerial Inspection |  | Ground Inspection | Ground Inspection | [18 empty] | EPSS,Expulsion Fuse Replacement,Surge Arrestor Replacement, | EPSS Expulsion Fuse Replacement Surge Arrestor Replacement | EPSS Expulsion Fuse Replacement Surge Arrestor Replacement | EPSS,Ground Inspection, | EPSS Ground Inspection | EPSS Ground Inspection | EPSS,Aerial Inspection,Ground Inspection, | EPSS Aerial Inspection Ground Inspection | EPSS Aerial Inspection Ground Inspection |  |  |  | , | FALSE
SUMMIT 110148636 | EPSS | EPSS | EPSS | [13 empty] | Aerial Inspection | Aerial Inspection | Ground Inspection | Ground Inspection |  | Non-Pole Backlog | [6 empty] | Down Conductor Detection (DCD) | [10 empty] | EPSS,Ground Inspection,Non-Pole Backlog, | EPSS Ground Inspection Non-Pole Backlog | EPSS Ground Inspection Non-Pole Backlog | EPSS,Aerial Inspection,Ground Inspection,Down Conductor Detection (DCD), | EPSS Aerial Inspection Ground Inspection Down Conductor Detection (DCD) | EPSS Aerial Inspection Ground Inspection Down Conductor Detection (DCD) | EPSS,Aerial Inspection, | EPSS Aerial Inspection | EPSS Aerial Inspection |  |  |  | , | FALSE
RESERVATION ROAD 1102303870 | EPSS | EPSS | EPSS | [14 empty] | Aerial Inspection |  | Ground Inspection | [9 empty] | Down Conductor Detection (DCD) | [9 empty] | EPSS, | EPSS | EPSS | EPSS,Ground Inspection, | EPSS Ground Inspection | EPSS Ground Inspection | EPSS,Aerial Inspection,Down Conductor Detection (DCD), | EPSS Aerial Inspection Down Conductor Detection (DCD) | EPSS Aerial Inspection Down Conductor Detection (DCD) |  |  |  | , | FALSE
GABILAN 1101460414 | EPSS | EPSS | EPSS | [14 empty] | Aerial Inspection |  | Ground Inspection | Ground Inspection | Non-Pole Backlog | [6 empty] | Down Conductor Detection (DCD) | [10 empty] | EPSS,Non-Pole Backlog, | EPSS Non-Pole Backlog | EPSS Non-Pole Backlog | EPSS,Ground Inspection,Down Conductor Detection (DCD), | EPSS Ground Inspection Down Conductor Detection (DCD) | EPSS Ground Inspection Down Conductor Detection (DCD) | EPSS,Aerial Inspection,Ground Inspection, | EPSS Aerial Inspection Ground Inspection | EPSS Aerial Inspection Ground Inspection |  |  |  | , | FALSE
NORTH TOWER 2101CB | EPSS | EPSS | EPSS | [14 empty] | Aerial Inspection | Ground Inspection | Ground Inspection | Ground Inspection | [18 empty] | EPSS,Ground Inspection, | EPSS Ground Inspection | EPSS Ground Inspection | EPSS,Ground Inspection, | EPSS Ground Inspection | EPSS Ground Inspection | EPSS,Aerial Inspection,Ground Inspection, | EPSS Aerial Inspection Ground Inspection | EPSS Aerial Inspection Ground Inspection |  |  |  | , | FALSE
RALSTON 11029126 | EPSS | EPSS | EPSS | [14 empty] | Aerial Inspection |  | Ground Inspection | [8 empty] | Down Conductor Detection (DCD) | [10 empty] | EPSS, | EPSS | EPSS | EPSS,Ground Inspection,Down Conductor Detection (DCD), | EPSS Ground Inspection Down Conductor Detection (DCD) | EPSS Ground Inspection Down Conductor Detection (DCD) | EPSS,Aerial Inspection, | EPSS Aerial Inspection | EPSS Aerial Inspection |  |  |  | , | FALSE
CLARKSVILLE 210951744 | EPSS | EPSS | EPSS | [7 empty] | Expulsion Fuse Replacement | [6 empty] | Aerial Inspection |  | Ground Inspection | Ground Inspection | [18 empty] | EPSS, | EPSS | EPSS | EPSS,Expulsion Fuse Replacement,Ground Inspection, | EPSS Expulsion Fuse Replacement Ground Inspection | EPSS Expulsion Fuse Replacement Ground Inspection | EPSS,Aerial Inspection,Ground Inspection, | EPSS Aerial Inspection Ground Inspection | EPSS Aerial Inspection Ground Inspection |  |  |  | , | FALSE
SAN RAFAEL 11042235 | EPSS | EPSS | EPSS | [14 empty] | Aerial Inspection |  | Ground Inspection | Ground Inspection | [18 empty] | EPSS, | EPSS | EPSS | EPSS,Ground Inspection, | EPSS Ground Inspection | EPSS Ground Inspection | EPSS,Aerial Inspection,Ground Inspection, | EPSS Aerial Inspection Ground Inspection | EPSS Aerial Inspection Ground Inspection |  |  |  | , | FALSE
POINT ARENA 11011296 | EPSS | EPSS | EPSS | [7 empty] | Expulsion Fuse Replacement | [5 empty] | Aerial Inspection | Aerial Inspection | Ground Inspection | Ground Inspection |  | Non-Pole Backlog | [6 empty] | Down Conductor Detection (DCD) | [10 empty] | EPSS,Ground Inspection,Non-Pole Backlog, | EPSS Ground Inspection Non-Pole Backlog | EPSS Ground Inspection Non-Pole Backlog | EPSS,Expulsion Fuse Replacement,Aerial Inspection,Ground Inspection,Down Conductor Detection (DCD), | EPSS Expulsion Fuse Replacement Aerial Inspection Ground Inspection Down Conductor Detection (DCD) | EPSS Expulsion Fuse Replacement Aerial Inspection Ground Inspection Down Conductor Detection (DCD) | EPSS,Aerial Inspection, | EPSS Aerial Inspection | EPSS Aerial Inspection |  |  |  | , | FALSE
GOLDTREE 1107CB | EPSS | EPSS | EPSS | [14 empty] | Aerial Inspection |  | Ground Inspection | [19 empty] | EPSS, | EPSS | EPSS | EPSS,Ground Inspection, | EPSS Ground Inspection | EPSS Ground Inspection | EPSS,Aerial Inspection, | EPSS Aerial Inspection | EPSS Aerial Inspection |  |  |  | , | FALSE
CLOVERDALE 1101CB | EPSS | EPSS | EPSS | [16 empty] | Ground Inspection | [19 empty] | EPSS, | EPSS | EPSS | EPSS,Ground Inspection, | EPSS Ground Inspection | EPSS Ground Inspection | EPSS, | EPSS | EPSS |  |  |  | , | FALSE
HARTLEY 1101658 | EPSS | EPSS | EPSS | [13 empty] | Aerial Inspection | Aerial Inspection | Ground Inspection | Ground Inspection | [7 empty] | Down Conductor Detection (DCD) | [11 empty] | EPSS,Ground Inspection,Down Conductor Detection (DCD), | EPSS Ground Inspection Down Conductor Detection (DCD) | EPSS Ground Inspection Down Conductor Detection (DCD) | EPSS,Aerial Inspection,Ground Inspection, | EPSS Aerial Inspection Ground Inspection | EPSS Aerial Inspection Ground Inspection | EPSS,Aerial Inspection, | EPSS Aerial Inspection | EPSS Aerial Inspection |  | Line Removal |  | ,Line Removal, | Line Removal | Line Removal
SAN RAMON 2117CB | EPSS | EPSS | EPSS | [14 empty] | Aerial Inspection |  | Ground Inspection | Ground Inspection | [18 empty] | EPSS, | EPSS | EPSS | EPSS,Ground Inspection, | EPSS Ground Inspection | EPSS Ground Inspection | EPSS,Aerial Inspection,Ground Inspection, | EPSS Aerial Inspection Ground Inspection | EPSS Aerial Inspection Ground Inspection |  |  |  | , | FALSE
SANTA YNEZ 1104117616 | EPSS | EPSS | EPSS | [14 empty] | Aerial Inspection |  | Ground Inspection | [19 empty] | EPSS, | EPSS | EPSS | EPSS,Ground Inspection, | EPSS Ground Inspection | EPSS Ground Inspection | EPSS,Aerial Inspection, | EPSS Aerial Inspection | EPSS Aerial Inspection |  |  |  | , | FALSE
EDES 1112CB | EPSS | EPSS | EPSS | [13 empty] | Aerial Inspection | Aerial Inspection | Ground Inspection | Ground Inspection | [19 empty] | EPSS,Ground Inspection, | EPSS Ground Inspection | EPSS Ground Inspection | EPSS,Aerial Inspection,Ground Inspection, | EPSS Aerial Inspection Ground Inspection | EPSS Aerial Inspection Ground Inspection | EPSS,Aerial Inspection, | EPSS Aerial Inspection | EPSS Aerial Inspection |  |  |  | , | FALSE
VIEJO 22029488 | EPSS | EPSS | EPSS | [8 empty] | Expulsion Fuse Replacement | [7 empty] | Ground Inspection | Ground Inspection | Non-Pole Backlog | [8 empty] | Line Sensors | [8 empty] | EPSS,Non-Pole Backlog,Line Sensors, | EPSS Non-Pole Backlog Line Sensors | EPSS Non-Pole Backlog Line Sensors | EPSS,Ground Inspection, | EPSS Ground Inspection | EPSS Ground Inspection | EPSS,Expulsion Fuse Replacement,Ground Inspection, | EPSS Expulsion Fuse Replacement Ground Inspection | EPSS Expulsion Fuse Replacement Ground Inspection |  |  |  | , | FALSE
BELL 1108339792 | EPSS | EPSS | EPSS | [13 empty] | Aerial Inspection | Aerial Inspection | Ground Inspection | Ground Inspection | [8 empty] | Down Conductor Detection (DCD) | [10 empty] | EPSS,Ground Inspection, | EPSS Ground Inspection | EPSS Ground Inspection | EPSS,Aerial Inspection,Ground Inspection,Down Conductor Detection (DCD), | EPSS Aerial Inspection Ground Inspection Down Conductor Detection (DCD) | EPSS Aerial Inspection Ground Inspection Down Conductor Detection (DCD) | EPSS,Aerial Inspection, | EPSS Aerial Inspection | EPSS Aerial Inspection |  |  |  | , | FALSE
LINCOLN 110195756 | EPSS | EPSS | EPSS | [17 empty] | Ground Inspection | [7 empty] | Down Conductor Detection (DCD) | [10 empty] | EPSS, | EPSS | EPSS | EPSS,Down Conductor Detection (DCD), | EPSS Down Conductor Detection (DCD) | EPSS Down Conductor Detection (DCD) | EPSS,Ground Inspection, | EPSS Ground Inspection | EPSS Ground Inspection |  |  |  | , | FALSE
RIO DEL MAR 0401931192 | EPSS | EPSS | EPSS | [15 empty] | Ground Inspection | Ground Inspection | Ground Inspection | [18 empty] | EPSS,Ground Inspection, | EPSS Ground Inspection | EPSS Ground Inspection | EPSS,Ground Inspection, | EPSS Ground Inspection | EPSS Ground Inspection | EPSS,Ground Inspection, | EPSS Ground Inspection | EPSS Ground Inspection |  |  |  | , | FALSE
LINCOLN 1104275986 | EPSS | EPSS | EPSS | Undergrounding |  |  | Overhead Hardening | Overhead Hardening | [12 empty] | Ground Inspection | [7 empty] | Down Conductor Detection (DCD) |  |  |  |  | Line Removal | Line Removal |  |  |  |  | EPSS,Undergrounding,Overhead Hardening,Line Removal, | EPSS Undergrounding Overhead Hardening Line Removal | EPSS Undergrounding Overhead Hardening Line Removal | EPSS,Overhead Hardening,Down Conductor Detection (DCD),Line Removal, | EPSS Overhead Hardening Down Conductor Detection (DCD) Line Removal | EPSS Overhead Hardening Down Conductor Detection (DCD) Line Removal | EPSS,Ground Inspection, | EPSS Ground Inspection | EPSS Ground Inspection |  |  |  | , | FALSE
SOBRANTE 110142914 | EPSS | EPSS | EPSS | [13 empty] | Aerial Inspection | Aerial Inspection | Ground Inspection | Ground Inspection |  | Non-Pole Backlog | [7 empty] | Down Conductor Detection (DCD) | Line Sensors | [8 empty] | EPSS,Ground Inspection,Non-Pole Backlog,Line Sensors, | EPSS Ground Inspection Non-Pole Backlog Line Sensors | EPSS Ground Inspection Non-Pole Backlog Line Sensors | EPSS,Aerial Inspection,Ground Inspection, | EPSS Aerial Inspection Ground Inspection | EPSS Aerial Inspection Ground Inspection | EPSS,Aerial Inspection,Down Conductor Detection (DCD), | EPSS Aerial Inspection Down Conductor Detection (DCD) | EPSS Aerial Inspection Down Conductor Detection (DCD) |  |  |  | , | FALSE
OCEANO 1104CB | EPSS | EPSS | EPSS | [8 empty] | Expulsion Fuse Replacement |  |  |  |  | Aerial Inspection | Aerial Inspection | Ground Inspection | Ground Inspection | Ground Inspection | Non-Pole Backlog | [17 empty] | EPSS,Ground Inspection,Non-Pole Backlog, | EPSS Ground Inspection Non-Pole Backlog | EPSS Ground Inspection Non-Pole Backlog | EPSS,Aerial Inspection,Ground Inspection, | EPSS Aerial Inspection Ground Inspection | EPSS Aerial Inspection Ground Inspection | EPSS,Expulsion Fuse Replacement,Aerial Inspection,Ground Inspection, | EPSS Expulsion Fuse Replacement Aerial Inspection Ground Inspection | EPSS Expulsion Fuse Replacement Aerial Inspection Ground Inspection |  |  |  | , | FALSE
JESSUP 1101CB | EPSS | EPSS | EPSS | [13 empty] | Aerial Inspection |  | Ground Inspection |  | Ground Inspection | [18 empty] | EPSS,Ground Inspection, | EPSS Ground Inspection | EPSS Ground Inspection | EPSS,Aerial Inspection, | EPSS Aerial Inspection | EPSS Aerial Inspection | EPSS,Ground Inspection, | EPSS Ground Inspection | EPSS Ground Inspection |  |  |  | , | FALSE
SAN RAFAEL 1107434 | EPSS | EPSS | EPSS | [8 empty] | Expulsion Fuse Replacement |  |  |  |  | Aerial Inspection |  | Ground Inspection | [9 empty] | Down Conductor Detection (DCD) |  | Line Sensors | [8 empty] | EPSS,Ground Inspection,Line Sensors, | EPSS Ground Inspection Line Sensors | EPSS Ground Inspection Line Sensors | EPSS,Aerial Inspection,Down Conductor Detection (DCD), | EPSS Aerial Inspection Down Conductor Detection (DCD) | EPSS Aerial Inspection Down Conductor Detection (DCD) | EPSS,Expulsion Fuse Replacement, | EPSS Expulsion Fuse Replacement | EPSS Expulsion Fuse Replacement |  |  |  | , | FALSE
PALMER 110198478 | EPSS | EPSS | EPSS | [14 empty] | Aerial Inspection |  | Ground Inspection | Ground Inspection | [6 empty] | Down Conductor Detection (DCD) | [11 empty] | EPSS,Down Conductor Detection (DCD), | EPSS Down Conductor Detection (DCD) | EPSS Down Conductor Detection (DCD) | EPSS,Ground Inspection, | EPSS Ground Inspection | EPSS Ground Inspection | EPSS,Aerial Inspection,Ground Inspection, | EPSS Aerial Inspection Ground Inspection | EPSS Aerial Inspection Ground Inspection |  |  |  | , | FALSE
MORAGA 1102221914 | EPSS | EPSS | EPSS | [13 empty] | Aerial Inspection | Aerial Inspection | Ground Inspection | Ground Inspection | Ground Inspection | Non-Pole Backlog | [8 empty] | Line Sensors | [8 empty] | EPSS,Ground Inspection,Non-Pole Backlog,Line Sensors, | EPSS Ground Inspection Non-Pole Backlog Line Sensors | EPSS Ground Inspection Non-Pole Backlog Line Sensors | EPSS,Aerial Inspection,Ground Inspection, | EPSS Aerial Inspection Ground Inspection | EPSS Aerial Inspection Ground Inspection | EPSS,Aerial Inspection,Ground Inspection, | EPSS Aerial Inspection Ground Inspection | EPSS Aerial Inspection Ground Inspection |  |  |  | , | FALSE
MORGAN HILL 2110654924 | EPSS | EPSS | EPSS | [6 empty] | Expulsion Fuse Replacement | [6 empty] | Aerial Inspection | Aerial Inspection | Ground Inspection | Ground Inspection | Ground Inspection | [15 empty] | Pole Backlog |  |  | EPSS,Expulsion Fuse Replacement,Ground Inspection,Pole Backlog, | EPSS Expulsion Fuse Replacement Ground Inspection Pole Backlog | EPSS Expulsion Fuse Replacement Ground Inspection Pole Backlog | EPSS,Aerial Inspection,Ground Inspection, | EPSS Aerial Inspection Ground Inspection | EPSS Aerial Inspection Ground Inspection | EPSS,Aerial Inspection,Ground Inspection, | EPSS Aerial Inspection Ground Inspection | EPSS Aerial Inspection Ground Inspection |  |  |  | , | FALSE
PERRY 1101200598 | EPSS | EPSS | EPSS | [13 empty] | Aerial Inspection | Aerial Inspection | Ground Inspection | Ground Inspection | Ground Inspection | Non-Pole Backlog | [7 empty] | Down Conductor Detection (DCD) | [9 empty] | EPSS,Ground Inspection,Non-Pole Backlog, | EPSS Ground Inspection Non-Pole Backlog | EPSS Ground Inspection Non-Pole Backlog | EPSS,Aerial Inspection,Ground Inspection, | EPSS Aerial Inspection Ground Inspection | EPSS Aerial Inspection Ground Inspection | EPSS,Aerial Inspection,Ground Inspection,Down Conductor Detection (DCD), | EPSS Aerial Inspection Ground Inspection Down Conductor Detection (DCD) | EPSS Aerial Inspection Ground Inspection Down Conductor Detection (DCD) |  |  |  | , | FALSE
PHILO 1102920 | EPSS | EPSS | EPSS | [6 empty] | Expulsion Fuse Replacement | Expulsion Fuse Replacement | [5 empty] | Aerial Inspection | Aerial Inspection | Ground Inspection | Ground Inspection | [7 empty] | Down Conductor Detection (DCD) | [11 empty] | EPSS,Expulsion Fuse Replacement,Ground Inspection,Down Conductor Detection (DCD), | EPSS Expulsion Fuse Replacement Ground Inspection Down Conductor Detection (DCD) | EPSS Expulsion Fuse Replacement Ground Inspection Down Conductor Detection (DCD) | EPSS,Expulsion Fuse Replacement,Aerial Inspection,Ground Inspection, | EPSS Expulsion Fuse Replacement Aerial Inspection Ground Inspection | EPSS Expulsion Fuse Replacement Aerial Inspection Ground Inspection | EPSS,Aerial Inspection, | EPSS Aerial Inspection | EPSS Aerial Inspection |  |  |  | , | FALSE
VIEJO 220292792 | EPSS | EPSS | EPSS | [16 empty] | Ground Inspection | Ground Inspection | [9 empty] | Line Sensors | [8 empty] | EPSS,Line Sensors, | EPSS Line Sensors | EPSS Line Sensors | EPSS,Ground Inspection, | EPSS Ground Inspection | EPSS Ground Inspection | EPSS,Ground Inspection, | EPSS Ground Inspection | EPSS Ground Inspection |  |  |  | , | FALSE
TULUCAY 1101628 | EPSS | EPSS | EPSS | [13 empty] | Aerial Inspection | Aerial Inspection | Ground Inspection | Ground Inspection | [8 empty] | Down Conductor Detection (DCD) | [10 empty] | EPSS,Ground Inspection, | EPSS Ground Inspection | EPSS Ground Inspection | EPSS,Aerial Inspection,Ground Inspection,Down Conductor Detection (DCD), | EPSS Aerial Inspection Ground Inspection Down Conductor Detection (DCD) | EPSS Aerial Inspection Ground Inspection Down Conductor Detection (DCD) | EPSS,Aerial Inspection, | EPSS Aerial Inspection | EPSS Aerial Inspection |  |  |  | , | FALSE
FITCH MOUNTAIN 1113154 | EPSS | EPSS | EPSS | [8 empty] | Expulsion Fuse Replacement |  |  |  |  | Aerial Inspection |  | Ground Inspection | [9 empty] | Down Conductor Detection (DCD) | [10 empty] | EPSS,Ground Inspection, | EPSS Ground Inspection | EPSS Ground Inspection | EPSS,Aerial Inspection,Down Conductor Detection (DCD), | EPSS Aerial Inspection Down Conductor Detection (DCD) | EPSS Aerial Inspection Down Conductor Detection (DCD) | EPSS,Expulsion Fuse Replacement, | EPSS Expulsion Fuse Replacement | EPSS Expulsion Fuse Replacement |  |  |  | , | FALSE
BIG RIVER 110155402 | EPSS | EPSS | EPSS | [7 empty] | Expulsion Fuse Replacement | [5 empty] | Aerial Inspection | Aerial Inspection | Ground Inspection | Ground Inspection | Ground Inspection | Non-Pole Backlog | [5 empty] | Down Conductor Detection (DCD) | [11 empty] | EPSS,Ground Inspection,Non-Pole Backlog,Down Conductor Detection (DCD), | EPSS Ground Inspection Non-Pole Backlog Down Conductor Detection (DCD) | EPSS Ground Inspection Non-Pole Backlog Down Conductor Detection (DCD) | EPSS,Expulsion Fuse Replacement,Aerial Inspection,Ground Inspection, | EPSS Expulsion Fuse Replacement Aerial Inspection Ground Inspection | EPSS Expulsion Fuse Replacement Aerial Inspection Ground Inspection | EPSS,Aerial Inspection,Ground Inspection, | EPSS Aerial Inspection Ground Inspection | EPSS Aerial Inspection Ground Inspection |  |  |  | , | FALSE
PAUL SWEET 2102168368 | EPSS | EPSS | EPSS | [17 empty] | Ground Inspection | [18 empty] | EPSS, | EPSS | EPSS | EPSS, | EPSS | EPSS | EPSS,Ground Inspection, | EPSS Ground Inspection | EPSS Ground Inspection |  |  |  | , | FALSE
PUEBLO 2103694 | EPSS | EPSS | EPSS | [14 empty] | Aerial Inspection |  | Ground Inspection | Ground Inspection | [18 empty] | EPSS, | EPSS | EPSS | EPSS,Ground Inspection, | EPSS Ground Inspection | EPSS Ground Inspection | EPSS,Aerial Inspection,Ground Inspection, | EPSS Aerial Inspection Ground Inspection | EPSS Aerial Inspection Ground Inspection |  |  |  | , | FALSE
BIG MEADOWS 21012586 | EPSS | EPSS | EPSS | Undergrounding | [5 empty] | Expulsion Fuse Replacement | [6 empty] | Aerial Inspection | Aerial Inspection | Ground Inspection | Ground Inspection | Ground Inspection | [6 empty] | Down Conductor Detection (DCD) |  |  | Line Sensors | [8 empty] | EPSS,Undergrounding,Expulsion Fuse Replacement,Ground Inspection,Down Conductor Detection (DCD),Line Sensors, | EPSS Undergrounding Expulsion Fuse Replacement Ground Inspection Down Conductor Detection (DCD) Line Sensors | EPSS Undergrounding Expulsion Fuse Replacement Ground Inspection Down Conductor Detection (DCD) Line Sensors | EPSS,Aerial Inspection,Ground Inspection, | EPSS Aerial Inspection Ground Inspection | EPSS Aerial Inspection Ground Inspection | EPSS,Aerial Inspection,Ground Inspection, | EPSS Aerial Inspection Ground Inspection | EPSS Aerial Inspection Ground Inspection |  |  |  | , | FALSE
CLARK ROAD 11022044 | EPSS | EPSS | EPSS | [6 empty] | Expulsion Fuse Replacement | [6 empty] | Aerial Inspection | Aerial Inspection | Ground Inspection | Ground Inspection | [7 empty] | Down Conductor Detection (DCD) | [11 empty] | EPSS,Expulsion Fuse Replacement,Ground Inspection,Down Conductor Detection (DCD), | EPSS Expulsion Fuse Replacement Ground Inspection Down Conductor Detection (DCD) | EPSS Expulsion Fuse Replacement Ground Inspection Down Conductor Detection (DCD) | EPSS,Aerial Inspection,Ground Inspection, | EPSS Aerial Inspection Ground Inspection | EPSS Aerial Inspection Ground Inspection | EPSS,Aerial Inspection, | EPSS Aerial Inspection | EPSS Aerial Inspection |  |  |  | , | FALSE
SANTA ROSA A 1104991788 | EPSS | EPSS | EPSS | [8 empty] | Expulsion Fuse Replacement | [8 empty] | Ground Inspection | [6 empty] | Down Conductor Detection (DCD) |  |  | Line Sensors | [8 empty] | EPSS,Down Conductor Detection (DCD),Line Sensors, | EPSS Down Conductor Detection (DCD) Line Sensors | EPSS Down Conductor Detection (DCD) Line Sensors | EPSS, | EPSS | EPSS | EPSS,Expulsion Fuse Replacement,Ground Inspection, | EPSS Expulsion Fuse Replacement Ground Inspection | EPSS Expulsion Fuse Replacement Ground Inspection |  |  |  | , | FALSE
BELL 110880680 | EPSS | EPSS | EPSS | [13 empty] | Aerial Inspection | Aerial Inspection | Ground Inspection | Ground Inspection | [8 empty] | Down Conductor Detection (DCD) | [10 empty] | EPSS,Ground Inspection, | EPSS Ground Inspection | EPSS Ground Inspection | EPSS,Aerial Inspection,Ground Inspection,Down Conductor Detection (DCD), | EPSS Aerial Inspection Ground Inspection Down Conductor Detection (DCD) | EPSS Aerial Inspection Ground Inspection Down Conductor Detection (DCD) | EPSS,Aerial Inspection, | EPSS Aerial Inspection | EPSS Aerial Inspection |  |  |  | , | FALSE
WOODSIDE 11049116 | EPSS | EPSS | EPSS | [8 empty] | Expulsion Fuse Replacement | [5 empty] | Aerial Inspection |  | Ground Inspection | Ground Inspection | Non-Pole Backlog | [6 empty] | Down Conductor Detection (DCD) | [10 empty] | EPSS,Non-Pole Backlog, | EPSS Non-Pole Backlog | EPSS Non-Pole Backlog | EPSS,Ground Inspection,Down Conductor Detection (DCD), | EPSS Ground Inspection Down Conductor Detection (DCD) | EPSS Ground Inspection Down Conductor Detection (DCD) | EPSS,Expulsion Fuse Replacement,Aerial Inspection,Ground Inspection, | EPSS Expulsion Fuse Replacement Aerial Inspection Ground Inspection | EPSS Expulsion Fuse Replacement Aerial Inspection Ground Inspection |  |  |  | , | FALSE
MC ARTHUR 11011544 | EPSS | EPSS | EPSS | [13 empty] | Aerial Inspection | Aerial Inspection | Ground Inspection | Ground Inspection | [7 empty] | Down Conductor Detection (DCD) | [11 empty] | EPSS,Ground Inspection,Down Conductor Detection (DCD), | EPSS Ground Inspection Down Conductor Detection (DCD) | EPSS Ground Inspection Down Conductor Detection (DCD) | EPSS,Aerial Inspection,Ground Inspection, | EPSS Aerial Inspection Ground Inspection | EPSS Aerial Inspection Ground Inspection | EPSS,Aerial Inspection, | EPSS Aerial Inspection | EPSS Aerial Inspection |  |  |  | , | FALSE
MORRO BAY 1101V70 | EPSS | EPSS | EPSS | [15 empty] | Ground Inspection | [20 empty] | EPSS,Ground Inspection, | EPSS Ground Inspection | EPSS Ground Inspection | EPSS, | EPSS | EPSS | EPSS, | EPSS | EPSS |  |  |  | , | FALSE
OLETA 110151740 | EPSS | EPSS | EPSS | [6 empty] | Expulsion Fuse Replacement | [6 empty] | Aerial Inspection | Aerial Inspection | Ground Inspection | Ground Inspection | Ground Inspection | [6 empty] | Down Conductor Detection (DCD) | [8 empty] | Pole Backlog |  |  | EPSS,Expulsion Fuse Replacement,Ground Inspection,Down Conductor Detection (DCD),Pole Backlog, | EPSS Expulsion Fuse Replacement Ground Inspection Down Conductor Detection (DCD) Pole Backlog | EPSS Expulsion Fuse Replacement Ground Inspection Down Conductor Detection (DCD) Pole Backlog | EPSS,Aerial Inspection,Ground Inspection, | EPSS Aerial Inspection Ground Inspection | EPSS Aerial Inspection Ground Inspection | EPSS,Aerial Inspection,Ground Inspection, | EPSS Aerial Inspection Ground Inspection | EPSS Aerial Inspection Ground Inspection |  |  |  | , | FALSE
HALF MOON BAY 1103CB | EPSS | EPSS | EPSS | [13 empty] | Aerial Inspection |  | Ground Inspection |  |  |  | Non-Pole Backlog | [7 empty] | Line Sensors | [8 empty] | EPSS,Ground Inspection,Line Sensors, | EPSS Ground Inspection Line Sensors | EPSS Ground Inspection Line Sensors | EPSS,Aerial Inspection,Non-Pole Backlog, | EPSS Aerial Inspection Non-Pole Backlog | EPSS Aerial Inspection Non-Pole Backlog | EPSS, | EPSS | EPSS |  |  |  | , | FALSE
TOCALOMA 0241CB | EPSS | EPSS | EPSS | [36 empty] | EPSS, | EPSS | EPSS | EPSS, | EPSS | EPSS | EPSS, | EPSS | EPSS |  |  |  | , | FALSE
RESERVATION ROAD 11023032 | EPSS | EPSS | EPSS | [8 empty] | Expulsion Fuse Replacement |  |  |  |  | Aerial Inspection | Aerial Inspection | Ground Inspection | Ground Inspection | Ground Inspection | Non-Pole Backlog | [6 empty] | Down Conductor Detection (DCD) | [10 empty] | EPSS,Ground Inspection,Non-Pole Backlog, | EPSS Ground Inspection Non-Pole Backlog | EPSS Ground Inspection Non-Pole Backlog | EPSS,Aerial Inspection,Ground Inspection,Down Conductor Detection (DCD), | EPSS Aerial Inspection Ground Inspection Down Conductor Detection (DCD) | EPSS Aerial Inspection Ground Inspection Down Conductor Detection (DCD) | EPSS,Expulsion Fuse Replacement,Aerial Inspection,Ground Inspection, | EPSS Expulsion Fuse Replacement Aerial Inspection Ground Inspection | EPSS Expulsion Fuse Replacement Aerial Inspection Ground Inspection |  |  |  | , | FALSE
SAN RAFAEL 1103CB | EPSS | EPSS | EPSS | [16 empty] | Ground Inspection | Ground Inspection | [18 empty] | EPSS, | EPSS | EPSS | EPSS,Ground Inspection, | EPSS Ground Inspection | EPSS Ground Inspection | EPSS,Ground Inspection, | EPSS Ground Inspection | EPSS Ground Inspection |  |  |  | , | FALSE
FORT BRAGG A 11021226 | EPSS | EPSS | EPSS | [13 empty] | Aerial Inspection | Aerial Inspection | Ground Inspection | Ground Inspection |  |  |  | Non-Pole Backlog | [6 empty] | Line Sensors | [8 empty] | EPSS,Ground Inspection,Line Sensors, | EPSS Ground Inspection Line Sensors | EPSS Ground Inspection Line Sensors | EPSS,Aerial Inspection,Ground Inspection, | EPSS Aerial Inspection Ground Inspection | EPSS Aerial Inspection Ground Inspection | EPSS,Aerial Inspection,Non-Pole Backlog, | EPSS Aerial Inspection Non-Pole Backlog | EPSS Aerial Inspection Non-Pole Backlog |  |  |  | , | FALSE
PACIFICA 1103915474 | EPSS | EPSS | EPSS | [16 empty] | Ground Inspection | Ground Inspection | Non-Pole Backlog | [6 empty] | Down Conductor Detection (DCD) | [10 empty] | EPSS,Non-Pole Backlog, | EPSS Non-Pole Backlog | EPSS Non-Pole Backlog | EPSS,Ground Inspection,Down Conductor Detection (DCD), | EPSS Ground Inspection Down Conductor Detection (DCD) | EPSS Ground Inspection Down Conductor Detection (DCD) | EPSS,Ground Inspection, | EPSS Ground Inspection | EPSS Ground Inspection |  |  |  | , | FALSE
VIEJO 2203573610 | EPSS | EPSS | EPSS | [17 empty] | Ground Inspection | [9 empty] | Line Sensors | [8 empty] | EPSS,Line Sensors, | EPSS Line Sensors | EPSS Line Sensors | EPSS, | EPSS | EPSS | EPSS,Ground Inspection, | EPSS Ground Inspection | EPSS Ground Inspection |  |  |  | , | FALSE
MAGUNDEN 1108250674 | EPSS | EPSS | EPSS | [8 empty] | Expulsion Fuse Replacement | Surge Arrestor Replacement |  |  |  | Aerial Inspection | Aerial Inspection | Ground Inspection | Ground Inspection | Ground Inspection | Non-Pole Backlog | [6 empty] | Down Conductor Detection (DCD) | [10 empty] | EPSS,Surge Arrestor Replacement,Ground Inspection,Non-Pole Backlog, | EPSS Surge Arrestor Replacement Ground Inspection Non-Pole Backlog | EPSS Surge Arrestor Replacement Ground Inspection Non-Pole Backlog | EPSS,Aerial Inspection,Ground Inspection,Down Conductor Detection (DCD), | EPSS Aerial Inspection Ground Inspection Down Conductor Detection (DCD) | EPSS Aerial Inspection Ground Inspection Down Conductor Detection (DCD) | EPSS,Expulsion Fuse Replacement,Aerial Inspection,Ground Inspection, | EPSS Expulsion Fuse Replacement Aerial Inspection Ground Inspection | EPSS Expulsion Fuse Replacement Aerial Inspection Ground Inspection |  |  |  | , | FALSE
SWIFT 2109XR300 | EPSS | EPSS | EPSS | [13 empty] | Aerial Inspection |  | Ground Inspection | Ground Inspection | Ground Inspection | [18 empty] | EPSS,Ground Inspection, | EPSS Ground Inspection | EPSS Ground Inspection | EPSS,Aerial Inspection,Ground Inspection, | EPSS Aerial Inspection Ground Inspection | EPSS Aerial Inspection Ground Inspection | EPSS,Ground Inspection, | EPSS Ground Inspection | EPSS Ground Inspection |  |  |  | , | FALSE
PETALUMA C 1109373772 | EPSS | EPSS | EPSS | [24 empty] | Down Conductor Detection (DCD) |  |  | Line Sensors | [8 empty] | EPSS,Down Conductor Detection (DCD),Line Sensors, | EPSS Down Conductor Detection (DCD) Line Sensors | EPSS Down Conductor Detection (DCD) Line Sensors | EPSS, | EPSS | EPSS | EPSS, | EPSS | EPSS |  |  |  | , | FALSE
PEABODY 2108CB | EPSS | EPSS | EPSS | [14 empty] | Aerial Inspection | Ground Inspection | Ground Inspection | Ground Inspection | Non-Pole Backlog | [17 empty] | EPSS,Ground Inspection,Non-Pole Backlog, | EPSS Ground Inspection Non-Pole Backlog | EPSS Ground Inspection Non-Pole Backlog | EPSS,Ground Inspection, | EPSS Ground Inspection | EPSS Ground Inspection | EPSS,Aerial Inspection,Ground Inspection, | EPSS Aerial Inspection Ground Inspection | EPSS Aerial Inspection Ground Inspection |  |  |  | , | FALSE
UKIAH 111472990 | EPSS | EPSS | EPSS | [7 empty] | Expulsion Fuse Replacement | [5 empty] | Aerial Inspection | Aerial Inspection | Ground Inspection | Ground Inspection | [8 empty] | Down Conductor Detection (DCD) | [7 empty] | Pole Backlog |  |  | EPSS,Ground Inspection,Pole Backlog, | EPSS Ground Inspection Pole Backlog | EPSS Ground Inspection Pole Backlog | EPSS,Expulsion Fuse Replacement,Aerial Inspection,Ground Inspection,Down Conductor Detection (DCD), | EPSS Expulsion Fuse Replacement Aerial Inspection Ground Inspection Down Conductor Detection (DCD) | EPSS Expulsion Fuse Replacement Aerial Inspection Ground Inspection Down Conductor Detection (DCD) | EPSS,Aerial Inspection, | EPSS Aerial Inspection | EPSS Aerial Inspection |  |  |  | , | FALSE
MONROE 2103848530 | EPSS | EPSS | EPSS | [14 empty] | Aerial Inspection |  | Ground Inspection | Ground Inspection | [18 empty] | EPSS, | EPSS | EPSS | EPSS,Ground Inspection, | EPSS Ground Inspection | EPSS Ground Inspection | EPSS,Aerial Inspection,Ground Inspection, | EPSS Aerial Inspection Ground Inspection | EPSS Aerial Inspection Ground Inspection |  |  |  | , | FALSE
VIEJO 2204385618 | EPSS | EPSS | EPSS | [8 empty] | Expulsion Fuse Replacement | [5 empty] | Aerial Inspection |  | Ground Inspection | Ground Inspection | [7 empty] | Down Conductor Detection (DCD) |  | Line Sensors | [8 empty] | EPSS,Line Sensors, | EPSS Line Sensors | EPSS Line Sensors | EPSS,Ground Inspection,Down Conductor Detection (DCD), | EPSS Ground Inspection Down Conductor Detection (DCD) | EPSS Ground Inspection Down Conductor Detection (DCD) | EPSS,Expulsion Fuse Replacement,Aerial Inspection,Ground Inspection, | EPSS Expulsion Fuse Replacement Aerial Inspection Ground Inspection | EPSS Expulsion Fuse Replacement Aerial Inspection Ground Inspection |  |  |  | , | FALSE
SAN LEANDRO U 1109936988 | EPSS | EPSS | EPSS | [8 empty] | Expulsion Fuse Replacement |  |  |  |  | Aerial Inspection | Aerial Inspection | Ground Inspection | Ground Inspection | Ground Inspection | Non-Pole Backlog | [6 empty] | Down Conductor Detection (DCD) | [10 empty] | EPSS,Ground Inspection,Non-Pole Backlog, | EPSS Ground Inspection Non-Pole Backlog | EPSS Ground Inspection Non-Pole Backlog | EPSS,Aerial Inspection,Ground Inspection,Down Conductor Detection (DCD), | EPSS Aerial Inspection Ground Inspection Down Conductor Detection (DCD) | EPSS Aerial Inspection Ground Inspection Down Conductor Detection (DCD) | EPSS,Expulsion Fuse Replacement,Aerial Inspection,Ground Inspection, | EPSS Expulsion Fuse Replacement Aerial Inspection Ground Inspection | EPSS Expulsion Fuse Replacement Aerial Inspection Ground Inspection |  |  |  | , | FALSE
RIO DELL 110270960 | EPSS | EPSS | EPSS | [7 empty] | Expulsion Fuse Replacement | [5 empty] | Aerial Inspection | Aerial Inspection | Ground Inspection | Ground Inspection |  | Non-Pole Backlog | [6 empty] | Down Conductor Detection (DCD) | [10 empty] | EPSS,Ground Inspection,Non-Pole Backlog, | EPSS Ground Inspection Non-Pole Backlog | EPSS Ground Inspection Non-Pole Backlog | EPSS,Expulsion Fuse Replacement,Aerial Inspection,Ground Inspection,Down Conductor Detection (DCD), | EPSS Expulsion Fuse Replacement Aerial Inspection Ground Inspection Down Conductor Detection (DCD) | EPSS Expulsion Fuse Replacement Aerial Inspection Ground Inspection Down Conductor Detection (DCD) | EPSS,Aerial Inspection, | EPSS Aerial Inspection | EPSS Aerial Inspection |  |  |  | , | FALSE
BRUNSWICK 1104CB | EPSS | EPSS | EPSS | [13 empty] | Aerial Inspection |  | Ground Inspection |  | Ground Inspection | [18 empty] | EPSS,Ground Inspection, | EPSS Ground Inspection | EPSS Ground Inspection | EPSS,Aerial Inspection, | EPSS Aerial Inspection | EPSS Aerial Inspection | EPSS,Ground Inspection, | EPSS Ground Inspection | EPSS Ground Inspection |  |  |  | , | FALSE
WILLOW PASS 1101CB | EPSS | EPSS | EPSS | [13 empty] | Aerial Inspection | Aerial Inspection | Ground Inspection | Ground Inspection |  | Non-Pole Backlog | [17 empty] | EPSS,Ground Inspection,Non-Pole Backlog, | EPSS Ground Inspection Non-Pole Backlog | EPSS Ground Inspection Non-Pole Backlog | EPSS,Aerial Inspection,Ground Inspection, | EPSS Aerial Inspection Ground Inspection | EPSS Aerial Inspection Ground Inspection | EPSS,Aerial Inspection, | EPSS Aerial Inspection | EPSS Aerial Inspection |  |  |  | , | FALSE
HIGGINS 1110CB | EPSS | EPSS | EPSS | [13 empty] | Aerial Inspection | Aerial Inspection | Ground Inspection | Ground Inspection | Ground Inspection | [18 empty] | EPSS,Ground Inspection, | EPSS Ground Inspection | EPSS Ground Inspection | EPSS,Aerial Inspection,Ground Inspection, | EPSS Aerial Inspection Ground Inspection | EPSS Aerial Inspection Ground Inspection | EPSS,Aerial Inspection,Ground Inspection, | EPSS Aerial Inspection Ground Inspection | EPSS Aerial Inspection Ground Inspection |  |  |  | , | FALSE
LAS GALLINAS A 1106228906 | EPSS | EPSS | EPSS | [7 empty] | Expulsion Fuse Replacement | Expulsion Fuse Replacement | [5 empty] | Aerial Inspection |  | Ground Inspection | Ground Inspection |  |  | Non-Pole Backlog | [5 empty] | Down Conductor Detection (DCD) | [9 empty] | EPSS, | EPSS | EPSS | EPSS,Expulsion Fuse Replacement,Ground Inspection, | EPSS Expulsion Fuse Replacement Ground Inspection | EPSS Expulsion Fuse Replacement Ground Inspection | EPSS,Expulsion Fuse Replacement,Aerial Inspection,Ground Inspection,Non-Pole Backlog,Down Conductor Detection (DCD), | EPSS Expulsion Fuse Replacement Aerial Inspection Ground Inspection Non-Pole Backlog Down Conductor Detection (DCD) | EPSS Expulsion Fuse Replacement Aerial Inspection Ground Inspection Non-Pole Backlog Down Conductor Detection (DCD) |  |  |  | , | FALSE
OLEMA 1101602 | EPSS | EPSS | EPSS | [7 empty] | Expulsion Fuse Replacement | Expulsion Fuse Replacement |  |  |  |  | Aerial Inspection | Aerial Inspection | Ground Inspection | Ground Inspection | Ground Inspection | Non-Pole Backlog | [6 empty] | Down Conductor Detection (DCD) | [6 empty] | Line Removal |  |  |  | EPSS,Ground Inspection,Non-Pole Backlog, | EPSS Ground Inspection Non-Pole Backlog | EPSS Ground Inspection Non-Pole Backlog | EPSS,Expulsion Fuse Replacement,Aerial Inspection,Ground Inspection,Down Conductor Detection (DCD), | EPSS Expulsion Fuse Replacement Aerial Inspection Ground Inspection Down Conductor Detection (DCD) | EPSS Expulsion Fuse Replacement Aerial Inspection Ground Inspection Down Conductor Detection (DCD) | EPSS,Expulsion Fuse Replacement,Aerial Inspection,Ground Inspection,Line Removal, | EPSS Expulsion Fuse Replacement Aerial Inspection Ground Inspection Line Removal | EPSS Expulsion Fuse Replacement Aerial Inspection Ground Inspection Line Removal |  |  |  | , | FALSE
IGNACIO 1105318 | EPSS | EPSS | EPSS | [8 empty] | Expulsion Fuse Replacement |  |  |  |  | Aerial Inspection | Aerial Inspection | Ground Inspection | Ground Inspection | Ground Inspection | Non-Pole Backlog | [6 empty] | Down Conductor Detection (DCD) | [10 empty] | EPSS,Ground Inspection,Non-Pole Backlog, | EPSS Ground Inspection Non-Pole Backlog | EPSS Ground Inspection Non-Pole Backlog | EPSS,Aerial Inspection,Ground Inspection,Down Conductor Detection (DCD), | EPSS Aerial Inspection Ground Inspection Down Conductor Detection (DCD) | EPSS Aerial Inspection Ground Inspection Down Conductor Detection (DCD) | EPSS,Expulsion Fuse Replacement,Aerial Inspection,Ground Inspection, | EPSS Expulsion Fuse Replacement Aerial Inspection Ground Inspection | EPSS Expulsion Fuse Replacement Aerial Inspection Ground Inspection |  |  |  | , | FALSE
ATASCADERO 1103A46 | EPSS | EPSS | EPSS | [13 empty] | Aerial Inspection | Aerial Inspection |  | Ground Inspection | Ground Inspection | Non-Pole Backlog | [5 empty] | Down Conductor Detection (DCD) | [11 empty] | EPSS,Non-Pole Backlog,Down Conductor Detection (DCD), | EPSS Non-Pole Backlog Down Conductor Detection (DCD) | EPSS Non-Pole Backlog Down Conductor Detection (DCD) | EPSS,Aerial Inspection,Ground Inspection, | EPSS Aerial Inspection Ground Inspection | EPSS Aerial Inspection Ground Inspection | EPSS,Aerial Inspection,Ground Inspection, | EPSS Aerial Inspection Ground Inspection | EPSS Aerial Inspection Ground Inspection |  |  |  | , | FALSE
EAST QUINCY 1101951424 | EPSS | EPSS | EPSS | [14 empty] | Aerial Inspection |  | Ground Inspection | Ground Inspection | Non-Pole Backlog | [17 empty] | EPSS,Non-Pole Backlog, | EPSS Non-Pole Backlog | EPSS Non-Pole Backlog | EPSS,Ground Inspection, | EPSS Ground Inspection | EPSS Ground Inspection | EPSS,Aerial Inspection,Ground Inspection, | EPSS Aerial Inspection Ground Inspection | EPSS Aerial Inspection Ground Inspection |  |  |  | , | FALSE
CAMP EVERS 2105CB | EPSS | EPSS | EPSS | [17 empty] | Ground Inspection | [18 empty] | EPSS, | EPSS | EPSS | EPSS, | EPSS | EPSS | EPSS,Ground Inspection, | EPSS Ground Inspection | EPSS Ground Inspection |  |  |  | , | FALSE
DUNBAR 1101CB | EPSS | EPSS | EPSS | Undergrounding | Undergrounding | [8 empty] | Surge Arrestor Replacement |  |  | Aerial Inspection | Aerial Inspection | Ground Inspection | Ground Inspection | Ground Inspection | [18 empty] | EPSS,Undergrounding,Ground Inspection, | EPSS Undergrounding Ground Inspection | EPSS Undergrounding Ground Inspection | EPSS,Undergrounding,Surge Arrestor Replacement,Aerial Inspection,Ground Inspection, | EPSS Undergrounding Surge Arrestor Replacement Aerial Inspection Ground Inspection | EPSS Undergrounding Surge Arrestor Replacement Aerial Inspection Ground Inspection | EPSS,Aerial Inspection,Ground Inspection, | EPSS Aerial Inspection Ground Inspection | EPSS Aerial Inspection Ground Inspection |  |  |  | , | FALSE
WILLITS 11021270 | EPSS | EPSS | EPSS | [13 empty] | Aerial Inspection | Aerial Inspection | Ground Inspection | Ground Inspection | [10 empty] | Line Sensors | [8 empty] | EPSS,Ground Inspection,Line Sensors, | EPSS Ground Inspection Line Sensors | EPSS Ground Inspection Line Sensors | EPSS,Aerial Inspection,Ground Inspection, | EPSS Aerial Inspection Ground Inspection | EPSS Aerial Inspection Ground Inspection | EPSS,Aerial Inspection, | EPSS Aerial Inspection | EPSS Aerial Inspection |  |  |  | , | FALSE
SPRING GAP 170286032 | EPSS | EPSS | EPSS | [13 empty] | Aerial Inspection |  | Ground Inspection |  | Ground Inspection | [18 empty] | EPSS,Ground Inspection, | EPSS Ground Inspection | EPSS Ground Inspection | EPSS,Aerial Inspection, | EPSS Aerial Inspection | EPSS Aerial Inspection | EPSS,Ground Inspection, | EPSS Ground Inspection | EPSS Ground Inspection |  |  |  | , | FALSE
JOLON 11027004 | EPSS | EPSS | EPSS | [14 empty] | Aerial Inspection |  | Ground Inspection | Ground Inspection | Non-Pole Backlog | [6 empty] | Down Conductor Detection (DCD) | [10 empty] | EPSS,Non-Pole Backlog, | EPSS Non-Pole Backlog | EPSS Non-Pole Backlog | EPSS,Ground Inspection,Down Conductor Detection (DCD), | EPSS Ground Inspection Down Conductor Detection (DCD) | EPSS Ground Inspection Down Conductor Detection (DCD) | EPSS,Aerial Inspection,Ground Inspection, | EPSS Aerial Inspection Ground Inspection | EPSS Aerial Inspection Ground Inspection |  |  |  | , | FALSE
VIEJO 220393964 | EPSS | EPSS | EPSS | [13 empty] | Aerial Inspection | Aerial Inspection | Ground Inspection | Ground Inspection | Ground Inspection | [9 empty] | Line Sensors | [8 empty] | EPSS,Ground Inspection,Line Sensors, | EPSS Ground Inspection Line Sensors | EPSS Ground Inspection Line Sensors | EPSS,Aerial Inspection,Ground Inspection, | EPSS Aerial Inspection Ground Inspection | EPSS Aerial Inspection Ground Inspection | EPSS,Aerial Inspection,Ground Inspection, | EPSS Aerial Inspection Ground Inspection | EPSS Aerial Inspection Ground Inspection |  |  |  | , | FALSE
OCEANO 1103839302 | EPSS | EPSS | EPSS | [14 empty] | Aerial Inspection |  | Ground Inspection | [9 empty] | Down Conductor Detection (DCD) | [9 empty] | EPSS, | EPSS | EPSS | EPSS,Ground Inspection, | EPSS Ground Inspection | EPSS Ground Inspection | EPSS,Aerial Inspection,Down Conductor Detection (DCD), | EPSS Aerial Inspection Down Conductor Detection (DCD) | EPSS Aerial Inspection Down Conductor Detection (DCD) |  |  |  | , | FALSE
COTATI 110259258 | EPSS | EPSS | EPSS | [7 empty] | Expulsion Fuse Replacement | [5 empty] | Aerial Inspection |  | Ground Inspection | Ground Inspection | Ground Inspection | Non-Pole Backlog | [8 empty] | Line Sensors | [8 empty] | EPSS,Ground Inspection,Non-Pole Backlog,Line Sensors, | EPSS Ground Inspection Non-Pole Backlog Line Sensors | EPSS Ground Inspection Non-Pole Backlog Line Sensors | EPSS,Expulsion Fuse Replacement,Aerial Inspection,Ground Inspection, | EPSS Expulsion Fuse Replacement Aerial Inspection Ground Inspection | EPSS Expulsion Fuse Replacement Aerial Inspection Ground Inspection | EPSS,Ground Inspection, | EPSS Ground Inspection | EPSS Ground Inspection |  |  |  | , | FALSE
HARTLEY 1102CB | EPSS | EPSS | EPSS | [13 empty] | Aerial Inspection | Aerial Inspection | Ground Inspection | Ground Inspection | Ground Inspection | Non-Pole Backlog | [17 empty] | EPSS,Ground Inspection,Non-Pole Backlog, | EPSS Ground Inspection Non-Pole Backlog | EPSS Ground Inspection Non-Pole Backlog | EPSS,Aerial Inspection,Ground Inspection, | EPSS Aerial Inspection Ground Inspection | EPSS Aerial Inspection Ground Inspection | EPSS,Aerial Inspection,Ground Inspection, | EPSS Aerial Inspection Ground Inspection | EPSS Aerial Inspection Ground Inspection |  |  |  | , | FALSE
CALISTOGA 1102960240 | EPSS | EPSS | EPSS | [17 empty] | Ground Inspection | [18 empty] | EPSS, | EPSS | EPSS | EPSS, | EPSS | EPSS | EPSS,Ground Inspection, | EPSS Ground Inspection | EPSS Ground Inspection |  |  |  | , | FALSE
LAS POSITAS 2110MR356 | EPSS | EPSS | EPSS | [36 empty] | EPSS, | EPSS | EPSS | EPSS, | EPSS | EPSS | EPSS, | EPSS | EPSS |  |  |  | , | FALSE
EDENVALE 2105469810 | EPSS | EPSS | EPSS | [13 empty] | Aerial Inspection |  | Ground Inspection | [9 empty] | Down Conductor Detection (DCD) | [10 empty] | EPSS,Ground Inspection, | EPSS Ground Inspection | EPSS Ground Inspection | EPSS,Aerial Inspection,Down Conductor Detection (DCD), | EPSS Aerial Inspection Down Conductor Detection (DCD) | EPSS Aerial Inspection Down Conductor Detection (DCD) | EPSS, | EPSS | EPSS |  |  |  | , | FALSE
SWIFT 2102889948 | EPSS | EPSS | EPSS | [17 empty] | Ground Inspection | [18 empty] | EPSS, | EPSS | EPSS | EPSS, | EPSS | EPSS | EPSS,Ground Inspection, | EPSS Ground Inspection | EPSS Ground Inspection |  |  |  | , | FALSE
ASHLAN AVE 2117CB | EPSS | EPSS | EPSS | [17 empty] | Ground Inspection | [18 empty] | EPSS, | EPSS | EPSS | EPSS, | EPSS | EPSS | EPSS,Ground Inspection, | EPSS Ground Inspection | EPSS Ground Inspection |  |  |  | , | FALSE
HICKS 111512494 | EPSS | EPSS | EPSS | [14 empty] | Aerial Inspection |  | Ground Inspection | Ground Inspection | [7 empty] | Down Conductor Detection (DCD) | [10 empty] | EPSS, | EPSS | EPSS | EPSS,Ground Inspection,Down Conductor Detection (DCD), | EPSS Ground Inspection Down Conductor Detection (DCD) | EPSS Ground Inspection Down Conductor Detection (DCD) | EPSS,Aerial Inspection,Ground Inspection, | EPSS Aerial Inspection Ground Inspection | EPSS Aerial Inspection Ground Inspection |  |  |  | , | FALSE
PEORIA 170575274 | EPSS | EPSS | EPSS | [13 empty] | Aerial Inspection |  | Ground Inspection | Ground Inspection | Ground Inspection | [6 empty] | Down Conductor Detection (DCD) | [11 empty] | EPSS,Ground Inspection,Down Conductor Detection (DCD), | EPSS Ground Inspection Down Conductor Detection (DCD) | EPSS Ground Inspection Down Conductor Detection (DCD) | EPSS,Aerial Inspection,Ground Inspection, | EPSS Aerial Inspection Ground Inspection | EPSS Aerial Inspection Ground Inspection | EPSS,Ground Inspection, | EPSS Ground Inspection | EPSS Ground Inspection |  |  |  | , | FALSE
SPRUCE 0402BR304 | EPSS | EPSS | EPSS | [17 empty] | Ground Inspection | [18 empty] | EPSS, | EPSS | EPSS | EPSS, | EPSS | EPSS | EPSS,Ground Inspection, | EPSS Ground Inspection | EPSS Ground Inspection |  |  |  | , | FALSE
HICKS 1116CB | EPSS | EPSS | EPSS | [8 empty] | Expulsion Fuse Replacement | [5 empty] | Aerial Inspection |  | Ground Inspection | Ground Inspection | [18 empty] | EPSS, | EPSS | EPSS | EPSS,Ground Inspection, | EPSS Ground Inspection | EPSS Ground Inspection | EPSS,Expulsion Fuse Replacement,Aerial Inspection,Ground Inspection, | EPSS Expulsion Fuse Replacement Aerial Inspection Ground Inspection | EPSS Expulsion Fuse Replacement Aerial Inspection Ground Inspection |  |  |  | , | FALSE
LAS GALLINAS A 1105904 | EPSS | EPSS | EPSS | [13 empty] | Aerial Inspection | Aerial Inspection | Ground Inspection | Ground Inspection | Ground Inspection | [18 empty] | EPSS,Ground Inspection, | EPSS Ground Inspection | EPSS Ground Inspection | EPSS,Aerial Inspection,Ground Inspection, | EPSS Aerial Inspection Ground Inspection | EPSS Aerial Inspection Ground Inspection | EPSS,Aerial Inspection,Ground Inspection, | EPSS Aerial Inspection Ground Inspection | EPSS Aerial Inspection Ground Inspection |  |  |  | , | FALSE
BELLEVUE 2103648 | EPSS | EPSS | EPSS | [36 empty] | EPSS, | EPSS | EPSS | EPSS, | EPSS | EPSS | EPSS, | EPSS | EPSS |  |  |  | , | FALSE
SAN BRUNO 0402CB | EPSS | EPSS | EPSS | [14 empty] | Aerial Inspection |  | Ground Inspection | [19 empty] | EPSS, | EPSS | EPSS | EPSS,Ground Inspection, | EPSS Ground Inspection | EPSS Ground Inspection | EPSS,Aerial Inspection, | EPSS Aerial Inspection | EPSS Aerial Inspection |  |  |  | , | FALSE
HIGGINS 1110197930 | EPSS | EPSS | EPSS | [13 empty] | Aerial Inspection |  | Ground Inspection |  | Ground Inspection | [7 empty] | Down Conductor Detection (DCD) | [10 empty] | EPSS,Ground Inspection, | EPSS Ground Inspection | EPSS Ground Inspection | EPSS,Aerial Inspection,Down Conductor Detection (DCD), | EPSS Aerial Inspection Down Conductor Detection (DCD) | EPSS Aerial Inspection Down Conductor Detection (DCD) | EPSS,Ground Inspection, | EPSS Ground Inspection | EPSS Ground Inspection |  |  |  | , | FALSE
SAN RAFAEL 1104CB | EPSS | EPSS | EPSS | [15 empty] | Ground Inspection |  | Ground Inspection | [18 empty] | EPSS,Ground Inspection, | EPSS Ground Inspection | EPSS Ground Inspection | EPSS, | EPSS | EPSS | EPSS,Ground Inspection, | EPSS Ground Inspection | EPSS Ground Inspection |  |  |  | , | FALSE
CAYETANO 2109CB | EPSS | EPSS | EPSS | [13 empty] | Aerial Inspection |  | Ground Inspection | [20 empty] | EPSS,Ground Inspection, | EPSS Ground Inspection | EPSS Ground Inspection | EPSS,Aerial Inspection, | EPSS Aerial Inspection | EPSS Aerial Inspection | EPSS, | EPSS | EPSS |  |  |  | , | FALSE
CABRILLO 1104Y22 | EPSS | EPSS | EPSS | [36 empty] | EPSS, | EPSS | EPSS | EPSS, | EPSS | EPSS | EPSS, | EPSS | EPSS |  |  |  | , | FALSE
CARLOTTA 112142896 | EPSS | EPSS | EPSS | [13 empty] | Aerial Inspection | Aerial Inspection | Ground Inspection | Ground Inspection | Ground Inspection | [7 empty] | Down Conductor Detection (DCD) | [10 empty] | EPSS,Ground Inspection, | EPSS Ground Inspection | EPSS Ground Inspection | EPSS,Aerial Inspection,Ground Inspection,Down Conductor Detection (DCD), | EPSS Aerial Inspection Ground Inspection Down Conductor Detection (DCD) | EPSS Aerial Inspection Ground Inspection Down Conductor Detection (DCD) | EPSS,Aerial Inspection,Ground Inspection, | EPSS Aerial Inspection Ground Inspection | EPSS Aerial Inspection Ground Inspection |  | Line Removal |  | ,Line Removal, | Line Removal | Line Removal
BELLEVUE 2103478 | EPSS | EPSS | EPSS | [36 empty] | EPSS, | EPSS | EPSS | EPSS, | EPSS | EPSS | EPSS, | EPSS | EPSS |  |  |  | , | FALSE
SANTA ROSA A 1111114 | EPSS | EPSS | EPSS | [27 empty] | Line Sensors | [8 empty] | EPSS,Line Sensors, | EPSS Line Sensors | EPSS Line Sensors | EPSS, | EPSS | EPSS | EPSS, | EPSS | EPSS |  |  |  | , | FALSE
ATASCADERO 1102A88 | EPSS | EPSS | EPSS | [14 empty] | Aerial Inspection | Ground Inspection | Ground Inspection | Ground Inspection | [7 empty] | Down Conductor Detection (DCD) | [7 empty] | Pole Backlog |  |  | EPSS,Ground Inspection,Pole Backlog, | EPSS Ground Inspection Pole Backlog | EPSS Ground Inspection Pole Backlog | EPSS,Ground Inspection,Down Conductor Detection (DCD), | EPSS Ground Inspection Down Conductor Detection (DCD) | EPSS Ground Inspection Down Conductor Detection (DCD) | EPSS,Aerial Inspection,Ground Inspection, | EPSS Aerial Inspection Ground Inspection | EPSS Aerial Inspection Ground Inspection |  |  |  | , | FALSE
MC ARTHUR 1101501106 | EPSS | EPSS | EPSS | [6 empty] | Expulsion Fuse Replacement | [6 empty] | Aerial Inspection | Aerial Inspection | Ground Inspection | Ground Inspection | [7 empty] | Down Conductor Detection (DCD) | [11 empty] | EPSS,Expulsion Fuse Replacement,Ground Inspection,Down Conductor Detection (DCD), | EPSS Expulsion Fuse Replacement Ground Inspection Down Conductor Detection (DCD) | EPSS Expulsion Fuse Replacement Ground Inspection Down Conductor Detection (DCD) | EPSS,Aerial Inspection,Ground Inspection, | EPSS Aerial Inspection Ground Inspection | EPSS Aerial Inspection Ground Inspection | EPSS,Aerial Inspection, | EPSS Aerial Inspection | EPSS Aerial Inspection |  |  |  | , | FALSE
DUNBAR 1101725292 | EPSS | EPSS | EPSS | [17 empty] | Ground Inspection | [18 empty] | EPSS, | EPSS | EPSS | EPSS, | EPSS | EPSS | EPSS,Ground Inspection, | EPSS Ground Inspection | EPSS Ground Inspection |  |  |  | , | FALSE
SALMON CREEK 1101194 | EPSS | EPSS | EPSS | [6 empty] | Expulsion Fuse Replacement | [6 empty] | Aerial Inspection | Aerial Inspection | Ground Inspection | Ground Inspection | Ground Inspection | Non-Pole Backlog | [6 empty] | Down Conductor Detection (DCD) | [10 empty] | EPSS,Expulsion Fuse Replacement,Ground Inspection,Non-Pole Backlog, | EPSS Expulsion Fuse Replacement Ground Inspection Non-Pole Backlog | EPSS Expulsion Fuse Replacement Ground Inspection Non-Pole Backlog | EPSS,Aerial Inspection,Ground Inspection,Down Conductor Detection (DCD), | EPSS Aerial Inspection Ground Inspection Down Conductor Detection (DCD) | EPSS Aerial Inspection Ground Inspection Down Conductor Detection (DCD) | EPSS,Aerial Inspection,Ground Inspection, | EPSS Aerial Inspection Ground Inspection | EPSS Aerial Inspection Ground Inspection |  |  |  | , | FALSE
GONZALES 11013094 | EPSS | EPSS | EPSS | [14 empty] | Aerial Inspection | Ground Inspection | Ground Inspection | Ground Inspection | Non-Pole Backlog | [6 empty] | Down Conductor Detection (DCD) | [10 empty] | EPSS,Ground Inspection,Non-Pole Backlog, | EPSS Ground Inspection Non-Pole Backlog | EPSS Ground Inspection Non-Pole Backlog | EPSS,Ground Inspection,Down Conductor Detection (DCD), | EPSS Ground Inspection Down Conductor Detection (DCD) | EPSS Ground Inspection Down Conductor Detection (DCD) | EPSS,Aerial Inspection,Ground Inspection, | EPSS Aerial Inspection Ground Inspection | EPSS Aerial Inspection Ground Inspection |  |  |  | , | FALSE
VALLEY VIEW 1103CB | EPSS | EPSS | EPSS | [17 empty] | Ground Inspection | [18 empty] | EPSS, | EPSS | EPSS | EPSS, | EPSS | EPSS | EPSS,Ground Inspection, | EPSS Ground Inspection | EPSS Ground Inspection |  |  |  | , | FALSE
MORAGA 1105116034 | EPSS | EPSS | EPSS | [14 empty] | Aerial Inspection |  | Ground Inspection | Ground Inspection | [7 empty] | Down Conductor Detection (DCD) | [10 empty] | EPSS, | EPSS | EPSS | EPSS,Ground Inspection,Down Conductor Detection (DCD), | EPSS Ground Inspection Down Conductor Detection (DCD) | EPSS Ground Inspection Down Conductor Detection (DCD) | EPSS,Aerial Inspection,Ground Inspection, | EPSS Aerial Inspection Ground Inspection | EPSS Aerial Inspection Ground Inspection |  |  |  | , | FALSE
BRENTWOOD 2105500796 | EPSS | EPSS | EPSS | [14 empty] | Aerial Inspection |  | Ground Inspection | [8 empty] | Down Conductor Detection (DCD) | [10 empty] | EPSS, | EPSS | EPSS | EPSS,Ground Inspection,Down Conductor Detection (DCD), | EPSS Ground Inspection Down Conductor Detection (DCD) | EPSS Ground Inspection Down Conductor Detection (DCD) | EPSS,Aerial Inspection, | EPSS Aerial Inspection | EPSS Aerial Inspection |  |  |  | , | FALSE
LINCOLN 11042070 | EPSS | EPSS | EPSS | Undergrounding |  |  |  |  | Overhead Hardening |  |  |  | Surge Arrestor Replacement |  |  |  | Aerial Inspection | Aerial Inspection | Ground Inspection | Ground Inspection | Ground Inspection | Non-Pole Backlog | [6 empty] | Down Conductor Detection (DCD) | [10 empty] | EPSS,Undergrounding,Surge Arrestor Replacement,Ground Inspection,Non-Pole Backlog, | EPSS Undergrounding Surge Arrestor Replacement Ground Inspection Non-Pole Backlog | EPSS Undergrounding Surge Arrestor Replacement Ground Inspection Non-Pole Backlog | EPSS,Aerial Inspection,Ground Inspection,Down Conductor Detection (DCD), | EPSS Aerial Inspection Ground Inspection Down Conductor Detection (DCD) | EPSS Aerial Inspection Ground Inspection Down Conductor Detection (DCD) | EPSS,Overhead Hardening,Aerial Inspection,Ground Inspection, | EPSS Overhead Hardening Aerial Inspection Ground Inspection | EPSS Overhead Hardening Aerial Inspection Ground Inspection |  | Line Removal |  | ,Line Removal, | Line Removal | Line Removal
PETALUMA C 1108630 | EPSS | EPSS | EPSS | [13 empty] | Aerial Inspection | Aerial Inspection | Ground Inspection | Ground Inspection | [8 empty] | Down Conductor Detection (DCD) | [10 empty] | EPSS,Ground Inspection, | EPSS Ground Inspection | EPSS Ground Inspection | EPSS,Aerial Inspection,Ground Inspection,Down Conductor Detection (DCD), | EPSS Aerial Inspection Ground Inspection Down Conductor Detection (DCD) | EPSS Aerial Inspection Ground Inspection Down Conductor Detection (DCD) | EPSS,Aerial Inspection, | EPSS Aerial Inspection | EPSS Aerial Inspection |  |  |  | , | FALSE
SAUSALITO 11022033 | EPSS | EPSS | EPSS | [13 empty] | Aerial Inspection |  | Ground Inspection | Ground Inspection | [8 empty] | Down Conductor Detection (DCD) | [10 empty] | EPSS,Ground Inspection, | EPSS Ground Inspection | EPSS Ground Inspection | EPSS,Aerial Inspection,Ground Inspection,Down Conductor Detection (DCD), | EPSS Aerial Inspection Ground Inspection Down Conductor Detection (DCD) | EPSS Aerial Inspection Ground Inspection Down Conductor Detection (DCD) | EPSS, | EPSS | EPSS |  |  |  | , | FALSE
ANDERSON 11031600 | EPSS | EPSS | EPSS | Undergrounding |  |  |  |  | Overhead Hardening | [7 empty] | Aerial Inspection |  | Ground Inspection | Ground Inspection | Ground Inspection | [14 empty] | Line Removal |  |  |  | EPSS,Undergrounding,Ground Inspection, | EPSS Undergrounding Ground Inspection | EPSS Undergrounding Ground Inspection | EPSS,Aerial Inspection,Ground Inspection, | EPSS Aerial Inspection Ground Inspection | EPSS Aerial Inspection Ground Inspection | EPSS,Overhead Hardening,Ground Inspection,Line Removal, | EPSS Overhead Hardening Ground Inspection Line Removal | EPSS Overhead Hardening Ground Inspection Line Removal |  |  |  | , | FALSE
STAFFORD 11021258 | EPSS | EPSS | EPSS | [13 empty] | Aerial Inspection | Aerial Inspection | Ground Inspection | Ground Inspection | [8 empty] | Down Conductor Detection (DCD) | [10 empty] | EPSS,Ground Inspection, | EPSS Ground Inspection | EPSS Ground Inspection | EPSS,Aerial Inspection,Ground Inspection,Down Conductor Detection (DCD), | EPSS Aerial Inspection Ground Inspection Down Conductor Detection (DCD) | EPSS Aerial Inspection Ground Inspection Down Conductor Detection (DCD) | EPSS,Aerial Inspection, | EPSS Aerial Inspection | EPSS Aerial Inspection |  |  |  | , | FALSE
SAN RAFAEL 1105645362 | EPSS | EPSS | EPSS | [8 empty] | Expulsion Fuse Replacement | [7 empty] | Ground Inspection | Ground Inspection | Non-Pole Backlog | [6 empty] | Down Conductor Detection (DCD) | [10 empty] | EPSS,Non-Pole Backlog, | EPSS Non-Pole Backlog | EPSS Non-Pole Backlog | EPSS,Ground Inspection,Down Conductor Detection (DCD), | EPSS Ground Inspection Down Conductor Detection (DCD) | EPSS Ground Inspection Down Conductor Detection (DCD) | EPSS,Expulsion Fuse Replacement,Ground Inspection, | EPSS Expulsion Fuse Replacement Ground Inspection | EPSS Expulsion Fuse Replacement Ground Inspection |  |  |  | , | FALSE
SAN RAFAEL 110168970 | EPSS | EPSS | EPSS | [13 empty] | Aerial Inspection |  | Ground Inspection |  | Ground Inspection | Non-Pole Backlog |  | Non-Pole Backlog |  |  |  |  | Down Conductor Detection (DCD) | [9 empty] | Pole Backlog | EPSS,Ground Inspection,Non-Pole Backlog, | EPSS Ground Inspection Non-Pole Backlog | EPSS Ground Inspection Non-Pole Backlog | EPSS,Aerial Inspection,Down Conductor Detection (DCD), | EPSS Aerial Inspection Down Conductor Detection (DCD) | EPSS Aerial Inspection Down Conductor Detection (DCD) | EPSS,Ground Inspection,Non-Pole Backlog,Pole Backlog, | EPSS Ground Inspection Non-Pole Backlog Pole Backlog | EPSS Ground Inspection Non-Pole Backlog Pole Backlog |  |  |  | , | FALSE
JAMESON 11028842 | EPSS | EPSS | EPSS | [13 empty] | Aerial Inspection | Aerial Inspection | Ground Inspection | Ground Inspection | Ground Inspection | [6 empty] | Down Conductor Detection (DCD) | [8 empty] | Pole Backlog |  |  | EPSS,Ground Inspection,Down Conductor Detection (DCD),Pole Backlog, | EPSS Ground Inspection Down Conductor Detection (DCD) Pole Backlog | EPSS Ground Inspection Down Conductor Detection (DCD) Pole Backlog | EPSS,Aerial Inspection,Ground Inspection, | EPSS Aerial Inspection Ground Inspection | EPSS Aerial Inspection Ground Inspection | EPSS,Aerial Inspection,Ground Inspection, | EPSS Aerial Inspection Ground Inspection | EPSS Aerial Inspection Ground Inspection |  |  |  | , | FALSE
ALTO 1124CB | EPSS | EPSS | EPSS | [14 empty] | Aerial Inspection | Ground Inspection | Ground Inspection | Ground Inspection | Non-Pole Backlog |  | Non-Pole Backlog | [15 empty] | EPSS,Ground Inspection,Non-Pole Backlog, | EPSS Ground Inspection Non-Pole Backlog | EPSS Ground Inspection Non-Pole Backlog | EPSS,Ground Inspection, | EPSS Ground Inspection | EPSS Ground Inspection | EPSS,Aerial Inspection,Ground Inspection,Non-Pole Backlog, | EPSS Aerial Inspection Ground Inspection Non-Pole Backlog | EPSS Aerial Inspection Ground Inspection Non-Pole Backlog |  |  |  | , | FALSE
CALPELLA 1102CB | EPSS | EPSS | EPSS | [13 empty] | Aerial Inspection | Aerial Inspection | Ground Inspection | Ground Inspection | Ground Inspection | [18 empty] | EPSS,Ground Inspection, | EPSS Ground Inspection | EPSS Ground Inspection | EPSS,Aerial Inspection,Ground Inspection, | EPSS Aerial Inspection Ground Inspection | EPSS Aerial Inspection Ground Inspection | EPSS,Aerial Inspection,Ground Inspection, | EPSS Aerial Inspection Ground Inspection | EPSS Aerial Inspection Ground Inspection |  |  |  | , | FALSE
DESCHUTES 11049718 | EPSS | EPSS | EPSS | [6 empty] | Expulsion Fuse Replacement | [6 empty] | Aerial Inspection | Aerial Inspection | Ground Inspection | Ground Inspection | Ground Inspection | Non-Pole Backlog | [6 empty] | Down Conductor Detection (DCD) | [10 empty] | EPSS,Expulsion Fuse Replacement,Ground Inspection,Non-Pole Backlog, | EPSS Expulsion Fuse Replacement Ground Inspection Non-Pole Backlog | EPSS Expulsion Fuse Replacement Ground Inspection Non-Pole Backlog | EPSS,Aerial Inspection,Ground Inspection,Down Conductor Detection (DCD), | EPSS Aerial Inspection Ground Inspection Down Conductor Detection (DCD) | EPSS Aerial Inspection Ground Inspection Down Conductor Detection (DCD) | EPSS,Aerial Inspection,Ground Inspection, | EPSS Aerial Inspection Ground Inspection | EPSS Aerial Inspection Ground Inspection |  | Line Removal | Overhead Hardening | ,Line Removal,Overhead Hardening, | Line Removal Overhead Hardening | Line Removal Overhead Hardening
MESA 1101M86 | EPSS | EPSS | EPSS | [6 empty] | Expulsion Fuse Replacement | Expulsion Fuse Replacement |  | Surge Arrestor Replacement |  |  |  | Aerial Inspection | Aerial Inspection | Ground Inspection | Ground Inspection | Ground Inspection | Non-Pole Backlog | [5 empty] | Down Conductor Detection (DCD) | [11 empty] | EPSS,Expulsion Fuse Replacement,Surge Arrestor Replacement,Ground Inspection,Non-Pole Backlog,Down Conductor Detection (DCD), | EPSS Expulsion Fuse Replacement Surge Arrestor Replacement Ground Inspection Non-Pole Backlog Down Conductor Detection (DCD) | EPSS Expulsion Fuse Replacement Surge Arrestor Replacement Ground Inspection Non-Pole Backlog Down Conductor Detection (DCD) | EPSS,Expulsion Fuse Replacement,Aerial Inspection,Ground Inspection, | EPSS Expulsion Fuse Replacement Aerial Inspection Ground Inspection | EPSS Expulsion Fuse Replacement Aerial Inspection Ground Inspection | EPSS,Aerial Inspection,Ground Inspection, | EPSS Aerial Inspection Ground Inspection | EPSS Aerial Inspection Ground Inspection |  |  |  | , | FALSE
MOLINO 1102344 | EPSS | EPSS | EPSS | [7 empty] | Expulsion Fuse Replacement | [5 empty] | Aerial Inspection | Aerial Inspection | Ground Inspection | Ground Inspection | [7 empty] | Down Conductor Detection (DCD) | [11 empty] | EPSS,Ground Inspection,Down Conductor Detection (DCD), | EPSS Ground Inspection Down Conductor Detection (DCD) | EPSS Ground Inspection Down Conductor Detection (DCD) | EPSS,Expulsion Fuse Replacement,Aerial Inspection,Ground Inspection, | EPSS Expulsion Fuse Replacement Aerial Inspection Ground Inspection | EPSS Expulsion Fuse Replacement Aerial Inspection Ground Inspection | EPSS,Aerial Inspection, | EPSS Aerial Inspection | EPSS Aerial Inspection |  |  |  | , | FALSE
PLACER 1101CB | EPSS | EPSS | EPSS | [16 empty] | Ground Inspection | [19 empty] | EPSS, | EPSS | EPSS | EPSS,Ground Inspection, | EPSS Ground Inspection | EPSS Ground Inspection | EPSS, | EPSS | EPSS |  |  |  | , | FALSE
HATTON 1101399900 | EPSS | EPSS | EPSS | [14 empty] | Aerial Inspection |  | Ground Inspection | Ground Inspection | Non-Pole Backlog | [6 empty] | Down Conductor Detection (DCD) |  | Line Sensors | [8 empty] | EPSS,Non-Pole Backlog,Line Sensors, | EPSS Non-Pole Backlog Line Sensors | EPSS Non-Pole Backlog Line Sensors | EPSS,Ground Inspection,Down Conductor Detection (DCD), | EPSS Ground Inspection Down Conductor Detection (DCD) | EPSS Ground Inspection Down Conductor Detection (DCD) | EPSS,Aerial Inspection,Ground Inspection, | EPSS Aerial Inspection Ground Inspection | EPSS Aerial Inspection Ground Inspection |  |  |  | , | FALSE
CAROLANDS 040484797 | EPSS | EPSS | EPSS | [15 empty] | Ground Inspection | Ground Inspection | Ground Inspection | [18 empty] | EPSS,Ground Inspection, | EPSS Ground Inspection | EPSS Ground Inspection | EPSS,Ground Inspection, | EPSS Ground Inspection | EPSS Ground Inspection | EPSS,Ground Inspection, | EPSS Ground Inspection | EPSS Ground Inspection |  |  |  | , | FALSE
DEL MONTE 210386496 | EPSS | EPSS | EPSS | [8 empty] | Expulsion Fuse Replacement |  |  |  |  | Aerial Inspection | Aerial Inspection | Ground Inspection | Ground Inspection |  |  | Non-Pole Backlog | [7 empty] | Line Sensors | [8 empty] | EPSS,Ground Inspection,Line Sensors, | EPSS Ground Inspection Line Sensors | EPSS Ground Inspection Line Sensors | EPSS,Aerial Inspection,Ground Inspection,Non-Pole Backlog, | EPSS Aerial Inspection Ground Inspection Non-Pole Backlog | EPSS Aerial Inspection Ground Inspection Non-Pole Backlog | EPSS,Expulsion Fuse Replacement,Aerial Inspection, | EPSS Expulsion Fuse Replacement Aerial Inspection | EPSS Expulsion Fuse Replacement Aerial Inspection |  |  |  | , | FALSE
MORRO BAY 1101V66 | EPSS | EPSS | EPSS | [13 empty] | Aerial Inspection |  | Ground Inspection |  | Ground Inspection | Non-Pole Backlog | [6 empty] | Down Conductor Detection (DCD) | [10 empty] | EPSS,Ground Inspection,Non-Pole Backlog, | EPSS Ground Inspection Non-Pole Backlog | EPSS Ground Inspection Non-Pole Backlog | EPSS,Aerial Inspection,Down Conductor Detection (DCD), | EPSS Aerial Inspection Down Conductor Detection (DCD) | EPSS Aerial Inspection Down Conductor Detection (DCD) | EPSS,Ground Inspection, | EPSS Ground Inspection | EPSS Ground Inspection |  |  |  | , | FALSE
CAYETANO 2111CB | EPSS | EPSS | EPSS | [13 empty] | Aerial Inspection | Aerial Inspection | Ground Inspection | Ground Inspection | Ground Inspection | Non-Pole Backlog | [17 empty] | EPSS,Ground Inspection,Non-Pole Backlog, | EPSS Ground Inspection Non-Pole Backlog | EPSS Ground Inspection Non-Pole Backlog | EPSS,Aerial Inspection,Ground Inspection, | EPSS Aerial Inspection Ground Inspection | EPSS Aerial Inspection Ground Inspection | EPSS,Aerial Inspection,Ground Inspection, | EPSS Aerial Inspection Ground Inspection | EPSS Aerial Inspection Ground Inspection |  |  |  | , | FALSE
PASO ROBLES 1107CB | EPSS | EPSS | EPSS | [14 empty] | Aerial Inspection | Ground Inspection | Ground Inspection | [19 empty] | EPSS,Ground Inspection, | EPSS Ground Inspection | EPSS Ground Inspection | EPSS,Ground Inspection, | EPSS Ground Inspection | EPSS Ground Inspection | EPSS,Aerial Inspection, | EPSS Aerial Inspection | EPSS Aerial Inspection |  |  |  | , | FALSE
NARROWS 210276952 | EPSS | EPSS | EPSS | [13 empty] | Aerial Inspection | Aerial Inspection | Ground Inspection | Ground Inspection |  | Non-Pole Backlog | [17 empty] | EPSS,Ground Inspection,Non-Pole Backlog, | EPSS Ground Inspection Non-Pole Backlog | EPSS Ground Inspection Non-Pole Backlog | EPSS,Aerial Inspection,Ground Inspection, | EPSS Aerial Inspection Ground Inspection | EPSS Aerial Inspection Ground Inspection | EPSS,Aerial Inspection, | EPSS Aerial Inspection | EPSS Aerial Inspection |  |  |  | , | FALSE
SAN LUIS OBISPO 1104777686 | EPSS | EPSS | EPSS | [14 empty] | Aerial Inspection |  | Ground Inspection | Ground Inspection | Non-Pole Backlog | [6 empty] | Down Conductor Detection (DCD) | [10 empty] | EPSS,Non-Pole Backlog, | EPSS Non-Pole Backlog | EPSS Non-Pole Backlog | EPSS,Ground Inspection,Down Conductor Detection (DCD), | EPSS Ground Inspection Down Conductor Detection (DCD) | EPSS Ground Inspection Down Conductor Detection (DCD) | EPSS,Aerial Inspection,Ground Inspection, | EPSS Aerial Inspection Ground Inspection | EPSS Aerial Inspection Ground Inspection |  |  |  | , | FALSE
HARRIS 1109700 | EPSS | EPSS | EPSS | [7 empty] | Expulsion Fuse Replacement | [5 empty] | Aerial Inspection | Aerial Inspection | Ground Inspection | Ground Inspection | Ground Inspection | [18 empty] | EPSS,Ground Inspection, | EPSS Ground Inspection | EPSS Ground Inspection | EPSS,Expulsion Fuse Replacement,Aerial Inspection,Ground Inspection, | EPSS Expulsion Fuse Replacement Aerial Inspection Ground Inspection | EPSS Expulsion Fuse Replacement Aerial Inspection Ground Inspection | EPSS,Aerial Inspection,Ground Inspection, | EPSS Aerial Inspection Ground Inspection | EPSS Aerial Inspection Ground Inspection |  |  |  | , | FALSE
STAGG 21056410 | EPSS | EPSS | EPSS | [36 empty] | EPSS, | EPSS | EPSS | EPSS, | EPSS | EPSS | EPSS, | EPSS | EPSS |  |  |  | , | FALSE
DIAMOND SPRINGS 110650324 | EPSS | EPSS | EPSS | [24 empty] | Down Conductor Detection (DCD) | [11 empty] | EPSS,Down Conductor Detection (DCD), | EPSS Down Conductor Detection (DCD) | EPSS Down Conductor Detection (DCD) | EPSS, | EPSS | EPSS | EPSS, | EPSS | EPSS |  |  |  | , | FALSE
MOLINO 1101152 | EPSS | EPSS | EPSS | [13 empty] | Aerial Inspection | Aerial Inspection | Ground Inspection | Ground Inspection | Ground Inspection |  |  | Non-Pole Backlog |  |  |  | Down Conductor Detection (DCD) |  |  | Line Sensors | [8 empty] | EPSS,Ground Inspection,Down Conductor Detection (DCD),Line Sensors, | EPSS Ground Inspection Down Conductor Detection (DCD) Line Sensors | EPSS Ground Inspection Down Conductor Detection (DCD) Line Sensors | EPSS,Aerial Inspection,Ground Inspection, | EPSS Aerial Inspection Ground Inspection | EPSS Aerial Inspection Ground Inspection | EPSS,Aerial Inspection,Ground Inspection,Non-Pole Backlog, | EPSS Aerial Inspection Ground Inspection Non-Pole Backlog | EPSS Aerial Inspection Ground Inspection Non-Pole Backlog |  |  |  | , | FALSE
SAN MIGUEL 1106N34 | EPSS | EPSS | EPSS | [14 empty] | Aerial Inspection |  | Ground Inspection | Ground Inspection | Non-Pole Backlog | [6 empty] | Down Conductor Detection (DCD) | [10 empty] | EPSS,Non-Pole Backlog, | EPSS Non-Pole Backlog | EPSS Non-Pole Backlog | EPSS,Ground Inspection,Down Conductor Detection (DCD), | EPSS Ground Inspection Down Conductor Detection (DCD) | EPSS Ground Inspection Down Conductor Detection (DCD) | EPSS,Aerial Inspection,Ground Inspection, | EPSS Aerial Inspection Ground Inspection | EPSS Aerial Inspection Ground Inspection |  |  |  | , | FALSE
VACA DIXON 110118292 | EPSS | EPSS | EPSS | [15 empty] | Ground Inspection | Ground Inspection | Ground Inspection | [6 empty] | Down Conductor Detection (DCD) | [11 empty] | EPSS,Ground Inspection,Down Conductor Detection (DCD), | EPSS Ground Inspection Down Conductor Detection (DCD) | EPSS Ground Inspection Down Conductor Detection (DCD) | EPSS,Ground Inspection, | EPSS Ground Inspection | EPSS Ground Inspection | EPSS,Ground Inspection, | EPSS Ground Inspection | EPSS Ground Inspection |  |  |  | , | FALSE
MOLINO 110279306 | EPSS | EPSS | EPSS | [13 empty] | Aerial Inspection | Aerial Inspection | Ground Inspection | Ground Inspection | Ground Inspection | Non-Pole Backlog | [5 empty] | Down Conductor Detection (DCD) | [11 empty] | EPSS,Ground Inspection,Non-Pole Backlog,Down Conductor Detection (DCD), | EPSS Ground Inspection Non-Pole Backlog Down Conductor Detection (DCD) | EPSS Ground Inspection Non-Pole Backlog Down Conductor Detection (DCD) | EPSS,Aerial Inspection,Ground Inspection, | EPSS Aerial Inspection Ground Inspection | EPSS Aerial Inspection Ground Inspection | EPSS,Aerial Inspection,Ground Inspection, | EPSS Aerial Inspection Ground Inspection | EPSS Aerial Inspection Ground Inspection |  |  |  | , | FALSE
PENRYN 11072704 | EPSS | EPSS | EPSS | [9 empty] | Surge Arrestor Replacement |  |  |  |  | Aerial Inspection |  | Ground Inspection | Ground Inspection | [7 empty] | Down Conductor Detection (DCD) | [10 empty] | EPSS,Surge Arrestor Replacement, | EPSS Surge Arrestor Replacement | EPSS Surge Arrestor Replacement | EPSS,Ground Inspection,Down Conductor Detection (DCD), | EPSS Ground Inspection Down Conductor Detection (DCD) | EPSS Ground Inspection Down Conductor Detection (DCD) | EPSS,Aerial Inspection,Ground Inspection, | EPSS Aerial Inspection Ground Inspection | EPSS Aerial Inspection Ground Inspection |  |  |  | , | FALSE
LAKEWOOD 2109432198 | EPSS | EPSS | EPSS | [14 empty] | Aerial Inspection |  | Ground Inspection | Ground Inspection | [18 empty] | EPSS, | EPSS | EPSS | EPSS,Ground Inspection, | EPSS Ground Inspection | EPSS Ground Inspection | EPSS,Aerial Inspection,Ground Inspection, | EPSS Aerial Inspection Ground Inspection | EPSS Aerial Inspection Ground Inspection |  |  |  | , | FALSE
CLAYTON 2213CB | EPSS | EPSS | EPSS | [13 empty] | Aerial Inspection |  | Ground Inspection | [20 empty] | EPSS,Ground Inspection, | EPSS Ground Inspection | EPSS Ground Inspection | EPSS,Aerial Inspection, | EPSS Aerial Inspection | EPSS Aerial Inspection | EPSS, | EPSS | EPSS |  |  |  | , | FALSE
JESSUP 11019002 | EPSS | EPSS | EPSS | [13 empty] | Aerial Inspection | Aerial Inspection | Ground Inspection | Ground Inspection | Ground Inspection | [6 empty] | Down Conductor Detection (DCD) | [11 empty] | EPSS,Ground Inspection,Down Conductor Detection (DCD), | EPSS Ground Inspection Down Conductor Detection (DCD) | EPSS Ground Inspection Down Conductor Detection (DCD) | EPSS,Aerial Inspection,Ground Inspection, | EPSS Aerial Inspection Ground Inspection | EPSS Aerial Inspection Ground Inspection | EPSS,Aerial Inspection,Ground Inspection, | EPSS Aerial Inspection Ground Inspection | EPSS Aerial Inspection Ground Inspection |  |  |  | , | FALSE
SWIFT 2107XR526 | EPSS | EPSS | EPSS | [6 empty] | Expulsion Fuse Replacement | [6 empty] | Aerial Inspection | Aerial Inspection | Ground Inspection | Ground Inspection | Ground Inspection | [18 empty] | EPSS,Expulsion Fuse Replacement,Ground Inspection, | EPSS Expulsion Fuse Replacement Ground Inspection | EPSS Expulsion Fuse Replacement Ground Inspection | EPSS,Aerial Inspection,Ground Inspection, | EPSS Aerial Inspection Ground Inspection | EPSS Aerial Inspection Ground Inspection | EPSS,Aerial Inspection,Ground Inspection, | EPSS Aerial Inspection Ground Inspection | EPSS Aerial Inspection Ground Inspection |  |  |  | , | FALSE
JARVIS 1111MR121 | EPSS | EPSS | EPSS | [13 empty] | Aerial Inspection |  | Ground Inspection |  | Ground Inspection | [7 empty] | Down Conductor Detection (DCD) | [10 empty] | EPSS,Ground Inspection, | EPSS Ground Inspection | EPSS Ground Inspection | EPSS,Aerial Inspection,Down Conductor Detection (DCD), | EPSS Aerial Inspection Down Conductor Detection (DCD) | EPSS Aerial Inspection Down Conductor Detection (DCD) | EPSS,Ground Inspection, | EPSS Ground Inspection | EPSS Ground Inspection |  |  |  | , | FALSE
PANORAMA 1102508502 | EPSS | EPSS | EPSS | [13 empty] | Aerial Inspection |  | Ground Inspection | Ground Inspection | Ground Inspection | [7 empty] | Down Conductor Detection (DCD) | [10 empty] | EPSS,Ground Inspection, | EPSS Ground Inspection | EPSS Ground Inspection | EPSS,Aerial Inspection,Ground Inspection,Down Conductor Detection (DCD), | EPSS Aerial Inspection Ground Inspection Down Conductor Detection (DCD) | EPSS Aerial Inspection Ground Inspection Down Conductor Detection (DCD) | EPSS,Ground Inspection, | EPSS Ground Inspection | EPSS Ground Inspection |  |  |  | , | FALSE
BELMONT 11103975 | EPSS | EPSS | EPSS | [14 empty] | Aerial Inspection | Ground Inspection | Ground Inspection |  | Non-Pole Backlog | [6 empty] | Down Conductor Detection (DCD) | [10 empty] | EPSS,Ground Inspection,Non-Pole Backlog, | EPSS Ground Inspection Non-Pole Backlog | EPSS Ground Inspection Non-Pole Backlog | EPSS,Ground Inspection,Down Conductor Detection (DCD), | EPSS Ground Inspection Down Conductor Detection (DCD) | EPSS Ground Inspection Down Conductor Detection (DCD) | EPSS,Aerial Inspection, | EPSS Aerial Inspection | EPSS Aerial Inspection |  |  |  | , | FALSE
WEST FRESNO 110875144 | EPSS | EPSS | EPSS | [36 empty] | EPSS, | EPSS | EPSS | EPSS, | EPSS | EPSS | EPSS, | EPSS | EPSS |  |  |  | , | FALSE
CALPELLA 1102379946 | EPSS | EPSS | EPSS | [36 empty] | EPSS, | EPSS | EPSS | EPSS, | EPSS | EPSS | EPSS, | EPSS | EPSS |  |  |  | , | FALSE
RIO DELL 11027124 | EPSS | EPSS | EPSS | [13 empty] | Aerial Inspection |  | Ground Inspection | [8 empty] | Down Conductor Detection (DCD) | [11 empty] | EPSS,Ground Inspection,Down Conductor Detection (DCD), | EPSS Ground Inspection Down Conductor Detection (DCD) | EPSS Ground Inspection Down Conductor Detection (DCD) | EPSS,Aerial Inspection, | EPSS Aerial Inspection | EPSS Aerial Inspection | EPSS, | EPSS | EPSS |  |  |  | , | FALSE
HILLSDALE 0405CB | EPSS | EPSS | EPSS | [15 empty] | Ground Inspection | [20 empty] | EPSS,Ground Inspection, | EPSS Ground Inspection | EPSS Ground Inspection | EPSS, | EPSS | EPSS | EPSS, | EPSS | EPSS |  |  |  | , | FALSE
UKIAH 1114943840 | EPSS | EPSS | EPSS | [13 empty] | Aerial Inspection | Aerial Inspection | Ground Inspection | Ground Inspection | [19 empty] | EPSS,Ground Inspection, | EPSS Ground Inspection | EPSS Ground Inspection | EPSS,Aerial Inspection,Ground Inspection, | EPSS Aerial Inspection Ground Inspection | EPSS Aerial Inspection Ground Inspection | EPSS,Aerial Inspection, | EPSS Aerial Inspection | EPSS Aerial Inspection |  |  |  | , | FALSE
FITCH MOUNTAIN 111349826 | EPSS | EPSS | EPSS | [13 empty] | Aerial Inspection |  | Ground Inspection | [9 empty] | Down Conductor Detection (DCD) | [10 empty] | EPSS,Ground Inspection, | EPSS Ground Inspection | EPSS Ground Inspection | EPSS,Aerial Inspection,Down Conductor Detection (DCD), | EPSS Aerial Inspection Down Conductor Detection (DCD) | EPSS Aerial Inspection Down Conductor Detection (DCD) | EPSS, | EPSS | EPSS |  |  |  | , | FALSE
LINCOLN 1104997576 | EPSS | EPSS | EPSS |  |  |  |  | Overhead Hardening | Overhead Hardening | Expulsion Fuse Replacement | [7 empty] | Aerial Inspection | Ground Inspection | Ground Inspection | Ground Inspection | Non-Pole Backlog | [6 empty] | Down Conductor Detection (DCD) |  |  |  |  | Line Removal | [5 empty] | EPSS,Expulsion Fuse Replacement,Ground Inspection,Non-Pole Backlog,Line Removal, | EPSS Expulsion Fuse Replacement Ground Inspection Non-Pole Backlog Line Removal | EPSS Expulsion Fuse Replacement Ground Inspection Non-Pole Backlog Line Removal | EPSS,Overhead Hardening,Ground Inspection,Down Conductor Detection (DCD), | EPSS Overhead Hardening Ground Inspection Down Conductor Detection (DCD) | EPSS Overhead Hardening Ground Inspection Down Conductor Detection (DCD) | EPSS,Overhead Hardening,Aerial Inspection,Ground Inspection, | EPSS Overhead Hardening Aerial Inspection Ground Inspection | EPSS Overhead Hardening Aerial Inspection Ground Inspection |  |  |  | , | FALSE
LAS PULGAS 0401CB | EPSS | EPSS | EPSS | [13 empty] | Aerial Inspection | Aerial Inspection | Ground Inspection | Ground Inspection | [19 empty] | EPSS,Ground Inspection, | EPSS Ground Inspection | EPSS Ground Inspection | EPSS,Aerial Inspection,Ground Inspection, | EPSS Aerial Inspection Ground Inspection | EPSS Aerial Inspection Ground Inspection | EPSS,Aerial Inspection, | EPSS Aerial Inspection | EPSS Aerial Inspection |  |  |  | , | FALSE
DIAMOND SPRINGS 1106CB | EPSS | EPSS | EPSS | [14 empty] | Aerial Inspection |  | Ground Inspection | [19 empty] | EPSS, | EPSS | EPSS | EPSS,Ground Inspection, | EPSS Ground Inspection | EPSS Ground Inspection | EPSS,Aerial Inspection, | EPSS Aerial Inspection | EPSS Aerial Inspection |  |  |  | , | FALSE
DESCHUTES 11041582 | EPSS | EPSS | EPSS | [5 empty] | Overhead Hardening | [7 empty] | Aerial Inspection | Aerial Inspection | Ground Inspection | Ground Inspection | [8 empty] | Down Conductor Detection (DCD) | [10 empty] | EPSS,Ground Inspection, | EPSS Ground Inspection | EPSS Ground Inspection | EPSS,Aerial Inspection,Ground Inspection,Down Conductor Detection (DCD), | EPSS Aerial Inspection Ground Inspection Down Conductor Detection (DCD) | EPSS Aerial Inspection Ground Inspection Down Conductor Detection (DCD) | EPSS,Overhead Hardening,Aerial Inspection, | EPSS Overhead Hardening Aerial Inspection | EPSS Overhead Hardening Aerial Inspection |  | Line Removal | Overhead Hardening | ,Line Removal,Overhead Hardening, | Line Removal Overhead Hardening | Line Removal Overhead Hardening
CAMP EVERS 210392582 | EPSS | EPSS | EPSS | [14 empty] | Aerial Inspection |  | Ground Inspection | Ground Inspection | Non-Pole Backlog | [17 empty] | EPSS,Non-Pole Backlog, | EPSS Non-Pole Backlog | EPSS Non-Pole Backlog | EPSS,Ground Inspection, | EPSS Ground Inspection | EPSS Ground Inspection | EPSS,Aerial Inspection,Ground Inspection, | EPSS Aerial Inspection Ground Inspection | EPSS Aerial Inspection Ground Inspection |  |  |  | , | FALSE
POSO MOUNTAIN 21011703 | EPSS | EPSS | EPSS | [13 empty] | Aerial Inspection |  | Ground Inspection | [10 empty] | Down Conductor Detection (DCD) | [9 empty] | EPSS,Ground Inspection, | EPSS Ground Inspection | EPSS Ground Inspection | EPSS,Aerial Inspection, | EPSS Aerial Inspection | EPSS Aerial Inspection | EPSS,Down Conductor Detection (DCD), | EPSS Down Conductor Detection (DCD) | EPSS Down Conductor Detection (DCD) |  |  |  | , | FALSE
TYLER 1105816852 | EPSS | EPSS | EPSS | [13 empty] | Aerial Inspection | Aerial Inspection | Ground Inspection | Ground Inspection | [7 empty] | Down Conductor Detection (DCD) | [8 empty] | Pole Backlog |  |  | EPSS,Ground Inspection,Down Conductor Detection (DCD),Pole Backlog, | EPSS Ground Inspection Down Conductor Detection (DCD) Pole Backlog | EPSS Ground Inspection Down Conductor Detection (DCD) Pole Backlog | EPSS,Aerial Inspection,Ground Inspection, | EPSS Aerial Inspection Ground Inspection | EPSS Aerial Inspection Ground Inspection | EPSS,Aerial Inspection, | EPSS Aerial Inspection | EPSS Aerial Inspection |  |  |  | , | FALSE
LLAGAS 21014523 | EPSS | EPSS | EPSS | [6 empty] | Expulsion Fuse Replacement | [8 empty] | Ground Inspection |  | Ground Inspection | [7 empty] | Down Conductor Detection (DCD) | [10 empty] | EPSS,Expulsion Fuse Replacement,Ground Inspection, | EPSS Expulsion Fuse Replacement Ground Inspection | EPSS Expulsion Fuse Replacement Ground Inspection | EPSS,Down Conductor Detection (DCD), | EPSS Down Conductor Detection (DCD) | EPSS Down Conductor Detection (DCD) | EPSS,Ground Inspection, | EPSS Ground Inspection | EPSS Ground Inspection |  |  |  | , | FALSE
SAN BENITO 210136912 | EPSS | EPSS | EPSS | [13 empty] | Aerial Inspection | Aerial Inspection | Ground Inspection | Ground Inspection | Ground Inspection | [18 empty] | EPSS,Ground Inspection, | EPSS Ground Inspection | EPSS Ground Inspection | EPSS,Aerial Inspection,Ground Inspection, | EPSS Aerial Inspection Ground Inspection | EPSS Aerial Inspection Ground Inspection | EPSS,Aerial Inspection,Ground Inspection, | EPSS Aerial Inspection Ground Inspection | EPSS Aerial Inspection Ground Inspection |  |  |  | , | FALSE
SAN LUIS OBISPO 1101592368 | EPSS | EPSS | EPSS | [14 empty] | Aerial Inspection | Ground Inspection | Ground Inspection | [7 empty] | Down Conductor Detection (DCD) | [11 empty] | EPSS,Ground Inspection,Down Conductor Detection (DCD), | EPSS Ground Inspection Down Conductor Detection (DCD) | EPSS Ground Inspection Down Conductor Detection (DCD) | EPSS,Ground Inspection, | EPSS Ground Inspection | EPSS Ground Inspection | EPSS,Aerial Inspection, | EPSS Aerial Inspection | EPSS Aerial Inspection |  |  |  | , | FALSE
FITCH MOUNTAIN 1111752596 | EPSS | EPSS | EPSS | [15 empty] | Ground Inspection |  | Ground Inspection | [8 empty] | Down Conductor Detection (DCD) | [9 empty] | EPSS,Ground Inspection, | EPSS Ground Inspection | EPSS Ground Inspection | EPSS, | EPSS | EPSS | EPSS,Ground Inspection,Down Conductor Detection (DCD), | EPSS Ground Inspection Down Conductor Detection (DCD) | EPSS Ground Inspection Down Conductor Detection (DCD) |  |  |  | , | FALSE
TEJON 1103286542 | EPSS | EPSS | EPSS | [14 empty] | Aerial Inspection |  | Ground Inspection | Ground Inspection | [18 empty] | EPSS, | EPSS | EPSS | EPSS,Ground Inspection, | EPSS Ground Inspection | EPSS Ground Inspection | EPSS,Aerial Inspection,Ground Inspection, | EPSS Aerial Inspection Ground Inspection | EPSS Aerial Inspection Ground Inspection |  |  |  | , | FALSE
RALSTON 11021601 | EPSS | EPSS | EPSS | [14 empty] | Aerial Inspection | Ground Inspection | Ground Inspection |  | Non-Pole Backlog | [6 empty] | Down Conductor Detection (DCD) | [10 empty] | EPSS,Ground Inspection,Non-Pole Backlog, | EPSS Ground Inspection Non-Pole Backlog | EPSS Ground Inspection Non-Pole Backlog | EPSS,Ground Inspection,Down Conductor Detection (DCD), | EPSS Ground Inspection Down Conductor Detection (DCD) | EPSS Ground Inspection Down Conductor Detection (DCD) | EPSS,Aerial Inspection, | EPSS Aerial Inspection | EPSS Aerial Inspection |  |  |  | , | FALSE
EL CERRITO G 1112CB | EPSS | EPSS | EPSS | [14 empty] | Aerial Inspection |  | Ground Inspection | [19 empty] | EPSS, | EPSS | EPSS | EPSS,Ground Inspection, | EPSS Ground Inspection | EPSS Ground Inspection | EPSS,Aerial Inspection, | EPSS Aerial Inspection | EPSS Aerial Inspection |  |  |  | , | FALSE
CLAY 11031230 | EPSS | EPSS | EPSS | [13 empty] | Aerial Inspection | Aerial Inspection | Ground Inspection | Ground Inspection | [7 empty] | Down Conductor Detection (DCD) | [11 empty] | EPSS,Ground Inspection,Down Conductor Detection (DCD), | EPSS Ground Inspection Down Conductor Detection (DCD) | EPSS Ground Inspection Down Conductor Detection (DCD) | EPSS,Aerial Inspection,Ground Inspection, | EPSS Aerial Inspection Ground Inspection | EPSS Aerial Inspection Ground Inspection | EPSS,Aerial Inspection, | EPSS Aerial Inspection | EPSS Aerial Inspection |  |  |  | , | FALSE
PENRYN 1105168616 | EPSS | EPSS | EPSS | [6 empty] | Expulsion Fuse Replacement | [6 empty] | Aerial Inspection |  | Ground Inspection | Ground Inspection | Ground Inspection | Non-Pole Backlog | [14 empty] | Pole Backlog |  |  | EPSS,Expulsion Fuse Replacement,Ground Inspection,Non-Pole Backlog,Pole Backlog, | EPSS Expulsion Fuse Replacement Ground Inspection Non-Pole Backlog Pole Backlog | EPSS Expulsion Fuse Replacement Ground Inspection Non-Pole Backlog Pole Backlog | EPSS,Aerial Inspection,Ground Inspection, | EPSS Aerial Inspection Ground Inspection | EPSS Aerial Inspection Ground Inspection | EPSS,Ground Inspection, | EPSS Ground Inspection | EPSS Ground Inspection |  |  |  | , | FALSE
SAN ARDO 1101610148 | EPSS | EPSS | EPSS | [14 empty] | Aerial Inspection |  | Ground Inspection | Ground Inspection | [7 empty] | Down Conductor Detection (DCD) | [10 empty] | EPSS, | EPSS | EPSS | EPSS,Ground Inspection,Down Conductor Detection (DCD), | EPSS Ground Inspection Down Conductor Detection (DCD) | EPSS Ground Inspection Down Conductor Detection (DCD) | EPSS,Aerial Inspection,Ground Inspection, | EPSS Aerial Inspection Ground Inspection | EPSS Aerial Inspection Ground Inspection |  |  |  | , | FALSE
RED BLUFF 110585632 | EPSS | EPSS | EPSS | [15 empty] | Ground Inspection |  | Ground Inspection | [6 empty] | Down Conductor Detection (DCD) | [11 empty] | EPSS,Ground Inspection,Down Conductor Detection (DCD), | EPSS Ground Inspection Down Conductor Detection (DCD) | EPSS Ground Inspection Down Conductor Detection (DCD) | EPSS, | EPSS | EPSS | EPSS,Ground Inspection, | EPSS Ground Inspection | EPSS Ground Inspection |  |  |  | , | FALSE
OAKLAND J 1102CR252 | EPSS | EPSS | EPSS | [8 empty] | Expulsion Fuse Replacement |  |  |  |  | Aerial Inspection | Aerial Inspection | Ground Inspection | Ground Inspection | Ground Inspection | Non-Pole Backlog | [6 empty] | Down Conductor Detection (DCD) |  | Line Sensors | [8 empty] | EPSS,Ground Inspection,Non-Pole Backlog,Line Sensors, | EPSS Ground Inspection Non-Pole Backlog Line Sensors | EPSS Ground Inspection Non-Pole Backlog Line Sensors | EPSS,Aerial Inspection,Ground Inspection,Down Conductor Detection (DCD), | EPSS Aerial Inspection Ground Inspection Down Conductor Detection (DCD) | EPSS Aerial Inspection Ground Inspection Down Conductor Detection (DCD) | EPSS,Expulsion Fuse Replacement,Aerial Inspection,Ground Inspection, | EPSS Expulsion Fuse Replacement Aerial Inspection Ground Inspection | EPSS Expulsion Fuse Replacement Aerial Inspection Ground Inspection |  |  |  | , | FALSE
SOLEDAD 2105315500 | EPSS | EPSS | EPSS | [17 empty] | Ground Inspection | [8 empty] | Down Conductor Detection (DCD) | [9 empty] | EPSS, | EPSS | EPSS | EPSS, | EPSS | EPSS | EPSS,Ground Inspection,Down Conductor Detection (DCD), | EPSS Ground Inspection Down Conductor Detection (DCD) | EPSS Ground Inspection Down Conductor Detection (DCD) |  |  |  | , | FALSE
NORTH BRANCH 1101750010 | EPSS | EPSS | EPSS | [17 empty] | Ground Inspection | [7 empty] | Down Conductor Detection (DCD) | [10 empty] | EPSS, | EPSS | EPSS | EPSS,Down Conductor Detection (DCD), | EPSS Down Conductor Detection (DCD) | EPSS Down Conductor Detection (DCD) | EPSS,Ground Inspection, | EPSS Ground Inspection | EPSS Ground Inspection |  |  |  | , | FALSE
ELK 1101900 | EPSS | EPSS | EPSS | [6 empty] | Expulsion Fuse Replacement |  | Expulsion Fuse Replacement |  |  |  |  | Aerial Inspection | Aerial Inspection | Ground Inspection | Ground Inspection | [8 empty] | Down Conductor Detection (DCD) | [7 empty] | Pole Backlog |  |  | EPSS,Expulsion Fuse Replacement,Ground Inspection,Pole Backlog, | EPSS Expulsion Fuse Replacement Ground Inspection Pole Backlog | EPSS Expulsion Fuse Replacement Ground Inspection Pole Backlog | EPSS,Aerial Inspection,Ground Inspection,Down Conductor Detection (DCD), | EPSS Aerial Inspection Ground Inspection Down Conductor Detection (DCD) | EPSS Aerial Inspection Ground Inspection Down Conductor Detection (DCD) | EPSS,Expulsion Fuse Replacement,Aerial Inspection, | EPSS Expulsion Fuse Replacement Aerial Inspection | EPSS Expulsion Fuse Replacement Aerial Inspection |  |  |  | , | FALSE
OROSI 1102617446 | EPSS | EPSS | EPSS | [14 empty] | Aerial Inspection | Ground Inspection | Ground Inspection | Ground Inspection | [18 empty] | EPSS,Ground Inspection, | EPSS Ground Inspection | EPSS Ground Inspection | EPSS,Ground Inspection, | EPSS Ground Inspection | EPSS Ground Inspection | EPSS,Aerial Inspection,Ground Inspection, | EPSS Aerial Inspection Ground Inspection | EPSS Aerial Inspection Ground Inspection |  |  |  | , | FALSE
NEWBURG 1131CB | EPSS | EPSS | EPSS | [14 empty] | Aerial Inspection |  | Ground Inspection | Ground Inspection | Non-Pole Backlog | [17 empty] | EPSS,Non-Pole Backlog, | EPSS Non-Pole Backlog | EPSS Non-Pole Backlog | EPSS,Ground Inspection, | EPSS Ground Inspection | EPSS Ground Inspection | EPSS,Aerial Inspection,Ground Inspection, | EPSS Aerial Inspection Ground Inspection | EPSS Aerial Inspection Ground Inspection |  |  |  | , | FALSE
BROWNS VALLEY 110193870 | EPSS | EPSS | EPSS | [6 empty] | Expulsion Fuse Replacement |  |  | Surge Arrestor Replacement |  |  |  | Aerial Inspection | Aerial Inspection | Ground Inspection | Ground Inspection | Ground Inspection | Non-Pole Backlog | [6 empty] | Down Conductor Detection (DCD) |  |  |  |  | Line Removal |  |  | Pole Backlog |  |  | EPSS,Expulsion Fuse Replacement,Surge Arrestor Replacement,Ground Inspection,Non-Pole Backlog,Line Removal,Pole Backlog, | EPSS Expulsion Fuse Replacement Surge Arrestor Replacement Ground Inspection Non-Pole Backlog Line Removal Pole Backlog | EPSS Expulsion Fuse Replacement Surge Arrestor Replacement Ground Inspection Non-Pole Backlog Line Removal Pole Backlog | EPSS,Aerial Inspection,Ground Inspection,Down Conductor Detection (DCD), | EPSS Aerial Inspection Ground Inspection Down Conductor Detection (DCD) | EPSS Aerial Inspection Ground Inspection Down Conductor Detection (DCD) | EPSS,Aerial Inspection,Ground Inspection, | EPSS Aerial Inspection Ground Inspection | EPSS Aerial Inspection Ground Inspection |  |  |  | , | FALSE
SONOMA 1107844168 | EPSS | EPSS | EPSS | [6 empty] | Expulsion Fuse Replacement | [6 empty] | Aerial Inspection | Aerial Inspection | Ground Inspection | Ground Inspection |  | Non-Pole Backlog | [17 empty] | EPSS,Expulsion Fuse Replacement,Ground Inspection,Non-Pole Backlog, | EPSS Expulsion Fuse Replacement Ground Inspection Non-Pole Backlog | EPSS Expulsion Fuse Replacement Ground Inspection Non-Pole Backlog | EPSS,Aerial Inspection,Ground Inspection, | EPSS Aerial Inspection Ground Inspection | EPSS Aerial Inspection Ground Inspection | EPSS,Aerial Inspection, | EPSS Aerial Inspection | EPSS Aerial Inspection |  |  |  | , | FALSE
STOCKDALE 21074163 | EPSS | EPSS | EPSS | [17 empty] | Ground Inspection | [18 empty] | EPSS, | EPSS | EPSS | EPSS, | EPSS | EPSS | EPSS,Ground Inspection, | EPSS Ground Inspection | EPSS Ground Inspection |  |  |  | , | FALSE
FOOTHILL 1101CB | EPSS | EPSS | EPSS | [14 empty] | Aerial Inspection |  | Ground Inspection | Ground Inspection | Non-Pole Backlog | [17 empty] | EPSS,Non-Pole Backlog, | EPSS Non-Pole Backlog | EPSS Non-Pole Backlog | EPSS,Ground Inspection, | EPSS Ground Inspection | EPSS Ground Inspection | EPSS,Aerial Inspection,Ground Inspection, | EPSS Aerial Inspection Ground Inspection | EPSS Aerial Inspection Ground Inspection |  |  |  | , | FALSE
ROB ROY 210512584 | EPSS | EPSS | EPSS | [16 empty] | Ground Inspection | Ground Inspection | [18 empty] | EPSS, | EPSS | EPSS | EPSS,Ground Inspection, | EPSS Ground Inspection | EPSS Ground Inspection | EPSS,Ground Inspection, | EPSS Ground Inspection | EPSS Ground Inspection |  |  |  | , | FALSE
PENRYN 11072706 | EPSS | EPSS | EPSS | [6 empty] | Expulsion Fuse Replacement | [7 empty] | Aerial Inspection |  | Ground Inspection | Ground Inspection | [7 empty] | Down Conductor Detection (DCD) | [10 empty] | EPSS,Expulsion Fuse Replacement, | EPSS Expulsion Fuse Replacement | EPSS Expulsion Fuse Replacement | EPSS,Ground Inspection,Down Conductor Detection (DCD), | EPSS Ground Inspection Down Conductor Detection (DCD) | EPSS Ground Inspection Down Conductor Detection (DCD) | EPSS,Aerial Inspection,Ground Inspection, | EPSS Aerial Inspection Ground Inspection | EPSS Aerial Inspection Ground Inspection |  |  |  | , | FALSE
TAFT 1102CB | EPSS | EPSS | EPSS | [17 empty] | Ground Inspection | [18 empty] | EPSS, | EPSS | EPSS | EPSS, | EPSS | EPSS | EPSS,Ground Inspection, | EPSS Ground Inspection | EPSS Ground Inspection |  |  |  | , | FALSE
BELL 111050522 | EPSS | EPSS | EPSS | [36 empty] | EPSS, | EPSS | EPSS | EPSS, | EPSS | EPSS | EPSS, | EPSS | EPSS |  |  |  | , | FALSE
SAN LUIS OBISPO 1102597518 | EPSS | EPSS | EPSS | [14 empty] | Aerial Inspection |  | Ground Inspection | [8 empty] | Down Conductor Detection (DCD) | [10 empty] | EPSS, | EPSS | EPSS | EPSS,Ground Inspection,Down Conductor Detection (DCD), | EPSS Ground Inspection Down Conductor Detection (DCD) | EPSS Ground Inspection Down Conductor Detection (DCD) | EPSS,Aerial Inspection, | EPSS Aerial Inspection | EPSS Aerial Inspection |  |  |  | , | FALSE
SNEATH LANE 1102CB | EPSS | EPSS | EPSS | [14 empty] | Aerial Inspection | Ground Inspection | Ground Inspection | Ground Inspection | [18 empty] | EPSS,Ground Inspection, | EPSS Ground Inspection | EPSS Ground Inspection | EPSS,Ground Inspection, | EPSS Ground Inspection | EPSS Ground Inspection | EPSS,Aerial Inspection,Ground Inspection, | EPSS Aerial Inspection Ground Inspection | EPSS Aerial Inspection Ground Inspection |  |  |  | , | FALSE
CALISTOGA 1102270153 | EPSS | EPSS | EPSS | [13 empty] | Aerial Inspection |  |  |  | Ground Inspection | [18 empty] | EPSS, | EPSS | EPSS | EPSS,Aerial Inspection, | EPSS Aerial Inspection | EPSS Aerial Inspection | EPSS,Ground Inspection, | EPSS Ground Inspection | EPSS Ground Inspection |  |  |  | , | FALSE
BELL 1109CB | EPSS | EPSS | EPSS | [17 empty] | Ground Inspection | [18 empty] | EPSS, | EPSS | EPSS | EPSS, | EPSS | EPSS | EPSS,Ground Inspection, | EPSS Ground Inspection | EPSS Ground Inspection |  |  |  | , | FALSE
NAPA 1102561208 | EPSS | EPSS | EPSS | [14 empty] | Aerial Inspection |  | Ground Inspection | [19 empty] | EPSS, | EPSS | EPSS | EPSS,Ground Inspection, | EPSS Ground Inspection | EPSS Ground Inspection | EPSS,Aerial Inspection, | EPSS Aerial Inspection | EPSS Aerial Inspection |  |  |  | , | FALSE
MERCED FALLS 110222774 | EPSS | EPSS | EPSS | [13 empty] | Aerial Inspection | Aerial Inspection | Ground Inspection | Ground Inspection | [19 empty] | EPSS,Ground Inspection, | EPSS Ground Inspection | EPSS Ground Inspection | EPSS,Aerial Inspection,Ground Inspection, | EPSS Aerial Inspection Ground Inspection | EPSS Aerial Inspection Ground Inspection | EPSS,Aerial Inspection, | EPSS Aerial Inspection | EPSS Aerial Inspection |  |  |  | , | FALSE
GREEN VALLEY 2101380922 | EPSS | EPSS | EPSS | [14 empty] | Aerial Inspection |  | Ground Inspection | Ground Inspection | [18 empty] | EPSS, | EPSS | EPSS | EPSS,Ground Inspection, | EPSS Ground Inspection | EPSS Ground Inspection | EPSS,Aerial Inspection,Ground Inspection, | EPSS Aerial Inspection Ground Inspection | EPSS Aerial Inspection Ground Inspection |  |  |  | , | FALSE
BURNEY 11012402 | EPSS | EPSS | EPSS | [15 empty] | Ground Inspection |  | Ground Inspection | [6 empty] | Down Conductor Detection (DCD) | [11 empty] | EPSS,Ground Inspection,Down Conductor Detection (DCD), | EPSS Ground Inspection Down Conductor Detection (DCD) | EPSS Ground Inspection Down Conductor Detection (DCD) | EPSS, | EPSS | EPSS | EPSS,Ground Inspection, | EPSS Ground Inspection | EPSS Ground Inspection |  |  |  | , | FALSE
ARCATA 112233060 | EPSS | EPSS | EPSS | [7 empty] | Expulsion Fuse Replacement | [5 empty] | Aerial Inspection | Aerial Inspection | Ground Inspection | Ground Inspection |  | Non-Pole Backlog | [5 empty] | Down Conductor Detection (DCD) | [11 empty] | EPSS,Ground Inspection,Non-Pole Backlog,Down Conductor Detection (DCD), | EPSS Ground Inspection Non-Pole Backlog Down Conductor Detection (DCD) | EPSS Ground Inspection Non-Pole Backlog Down Conductor Detection (DCD) | EPSS,Expulsion Fuse Replacement,Aerial Inspection,Ground Inspection, | EPSS Expulsion Fuse Replacement Aerial Inspection Ground Inspection | EPSS Expulsion Fuse Replacement Aerial Inspection Ground Inspection | EPSS,Aerial Inspection, | EPSS Aerial Inspection | EPSS Aerial Inspection |  |  |  | , | FALSE
GREENBRAE 1102CB | EPSS | EPSS | EPSS | [16 empty] | Ground Inspection | Ground Inspection | [18 empty] | EPSS, | EPSS | EPSS | EPSS,Ground Inspection, | EPSS Ground Inspection | EPSS Ground Inspection | EPSS,Ground Inspection, | EPSS Ground Inspection | EPSS Ground Inspection |  |  |  | , | FALSE
AUBURN 1102251946 | EPSS | EPSS | EPSS | [8 empty] | Expulsion Fuse Replacement |  |  |  |  | Aerial Inspection | Aerial Inspection | Ground Inspection | Ground Inspection |  | Non-Pole Backlog | [17 empty] | EPSS,Ground Inspection,Non-Pole Backlog, | EPSS Ground Inspection Non-Pole Backlog | EPSS Ground Inspection Non-Pole Backlog | EPSS,Aerial Inspection,Ground Inspection, | EPSS Aerial Inspection Ground Inspection | EPSS Aerial Inspection Ground Inspection | EPSS,Expulsion Fuse Replacement,Aerial Inspection, | EPSS Expulsion Fuse Replacement Aerial Inspection | EPSS Expulsion Fuse Replacement Aerial Inspection |  |  |  | , | FALSE
FAIRVIEW 2207P148 | EPSS | EPSS | EPSS | [7 empty] | Expulsion Fuse Replacement | [6 empty] | Aerial Inspection | Ground Inspection | Ground Inspection | Ground Inspection | Non-Pole Backlog | [17 empty] | EPSS,Ground Inspection,Non-Pole Backlog, | EPSS Ground Inspection Non-Pole Backlog | EPSS Ground Inspection Non-Pole Backlog | EPSS,Expulsion Fuse Replacement,Ground Inspection, | EPSS Expulsion Fuse Replacement Ground Inspection | EPSS Expulsion Fuse Replacement Ground Inspection | EPSS,Aerial Inspection,Ground Inspection, | EPSS Aerial Inspection Ground Inspection | EPSS Aerial Inspection Ground Inspection |  |  |  | , | FALSE
PINEDALE 2105CB | EPSS | EPSS | EPSS | [36 empty] | EPSS, | EPSS | EPSS | EPSS, | EPSS | EPSS | EPSS, | EPSS | EPSS |  |  |  | , | FALSE
SOLEDAD 2101823854 | EPSS | EPSS | EPSS | [9 empty] | Surge Arrestor Replacement |  |  |  |  | Aerial Inspection |  | Ground Inspection | Ground Inspection | Non-Pole Backlog | [6 empty] | Down Conductor Detection (DCD) | [10 empty] | EPSS,Surge Arrestor Replacement,Non-Pole Backlog, | EPSS Surge Arrestor Replacement Non-Pole Backlog | EPSS Surge Arrestor Replacement Non-Pole Backlog | EPSS,Ground Inspection,Down Conductor Detection (DCD), | EPSS Ground Inspection Down Conductor Detection (DCD) | EPSS Ground Inspection Down Conductor Detection (DCD) | EPSS,Aerial Inspection,Ground Inspection, | EPSS Aerial Inspection Ground Inspection | EPSS Aerial Inspection Ground Inspection |  |  |  | , | FALSE
MOLINO 1104368158 | EPSS | EPSS | EPSS | [13 empty] | Aerial Inspection | Aerial Inspection | Ground Inspection | Ground Inspection | Ground Inspection | [18 empty] | EPSS,Ground Inspection, | EPSS Ground Inspection | EPSS Ground Inspection | EPSS,Aerial Inspection,Ground Inspection, | EPSS Aerial Inspection Ground Inspection | EPSS Aerial Inspection Ground Inspection | EPSS,Aerial Inspection,Ground Inspection, | EPSS Aerial Inspection Ground Inspection | EPSS Aerial Inspection Ground Inspection |  |  |  | , | FALSE
FULTON 1102CB | EPSS | EPSS | EPSS | [15 empty] | Ground Inspection |  | Ground Inspection | [18 empty] | EPSS,Ground Inspection, | EPSS Ground Inspection | EPSS Ground Inspection | EPSS, | EPSS | EPSS | EPSS,Ground Inspection, | EPSS Ground Inspection | EPSS Ground Inspection |  |  |  | , | FALSE
COTTONWOOD 11011510 | EPSS | EPSS | EPSS | [14 empty] | Aerial Inspection |  | Ground Inspection | [7 empty] | Down Conductor Detection (DCD) | [11 empty] | EPSS,Down Conductor Detection (DCD), | EPSS Down Conductor Detection (DCD) | EPSS Down Conductor Detection (DCD) | EPSS,Ground Inspection, | EPSS Ground Inspection | EPSS Ground Inspection | EPSS,Aerial Inspection, | EPSS Aerial Inspection | EPSS Aerial Inspection |  |  |  | , | FALSE
GEYSERVILLE 1101354 | EPSS | EPSS | EPSS | [13 empty] | Aerial Inspection | Aerial Inspection | Ground Inspection | Ground Inspection | Ground Inspection | [15 empty] | Pole Backlog |  |  | EPSS,Ground Inspection,Pole Backlog, | EPSS Ground Inspection Pole Backlog | EPSS Ground Inspection Pole Backlog | EPSS,Aerial Inspection,Ground Inspection, | EPSS Aerial Inspection Ground Inspection | EPSS Aerial Inspection Ground Inspection | EPSS,Aerial Inspection,Ground Inspection, | EPSS Aerial Inspection Ground Inspection | EPSS Aerial Inspection Ground Inspection |  |  |  | , | FALSE
RANCHERS COTTON 1000CB | EPSS | EPSS | EPSS | [36 empty] | EPSS, | EPSS | EPSS | EPSS, | EPSS | EPSS | EPSS, | EPSS | EPSS |  |  |  | , | FALSE
CABRILLO 11031437 | EPSS | EPSS | EPSS | [6 empty] | Expulsion Fuse Replacement | [7 empty] | Aerial Inspection |  | Ground Inspection | Ground Inspection | [18 empty] | EPSS,Expulsion Fuse Replacement, | EPSS Expulsion Fuse Replacement | EPSS Expulsion Fuse Replacement | EPSS,Ground Inspection, | EPSS Ground Inspection | EPSS Ground Inspection | EPSS,Aerial Inspection,Ground Inspection, | EPSS Aerial Inspection Ground Inspection | EPSS Aerial Inspection Ground Inspection |  |  |  | , | FALSE
PUTAH CREEK 1105617260 | EPSS | EPSS | EPSS | [17 empty] | Ground Inspection | [15 empty] | Pole Backlog |  |  | EPSS,Pole Backlog, | EPSS Pole Backlog | EPSS Pole Backlog | EPSS, | EPSS | EPSS | EPSS,Ground Inspection, | EPSS Ground Inspection | EPSS Ground Inspection |  |  |  | , | FALSE
HATTON 110240461 | EPSS | EPSS | EPSS | [13 empty] | Aerial Inspection |  | Ground Inspection |  | Ground Inspection | [7 empty] | Down Conductor Detection (DCD) | [10 empty] | EPSS,Ground Inspection, | EPSS Ground Inspection | EPSS Ground Inspection | EPSS,Aerial Inspection,Down Conductor Detection (DCD), | EPSS Aerial Inspection Down Conductor Detection (DCD) | EPSS Aerial Inspection Down Conductor Detection (DCD) | EPSS,Ground Inspection, | EPSS Ground Inspection | EPSS Ground Inspection |  |  |  | , | FALSE
VINEYARD 2107MR332 | EPSS | EPSS | EPSS | [13 empty] | Aerial Inspection | Aerial Inspection | Ground Inspection | Ground Inspection | Ground Inspection | [18 empty] | EPSS,Ground Inspection, | EPSS Ground Inspection | EPSS Ground Inspection | EPSS,Aerial Inspection,Ground Inspection, | EPSS Aerial Inspection Ground Inspection | EPSS Aerial Inspection Ground Inspection | EPSS,Aerial Inspection,Ground Inspection, | EPSS Aerial Inspection Ground Inspection | EPSS Aerial Inspection Ground Inspection |  |  |  | , | FALSE
FULTON 1107126742 | EPSS | EPSS | EPSS | [17 empty] | Ground Inspection | [18 empty] | EPSS, | EPSS | EPSS | EPSS, | EPSS | EPSS | EPSS,Ground Inspection, | EPSS Ground Inspection | EPSS Ground Inspection |  |  |  | , | FALSE
MILPITAS 2113CB | EPSS | EPSS | EPSS | [15 empty] | Ground Inspection | [20 empty] | EPSS,Ground Inspection, | EPSS Ground Inspection | EPSS Ground Inspection | EPSS, | EPSS | EPSS | EPSS, | EPSS | EPSS |  |  |  | , | FALSE
FULTON 11024994 | EPSS | EPSS | EPSS | [14 empty] | Aerial Inspection |  | Ground Inspection | Ground Inspection | [6 empty] | Down Conductor Detection (DCD) | [11 empty] | EPSS,Down Conductor Detection (DCD), | EPSS Down Conductor Detection (DCD) | EPSS Down Conductor Detection (DCD) | EPSS,Ground Inspection, | EPSS Ground Inspection | EPSS Ground Inspection | EPSS,Aerial Inspection,Ground Inspection, | EPSS Aerial Inspection Ground Inspection | EPSS Aerial Inspection Ground Inspection |  |  |  | , | FALSE
LLAGAS 2104XR294 | EPSS | EPSS | EPSS | [13 empty] | Aerial Inspection |  | Ground Inspection | [20 empty] | EPSS,Ground Inspection, | EPSS Ground Inspection | EPSS Ground Inspection | EPSS,Aerial Inspection, | EPSS Aerial Inspection | EPSS Aerial Inspection | EPSS, | EPSS | EPSS |  |  |  | , | FALSE
CALPELLA 1102421412 | EPSS | EPSS | EPSS | [13 empty] | Aerial Inspection |  | Ground Inspection |  | Ground Inspection | [7 empty] | Down Conductor Detection (DCD) | [10 empty] | EPSS,Ground Inspection, | EPSS Ground Inspection | EPSS Ground Inspection | EPSS,Aerial Inspection,Down Conductor Detection (DCD), | EPSS Aerial Inspection Down Conductor Detection (DCD) | EPSS Aerial Inspection Down Conductor Detection (DCD) | EPSS,Ground Inspection, | EPSS Ground Inspection | EPSS Ground Inspection |  |  |  | , | FALSE
LAMONT 11024222 | EPSS | EPSS | EPSS | [8 empty] | Expulsion Fuse Replacement | Surge Arrestor Replacement |  |  |  | Aerial Inspection |  | Ground Inspection |  | Ground Inspection | [7 empty] | Down Conductor Detection (DCD) | [10 empty] | EPSS,Surge Arrestor Replacement,Ground Inspection, | EPSS Surge Arrestor Replacement Ground Inspection | EPSS Surge Arrestor Replacement Ground Inspection | EPSS,Aerial Inspection,Down Conductor Detection (DCD), | EPSS Aerial Inspection Down Conductor Detection (DCD) | EPSS Aerial Inspection Down Conductor Detection (DCD) | EPSS,Expulsion Fuse Replacement,Ground Inspection, | EPSS Expulsion Fuse Replacement Ground Inspection | EPSS Expulsion Fuse Replacement Ground Inspection |  |  |  | , | FALSE
FITCH MOUNTAIN 1111821431 | EPSS | EPSS | EPSS | [8 empty] | Expulsion Fuse Replacement |  |  |  |  | Aerial Inspection |  | Ground Inspection | [10 empty] | Down Conductor Detection (DCD) | [9 empty] | EPSS,Ground Inspection, | EPSS Ground Inspection | EPSS Ground Inspection | EPSS,Aerial Inspection, | EPSS Aerial Inspection | EPSS Aerial Inspection | EPSS,Expulsion Fuse Replacement,Down Conductor Detection (DCD), | EPSS Expulsion Fuse Replacement Down Conductor Detection (DCD) | EPSS Expulsion Fuse Replacement Down Conductor Detection (DCD) |  |  |  | , | FALSE
ROB ROY 210410930 | EPSS | EPSS | EPSS | [14 empty] | Aerial Inspection |  | Ground Inspection | Ground Inspection | [18 empty] | EPSS, | EPSS | EPSS | EPSS,Ground Inspection, | EPSS Ground Inspection | EPSS Ground Inspection | EPSS,Aerial Inspection,Ground Inspection, | EPSS Aerial Inspection Ground Inspection | EPSS Aerial Inspection Ground Inspection |  |  |  | , | FALSE
OLEMA 110175686 | EPSS | EPSS | EPSS | [7 empty] | Expulsion Fuse Replacement | [5 empty] | Aerial Inspection | Aerial Inspection | Ground Inspection | Ground Inspection | Ground Inspection | [7 empty] | Down Conductor Detection (DCD) | [10 empty] | EPSS,Ground Inspection, | EPSS Ground Inspection | EPSS Ground Inspection | EPSS,Expulsion Fuse Replacement,Aerial Inspection,Ground Inspection,Down Conductor Detection (DCD), | EPSS Expulsion Fuse Replacement Aerial Inspection Ground Inspection Down Conductor Detection (DCD) | EPSS Expulsion Fuse Replacement Aerial Inspection Ground Inspection Down Conductor Detection (DCD) | EPSS,Aerial Inspection,Ground Inspection, | EPSS Aerial Inspection Ground Inspection | EPSS Aerial Inspection Ground Inspection |  |  |  | , | FALSE
LLAGAS 2107CB | EPSS | EPSS | EPSS | [15 empty] | Ground Inspection | [20 empty] | EPSS,Ground Inspection, | EPSS Ground Inspection | EPSS Ground Inspection | EPSS, | EPSS | EPSS | EPSS, | EPSS | EPSS |  |  |  | , | FALSE
ROSSMOOR 110479146 | EPSS | EPSS | EPSS | [13 empty] | Aerial Inspection |  | Ground Inspection | [9 empty] | Down Conductor Detection (DCD) | [10 empty] | EPSS,Ground Inspection, | EPSS Ground Inspection | EPSS Ground Inspection | EPSS,Aerial Inspection,Down Conductor Detection (DCD), | EPSS Aerial Inspection Down Conductor Detection (DCD) | EPSS Aerial Inspection Down Conductor Detection (DCD) | EPSS, | EPSS | EPSS |  |  |  | , | FALSE
PINEDALE 2111CB | EPSS | EPSS | EPSS | [36 empty] | EPSS, | EPSS | EPSS | EPSS, | EPSS | EPSS | EPSS, | EPSS | EPSS |  |  |  | , | FALSE
WILLITS 1103696 | EPSS | EPSS | EPSS | [13 empty] | Aerial Inspection | Aerial Inspection | Ground Inspection | Ground Inspection | Ground Inspection | [6 empty] | Down Conductor Detection (DCD) | [11 empty] | EPSS,Ground Inspection,Down Conductor Detection (DCD), | EPSS Ground Inspection Down Conductor Detection (DCD) | EPSS Ground Inspection Down Conductor Detection (DCD) | EPSS,Aerial Inspection,Ground Inspection, | EPSS Aerial Inspection Ground Inspection | EPSS Aerial Inspection Ground Inspection | EPSS,Aerial Inspection,Ground Inspection, | EPSS Aerial Inspection Ground Inspection | EPSS Aerial Inspection Ground Inspection |  |  |  | , | FALSE
MORRO BAY 1102W34 | EPSS | EPSS | EPSS | [7 empty] | Expulsion Fuse Replacement | Expulsion Fuse Replacement | [5 empty] | Aerial Inspection |  | Ground Inspection | Ground Inspection | Non-Pole Backlog | [6 empty] | Down Conductor Detection (DCD) | [10 empty] | EPSS,Non-Pole Backlog, | EPSS Non-Pole Backlog | EPSS Non-Pole Backlog | EPSS,Expulsion Fuse Replacement,Ground Inspection,Down Conductor Detection (DCD), | EPSS Expulsion Fuse Replacement Ground Inspection Down Conductor Detection (DCD) | EPSS Expulsion Fuse Replacement Ground Inspection Down Conductor Detection (DCD) | EPSS,Expulsion Fuse Replacement,Aerial Inspection,Ground Inspection, | EPSS Expulsion Fuse Replacement Aerial Inspection Ground Inspection | EPSS Expulsion Fuse Replacement Aerial Inspection Ground Inspection |  |  |  | , | FALSE
CALIFORNIA AVE 110446974 | EPSS | EPSS | EPSS | [15 empty] | Ground Inspection | [20 empty] | EPSS,Ground Inspection, | EPSS Ground Inspection | EPSS Ground Inspection | EPSS, | EPSS | EPSS | EPSS, | EPSS | EPSS |  |  |  | , | FALSE
COTATI 1105104502 | EPSS | EPSS | EPSS | [6 empty] | Expulsion Fuse Replacement | Expulsion Fuse Replacement | [5 empty] | Aerial Inspection | Aerial Inspection | Ground Inspection | Ground Inspection | Ground Inspection | [6 empty] | Down Conductor Detection (DCD) | [11 empty] | EPSS,Expulsion Fuse Replacement,Ground Inspection,Down Conductor Detection (DCD), | EPSS Expulsion Fuse Replacement Ground Inspection Down Conductor Detection (DCD) | EPSS Expulsion Fuse Replacement Ground Inspection Down Conductor Detection (DCD) | EPSS,Expulsion Fuse Replacement,Aerial Inspection,Ground Inspection, | EPSS Expulsion Fuse Replacement Aerial Inspection Ground Inspection | EPSS Expulsion Fuse Replacement Aerial Inspection Ground Inspection | EPSS,Aerial Inspection,Ground Inspection, | EPSS Aerial Inspection Ground Inspection | EPSS Aerial Inspection Ground Inspection |  |  |  | , | FALSE
MC ARTHUR 1102542920 | EPSS | EPSS | EPSS | [17 empty] | Ground Inspection | [18 empty] | EPSS, | EPSS | EPSS | EPSS, | EPSS | EPSS | EPSS,Ground Inspection, | EPSS Ground Inspection | EPSS Ground Inspection |  |  |  | , | FALSE
PACIFICA 1103CB | EPSS | EPSS | EPSS | [14 empty] | Aerial Inspection |  | Ground Inspection | Ground Inspection | [18 empty] | EPSS, | EPSS | EPSS | EPSS,Ground Inspection, | EPSS Ground Inspection | EPSS Ground Inspection | EPSS,Aerial Inspection,Ground Inspection, | EPSS Aerial Inspection Ground Inspection | EPSS Aerial Inspection Ground Inspection |  |  |  | , | FALSE
CHESTER 1102CB | EPSS | EPSS | EPSS | [15 empty] | Ground Inspection |  | Ground Inspection | [18 empty] | EPSS,Ground Inspection, | EPSS Ground Inspection | EPSS Ground Inspection | EPSS, | EPSS | EPSS | EPSS,Ground Inspection, | EPSS Ground Inspection | EPSS Ground Inspection |  |  |  | , | FALSE
CLAY 11037142 | EPSS | EPSS | EPSS | [6 empty] | Expulsion Fuse Replacement | [7 empty] | Aerial Inspection | Ground Inspection | Ground Inspection | [8 empty] | Down Conductor Detection (DCD) | [10 empty] | EPSS,Expulsion Fuse Replacement,Ground Inspection, | EPSS Expulsion Fuse Replacement Ground Inspection | EPSS Expulsion Fuse Replacement Ground Inspection | EPSS,Ground Inspection,Down Conductor Detection (DCD), | EPSS Ground Inspection Down Conductor Detection (DCD) | EPSS Ground Inspection Down Conductor Detection (DCD) | EPSS,Aerial Inspection, | EPSS Aerial Inspection | EPSS Aerial Inspection |  |  |  | , | FALSE
KIRKER 2106P525R | EPSS | EPSS | EPSS | [36 empty] | EPSS, | EPSS | EPSS | EPSS, | EPSS | EPSS | EPSS, | EPSS | EPSS |  |  |  | , | FALSE
WOODWARD 2102CB | EPSS | EPSS | EPSS | [36 empty] | EPSS, | EPSS | EPSS | EPSS, | EPSS | EPSS | EPSS, | EPSS | EPSS |  |  |  | , | FALSE
MESA 1101CB | EPSS | EPSS | EPSS | [6 empty] | Expulsion Fuse Replacement | [6 empty] | Aerial Inspection | Aerial Inspection | Ground Inspection | Ground Inspection |  | Non-Pole Backlog | Non-Pole Backlog | [16 empty] | EPSS,Expulsion Fuse Replacement,Ground Inspection,Non-Pole Backlog, | EPSS Expulsion Fuse Replacement Ground Inspection Non-Pole Backlog | EPSS Expulsion Fuse Replacement Ground Inspection Non-Pole Backlog | EPSS,Aerial Inspection,Ground Inspection,Non-Pole Backlog, | EPSS Aerial Inspection Ground Inspection Non-Pole Backlog | EPSS Aerial Inspection Ground Inspection Non-Pole Backlog | EPSS,Aerial Inspection, | EPSS Aerial Inspection | EPSS Aerial Inspection |  |  |  | , | FALSE
STOCKDALE 2111CB | EPSS | EPSS | EPSS | [17 empty] | Ground Inspection | [18 empty] | EPSS, | EPSS | EPSS | EPSS, | EPSS | EPSS | EPSS,Ground Inspection, | EPSS Ground Inspection | EPSS Ground Inspection |  |  |  | , | FALSE
MIRABEL 1102CB | EPSS | EPSS | EPSS | [17 empty] | Ground Inspection | [18 empty] | EPSS, | EPSS | EPSS | EPSS, | EPSS | EPSS | EPSS,Ground Inspection, | EPSS Ground Inspection | EPSS Ground Inspection |  |  |  | , | FALSE
ROSSMOOR 1106L541R | EPSS | EPSS | EPSS | [14 empty] | Aerial Inspection |  | Ground Inspection | Ground Inspection | [18 empty] | EPSS, | EPSS | EPSS | EPSS,Ground Inspection, | EPSS Ground Inspection | EPSS Ground Inspection | EPSS,Aerial Inspection,Ground Inspection, | EPSS Aerial Inspection Ground Inspection | EPSS Aerial Inspection Ground Inspection |  |  |  | , | FALSE
CAYETANO 2109MR186 | EPSS | EPSS | EPSS | [13 empty] | Aerial Inspection |  | Ground Inspection | [20 empty] | EPSS,Ground Inspection, | EPSS Ground Inspection | EPSS Ground Inspection | EPSS,Aerial Inspection, | EPSS Aerial Inspection | EPSS Aerial Inspection | EPSS, | EPSS | EPSS |  |  |  | , | FALSE
EDENVALE 2105739448 | EPSS | EPSS | EPSS | [13 empty] | Aerial Inspection |  | Ground Inspection | [10 empty] | Down Conductor Detection (DCD) | [9 empty] | EPSS,Ground Inspection, | EPSS Ground Inspection | EPSS Ground Inspection | EPSS,Aerial Inspection, | EPSS Aerial Inspection | EPSS Aerial Inspection | EPSS,Down Conductor Detection (DCD), | EPSS Down Conductor Detection (DCD) | EPSS Down Conductor Detection (DCD) |  |  |  | , | FALSE
FITCH MOUNTAIN 1113443164 | EPSS | EPSS | EPSS | [6 empty] | Expulsion Fuse Replacement | Expulsion Fuse Replacement | [5 empty] | Aerial Inspection | Aerial Inspection | Ground Inspection | Ground Inspection | [8 empty] | Down Conductor Detection (DCD) | [10 empty] | EPSS,Expulsion Fuse Replacement,Ground Inspection, | EPSS Expulsion Fuse Replacement Ground Inspection | EPSS Expulsion Fuse Replacement Ground Inspection | EPSS,Expulsion Fuse Replacement,Aerial Inspection,Ground Inspection,Down Conductor Detection (DCD), | EPSS Expulsion Fuse Replacement Aerial Inspection Ground Inspection Down Conductor Detection (DCD) | EPSS Expulsion Fuse Replacement Aerial Inspection Ground Inspection Down Conductor Detection (DCD) | EPSS,Aerial Inspection, | EPSS Aerial Inspection | EPSS Aerial Inspection |  |  |  | , | FALSE
RICHMOND R 1120BR328 | EPSS | EPSS | EPSS | [36 empty] | EPSS, | EPSS | EPSS | EPSS, | EPSS | EPSS | EPSS, | EPSS | EPSS |  |  |  | , | FALSE
STOCKDALE 2113CB | EPSS | EPSS | EPSS | [17 empty] | Ground Inspection | [18 empty] | EPSS, | EPSS | EPSS | EPSS, | EPSS | EPSS | EPSS,Ground Inspection, | EPSS Ground Inspection | EPSS Ground Inspection |  |  |  | , | FALSE
PINEDALE 210541238 | EPSS | EPSS | EPSS | [36 empty] | EPSS, | EPSS | EPSS | EPSS, | EPSS | EPSS | EPSS, | EPSS | EPSS |  |  |  | , | FALSE
MADISON 2101117644 | EPSS | EPSS | EPSS | [14 empty] | Aerial Inspection |  | Ground Inspection | Ground Inspection | [9 empty] | Line Sensors | [8 empty] | EPSS,Line Sensors, | EPSS Line Sensors | EPSS Line Sensors | EPSS,Ground Inspection, | EPSS Ground Inspection | EPSS Ground Inspection | EPSS,Aerial Inspection,Ground Inspection, | EPSS Aerial Inspection Ground Inspection | EPSS Aerial Inspection Ground Inspection |  |  |  | , | FALSE
BRUNSWICK 1107CB | EPSS | EPSS | EPSS | [13 empty] | Aerial Inspection |  | Ground Inspection | [20 empty] | EPSS,Ground Inspection, | EPSS Ground Inspection | EPSS Ground Inspection | EPSS,Aerial Inspection, | EPSS Aerial Inspection | EPSS Aerial Inspection | EPSS, | EPSS | EPSS |  |  |  | , | FALSE
OROSI 11027948F | EPSS | EPSS | EPSS | [14 empty] | Aerial Inspection | Ground Inspection | Ground Inspection | [19 empty] | EPSS,Ground Inspection, | EPSS Ground Inspection | EPSS Ground Inspection | EPSS,Ground Inspection, | EPSS Ground Inspection | EPSS Ground Inspection | EPSS,Aerial Inspection, | EPSS Aerial Inspection | EPSS Aerial Inspection |  |  |  | , | FALSE
MC ARTHUR 1101648698 | EPSS | EPSS | EPSS | [6 empty] | Expulsion Fuse Replacement | Expulsion Fuse Replacement | [5 empty] | Aerial Inspection | Aerial Inspection | Ground Inspection | Ground Inspection | [8 empty] | Down Conductor Detection (DCD) | [10 empty] | EPSS,Expulsion Fuse Replacement,Ground Inspection, | EPSS Expulsion Fuse Replacement Ground Inspection | EPSS Expulsion Fuse Replacement Ground Inspection | EPSS,Expulsion Fuse Replacement,Aerial Inspection,Ground Inspection,Down Conductor Detection (DCD), | EPSS Expulsion Fuse Replacement Aerial Inspection Ground Inspection Down Conductor Detection (DCD) | EPSS Expulsion Fuse Replacement Aerial Inspection Ground Inspection Down Conductor Detection (DCD) | EPSS,Aerial Inspection, | EPSS Aerial Inspection | EPSS Aerial Inspection |  |  |  | , | FALSE
MADISON 210189332 | EPSS | EPSS | EPSS | [13 empty] | Aerial Inspection |  | Ground Inspection | Ground Inspection | Ground Inspection | [6 empty] | Down Conductor Detection (DCD) |  |  | Line Sensors | [8 empty] | EPSS,Ground Inspection,Down Conductor Detection (DCD),Line Sensors, | EPSS Ground Inspection Down Conductor Detection (DCD) Line Sensors | EPSS Ground Inspection Down Conductor Detection (DCD) Line Sensors | EPSS,Aerial Inspection,Ground Inspection, | EPSS Aerial Inspection Ground Inspection | EPSS Aerial Inspection Ground Inspection | EPSS,Ground Inspection, | EPSS Ground Inspection | EPSS Ground Inspection |  |  |  | , | FALSE
CALISTOGA 1101157668 | EPSS | EPSS | EPSS | [16 empty] | Ground Inspection | [19 empty] | EPSS, | EPSS | EPSS | EPSS,Ground Inspection, | EPSS Ground Inspection | EPSS Ground Inspection | EPSS, | EPSS | EPSS |  |  |  | , | FALSE
LAKEWOOD 210769586 | EPSS | EPSS | EPSS | [13 empty] | Aerial Inspection | Aerial Inspection | Ground Inspection | Ground Inspection | [19 empty] | EPSS,Ground Inspection, | EPSS Ground Inspection | EPSS Ground Inspection | EPSS,Aerial Inspection,Ground Inspection, | EPSS Aerial Inspection Ground Inspection | EPSS Aerial Inspection Ground Inspection | EPSS,Aerial Inspection, | EPSS Aerial Inspection | EPSS Aerial Inspection |  |  |  | , | FALSE
BULLARD 211155476 | EPSS | EPSS | EPSS | [36 empty] | EPSS, | EPSS | EPSS | EPSS, | EPSS | EPSS | EPSS, | EPSS | EPSS |  |  |  | , | FALSE
STAGG 21087410 | EPSS | EPSS | EPSS | [16 empty] | Ground Inspection | [19 empty] | EPSS, | EPSS | EPSS | EPSS,Ground Inspection, | EPSS Ground Inspection | EPSS Ground Inspection | EPSS, | EPSS | EPSS |  |  |  | , | FALSE
MOSHER 211010062 | EPSS | EPSS | EPSS | [15 empty] | Ground Inspection | [20 empty] | EPSS,Ground Inspection, | EPSS Ground Inspection | EPSS Ground Inspection | EPSS, | EPSS | EPSS | EPSS, | EPSS | EPSS |  |  |  | , | FALSE
DEL MONTE 110138582 | EPSS | EPSS | EPSS | [14 empty] | Aerial Inspection | Ground Inspection | Ground Inspection | [19 empty] | EPSS,Ground Inspection, | EPSS Ground Inspection | EPSS Ground Inspection | EPSS,Ground Inspection, | EPSS Ground Inspection | EPSS Ground Inspection | EPSS,Aerial Inspection, | EPSS Aerial Inspection | EPSS Aerial Inspection |  |  |  | , | FALSE
KIRKER 210885526 | EPSS | EPSS | EPSS | [36 empty] | EPSS, | EPSS | EPSS | EPSS, | EPSS | EPSS | EPSS, | EPSS | EPSS |  |  |  | , | FALSE
SAN RAMON 2111MR293 | EPSS | EPSS | EPSS | [36 empty] | EPSS, | EPSS | EPSS | EPSS, | EPSS | EPSS | EPSS, | EPSS | EPSS |  |  |  | , | FALSE
PINEDALE 210653722 | EPSS | EPSS | EPSS | [36 empty] | EPSS, | EPSS | EPSS | EPSS, | EPSS | EPSS | EPSS, | EPSS | EPSS |  |  |  | , | FALSE
CALPELLA 1102422886 | EPSS | EPSS | EPSS | [17 empty] | Ground Inspection | [18 empty] | EPSS, | EPSS | EPSS | EPSS, | EPSS | EPSS | EPSS,Ground Inspection, | EPSS Ground Inspection | EPSS Ground Inspection |  |  |  | , | FALSE
VACAVILLE 1102CB | EPSS | EPSS | EPSS | [16 empty] | Ground Inspection | Ground Inspection | [18 empty] | EPSS, | EPSS | EPSS | EPSS,Ground Inspection, | EPSS Ground Inspection | EPSS Ground Inspection | EPSS,Ground Inspection, | EPSS Ground Inspection | EPSS Ground Inspection |  |  |  | , | FALSE
VALLEY VIEW 1105CB | EPSS | EPSS | EPSS | [13 empty] | Aerial Inspection |  | Ground Inspection | [20 empty] | EPSS,Ground Inspection, | EPSS Ground Inspection | EPSS Ground Inspection | EPSS,Aerial Inspection, | EPSS Aerial Inspection | EPSS Aerial Inspection | EPSS, | EPSS | EPSS |  |  |  | , | FALSE
MENDOCINO 110131322 | EPSS | EPSS | EPSS | [7 empty] | Expulsion Fuse Replacement | [5 empty] | Aerial Inspection | Aerial Inspection | Ground Inspection | Ground Inspection | Ground Inspection | [7 empty] | Down Conductor Detection (DCD) | [10 empty] | EPSS,Ground Inspection, | EPSS Ground Inspection | EPSS Ground Inspection | EPSS,Expulsion Fuse Replacement,Aerial Inspection,Ground Inspection,Down Conductor Detection (DCD), | EPSS Expulsion Fuse Replacement Aerial Inspection Ground Inspection Down Conductor Detection (DCD) | EPSS Expulsion Fuse Replacement Aerial Inspection Ground Inspection Down Conductor Detection (DCD) | EPSS,Aerial Inspection,Ground Inspection, | EPSS Aerial Inspection Ground Inspection | EPSS Aerial Inspection Ground Inspection |  |  |  | , | FALSE
MADISON 1105495270 | EPSS | EPSS | EPSS | [16 empty] | Ground Inspection | Ground Inspection | [18 empty] | EPSS, | EPSS | EPSS | EPSS,Ground Inspection, | EPSS Ground Inspection | EPSS Ground Inspection | EPSS,Ground Inspection, | EPSS Ground Inspection | EPSS Ground Inspection |  |  |  | , | FALSE
CONTRA COSTA 2105CB | EPSS | EPSS | EPSS | [36 empty] | EPSS, | EPSS | EPSS | EPSS, | EPSS | EPSS | EPSS, | EPSS | EPSS |  |  |  | , | FALSE
OCEANO 110376678 | EPSS | EPSS | EPSS | [7 empty] | Expulsion Fuse Replacement | [9 empty] | Ground Inspection | [8 empty] | Down Conductor Detection (DCD) | [9 empty] | EPSS, | EPSS | EPSS | EPSS,Expulsion Fuse Replacement, | EPSS Expulsion Fuse Replacement | EPSS Expulsion Fuse Replacement | EPSS,Ground Inspection,Down Conductor Detection (DCD), | EPSS Ground Inspection Down Conductor Detection (DCD) | EPSS Ground Inspection Down Conductor Detection (DCD) |  |  |  | , | FALSE
SUISUN 1111CB | EPSS | EPSS | EPSS | [17 empty] | Ground Inspection | [18 empty] | EPSS, | EPSS | EPSS | EPSS, | EPSS | EPSS | EPSS,Ground Inspection, | EPSS Ground Inspection | EPSS Ground Inspection |  |  |  | , | FALSE
NEWBURG 11322074 | EPSS | EPSS | EPSS | [9 empty] | Surge Arrestor Replacement |  |  |  |  | Aerial Inspection |  | Ground Inspection | Ground Inspection | [7 empty] | Down Conductor Detection (DCD) | [10 empty] | EPSS,Surge Arrestor Replacement, | EPSS Surge Arrestor Replacement | EPSS Surge Arrestor Replacement | EPSS,Ground Inspection,Down Conductor Detection (DCD), | EPSS Ground Inspection Down Conductor Detection (DCD) | EPSS Ground Inspection Down Conductor Detection (DCD) | EPSS,Aerial Inspection,Ground Inspection, | EPSS Aerial Inspection Ground Inspection | EPSS Aerial Inspection Ground Inspection |  |  |  | , | FALSE
MOSHER 211010068 | EPSS | EPSS | EPSS | [15 empty] | Ground Inspection | [20 empty] | EPSS,Ground Inspection, | EPSS Ground Inspection | EPSS Ground Inspection | EPSS, | EPSS | EPSS | EPSS, | EPSS | EPSS |  |  |  | , | FALSE
LOS GATOS 110160136 | EPSS | EPSS | EPSS | [13 empty] | Aerial Inspection | Aerial Inspection | Ground Inspection | Ground Inspection | [19 empty] | EPSS,Ground Inspection, | EPSS Ground Inspection | EPSS Ground Inspection | EPSS,Aerial Inspection,Ground Inspection, | EPSS Aerial Inspection Ground Inspection | EPSS Aerial Inspection Ground Inspection | EPSS,Aerial Inspection, | EPSS Aerial Inspection | EPSS Aerial Inspection |  |  |  | , | FALSE
BELL 1107643778 | EPSS | EPSS | EPSS | [17 empty] | Ground Inspection | [18 empty] | EPSS, | EPSS | EPSS | EPSS, | EPSS | EPSS | EPSS,Ground Inspection, | EPSS Ground Inspection | EPSS Ground Inspection |  |  |  | , | FALSE
SILVERADO 210578326 | EPSS | EPSS | EPSS | [17 empty] | Ground Inspection | [18 empty] | EPSS, | EPSS | EPSS | EPSS, | EPSS | EPSS | EPSS,Ground Inspection, | EPSS Ground Inspection | EPSS Ground Inspection |  |  |  | , | FALSE
PACIFICA 1104CB | EPSS | EPSS | EPSS | [17 empty] | Ground Inspection | [18 empty] | EPSS, | EPSS | EPSS | EPSS, | EPSS | EPSS | EPSS,Ground Inspection, | EPSS Ground Inspection | EPSS Ground Inspection |  |  |  | , | FALSE
STOCKDALE 21074713 | EPSS | EPSS | EPSS | [17 empty] | Ground Inspection | [18 empty] | EPSS, | EPSS | EPSS | EPSS, | EPSS | EPSS | EPSS,Ground Inspection, | EPSS Ground Inspection | EPSS Ground Inspection |  |  |  | , | FALSE
STOCKDALE 2108CB | EPSS | EPSS | EPSS | [17 empty] | Ground Inspection | [18 empty] | EPSS, | EPSS | EPSS | EPSS, | EPSS | EPSS | EPSS,Ground Inspection, | EPSS Ground Inspection | EPSS Ground Inspection |  |  |  | , | FALSE
SANTA ROSA A 1104CB | EPSS | EPSS | EPSS | [17 empty] | Ground Inspection | [9 empty] | Line Sensors | [8 empty] | EPSS,Line Sensors, | EPSS Line Sensors | EPSS Line Sensors | EPSS, | EPSS | EPSS | EPSS,Ground Inspection, | EPSS Ground Inspection | EPSS Ground Inspection |  |  |  | , | FALSE
COTATI 1102464 | EPSS | EPSS | EPSS | [16 empty] | Ground Inspection | Ground Inspection | [9 empty] | Line Sensors | [8 empty] | EPSS,Line Sensors, | EPSS Line Sensors | EPSS Line Sensors | EPSS,Ground Inspection, | EPSS Ground Inspection | EPSS Ground Inspection | EPSS,Ground Inspection, | EPSS Ground Inspection | EPSS Ground Inspection |  |  |  | , | FALSE
PAUL SWEET 2109CB | EPSS | EPSS | EPSS | [13 empty] | Aerial Inspection | Aerial Inspection | Ground Inspection | Ground Inspection | Ground Inspection | [18 empty] | EPSS,Ground Inspection, | EPSS Ground Inspection | EPSS Ground Inspection | EPSS,Aerial Inspection,Ground Inspection, | EPSS Aerial Inspection Ground Inspection | EPSS Aerial Inspection Ground Inspection | EPSS,Aerial Inspection,Ground Inspection, | EPSS Aerial Inspection Ground Inspection | EPSS Aerial Inspection Ground Inspection |  |  |  | , | FALSE
MOSHER 210865528 | EPSS | EPSS | EPSS | [17 empty] | Ground Inspection | [18 empty] | EPSS, | EPSS | EPSS | EPSS, | EPSS | EPSS | EPSS,Ground Inspection, | EPSS Ground Inspection | EPSS Ground Inspection |  |  |  | , | FALSE
POTRERO PP (A) 111814777 | EPSS | EPSS | EPSS | [15 empty] | Ground Inspection | [20 empty] | EPSS,Ground Inspection, | EPSS Ground Inspection | EPSS Ground Inspection | EPSS, | EPSS | EPSS | EPSS, | EPSS | EPSS |  |  |  | , | FALSE
OAKLAND X 1104645092 | EPSS | EPSS | EPSS | [14 empty] | Aerial Inspection |  | Ground Inspection | Ground Inspection | [18 empty] | EPSS, | EPSS | EPSS | EPSS,Ground Inspection, | EPSS Ground Inspection | EPSS Ground Inspection | EPSS,Aerial Inspection,Ground Inspection, | EPSS Aerial Inspection Ground Inspection | EPSS Aerial Inspection Ground Inspection |  |  |  | , | FALSE
STOCKDALE 21084115 | EPSS | EPSS | EPSS | [17 empty] | Ground Inspection | [18 empty] | EPSS, | EPSS | EPSS | EPSS, | EPSS | EPSS | EPSS,Ground Inspection, | EPSS Ground Inspection | EPSS Ground Inspection |  |  |  | , | FALSE
FIGARDEN 2102CB | EPSS | EPSS | EPSS | [17 empty] | Ground Inspection | [18 empty] | EPSS, | EPSS | EPSS | EPSS, | EPSS | EPSS | EPSS,Ground Inspection, | EPSS Ground Inspection | EPSS Ground Inspection |  |  |  | , | FALSE
CAROLANDS 04049026 | EPSS | EPSS | EPSS | [8 empty] | Expulsion Fuse Replacement | [8 empty] | Ground Inspection | Non-Pole Backlog | Non-Pole Backlog | [16 empty] | EPSS,Non-Pole Backlog, | EPSS Non-Pole Backlog | EPSS Non-Pole Backlog | EPSS,Non-Pole Backlog, | EPSS Non-Pole Backlog | EPSS Non-Pole Backlog | EPSS,Expulsion Fuse Replacement,Ground Inspection, | EPSS Expulsion Fuse Replacement Ground Inspection | EPSS Expulsion Fuse Replacement Ground Inspection |  |  |  | , | FALSE
MOSHER 2108CB | EPSS | EPSS | EPSS | [16 empty] | Ground Inspection | Ground Inspection | [18 empty] | EPSS, | EPSS | EPSS | EPSS,Ground Inspection, | EPSS Ground Inspection | EPSS Ground Inspection | EPSS,Ground Inspection, | EPSS Ground Inspection | EPSS Ground Inspection |  |  |  | , | FALSE
STAFFORD 110242542 | EPSS | EPSS | EPSS | [14 empty] | Aerial Inspection |  | Ground Inspection | Ground Inspection | Non-Pole Backlog | [17 empty] | EPSS,Non-Pole Backlog, | EPSS Non-Pole Backlog | EPSS Non-Pole Backlog | EPSS,Ground Inspection, | EPSS Ground Inspection | EPSS Ground Inspection | EPSS,Aerial Inspection,Ground Inspection, | EPSS Aerial Inspection Ground Inspection | EPSS Aerial Inspection Ground Inspection |  |  |  | , | FALSE
STOCKDALE 2107CB | EPSS | EPSS | EPSS | [17 empty] | Ground Inspection | [18 empty] | EPSS, | EPSS | EPSS | EPSS, | EPSS | EPSS | EPSS,Ground Inspection, | EPSS Ground Inspection | EPSS Ground Inspection |  |  |  | , | FALSE
CORNING 110135974 | EPSS | EPSS | EPSS | [14 empty] | Aerial Inspection |  | Ground Inspection | Ground Inspection | [6 empty] | Down Conductor Detection (DCD) | [11 empty] | EPSS,Down Conductor Detection (DCD), | EPSS Down Conductor Detection (DCD) | EPSS Down Conductor Detection (DCD) | EPSS,Ground Inspection, | EPSS Ground Inspection | EPSS Ground Inspection | EPSS,Aerial Inspection,Ground Inspection, | EPSS Aerial Inspection Ground Inspection | EPSS Aerial Inspection Ground Inspection |  |  |  | , | FALSE
SAN RAMON 2107CB | EPSS | EPSS | EPSS | [17 empty] | Ground Inspection | [9 empty] | Line Sensors | [8 empty] | EPSS,Line Sensors, | EPSS Line Sensors | EPSS Line Sensors | EPSS, | EPSS | EPSS | EPSS,Ground Inspection, | EPSS Ground Inspection | EPSS Ground Inspection |  |  |  | , | FALSE
SPRUCE 0401BR316 | EPSS | EPSS | EPSS | [36 empty] | EPSS, | EPSS | EPSS | EPSS, | EPSS | EPSS | EPSS, | EPSS | EPSS |  |  |  | , | FALSE
FLINT 110138570 | EPSS | EPSS | EPSS | [16 empty] | Ground Inspection | [19 empty] | EPSS, | EPSS | EPSS | EPSS,Ground Inspection, | EPSS Ground Inspection | EPSS Ground Inspection | EPSS, | EPSS | EPSS |  |  |  | , | FALSE
STOCKDALE 210788914 | EPSS | EPSS | EPSS | [17 empty] | Ground Inspection | [18 empty] | EPSS, | EPSS | EPSS | EPSS, | EPSS | EPSS | EPSS,Ground Inspection, | EPSS Ground Inspection | EPSS Ground Inspection |  |  |  | , | FALSE
BAKERSFIELD 2106CB | EPSS | EPSS | EPSS | [36 empty] | EPSS, | EPSS | EPSS | EPSS, | EPSS | EPSS | EPSS, | EPSS | EPSS |  |  |  | , | FALSE
KING CITY 1102728782 | EPSS | EPSS | EPSS | [14 empty] | Aerial Inspection |  | Ground Inspection | [9 empty] | Down Conductor Detection (DCD) | [9 empty] | EPSS, | EPSS | EPSS | EPSS,Ground Inspection, | EPSS Ground Inspection | EPSS Ground Inspection | EPSS,Aerial Inspection,Down Conductor Detection (DCD), | EPSS Aerial Inspection Down Conductor Detection (DCD) | EPSS Aerial Inspection Down Conductor Detection (DCD) |  |  |  | , | FALSE
WILLITS 110337504 | EPSS | EPSS | EPSS | [6 empty] | Expulsion Fuse Replacement | [6 empty] | Aerial Inspection | Aerial Inspection | Ground Inspection | Ground Inspection | [19 empty] | EPSS,Expulsion Fuse Replacement,Ground Inspection, | EPSS Expulsion Fuse Replacement Ground Inspection | EPSS Expulsion Fuse Replacement Ground Inspection | EPSS,Aerial Inspection,Ground Inspection, | EPSS Aerial Inspection Ground Inspection | EPSS Aerial Inspection Ground Inspection | EPSS,Aerial Inspection, | EPSS Aerial Inspection | EPSS Aerial Inspection |  |  |  | , | FALSE
FIGARDEN 210965596 | EPSS | EPSS | EPSS | [17 empty] | Ground Inspection | [18 empty] | EPSS, | EPSS | EPSS | EPSS, | EPSS | EPSS | EPSS,Ground Inspection, | EPSS Ground Inspection | EPSS Ground Inspection |  |  |  | , | FALSE
STAGG 21076482 | EPSS | EPSS | EPSS | [36 empty] | EPSS, | EPSS | EPSS | EPSS, | EPSS | EPSS | EPSS, | EPSS | EPSS |  |  |  | , | FALSE
FULTON 1102258281 | EPSS | EPSS | EPSS | [13 empty] | Aerial Inspection |  | Ground Inspection |  | Ground Inspection | [7 empty] | Down Conductor Detection (DCD) | [10 empty] | EPSS,Ground Inspection, | EPSS Ground Inspection | EPSS Ground Inspection | EPSS,Aerial Inspection,Down Conductor Detection (DCD), | EPSS Aerial Inspection Down Conductor Detection (DCD) | EPSS Aerial Inspection Down Conductor Detection (DCD) | EPSS,Ground Inspection, | EPSS Ground Inspection | EPSS Ground Inspection |  |  |  | , | FALSE
RIO DELL 1102772210 | EPSS | EPSS | EPSS | [13 empty] | Aerial Inspection | Aerial Inspection | Ground Inspection | Ground Inspection |  | Non-Pole Backlog | [17 empty] | EPSS,Ground Inspection,Non-Pole Backlog, | EPSS Ground Inspection Non-Pole Backlog | EPSS Ground Inspection Non-Pole Backlog | EPSS,Aerial Inspection,Ground Inspection, | EPSS Aerial Inspection Ground Inspection | EPSS Aerial Inspection Ground Inspection | EPSS,Aerial Inspection, | EPSS Aerial Inspection | EPSS Aerial Inspection |  |  |  | , | FALSE
EIGHT MILE 2103CB | EPSS | EPSS | EPSS | [16 empty] | Ground Inspection | [19 empty] | EPSS, | EPSS | EPSS | EPSS,Ground Inspection, | EPSS Ground Inspection | EPSS Ground Inspection | EPSS, | EPSS | EPSS |  |  |  | , | FALSE
FIGARDEN 2113CB | EPSS | EPSS | EPSS | [17 empty] | Ground Inspection | [18 empty] | EPSS, | EPSS | EPSS | EPSS, | EPSS | EPSS | EPSS,Ground Inspection, | EPSS Ground Inspection | EPSS Ground Inspection |  |  |  | , | FALSE
NOVATO 1101CB | EPSS | EPSS | EPSS | [36 empty] | EPSS, | EPSS | EPSS | EPSS, | EPSS | EPSS | EPSS, | EPSS | EPSS |  |  |  | , | FALSE
CLAY 11037124 | EPSS | EPSS | EPSS | [6 empty] | Expulsion Fuse Replacement | [6 empty] | Aerial Inspection | Aerial Inspection | Ground Inspection | Ground Inspection | [8 empty] | Down Conductor Detection (DCD) | [10 empty] | EPSS,Expulsion Fuse Replacement,Ground Inspection, | EPSS Expulsion Fuse Replacement Ground Inspection | EPSS Expulsion Fuse Replacement Ground Inspection | EPSS,Aerial Inspection,Ground Inspection,Down Conductor Detection (DCD), | EPSS Aerial Inspection Ground Inspection Down Conductor Detection (DCD) | EPSS Aerial Inspection Ground Inspection Down Conductor Detection (DCD) | EPSS,Aerial Inspection, | EPSS Aerial Inspection | EPSS Aerial Inspection |  |  |  | , | FALSE
KERN OIL 1106397902 | EPSS | EPSS | EPSS | [17 empty] | Ground Inspection | [8 empty] | Down Conductor Detection (DCD) | [9 empty] | EPSS, | EPSS | EPSS | EPSS, | EPSS | EPSS | EPSS,Ground Inspection,Down Conductor Detection (DCD), | EPSS Ground Inspection Down Conductor Detection (DCD) | EPSS Ground Inspection Down Conductor Detection (DCD) |  |  |  | , | FALSE
STOCKDALE 2115CB | EPSS | EPSS | EPSS | [17 empty] | Ground Inspection | [18 empty] | EPSS, | EPSS | EPSS | EPSS, | EPSS | EPSS | EPSS,Ground Inspection, | EPSS Ground Inspection | EPSS Ground Inspection |  |  |  | , | FALSE
BULLARD 2112CB | EPSS | EPSS | EPSS | [36 empty] | EPSS, | EPSS | EPSS | EPSS, | EPSS | EPSS | EPSS, | EPSS | EPSS |  |  |  | , | FALSE
SANTA YNEZ 1101277014 | EPSS | EPSS | EPSS | [13 empty] | Aerial Inspection | Aerial Inspection | Ground Inspection | Ground Inspection | Ground Inspection | [18 empty] | EPSS,Ground Inspection, | EPSS Ground Inspection | EPSS Ground Inspection | EPSS,Aerial Inspection,Ground Inspection, | EPSS Aerial Inspection Ground Inspection | EPSS Aerial Inspection Ground Inspection | EPSS,Aerial Inspection,Ground Inspection, | EPSS Aerial Inspection Ground Inspection | EPSS Aerial Inspection Ground Inspection |  |  |  | , | FALSE
STAGG 21056498 | EPSS | EPSS | EPSS | [36 empty] | EPSS, | EPSS | EPSS | EPSS, | EPSS | EPSS | EPSS, | EPSS | EPSS |  |  |  | , | FALSE
MOSHER 210869920 | EPSS | EPSS | EPSS | [17 empty] | Ground Inspection | [18 empty] | EPSS, | EPSS | EPSS | EPSS, | EPSS | EPSS | EPSS,Ground Inspection, | EPSS Ground Inspection | EPSS Ground Inspection |  |  |  | , | FALSE
BAKERSFIELD 1110CB | EPSS | EPSS | EPSS | [36 empty] | EPSS, | EPSS | EPSS | EPSS, | EPSS | EPSS | EPSS, | EPSS | EPSS |  |  |  | , | FALSE
PEABODY 2113CB | EPSS | EPSS | EPSS | [6 empty] | Expulsion Fuse Replacement | [6 empty] | Aerial Inspection | Aerial Inspection | Ground Inspection | Ground Inspection | [19 empty] | EPSS,Expulsion Fuse Replacement,Ground Inspection, | EPSS Expulsion Fuse Replacement Ground Inspection | EPSS Expulsion Fuse Replacement Ground Inspection | EPSS,Aerial Inspection,Ground Inspection, | EPSS Aerial Inspection Ground Inspection | EPSS Aerial Inspection Ground Inspection | EPSS,Aerial Inspection, | EPSS Aerial Inspection | EPSS Aerial Inspection |  |  |  | , | FALSE
DEL MONTE 21042032 | EPSS | EPSS | EPSS | [14 empty] | Aerial Inspection | Ground Inspection | Ground Inspection | Ground Inspection | [18 empty] | EPSS,Ground Inspection, | EPSS Ground Inspection | EPSS Ground Inspection | EPSS,Ground Inspection, | EPSS Ground Inspection | EPSS Ground Inspection | EPSS,Aerial Inspection,Ground Inspection, | EPSS Aerial Inspection Ground Inspection | EPSS Aerial Inspection Ground Inspection |  |  |  | , | FALSE
MILPITAS 1109XR374 | EPSS | EPSS | EPSS | [13 empty] | Aerial Inspection | Aerial Inspection | Ground Inspection | Ground Inspection | [8 empty] | Down Conductor Detection (DCD) | [10 empty] | EPSS,Ground Inspection, | EPSS Ground Inspection | EPSS Ground Inspection | EPSS,Aerial Inspection,Ground Inspection,Down Conductor Detection (DCD), | EPSS Aerial Inspection Ground Inspection Down Conductor Detection (DCD) | EPSS Aerial Inspection Ground Inspection Down Conductor Detection (DCD) | EPSS,Aerial Inspection, | EPSS Aerial Inspection | EPSS Aerial Inspection |  |  |  | , | FALSE
BRENTWOOD 210598606 | EPSS | EPSS | EPSS | [13 empty] | Aerial Inspection |  | Ground Inspection |  | Ground Inspection | [18 empty] | EPSS,Ground Inspection, | EPSS Ground Inspection | EPSS Ground Inspection | EPSS,Aerial Inspection, | EPSS Aerial Inspection | EPSS Aerial Inspection | EPSS,Ground Inspection, | EPSS Ground Inspection | EPSS Ground Inspection |  |  |  | , | FALSE
GREEN VALLEY 2101135762 | EPSS | EPSS | EPSS | [6 empty] | Expulsion Fuse Replacement | [7 empty] | Aerial Inspection |  | Ground Inspection | Ground Inspection | [18 empty] | EPSS,Expulsion Fuse Replacement, | EPSS Expulsion Fuse Replacement | EPSS Expulsion Fuse Replacement | EPSS,Ground Inspection, | EPSS Ground Inspection | EPSS Ground Inspection | EPSS,Aerial Inspection,Ground Inspection, | EPSS Aerial Inspection Ground Inspection | EPSS Aerial Inspection Ground Inspection |  |  |  | , | FALSE
BULLARD 110382776 | EPSS | EPSS | EPSS | [36 empty] | EPSS, | EPSS | EPSS | EPSS, | EPSS | EPSS | EPSS, | EPSS | EPSS |  |  |  | , | FALSE
SONOMA 1104414 | EPSS | EPSS | EPSS | [13 empty] | Aerial Inspection | Aerial Inspection | Ground Inspection | Ground Inspection | [7 empty] | Down Conductor Detection (DCD) | [11 empty] | EPSS,Ground Inspection,Down Conductor Detection (DCD), | EPSS Ground Inspection Down Conductor Detection (DCD) | EPSS Ground Inspection Down Conductor Detection (DCD) | EPSS,Aerial Inspection,Ground Inspection, | EPSS Aerial Inspection Ground Inspection | EPSS Aerial Inspection Ground Inspection | EPSS,Aerial Inspection, | EPSS Aerial Inspection | EPSS Aerial Inspection |  |  |  | , | FALSE
ROBLES 0401CB | EPSS | EPSS | EPSS | [14 empty] | Aerial Inspection |  | Ground Inspection | [19 empty] | EPSS, | EPSS | EPSS | EPSS,Ground Inspection, | EPSS Ground Inspection | EPSS Ground Inspection | EPSS,Aerial Inspection, | EPSS Aerial Inspection | EPSS Aerial Inspection |  |  |  | , | FALSE
HORSESHOE 1104CB | EPSS | EPSS | EPSS | [14 empty] | Aerial Inspection | Ground Inspection | Ground Inspection | Ground Inspection | [18 empty] | EPSS,Ground Inspection, | EPSS Ground Inspection | EPSS Ground Inspection | EPSS,Ground Inspection, | EPSS Ground Inspection | EPSS Ground Inspection | EPSS,Aerial Inspection,Ground Inspection, | EPSS Aerial Inspection Ground Inspection | EPSS Aerial Inspection Ground Inspection |  |  |  | , | FALSE
HAMMER 110291106 | EPSS | EPSS | EPSS | [15 empty] | Ground Inspection | [20 empty] | EPSS,Ground Inspection, | EPSS Ground Inspection | EPSS Ground Inspection | EPSS, | EPSS | EPSS | EPSS, | EPSS | EPSS |  |  |  | , | FALSE
SUNOL 1101MR169 | EPSS | EPSS | EPSS | [13 empty] | Aerial Inspection | Aerial Inspection | Ground Inspection | Ground Inspection | Ground Inspection | [18 empty] | EPSS,Ground Inspection, | EPSS Ground Inspection | EPSS Ground Inspection | EPSS,Aerial Inspection,Ground Inspection, | EPSS Aerial Inspection Ground Inspection | EPSS Aerial Inspection Ground Inspection | EPSS,Aerial Inspection,Ground Inspection, | EPSS Aerial Inspection Ground Inspection | EPSS Aerial Inspection Ground Inspection |  |  |  | , | FALSE
STAGG 21056502 | EPSS | EPSS | EPSS | [36 empty] | EPSS, | EPSS | EPSS | EPSS, | EPSS | EPSS | EPSS, | EPSS | EPSS |  |  |  | , | FALSE
MEADOW LANE 2109CB | EPSS | EPSS | EPSS | [36 empty] | EPSS, | EPSS | EPSS | EPSS, | EPSS | EPSS | EPSS, | EPSS | EPSS |  |  |  | , | FALSE
ANDERSON 1103226050 | EPSS | EPSS | EPSS | Undergrounding |  |  |  |  | Overhead Hardening | [8 empty] | Aerial Inspection |  | Ground Inspection | Ground Inspection | [18 empty] | EPSS,Undergrounding, | EPSS Undergrounding | EPSS Undergrounding | EPSS,Ground Inspection, | EPSS Ground Inspection | EPSS Ground Inspection | EPSS,Overhead Hardening,Aerial Inspection,Ground Inspection, | EPSS Overhead Hardening Aerial Inspection Ground Inspection | EPSS Overhead Hardening Aerial Inspection Ground Inspection |  |  |  | , | FALSE
STONE CORRAL 1108001 | EPSS | EPSS | EPSS | [16 empty] | Ground Inspection | [19 empty] | EPSS, | EPSS | EPSS | EPSS,Ground Inspection, | EPSS Ground Inspection | EPSS Ground Inspection | EPSS, | EPSS | EPSS |  |  |  | , | FALSE
SOLEDAD 2105526864 | EPSS | EPSS | EPSS | [14 empty] | Aerial Inspection |  | Ground Inspection |  | Non-Pole Backlog | [7 empty] | Down Conductor Detection (DCD) | [9 empty] | EPSS,Non-Pole Backlog, | EPSS Non-Pole Backlog | EPSS Non-Pole Backlog | EPSS,Ground Inspection, | EPSS Ground Inspection | EPSS Ground Inspection | EPSS,Aerial Inspection,Down Conductor Detection (DCD), | EPSS Aerial Inspection Down Conductor Detection (DCD) | EPSS Aerial Inspection Down Conductor Detection (DCD) |  |  |  | , | FALSE
VACAVILLE 1108CB | EPSS | EPSS | EPSS | [16 empty] | Ground Inspection | Ground Inspection | [18 empty] | EPSS, | EPSS | EPSS | EPSS,Ground Inspection, | EPSS Ground Inspection | EPSS Ground Inspection | EPSS,Ground Inspection, | EPSS Ground Inspection | EPSS Ground Inspection |  |  |  | , | FALSE
SILVERADO 2104CB | EPSS | EPSS | EPSS | [17 empty] | Ground Inspection | [18 empty] | EPSS, | EPSS | EPSS | EPSS, | EPSS | EPSS | EPSS,Ground Inspection, | EPSS Ground Inspection | EPSS Ground Inspection |  |  |  | , | FALSE
LINCOLN 1101860022 | EPSS | EPSS | EPSS | [14 empty] | Aerial Inspection |  | Ground Inspection | Ground Inspection | [18 empty] | EPSS, | EPSS | EPSS | EPSS,Ground Inspection, | EPSS Ground Inspection | EPSS Ground Inspection | EPSS,Aerial Inspection,Ground Inspection, | EPSS Aerial Inspection Ground Inspection | EPSS Aerial Inspection Ground Inspection |  |  |  | , | FALSE
CALIFORNIA AVE 1112CB | EPSS | EPSS | EPSS | [15 empty] | Ground Inspection | [20 empty] | EPSS,Ground Inspection, | EPSS Ground Inspection | EPSS Ground Inspection | EPSS, | EPSS | EPSS | EPSS, | EPSS | EPSS |  |  |  | , | FALSE
NAPA 1102CB | EPSS | EPSS | EPSS | [15 empty] | Ground Inspection | [20 empty] | EPSS,Ground Inspection, | EPSS Ground Inspection | EPSS Ground Inspection | EPSS, | EPSS | EPSS | EPSS, | EPSS | EPSS |  |  |  | , | FALSE
PAUL SWEET 210349246 | EPSS | EPSS | EPSS | [17 empty] | Ground Inspection | [18 empty] | EPSS, | EPSS | EPSS | EPSS, | EPSS | EPSS | EPSS,Ground Inspection, | EPSS Ground Inspection | EPSS Ground Inspection |  |  |  | , | FALSE
VIEJO 220436948 | EPSS | EPSS | EPSS | [15 empty] | Ground Inspection | Ground Inspection | Ground Inspection | [9 empty] | Line Sensors | [8 empty] | EPSS,Ground Inspection,Line Sensors, | EPSS Ground Inspection Line Sensors | EPSS Ground Inspection Line Sensors | EPSS,Ground Inspection, | EPSS Ground Inspection | EPSS Ground Inspection | EPSS,Ground Inspection, | EPSS Ground Inspection | EPSS Ground Inspection |  |  |  | , | FALSE
MOSHER 2110CB | EPSS | EPSS | EPSS | [15 empty] | Ground Inspection | [20 empty] | EPSS,Ground Inspection, | EPSS Ground Inspection | EPSS Ground Inspection | EPSS, | EPSS | EPSS | EPSS, | EPSS | EPSS |  |  |  | , | FALSE
STOCKDALE 21081736 | EPSS | EPSS | EPSS | [17 empty] | Ground Inspection | [18 empty] | EPSS, | EPSS | EPSS | EPSS, | EPSS | EPSS | EPSS,Ground Inspection, | EPSS Ground Inspection | EPSS Ground Inspection |  |  |  | , | FALSE
PEABODY 211375820 | EPSS | EPSS | EPSS | [36 empty] | EPSS, | EPSS | EPSS | EPSS, | EPSS | EPSS | EPSS, | EPSS | EPSS |  |  |  | , | FALSE
ELK 11011300 | EPSS | EPSS | EPSS | [6 empty] | Expulsion Fuse Replacement | [6 empty] | Aerial Inspection | Aerial Inspection | Ground Inspection | Ground Inspection |  |  | Non-Pole Backlog | [5 empty] | Down Conductor Detection (DCD) | [10 empty] | EPSS,Expulsion Fuse Replacement,Ground Inspection, | EPSS Expulsion Fuse Replacement Ground Inspection | EPSS Expulsion Fuse Replacement Ground Inspection | EPSS,Aerial Inspection,Ground Inspection,Non-Pole Backlog,Down Conductor Detection (DCD), | EPSS Aerial Inspection Ground Inspection Non-Pole Backlog Down Conductor Detection (DCD) | EPSS Aerial Inspection Ground Inspection Non-Pole Backlog Down Conductor Detection (DCD) | EPSS,Aerial Inspection, | EPSS Aerial Inspection | EPSS Aerial Inspection |  |  |  | , | FALSE
STOCKDALE 210899105 | EPSS | EPSS | EPSS | [17 empty] | Ground Inspection | [18 empty] | EPSS, | EPSS | EPSS | EPSS, | EPSS | EPSS | EPSS,Ground Inspection, | EPSS Ground Inspection | EPSS Ground Inspection |  |  |  | , | FALSE
PINEDALE 210365598 | EPSS | EPSS | EPSS | [17 empty] | Ground Inspection | [18 empty] | EPSS, | EPSS | EPSS | EPSS, | EPSS | EPSS | EPSS,Ground Inspection, | EPSS Ground Inspection | EPSS Ground Inspection |  |  |  | , | FALSE
CHICO B 1106CB | EPSS | EPSS | EPSS | [15 empty] | Ground Inspection |  | Ground Inspection | [18 empty] | EPSS,Ground Inspection, | EPSS Ground Inspection | EPSS Ground Inspection | EPSS, | EPSS | EPSS | EPSS,Ground Inspection, | EPSS Ground Inspection | EPSS Ground Inspection |  |  |  | , | FALSE
BAKERSFIELD 2104CB | EPSS | EPSS | EPSS | [16 empty] | Ground Inspection | [19 empty] | EPSS, | EPSS | EPSS | EPSS,Ground Inspection, | EPSS Ground Inspection | EPSS Ground Inspection | EPSS, | EPSS | EPSS |  |  |  | , | FALSE
TASSAJARA 2108D520R | EPSS | EPSS | EPSS | [16 empty] | Ground Inspection | Ground Inspection | [18 empty] | EPSS, | EPSS | EPSS | EPSS,Ground Inspection, | EPSS Ground Inspection | EPSS Ground Inspection | EPSS,Ground Inspection, | EPSS Ground Inspection | EPSS Ground Inspection |  |  |  | , | FALSE
FIGARDEN 210262168 | EPSS | EPSS | EPSS | [17 empty] | Ground Inspection | [18 empty] | EPSS, | EPSS | EPSS | EPSS, | EPSS | EPSS | EPSS,Ground Inspection, | EPSS Ground Inspection | EPSS Ground Inspection |  |  |  | , | FALSE
GATES 1106755338 | EPSS | EPSS | EPSS | [14 empty] | Aerial Inspection | Ground Inspection | Ground Inspection | [19 empty] | EPSS,Ground Inspection, | EPSS Ground Inspection | EPSS Ground Inspection | EPSS,Ground Inspection, | EPSS Ground Inspection | EPSS Ground Inspection | EPSS,Aerial Inspection, | EPSS Aerial Inspection | EPSS Aerial Inspection |  |  |  | , | FALSE
STOCKDALE 21084269 | EPSS | EPSS | EPSS | [17 empty] | Ground Inspection | [18 empty] | EPSS, | EPSS | EPSS | EPSS, | EPSS | EPSS | EPSS,Ground Inspection, | EPSS Ground Inspection | EPSS Ground Inspection |  |  |  | , | FALSE
PINEDALE 2106R3270 | EPSS | EPSS | EPSS | [36 empty] | EPSS, | EPSS | EPSS | EPSS, | EPSS | EPSS | EPSS, | EPSS | EPSS |  |  |  | , | FALSE
FLORENCE 0401CB | EPSS | EPSS | EPSS | [16 empty] | Ground Inspection | Ground Inspection | [18 empty] | EPSS, | EPSS | EPSS | EPSS,Ground Inspection, | EPSS Ground Inspection | EPSS Ground Inspection | EPSS,Ground Inspection, | EPSS Ground Inspection | EPSS Ground Inspection |  |  |  | , | FALSE
BULLARD 1107331778 | EPSS | EPSS | EPSS | [17 empty] | Ground Inspection | [18 empty] | EPSS, | EPSS | EPSS | EPSS, | EPSS | EPSS | EPSS,Ground Inspection, | EPSS Ground Inspection | EPSS Ground Inspection |  |  |  | , | FALSE
CARLOTTA 1121686774 | EPSS | EPSS | EPSS | [13 empty] | Aerial Inspection | Aerial Inspection | Ground Inspection | Ground Inspection | Ground Inspection | [18 empty] | EPSS,Ground Inspection, | EPSS Ground Inspection | EPSS Ground Inspection | EPSS,Aerial Inspection,Ground Inspection, | EPSS Aerial Inspection Ground Inspection | EPSS Aerial Inspection Ground Inspection | EPSS,Aerial Inspection,Ground Inspection, | EPSS Aerial Inspection Ground Inspection | EPSS Aerial Inspection Ground Inspection |  |  |  | , | FALSE
FULTON 1104466 | EPSS | EPSS | EPSS | [17 empty] | Ground Inspection | [18 empty] | EPSS, | EPSS | EPSS | EPSS, | EPSS | EPSS | EPSS,Ground Inspection, | EPSS Ground Inspection | EPSS Ground Inspection |  |  |  | , | FALSE
WESTPARK 1103CB | EPSS | EPSS | EPSS | [16 empty] | Ground Inspection | Ground Inspection | [18 empty] | EPSS, | EPSS | EPSS | EPSS,Ground Inspection, | EPSS Ground Inspection | EPSS Ground Inspection | EPSS,Ground Inspection, | EPSS Ground Inspection | EPSS Ground Inspection |  |  |  | , | FALSE
DEL MONTE 2104CB | EPSS | EPSS | EPSS | [15 empty] | Ground Inspection | [20 empty] | EPSS,Ground Inspection, | EPSS Ground Inspection | EPSS Ground Inspection | EPSS, | EPSS | EPSS | EPSS, | EPSS | EPSS |  |  |  | , | FALSE
STOCKDALE 2106CB | EPSS | EPSS | EPSS | [17 empty] | Ground Inspection | [18 empty] | EPSS, | EPSS | EPSS | EPSS, | EPSS | EPSS | EPSS,Ground Inspection, | EPSS Ground Inspection | EPSS Ground Inspection |  |  |  | , | FALSE
OCEANO 1106CB | EPSS | EPSS | EPSS | [14 empty] | Aerial Inspection |  | Ground Inspection | Ground Inspection | [18 empty] | EPSS, | EPSS | EPSS | EPSS,Ground Inspection, | EPSS Ground Inspection | EPSS Ground Inspection | EPSS,Aerial Inspection,Ground Inspection, | EPSS Aerial Inspection Ground Inspection | EPSS Aerial Inspection Ground Inspection |  |  |  | , | FALSE
WEST FRESNO 110460801 | EPSS | EPSS | EPSS | [36 empty] | EPSS, | EPSS | EPSS | EPSS, | EPSS | EPSS | EPSS, | EPSS | EPSS |  |  |  | , | FALSE
TIDEWATER 2108C551R | EPSS | EPSS | EPSS | [36 empty] | EPSS, | EPSS | EPSS | EPSS, | EPSS | EPSS | EPSS, | EPSS | EPSS |  |  |  | , | FALSE
SILVERADO 210581662 | EPSS | EPSS | EPSS | [17 empty] | Ground Inspection | [18 empty] | EPSS, | EPSS | EPSS | EPSS, | EPSS | EPSS | EPSS,Ground Inspection, | EPSS Ground Inspection | EPSS Ground Inspection |  |  |  | , | FALSE
WOODWARD 2109CB | EPSS | EPSS | EPSS | [36 empty] | EPSS, | EPSS | EPSS | EPSS, | EPSS | EPSS | EPSS, | EPSS | EPSS |  |  |  | , | FALSE
SAN JUSTO 1101CB | EPSS | EPSS | EPSS | [13 empty] | Aerial Inspection | Aerial Inspection | Ground Inspection | Ground Inspection | Ground Inspection | Non-Pole Backlog | [17 empty] | EPSS,Ground Inspection,Non-Pole Backlog, | EPSS Ground Inspection Non-Pole Backlog | EPSS Ground Inspection Non-Pole Backlog | EPSS,Aerial Inspection,Ground Inspection, | EPSS Aerial Inspection Ground Inspection | EPSS Aerial Inspection Ground Inspection | EPSS,Aerial Inspection,Ground Inspection, | EPSS Aerial Inspection Ground Inspection | EPSS Aerial Inspection Ground Inspection |  |  |  | , | FALSE
EL CERRITO G 1105BR164 | EPSS | EPSS | EPSS | [14 empty] | Aerial Inspection |  | Ground Inspection | [8 empty] | Down Conductor Detection (DCD) |  | Line Sensors | [8 empty] | EPSS,Line Sensors, | EPSS Line Sensors | EPSS Line Sensors | EPSS,Ground Inspection,Down Conductor Detection (DCD), | EPSS Ground Inspection Down Conductor Detection (DCD) | EPSS Ground Inspection Down Conductor Detection (DCD) | EPSS,Aerial Inspection, | EPSS Aerial Inspection | EPSS Aerial Inspection |  |  |  | , | FALSE
SAN BERNARD 1101641042 | EPSS | EPSS | EPSS | [15 empty] | Ground Inspection |  | Ground Inspection | Non-Pole Backlog | [7 empty] | Down Conductor Detection (DCD) | [9 empty] | EPSS,Ground Inspection,Non-Pole Backlog, | EPSS Ground Inspection Non-Pole Backlog | EPSS Ground Inspection Non-Pole Backlog | EPSS, | EPSS | EPSS | EPSS,Ground Inspection,Down Conductor Detection (DCD), | EPSS Ground Inspection Down Conductor Detection (DCD) | EPSS Ground Inspection Down Conductor Detection (DCD) |  |  |  | , | FALSE
FIGARDEN 2103CB | EPSS | EPSS | EPSS | [17 empty] | Ground Inspection | [18 empty] | EPSS, | EPSS | EPSS | EPSS, | EPSS | EPSS | EPSS,Ground Inspection, | EPSS Ground Inspection | EPSS Ground Inspection |  |  |  | , | FALSE
HIGHLANDS 1102556 | EPSS | EPSS | EPSS | [13 empty] | Aerial Inspection | Aerial Inspection | Ground Inspection | Ground Inspection | [7 empty] | Down Conductor Detection (DCD) | [11 empty] | EPSS,Ground Inspection,Down Conductor Detection (DCD), | EPSS Ground Inspection Down Conductor Detection (DCD) | EPSS Ground Inspection Down Conductor Detection (DCD) | EPSS,Aerial Inspection,Ground Inspection, | EPSS Aerial Inspection Ground Inspection | EPSS Aerial Inspection Ground Inspection | EPSS,Aerial Inspection, | EPSS Aerial Inspection | EPSS Aerial Inspection |  |  |  | , | FALSE
TASSAJARA 2113MR457 | EPSS | EPSS | EPSS | [17 empty] | Ground Inspection | [18 empty] | EPSS, | EPSS | EPSS | EPSS, | EPSS | EPSS | EPSS,Ground Inspection, | EPSS Ground Inspection | EPSS Ground Inspection |  |  |  | , | FALSE
TASSAJARA 2103CB | EPSS | EPSS | EPSS | [7 empty] | Expulsion Fuse Replacement | [5 empty] | Aerial Inspection | Aerial Inspection | Ground Inspection | Ground Inspection | Ground Inspection | [18 empty] | EPSS,Ground Inspection, | EPSS Ground Inspection | EPSS Ground Inspection | EPSS,Expulsion Fuse Replacement,Aerial Inspection,Ground Inspection, | EPSS Expulsion Fuse Replacement Aerial Inspection Ground Inspection | EPSS Expulsion Fuse Replacement Aerial Inspection Ground Inspection | EPSS,Aerial Inspection,Ground Inspection, | EPSS Aerial Inspection Ground Inspection | EPSS Aerial Inspection Ground Inspection |  |  |  | , | FALSE
FIGARDEN 210392114 | EPSS | EPSS | EPSS | [17 empty] | Ground Inspection | [18 empty] | EPSS, | EPSS | EPSS | EPSS, | EPSS | EPSS | EPSS,Ground Inspection, | EPSS Ground Inspection | EPSS Ground Inspection |  |  |  | , | FALSE
KIRKER 2107CB | EPSS | EPSS | EPSS | [36 empty] | EPSS, | EPSS | EPSS | EPSS, | EPSS | EPSS | EPSS, | EPSS | EPSS |  |  |  | , | FALSE
RALSTON 1102CB | EPSS | EPSS | EPSS | [14 empty] | Aerial Inspection | Ground Inspection | Ground Inspection | Ground Inspection | Non-Pole Backlog | [17 empty] | EPSS,Ground Inspection,Non-Pole Backlog, | EPSS Ground Inspection Non-Pole Backlog | EPSS Ground Inspection Non-Pole Backlog | EPSS,Ground Inspection, | EPSS Ground Inspection | EPSS Ground Inspection | EPSS,Aerial Inspection,Ground Inspection, | EPSS Aerial Inspection Ground Inspection | EPSS Aerial Inspection Ground Inspection |  |  |  | , | FALSE
BARTON 1105CB | EPSS | EPSS | EPSS | [15 empty] | Ground Inspection | Ground Inspection | [19 empty] | EPSS,Ground Inspection, | EPSS Ground Inspection | EPSS Ground Inspection | EPSS,Ground Inspection, | EPSS Ground Inspection | EPSS Ground Inspection | EPSS, | EPSS | EPSS |  |  |  | , | FALSE
REDBUD 1102432 | EPSS | EPSS | EPSS | [13 empty] | Aerial Inspection |  | Ground Inspection |  |  | Non-Pole Backlog | [5 empty] | Down Conductor Detection (DCD) | [11 empty] | EPSS,Ground Inspection,Non-Pole Backlog,Down Conductor Detection (DCD), | EPSS Ground Inspection Non-Pole Backlog Down Conductor Detection (DCD) | EPSS Ground Inspection Non-Pole Backlog Down Conductor Detection (DCD) | EPSS,Aerial Inspection, | EPSS Aerial Inspection | EPSS Aerial Inspection | EPSS, | EPSS | EPSS |  |  |  | , | FALSE
FULTON 1103CB | EPSS | EPSS | EPSS | [36 empty] | EPSS, | EPSS | EPSS | EPSS, | EPSS | EPSS | EPSS, | EPSS | EPSS |  |  |  | , | FALSE
COTTLE 1704CB | EPSS | EPSS | EPSS | [15 empty] | Ground Inspection | [20 empty] | EPSS,Ground Inspection, | EPSS Ground Inspection | EPSS Ground Inspection | EPSS, | EPSS | EPSS | EPSS, | EPSS | EPSS |  |  |  | , | FALSE
FIGARDEN 2104CB | EPSS | EPSS | EPSS | [17 empty] | Ground Inspection | [18 empty] | EPSS, | EPSS | EPSS | EPSS, | EPSS | EPSS | EPSS,Ground Inspection, | EPSS Ground Inspection | EPSS Ground Inspection |  |  |  | , | FALSE
ROSSMOOR 1109961536 | EPSS | EPSS | EPSS | [13 empty] | Aerial Inspection |  | Ground Inspection | Ground Inspection | [19 empty] | EPSS,Ground Inspection, | EPSS Ground Inspection | EPSS Ground Inspection | EPSS,Aerial Inspection,Ground Inspection, | EPSS Aerial Inspection Ground Inspection | EPSS Aerial Inspection Ground Inspection | EPSS, | EPSS | EPSS |  |  |  | , | FALSE
CAROLANDS 0404CB | EPSS | EPSS | EPSS | [16 empty] | Ground Inspection | [19 empty] | EPSS, | EPSS | EPSS | EPSS,Ground Inspection, | EPSS Ground Inspection | EPSS Ground Inspection | EPSS, | EPSS | EPSS |  |  |  | , | FALSE
LAKEWOOD 2225CB | EPSS | EPSS | EPSS | [36 empty] | EPSS, | EPSS | EPSS | EPSS, | EPSS | EPSS | EPSS, | EPSS | EPSS |  |  |  | , | FALSE
OLEMA 110137074 | EPSS | EPSS | EPSS | [17 empty] | Ground Inspection | [8 empty] | Down Conductor Detection (DCD) | [9 empty] | EPSS, | EPSS | EPSS | EPSS, | EPSS | EPSS | EPSS,Ground Inspection,Down Conductor Detection (DCD), | EPSS Ground Inspection Down Conductor Detection (DCD) | EPSS Ground Inspection Down Conductor Detection (DCD) |  |  |  | , | FALSE
EL CERRITO G 1112664184 | EPSS | EPSS | EPSS | [8 empty] | Expulsion Fuse Replacement | [8 empty] | Ground Inspection | [18 empty] | EPSS, | EPSS | EPSS | EPSS, | EPSS | EPSS | EPSS,Expulsion Fuse Replacement,Ground Inspection, | EPSS Expulsion Fuse Replacement Ground Inspection | EPSS Expulsion Fuse Replacement Ground Inspection |  |  |  | , | FALSE
PARADISE 1102CB | EPSS | EPSS | EPSS | [13 empty] | Aerial Inspection |  |  |  | Ground Inspection | [18 empty] | EPSS, | EPSS | EPSS | EPSS,Aerial Inspection, | EPSS Aerial Inspection | EPSS Aerial Inspection | EPSS,Ground Inspection, | EPSS Ground Inspection | EPSS Ground Inspection |  |  |  | , | FALSE
WESTPARK 1109689790 | EPSS | EPSS | EPSS | [16 empty] | Ground Inspection | [19 empty] | EPSS, | EPSS | EPSS | EPSS,Ground Inspection, | EPSS Ground Inspection | EPSS Ground Inspection | EPSS, | EPSS | EPSS |  |  |  | , | FALSE
STAGG 21077408 | EPSS | EPSS | EPSS | [36 empty] | EPSS, | EPSS | EPSS | EPSS, | EPSS | EPSS | EPSS, | EPSS | EPSS |  |  |  | , | FALSE
PLACERVILLE 1112778710 | EPSS | EPSS | EPSS | [14 empty] | Aerial Inspection |  | Ground Inspection | [19 empty] | EPSS, | EPSS | EPSS | EPSS,Ground Inspection, | EPSS Ground Inspection | EPSS Ground Inspection | EPSS,Aerial Inspection, | EPSS Aerial Inspection | EPSS Aerial Inspection |  |  |  | , | FALSE
SARATOGA 1103LC40 | EPSS | EPSS | EPSS | [14 empty] | Aerial Inspection |  | Ground Inspection | [8 empty] | Down Conductor Detection (DCD) | [10 empty] | EPSS, | EPSS | EPSS | EPSS,Ground Inspection,Down Conductor Detection (DCD), | EPSS Ground Inspection Down Conductor Detection (DCD) | EPSS Ground Inspection Down Conductor Detection (DCD) | EPSS,Aerial Inspection, | EPSS Aerial Inspection | EPSS Aerial Inspection |  |  |  | , | FALSE
OAKLAND J 1105CR150 | EPSS | EPSS | EPSS | [13 empty] | Aerial Inspection | Aerial Inspection | Ground Inspection | Ground Inspection | [19 empty] | EPSS,Ground Inspection, | EPSS Ground Inspection | EPSS Ground Inspection | EPSS,Aerial Inspection,Ground Inspection, | EPSS Aerial Inspection Ground Inspection | EPSS Aerial Inspection Ground Inspection | EPSS,Aerial Inspection, | EPSS Aerial Inspection | EPSS Aerial Inspection |  |  |  | , | FALSE
EDES 1112417626 | EPSS | EPSS | EPSS | [36 empty] | EPSS, | EPSS | EPSS | EPSS, | EPSS | EPSS | EPSS, | EPSS | EPSS |  |  |  | , | FALSE
PINEDALE 210232912 | EPSS | EPSS | EPSS | [36 empty] | EPSS, | EPSS | EPSS | EPSS, | EPSS | EPSS | EPSS, | EPSS | EPSS |  |  |  | , | FALSE
FIGARDEN 210347324 | EPSS | EPSS | EPSS | [17 empty] | Ground Inspection | [18 empty] | EPSS, | EPSS | EPSS | EPSS, | EPSS | EPSS | EPSS,Ground Inspection, | EPSS Ground Inspection | EPSS Ground Inspection |  |  |  | , | FALSE
HOLLYWOOD 0401CB | EPSS | EPSS | EPSS | [36 empty] | EPSS, | EPSS | EPSS | EPSS, | EPSS | EPSS | EPSS, | EPSS | EPSS |  |  |  | , | FALSE
WEST FRESNO 110655414 | EPSS | EPSS | EPSS | [15 empty] | Ground Inspection | [20 empty] | EPSS,Ground Inspection, | EPSS Ground Inspection | EPSS Ground Inspection | EPSS, | EPSS | EPSS | EPSS, | EPSS | EPSS |  |  |  | , | FALSE
STOCKDALE 211035420 | EPSS | EPSS | EPSS | [17 empty] | Ground Inspection | [18 empty] | EPSS, | EPSS | EPSS | EPSS, | EPSS | EPSS | EPSS,Ground Inspection, | EPSS Ground Inspection | EPSS Ground Inspection |  |  |  | , | FALSE
CLOVIS 1105CB | EPSS | EPSS | EPSS | [15 empty] | Ground Inspection | Ground Inspection | [19 empty] | EPSS,Ground Inspection, | EPSS Ground Inspection | EPSS Ground Inspection | EPSS,Ground Inspection, | EPSS Ground Inspection | EPSS Ground Inspection | EPSS, | EPSS | EPSS |  |  |  | , | FALSE
RENFRO 21054828 | EPSS | EPSS | EPSS | [16 empty] | Ground Inspection | [19 empty] | EPSS, | EPSS | EPSS | EPSS,Ground Inspection, | EPSS Ground Inspection | EPSS Ground Inspection | EPSS, | EPSS | EPSS |  |  |  | , | FALSE
LAKEWOOD 2227CB | EPSS | EPSS | EPSS | [17 empty] | Ground Inspection | [18 empty] | EPSS, | EPSS | EPSS | EPSS, | EPSS | EPSS | EPSS,Ground Inspection, | EPSS Ground Inspection | EPSS Ground Inspection |  |  |  | , | FALSE
PUEBLO 110256136 | EPSS | EPSS | EPSS | [36 empty] | EPSS, | EPSS | EPSS | EPSS, | EPSS | EPSS | EPSS, | EPSS | EPSS |  |  |  | , | FALSE
MEADOW LANE 2102CB | EPSS | EPSS | EPSS | [36 empty] | EPSS, | EPSS | EPSS | EPSS, | EPSS | EPSS | EPSS, | EPSS | EPSS |  |  |  | , | FALSE
PINEDALE 2106R3250 | EPSS | EPSS | EPSS | [36 empty] | EPSS, | EPSS | EPSS | EPSS, | EPSS | EPSS | EPSS, | EPSS | EPSS |  |  |  | , | FALSE
SAUSALITO 11021224 | EPSS | EPSS | EPSS | [14 empty] | Aerial Inspection |  | Ground Inspection | Ground Inspection | [7 empty] | Down Conductor Detection (DCD) | [10 empty] | EPSS, | EPSS | EPSS | EPSS,Ground Inspection,Down Conductor Detection (DCD), | EPSS Ground Inspection Down Conductor Detection (DCD) | EPSS Ground Inspection Down Conductor Detection (DCD) | EPSS,Aerial Inspection,Ground Inspection, | EPSS Aerial Inspection Ground Inspection | EPSS Aerial Inspection Ground Inspection |  |  |  | , | FALSE
CLOVERDALE 1102262 | EPSS | EPSS | EPSS | [14 empty] | Aerial Inspection |  | Ground Inspection | Ground Inspection | [6 empty] | Down Conductor Detection (DCD) | [11 empty] | EPSS,Down Conductor Detection (DCD), | EPSS Down Conductor Detection (DCD) | EPSS Down Conductor Detection (DCD) | EPSS,Ground Inspection, | EPSS Ground Inspection | EPSS Ground Inspection | EPSS,Aerial Inspection,Ground Inspection, | EPSS Aerial Inspection Ground Inspection | EPSS Aerial Inspection Ground Inspection |  |  |  | , | FALSE
BERKELEY F 1105BR166 | EPSS | EPSS | EPSS | [14 empty] | Aerial Inspection |  | Ground Inspection |  | Non-Pole Backlog | [17 empty] | EPSS,Non-Pole Backlog, | EPSS Non-Pole Backlog | EPSS Non-Pole Backlog | EPSS,Ground Inspection, | EPSS Ground Inspection | EPSS Ground Inspection | EPSS,Aerial Inspection, | EPSS Aerial Inspection | EPSS Aerial Inspection |  |  |  | , | FALSE
COVELO 110146208 | EPSS | EPSS | EPSS | [13 empty] | Aerial Inspection |  | Ground Inspection |  | Ground Inspection | [6 empty] | Down Conductor Detection (DCD) | [11 empty] | EPSS,Ground Inspection,Down Conductor Detection (DCD), | EPSS Ground Inspection Down Conductor Detection (DCD) | EPSS Ground Inspection Down Conductor Detection (DCD) | EPSS,Aerial Inspection, | EPSS Aerial Inspection | EPSS Aerial Inspection | EPSS,Ground Inspection, | EPSS Ground Inspection | EPSS Ground Inspection |  |  |  | , | FALSE
CALISTOGA 1102447865 | EPSS | EPSS | EPSS | [16 empty] | Ground Inspection | Ground Inspection | [18 empty] | EPSS, | EPSS | EPSS | EPSS,Ground Inspection, | EPSS Ground Inspection | EPSS Ground Inspection | EPSS,Ground Inspection, | EPSS Ground Inspection | EPSS Ground Inspection |  |  |  | , | FALSE
STOCKDALE 21051503 | EPSS | EPSS | EPSS | [17 empty] | Ground Inspection | [18 empty] | EPSS, | EPSS | EPSS | EPSS, | EPSS | EPSS | EPSS,Ground Inspection, | EPSS Ground Inspection | EPSS Ground Inspection |  |  |  | , | FALSE
JAMESON 1101CB | EPSS | EPSS | EPSS | [36 empty] | EPSS, | EPSS | EPSS | EPSS, | EPSS | EPSS | EPSS, | EPSS | EPSS |  |  |  | , | FALSE
CLOVIS 211138752 | EPSS | EPSS | EPSS | [15 empty] | Ground Inspection | [20 empty] | EPSS,Ground Inspection, | EPSS Ground Inspection | EPSS Ground Inspection | EPSS, | EPSS | EPSS | EPSS, | EPSS | EPSS |  |  |  | , | FALSE
MILPITAS 1104CB | EPSS | EPSS | EPSS | [15 empty] | Ground Inspection | [20 empty] | EPSS,Ground Inspection, | EPSS Ground Inspection | EPSS Ground Inspection | EPSS, | EPSS | EPSS | EPSS, | EPSS | EPSS |  |  |  | , | FALSE
BULLARD 211242194 | EPSS | EPSS | EPSS | [15 empty] | Ground Inspection | [20 empty] | EPSS,Ground Inspection, | EPSS Ground Inspection | EPSS Ground Inspection | EPSS, | EPSS | EPSS | EPSS, | EPSS | EPSS |  |  |  | , | FALSE
VINEYARD 2107MR649 | EPSS | EPSS | EPSS | [17 empty] | Ground Inspection | [18 empty] | EPSS, | EPSS | EPSS | EPSS, | EPSS | EPSS | EPSS,Ground Inspection, | EPSS Ground Inspection | EPSS Ground Inspection |  |  |  | , | FALSE
LAKEWOOD 222454676 | EPSS | EPSS | EPSS | [16 empty] | Ground Inspection | [19 empty] | EPSS, | EPSS | EPSS | EPSS,Ground Inspection, | EPSS Ground Inspection | EPSS Ground Inspection | EPSS, | EPSS | EPSS |  |  |  | , | FALSE
PACIFICA 11026783 | EPSS | EPSS | EPSS | [13 empty] | Aerial Inspection | Aerial Inspection | Ground Inspection | Ground Inspection | Ground Inspection | [7 empty] | Down Conductor Detection (DCD) | [10 empty] | EPSS,Ground Inspection, | EPSS Ground Inspection | EPSS Ground Inspection | EPSS,Aerial Inspection,Ground Inspection,Down Conductor Detection (DCD), | EPSS Aerial Inspection Ground Inspection Down Conductor Detection (DCD) | EPSS Aerial Inspection Ground Inspection Down Conductor Detection (DCD) | EPSS,Aerial Inspection,Ground Inspection, | EPSS Aerial Inspection Ground Inspection | EPSS Aerial Inspection Ground Inspection |  |  |  | , | FALSE
STAGG 210511564 | EPSS | EPSS | EPSS | [36 empty] | EPSS, | EPSS | EPSS | EPSS, | EPSS | EPSS | EPSS, | EPSS | EPSS |  |  |  | , | FALSE
SANTA ROSA A 1111CB | EPSS | EPSS | EPSS | [13 empty] | Aerial Inspection |  | Ground Inspection |  | Ground Inspection | [9 empty] | Line Sensors | [8 empty] | EPSS,Ground Inspection,Line Sensors, | EPSS Ground Inspection Line Sensors | EPSS Ground Inspection Line Sensors | EPSS,Aerial Inspection, | EPSS Aerial Inspection | EPSS Aerial Inspection | EPSS,Ground Inspection, | EPSS Ground Inspection | EPSS Ground Inspection |  |  |  | , | FALSE
STAGG 210741764 | EPSS | EPSS | EPSS | [36 empty] | EPSS, | EPSS | EPSS | EPSS, | EPSS | EPSS | EPSS, | EPSS | EPSS |  |  |  | , | FALSE
LOS OSITOS 2103258688 | EPSS | EPSS | EPSS | [14 empty] | Aerial Inspection |  | Ground Inspection | [9 empty] | Down Conductor Detection (DCD) | Line Sensors | [8 empty] | EPSS,Line Sensors, | EPSS Line Sensors | EPSS Line Sensors | EPSS,Ground Inspection, | EPSS Ground Inspection | EPSS Ground Inspection | EPSS,Aerial Inspection,Down Conductor Detection (DCD), | EPSS Aerial Inspection Down Conductor Detection (DCD) | EPSS Aerial Inspection Down Conductor Detection (DCD) |  |  |  | , | FALSE
WESTPARK 1106CB | EPSS | EPSS | EPSS | [16 empty] | Ground Inspection | [19 empty] | EPSS, | EPSS | EPSS | EPSS,Ground Inspection, | EPSS Ground Inspection | EPSS Ground Inspection | EPSS, | EPSS | EPSS |  |  |  | , | FALSE
SAN RAMON 2118CB | EPSS | EPSS | EPSS | [36 empty] | EPSS, | EPSS | EPSS | EPSS, | EPSS | EPSS | EPSS, | EPSS | EPSS |  |  |  | , | FALSE
BARTON 1109CB | EPSS | EPSS | EPSS | [15 empty] | Ground Inspection | [20 empty] | EPSS,Ground Inspection, | EPSS Ground Inspection | EPSS Ground Inspection | EPSS, | EPSS | EPSS | EPSS, | EPSS | EPSS |  |  |  | , | FALSE
SARATOGA 1104209146 | EPSS | EPSS | EPSS | [13 empty] | Aerial Inspection | Aerial Inspection | Ground Inspection | Ground Inspection | Ground Inspection | Non-Pole Backlog | Non-Pole Backlog | [16 empty] | EPSS,Ground Inspection,Non-Pole Backlog, | EPSS Ground Inspection Non-Pole Backlog | EPSS Ground Inspection Non-Pole Backlog | EPSS,Aerial Inspection,Ground Inspection,Non-Pole Backlog, | EPSS Aerial Inspection Ground Inspection Non-Pole Backlog | EPSS Aerial Inspection Ground Inspection Non-Pole Backlog | EPSS,Aerial Inspection,Ground Inspection, | EPSS Aerial Inspection Ground Inspection | EPSS Aerial Inspection Ground Inspection |  |  |  | , | FALSE
KERN POWER 2101CB | EPSS | EPSS | EPSS | [16 empty] | Ground Inspection | [19 empty] | EPSS, | EPSS | EPSS | EPSS,Ground Inspection, | EPSS Ground Inspection | EPSS Ground Inspection | EPSS, | EPSS | EPSS |  |  |  | , | FALSE
CALIFORNIA AVE 111391862 | EPSS | EPSS | EPSS | [15 empty] | Ground Inspection | [20 empty] | EPSS,Ground Inspection, | EPSS Ground Inspection | EPSS Ground Inspection | EPSS, | EPSS | EPSS | EPSS, | EPSS | EPSS |  |  |  | , | FALSE
TRIMBLE 2115CB | EPSS | EPSS | EPSS | [36 empty] | EPSS, | EPSS | EPSS | EPSS, | EPSS | EPSS | EPSS, | EPSS | EPSS |  |  |  | , | FALSE
MEADOW LANE 2110CB | EPSS | EPSS | EPSS | [15 empty] | Ground Inspection | [20 empty] | EPSS,Ground Inspection, | EPSS Ground Inspection | EPSS Ground Inspection | EPSS, | EPSS | EPSS | EPSS, | EPSS | EPSS |  |  |  | , | FALSE
SYCAMORE CREEK 1111CB | EPSS | EPSS | EPSS | [13 empty] | Aerial Inspection | Aerial Inspection | Ground Inspection | Ground Inspection | [19 empty] | EPSS,Ground Inspection, | EPSS Ground Inspection | EPSS Ground Inspection | EPSS,Aerial Inspection,Ground Inspection, | EPSS Aerial Inspection Ground Inspection | EPSS Aerial Inspection Ground Inspection | EPSS,Aerial Inspection, | EPSS Aerial Inspection | EPSS Aerial Inspection |  |  |  | , | FALSE
BAKERSFIELD 1115CB | EPSS | EPSS | EPSS | [16 empty] | Ground Inspection | [19 empty] | EPSS, | EPSS | EPSS | EPSS,Ground Inspection, | EPSS Ground Inspection | EPSS Ground Inspection | EPSS, | EPSS | EPSS |  |  |  | , | FALSE
CONTRA COSTA 2110CB | EPSS | EPSS | EPSS | [16 empty] | Ground Inspection | [19 empty] | EPSS, | EPSS | EPSS | EPSS,Ground Inspection, | EPSS Ground Inspection | EPSS Ground Inspection | EPSS, | EPSS | EPSS |  |  |  | , | FALSE
VALLEY VIEW 1103P156 | EPSS | EPSS | EPSS | [36 empty] | EPSS, | EPSS | EPSS | EPSS, | EPSS | EPSS | EPSS, | EPSS | EPSS |  |  |  | , | FALSE
MARTELL 110292172 | EPSS | EPSS | EPSS | [14 empty] | Aerial Inspection |  | Ground Inspection | Ground Inspection | [7 empty] | Down Conductor Detection (DCD) | [10 empty] | EPSS, | EPSS | EPSS | EPSS,Ground Inspection,Down Conductor Detection (DCD), | EPSS Ground Inspection Down Conductor Detection (DCD) | EPSS Ground Inspection Down Conductor Detection (DCD) | EPSS,Aerial Inspection,Ground Inspection, | EPSS Aerial Inspection Ground Inspection | EPSS Aerial Inspection Ground Inspection |  | Line Removal |  | ,Line Removal, | Line Removal | Line Removal
WEST SACRAMENTO 1111CB | EPSS | EPSS | EPSS | [36 empty] | EPSS, | EPSS | EPSS | EPSS, | EPSS | EPSS | EPSS, | EPSS | EPSS |  |  |  | , | FALSE
DEL MONTE 21029060 | EPSS | EPSS | EPSS | [14 empty] | Aerial Inspection | Ground Inspection | Ground Inspection | [19 empty] | EPSS,Ground Inspection, | EPSS Ground Inspection | EPSS Ground Inspection | EPSS,Ground Inspection, | EPSS Ground Inspection | EPSS Ground Inspection | EPSS,Aerial Inspection, | EPSS Aerial Inspection | EPSS Aerial Inspection |  |  |  | , | FALSE
HICKS 2101XR162 | EPSS | EPSS | EPSS | [7 empty] | Expulsion Fuse Replacement | [5 empty] | Aerial Inspection | Aerial Inspection | Ground Inspection | Ground Inspection | Ground Inspection | [9 empty] | Line Sensors | [8 empty] | EPSS,Ground Inspection,Line Sensors, | EPSS Ground Inspection Line Sensors | EPSS Ground Inspection Line Sensors | EPSS,Expulsion Fuse Replacement,Aerial Inspection,Ground Inspection, | EPSS Expulsion Fuse Replacement Aerial Inspection Ground Inspection | EPSS Expulsion Fuse Replacement Aerial Inspection Ground Inspection | EPSS,Aerial Inspection,Ground Inspection, | EPSS Aerial Inspection Ground Inspection | EPSS Aerial Inspection Ground Inspection |  |  |  | , | FALSE
TRACY 111213998 | EPSS | EPSS | EPSS | [36 empty] | EPSS, | EPSS | EPSS | EPSS, | EPSS | EPSS | EPSS, | EPSS | EPSS |  |  |  | , | FALSE
BRUNSWICK 110750008 | EPSS | EPSS | EPSS | [8 empty] | Expulsion Fuse Replacement |  |  |  |  | Aerial Inspection | Aerial Inspection | Ground Inspection | Ground Inspection | [8 empty] | Down Conductor Detection (DCD) | [10 empty] | EPSS,Ground Inspection, | EPSS Ground Inspection | EPSS Ground Inspection | EPSS,Aerial Inspection,Ground Inspection,Down Conductor Detection (DCD), | EPSS Aerial Inspection Ground Inspection Down Conductor Detection (DCD) | EPSS Aerial Inspection Ground Inspection Down Conductor Detection (DCD) | EPSS,Expulsion Fuse Replacement,Aerial Inspection, | EPSS Expulsion Fuse Replacement Aerial Inspection | EPSS Expulsion Fuse Replacement Aerial Inspection |  |  |  | , | FALSE
SOLEDAD 2102CB | EPSS | EPSS | EPSS | [17 empty] | Ground Inspection | [18 empty] | EPSS, | EPSS | EPSS | EPSS, | EPSS | EPSS | EPSS,Ground Inspection, | EPSS Ground Inspection | EPSS Ground Inspection |  |  |  | , | FALSE
SAN MIGUEL 1104895760 | EPSS | EPSS | EPSS | [6 empty] | Expulsion Fuse Replacement | [7 empty] | Aerial Inspection |  | Ground Inspection | Ground Inspection | Non-Pole Backlog | [17 empty] | EPSS,Expulsion Fuse Replacement,Non-Pole Backlog, | EPSS Expulsion Fuse Replacement Non-Pole Backlog | EPSS Expulsion Fuse Replacement Non-Pole Backlog | EPSS,Ground Inspection, | EPSS Ground Inspection | EPSS Ground Inspection | EPSS,Aerial Inspection,Ground Inspection, | EPSS Aerial Inspection Ground Inspection | EPSS Aerial Inspection Ground Inspection |  |  |  | , | FALSE
BAKERSFIELD 1107CB | EPSS | EPSS | EPSS | [16 empty] | Ground Inspection | [19 empty] | EPSS, | EPSS | EPSS | EPSS,Ground Inspection, | EPSS Ground Inspection | EPSS Ground Inspection | EPSS, | EPSS | EPSS |  |  |  | , | FALSE
MANTECA 170338588 | EPSS | EPSS | EPSS | [36 empty] | EPSS, | EPSS | EPSS | EPSS, | EPSS | EPSS | EPSS, | EPSS | EPSS |  |  |  | , | FALSE
SWIFT 2110CB | EPSS | EPSS | EPSS | [16 empty] | Ground Inspection | [19 empty] | EPSS, | EPSS | EPSS | EPSS,Ground Inspection, | EPSS Ground Inspection | EPSS Ground Inspection | EPSS, | EPSS | EPSS |  |  |  | , | FALSE
SAN ARDO 1101650772 | EPSS | EPSS | EPSS | [17 empty] | Ground Inspection | [8 empty] | Down Conductor Detection (DCD) | [9 empty] | EPSS, | EPSS | EPSS | EPSS, | EPSS | EPSS | EPSS,Ground Inspection,Down Conductor Detection (DCD), | EPSS Ground Inspection Down Conductor Detection (DCD) | EPSS Ground Inspection Down Conductor Detection (DCD) |  |  |  | , | FALSE
BAKERSFIELD 1105CB | EPSS | EPSS | EPSS | [16 empty] | Ground Inspection | [19 empty] | EPSS, | EPSS | EPSS | EPSS,Ground Inspection, | EPSS Ground Inspection | EPSS Ground Inspection | EPSS, | EPSS | EPSS |  |  |  | , | FALSE
BAKERSFIELD 2109CB | EPSS | EPSS | EPSS | [16 empty] | Ground Inspection | [19 empty] | EPSS, | EPSS | EPSS | EPSS,Ground Inspection, | EPSS Ground Inspection | EPSS Ground Inspection | EPSS, | EPSS | EPSS |  |  |  | , | FALSE
BULLARD 1102CB | EPSS | EPSS | EPSS | [36 empty] | EPSS, | EPSS | EPSS | EPSS, | EPSS | EPSS | EPSS, | EPSS | EPSS |  |  |  | , | FALSE
KERN POWER 21054959 | EPSS | EPSS | EPSS | [16 empty] | Ground Inspection | [19 empty] | EPSS, | EPSS | EPSS | EPSS,Ground Inspection, | EPSS Ground Inspection | EPSS Ground Inspection | EPSS, | EPSS | EPSS |  |  |  | , | FALSE
IGNACIO 1104316 | EPSS | EPSS | EPSS | [17 empty] | Ground Inspection | [18 empty] | EPSS, | EPSS | EPSS | EPSS, | EPSS | EPSS | EPSS,Ground Inspection, | EPSS Ground Inspection | EPSS Ground Inspection |  |  |  | , | FALSE
SPENCE 1102990464 | EPSS | EPSS | EPSS | [6 empty] | Expulsion Fuse Replacement | [7 empty] | Aerial Inspection |  | Ground Inspection | Ground Inspection | Non-Pole Backlog | [6 empty] | Down Conductor Detection (DCD) | [10 empty] | EPSS,Expulsion Fuse Replacement,Non-Pole Backlog, | EPSS Expulsion Fuse Replacement Non-Pole Backlog | EPSS Expulsion Fuse Replacement Non-Pole Backlog | EPSS,Ground Inspection,Down Conductor Detection (DCD), | EPSS Ground Inspection Down Conductor Detection (DCD) | EPSS Ground Inspection Down Conductor Detection (DCD) | EPSS,Aerial Inspection,Ground Inspection, | EPSS Aerial Inspection Ground Inspection | EPSS Aerial Inspection Ground Inspection |  |  |  | , | FALSE
BULLARD 110567230 | EPSS | EPSS | EPSS | [17 empty] | Ground Inspection | [18 empty] | EPSS, | EPSS | EPSS | EPSS, | EPSS | EPSS | EPSS,Ground Inspection, | EPSS Ground Inspection | EPSS Ground Inspection |  |  |  | , | FALSE
WESTPARK 1102CB | EPSS | EPSS | EPSS | [16 empty] | Ground Inspection | [19 empty] | EPSS, | EPSS | EPSS | EPSS,Ground Inspection, | EPSS Ground Inspection | EPSS Ground Inspection | EPSS, | EPSS | EPSS |  |  |  | , | FALSE
STAGG 21066654 | EPSS | EPSS | EPSS | [36 empty] | EPSS, | EPSS | EPSS | EPSS, | EPSS | EPSS | EPSS, | EPSS | EPSS |  |  |  | , | FALSE
BAKERSFIELD 1114CB | EPSS | EPSS | EPSS | [36 empty] | EPSS, | EPSS | EPSS | EPSS, | EPSS | EPSS | EPSS, | EPSS | EPSS |  |  |  | , | FALSE
EDENVALE 1103CB | EPSS | EPSS | EPSS | [36 empty] | EPSS, | EPSS | EPSS | EPSS, | EPSS | EPSS | EPSS, | EPSS | EPSS |  |  |  | , | FALSE
PINEDALE 2110CB | EPSS | EPSS | EPSS | [36 empty] | EPSS, | EPSS | EPSS | EPSS, | EPSS | EPSS | EPSS, | EPSS | EPSS |  |  |  | , | FALSE
NORTH DUBLIN 2101MR333 | EPSS | EPSS | EPSS | [36 empty] | EPSS, | EPSS | EPSS | EPSS, | EPSS | EPSS | EPSS, | EPSS | EPSS |  |  |  | , | FALSE
BULLARD 211155478 | EPSS | EPSS | EPSS | [36 empty] | EPSS, | EPSS | EPSS | EPSS, | EPSS | EPSS | EPSS, | EPSS | EPSS |  |  |  | , | FALSE
ECHO SUMMIT 1101CB | EPSS | EPSS | EPSS | [36 empty] | EPSS, | EPSS | EPSS | EPSS, | EPSS | EPSS | EPSS, | EPSS | EPSS |  |  |  | , | FALSE
ASHLAN AVE 2101CB | EPSS | EPSS | EPSS | [17 empty] | Ground Inspection | [18 empty] | EPSS, | EPSS | EPSS | EPSS, | EPSS | EPSS | EPSS,Ground Inspection, | EPSS Ground Inspection | EPSS Ground Inspection |  |  |  | , | FALSE
STAGG 210614574 | EPSS | EPSS | EPSS | [16 empty] | Ground Inspection | [19 empty] | EPSS, | EPSS | EPSS | EPSS,Ground Inspection, | EPSS Ground Inspection | EPSS Ground Inspection | EPSS, | EPSS | EPSS |  |  |  | , | FALSE
FIGARDEN 210787746 | EPSS | EPSS | EPSS | [17 empty] | Ground Inspection | [18 empty] | EPSS, | EPSS | EPSS | EPSS, | EPSS | EPSS | EPSS,Ground Inspection, | EPSS Ground Inspection | EPSS Ground Inspection |  |  |  | , | FALSE
BELLEVUE 21018146 | EPSS | EPSS | EPSS | [36 empty] | EPSS, | EPSS | EPSS | EPSS, | EPSS | EPSS | EPSS, | EPSS | EPSS |  |  |  | , | FALSE
DEL MAR 1104CB | EPSS | EPSS | EPSS | [16 empty] | Ground Inspection | [19 empty] | EPSS, | EPSS | EPSS | EPSS,Ground Inspection, | EPSS Ground Inspection | EPSS Ground Inspection | EPSS, | EPSS | EPSS |  |  |  | , | FALSE
SILVERADO 2105CB | EPSS | EPSS | EPSS | [17 empty] | Ground Inspection | [18 empty] | EPSS, | EPSS | EPSS | EPSS, | EPSS | EPSS | EPSS,Ground Inspection, | EPSS Ground Inspection | EPSS Ground Inspection |  |  |  | , | FALSE
BASALT 1104CB | EPSS | EPSS | EPSS | [15 empty] | Ground Inspection | [20 empty] | EPSS,Ground Inspection, | EPSS Ground Inspection | EPSS Ground Inspection | EPSS, | EPSS | EPSS | EPSS, | EPSS | EPSS |  |  |  | , | FALSE
FIGARDEN 2111CB | EPSS | EPSS | EPSS | [17 empty] | Ground Inspection | [18 empty] | EPSS, | EPSS | EPSS | EPSS, | EPSS | EPSS | EPSS,Ground Inspection, | EPSS Ground Inspection | EPSS Ground Inspection |  |  |  | , | FALSE
DIXON LANDING 2111CB | EPSS | EPSS | EPSS | [15 empty] | Ground Inspection | [20 empty] | EPSS,Ground Inspection, | EPSS Ground Inspection | EPSS Ground Inspection | EPSS, | EPSS | EPSS | EPSS, | EPSS | EPSS |  |  |  | , | FALSE
BAKERSFIELD 1106CB | EPSS | EPSS | EPSS | [36 empty] | EPSS, | EPSS | EPSS | EPSS, | EPSS | EPSS | EPSS, | EPSS | EPSS |  |  |  | , | FALSE
MERCED 21029970 | EPSS | EPSS | EPSS | [15 empty] | Ground Inspection | [20 empty] | EPSS,Ground Inspection, | EPSS Ground Inspection | EPSS Ground Inspection | EPSS, | EPSS | EPSS | EPSS, | EPSS | EPSS |  |  |  | , | FALSE
ECHO SUMMIT 110155262 | EPSS | EPSS | EPSS | [17 empty] | Ground Inspection | Non-Pole Backlog | [6 empty] | Down Conductor Detection (DCD) | [10 empty] | EPSS,Non-Pole Backlog, | EPSS Non-Pole Backlog | EPSS Non-Pole Backlog | EPSS,Down Conductor Detection (DCD), | EPSS Down Conductor Detection (DCD) | EPSS Down Conductor Detection (DCD) | EPSS,Ground Inspection, | EPSS Ground Inspection | EPSS Ground Inspection |  |  |  | , | FALSE
PACIFIC GROVE 04222608 | EPSS | EPSS | EPSS | [16 empty] | Ground Inspection | [19 empty] | EPSS, | EPSS | EPSS | EPSS,Ground Inspection, | EPSS Ground Inspection | EPSS Ground Inspection | EPSS, | EPSS | EPSS |  |  |  | , | FALSE
MANCHESTER 1108D8824 | EPSS | EPSS | EPSS | [36 empty] | EPSS, | EPSS | EPSS | EPSS, | EPSS | EPSS | EPSS, | EPSS | EPSS |  |  |  | , | FALSE
BRUNSWICK 1110CB | EPSS | EPSS | EPSS | [13 empty] | Aerial Inspection |  | Ground Inspection | [20 empty] | EPSS,Ground Inspection, | EPSS Ground Inspection | EPSS Ground Inspection | EPSS,Aerial Inspection, | EPSS Aerial Inspection | EPSS Aerial Inspection | EPSS, | EPSS | EPSS | Undergrounding | Line Removal |  | Undergrounding,Line Removal, | Undergrounding Line Removal | Undergrounding Line Removal
STOCKDALE 2110CB | EPSS | EPSS | EPSS | [17 empty] | Ground Inspection | [18 empty] | EPSS, | EPSS | EPSS | EPSS, | EPSS | EPSS | EPSS,Ground Inspection, | EPSS Ground Inspection | EPSS Ground Inspection |  |  |  | , | FALSE
HILLSDALE 0404CB | EPSS | EPSS | EPSS | [15 empty] | Ground Inspection | [20 empty] | EPSS,Ground Inspection, | EPSS Ground Inspection | EPSS Ground Inspection | EPSS, | EPSS | EPSS | EPSS, | EPSS | EPSS |  |  |  | , | FALSE
CLOVIS 2109CB | EPSS | EPSS | EPSS | [15 empty] | Ground Inspection | Ground Inspection | [19 empty] | EPSS,Ground Inspection, | EPSS Ground Inspection | EPSS Ground Inspection | EPSS,Ground Inspection, | EPSS Ground Inspection | EPSS Ground Inspection | EPSS, | EPSS | EPSS |  |  |  | , | FALSE
FIGARDEN 210249606 | EPSS | EPSS | EPSS | [17 empty] | Ground Inspection | [18 empty] | EPSS, | EPSS | EPSS | EPSS, | EPSS | EPSS | EPSS,Ground Inspection, | EPSS Ground Inspection | EPSS Ground Inspection |  |  |  | , | FALSE
STAGG 2107CB | EPSS | EPSS | EPSS | [15 empty] | Ground Inspection | [20 empty] | EPSS,Ground Inspection, | EPSS Ground Inspection | EPSS Ground Inspection | EPSS, | EPSS | EPSS | EPSS, | EPSS | EPSS |  |  |  | , | FALSE
PENRYN 1105154362 | EPSS | EPSS | EPSS | [16 empty] | Ground Inspection | Ground Inspection | [18 empty] | EPSS, | EPSS | EPSS | EPSS,Ground Inspection, | EPSS Ground Inspection | EPSS Ground Inspection | EPSS,Ground Inspection, | EPSS Ground Inspection | EPSS Ground Inspection |  |  |  | , | FALSE
FOOTHILL 1101549904 | EPSS | EPSS | EPSS | [14 empty] | Aerial Inspection |  | Ground Inspection | Ground Inspection | Non-Pole Backlog | [6 empty] | Down Conductor Detection (DCD) | [10 empty] | EPSS,Non-Pole Backlog, | EPSS Non-Pole Backlog | EPSS Non-Pole Backlog | EPSS,Ground Inspection,Down Conductor Detection (DCD), | EPSS Ground Inspection Down Conductor Detection (DCD) | EPSS Ground Inspection Down Conductor Detection (DCD) | EPSS,Aerial Inspection,Ground Inspection, | EPSS Aerial Inspection Ground Inspection | EPSS Aerial Inspection Ground Inspection |  |  |  | , | FALSE
SHEPHERD 211038450 | EPSS | EPSS | EPSS | [15 empty] | Ground Inspection | [20 empty] | EPSS,Ground Inspection, | EPSS Ground Inspection | EPSS Ground Inspection | EPSS, | EPSS | EPSS | EPSS, | EPSS | EPSS |  |  |  | , | FALSE
LAS POSITAS 2103MR161 | EPSS | EPSS | EPSS | [15 empty] | Ground Inspection | [20 empty] | EPSS,Ground Inspection, | EPSS Ground Inspection | EPSS Ground Inspection | EPSS, | EPSS | EPSS | EPSS, | EPSS | EPSS |  |  |  | , | FALSE
STOCKDALE 21074712 | EPSS | EPSS | EPSS | [17 empty] | Ground Inspection | [18 empty] | EPSS, | EPSS | EPSS | EPSS, | EPSS | EPSS | EPSS,Ground Inspection, | EPSS Ground Inspection | EPSS Ground Inspection |  |  |  | , | FALSE
BULLARD 110269280 | EPSS | EPSS | EPSS | [17 empty] | Ground Inspection | [18 empty] | EPSS, | EPSS | EPSS | EPSS, | EPSS | EPSS | EPSS,Ground Inspection, | EPSS Ground Inspection | EPSS Ground Inspection |  |  |  | , | FALSE
MILLBRAE 11045521 | EPSS | EPSS | EPSS | [36 empty] | EPSS, | EPSS | EPSS | EPSS, | EPSS | EPSS | EPSS, | EPSS | EPSS |  |  |  | , | FALSE
JARVIS 1110CB | EPSS | EPSS | EPSS | [13 empty] | Aerial Inspection |  | Ground Inspection |  |  | Non-Pole Backlog | [17 empty] | EPSS,Ground Inspection,Non-Pole Backlog, | EPSS Ground Inspection Non-Pole Backlog | EPSS Ground Inspection Non-Pole Backlog | EPSS,Aerial Inspection, | EPSS Aerial Inspection | EPSS Aerial Inspection | EPSS, | EPSS | EPSS |  |  |  | , | FALSE
KIRKER 2104CB | EPSS | EPSS | EPSS | [13 empty] | Aerial Inspection |  | Ground Inspection | [11 empty] | Line Sensors | [8 empty] | EPSS,Ground Inspection,Line Sensors, | EPSS Ground Inspection Line Sensors | EPSS Ground Inspection Line Sensors | EPSS,Aerial Inspection, | EPSS Aerial Inspection | EPSS Aerial Inspection | EPSS, | EPSS | EPSS |  |  |  | , | FALSE
WYANDOTTE 11091520 | EPSS | EPSS | EPSS | [13 empty] | Aerial Inspection | Aerial Inspection | Ground Inspection | Ground Inspection | [7 empty] | Down Conductor Detection (DCD) | [11 empty] | EPSS,Ground Inspection,Down Conductor Detection (DCD), | EPSS Ground Inspection Down Conductor Detection (DCD) | EPSS Ground Inspection Down Conductor Detection (DCD) | EPSS,Aerial Inspection,Ground Inspection, | EPSS Aerial Inspection Ground Inspection | EPSS Aerial Inspection Ground Inspection | EPSS,Aerial Inspection, | EPSS Aerial Inspection | EPSS Aerial Inspection |  |  |  | , | FALSE
STAGG 21066476 | EPSS | EPSS | EPSS | [15 empty] | Ground Inspection | [20 empty] | EPSS,Ground Inspection, | EPSS Ground Inspection | EPSS Ground Inspection | EPSS, | EPSS | EPSS | EPSS, | EPSS | EPSS |  |  |  | , | FALSE
RESEARCH 2101D576R | EPSS | EPSS | EPSS | [16 empty] | Ground Inspection | [19 empty] | EPSS, | EPSS | EPSS | EPSS,Ground Inspection, | EPSS Ground Inspection | EPSS Ground Inspection | EPSS, | EPSS | EPSS |  |  |  | , | FALSE
CALISTOGA 1102929461 | EPSS | EPSS | EPSS | [17 empty] | Ground Inspection | [18 empty] | EPSS, | EPSS | EPSS | EPSS, | EPSS | EPSS | EPSS,Ground Inspection, | EPSS Ground Inspection | EPSS Ground Inspection |  |  |  | , | FALSE
DEL MAR 210938684 | EPSS | EPSS | EPSS | [17 empty] | Ground Inspection | [9 empty] | Line Sensors | [8 empty] | EPSS,Line Sensors, | EPSS Line Sensors | EPSS Line Sensors | EPSS, | EPSS | EPSS | EPSS,Ground Inspection, | EPSS Ground Inspection | EPSS Ground Inspection |  |  |  | , | FALSE
PEORIA 170413494 | EPSS | EPSS | EPSS | [6 empty] | Expulsion Fuse Replacement | [6 empty] | Aerial Inspection | Aerial Inspection | Ground Inspection | Ground Inspection | Ground Inspection | [6 empty] | Down Conductor Detection (DCD) | [11 empty] | EPSS,Expulsion Fuse Replacement,Ground Inspection,Down Conductor Detection (DCD), | EPSS Expulsion Fuse Replacement Ground Inspection Down Conductor Detection (DCD) | EPSS Expulsion Fuse Replacement Ground Inspection Down Conductor Detection (DCD) | EPSS,Aerial Inspection,Ground Inspection, | EPSS Aerial Inspection Ground Inspection | EPSS Aerial Inspection Ground Inspection | EPSS,Aerial Inspection,Ground Inspection, | EPSS Aerial Inspection Ground Inspection | EPSS Aerial Inspection Ground Inspection |  |  |  | , | FALSE
CALIFORNIA AVE 111279552 | EPSS | EPSS | EPSS | [15 empty] | Ground Inspection | [20 empty] | EPSS,Ground Inspection, | EPSS Ground Inspection | EPSS Ground Inspection | EPSS, | EPSS | EPSS | EPSS, | EPSS | EPSS |  |  |  | , | FALSE
MANTECA 1701CB | EPSS | EPSS | EPSS | [36 empty] | EPSS, | EPSS | EPSS | EPSS, | EPSS | EPSS | EPSS, | EPSS | EPSS |  |  |  | , | FALSE
PINEDALE 2102CB | EPSS | EPSS | EPSS | [36 empty] | EPSS, | EPSS | EPSS | EPSS, | EPSS | EPSS | EPSS, | EPSS | EPSS |  |  |  | , | FALSE
FIGARDEN 210538320 | EPSS | EPSS | EPSS | [17 empty] | Ground Inspection | [18 empty] | EPSS, | EPSS | EPSS | EPSS, | EPSS | EPSS | EPSS,Ground Inspection, | EPSS Ground Inspection | EPSS Ground Inspection |  |  |  | , | FALSE
MEADOW LANE 210365632 | EPSS | EPSS | EPSS | [36 empty] | EPSS, | EPSS | EPSS | EPSS, | EPSS | EPSS | EPSS, | EPSS | EPSS |  |  |  | , | FALSE
KIRKER 2109CB | EPSS | EPSS | EPSS | [36 empty] | EPSS, | EPSS | EPSS | EPSS, | EPSS | EPSS | EPSS, | EPSS | EPSS |  |  |  | , | FALSE
CLOVIS 2111CB | EPSS | EPSS | EPSS | [15 empty] | Ground Inspection | Ground Inspection | [19 empty] | EPSS,Ground Inspection, | EPSS Ground Inspection | EPSS Ground Inspection | EPSS,Ground Inspection, | EPSS Ground Inspection | EPSS Ground Inspection | EPSS, | EPSS | EPSS |  |  |  | , | FALSE
CALIFORNIA AVE 1104CB | EPSS | EPSS | EPSS | [15 empty] | Ground Inspection | [20 empty] | EPSS,Ground Inspection, | EPSS Ground Inspection | EPSS Ground Inspection | EPSS, | EPSS | EPSS | EPSS, | EPSS | EPSS |  |  |  | , | FALSE
OAKLAND X 1101CR224 | EPSS | EPSS | EPSS | [14 empty] | Aerial Inspection |  | Ground Inspection |  | Non-Pole Backlog | [17 empty] | EPSS,Non-Pole Backlog, | EPSS Non-Pole Backlog | EPSS Non-Pole Backlog | EPSS,Ground Inspection, | EPSS Ground Inspection | EPSS Ground Inspection | EPSS,Aerial Inspection, | EPSS Aerial Inspection | EPSS Aerial Inspection |  |  |  | , | FALSE
CHICO A 110229504 | EPSS | EPSS | EPSS | [15 empty] | Ground Inspection |  | Ground Inspection | [18 empty] | EPSS,Ground Inspection, | EPSS Ground Inspection | EPSS Ground Inspection | EPSS, | EPSS | EPSS | EPSS,Ground Inspection, | EPSS Ground Inspection | EPSS Ground Inspection |  |  |  | , | FALSE
SAN RAMON 2105CB | EPSS | EPSS | EPSS | [16 empty] | Ground Inspection | [19 empty] | EPSS, | EPSS | EPSS | EPSS,Ground Inspection, | EPSS Ground Inspection | EPSS Ground Inspection | EPSS, | EPSS | EPSS |  |  |  | , | FALSE
GIRVAN 1102CB | EPSS | EPSS | EPSS | [14 empty] | Aerial Inspection | Ground Inspection | Ground Inspection | Ground Inspection | [18 empty] | EPSS,Ground Inspection, | EPSS Ground Inspection | EPSS Ground Inspection | EPSS,Ground Inspection, | EPSS Ground Inspection | EPSS Ground Inspection | EPSS,Aerial Inspection,Ground Inspection, | EPSS Aerial Inspection Ground Inspection | EPSS Aerial Inspection Ground Inspection |  |  |  | , | FALSE
TULUCAY 1101504524 | EPSS | EPSS | EPSS | [15 empty] | Ground Inspection | [10 empty] | Down Conductor Detection (DCD) | [9 empty] | EPSS,Ground Inspection, | EPSS Ground Inspection | EPSS Ground Inspection | EPSS, | EPSS | EPSS | EPSS,Down Conductor Detection (DCD), | EPSS Down Conductor Detection (DCD) | EPSS Down Conductor Detection (DCD) |  |  |  | , | FALSE
SUMMIT 110168706 | EPSS | EPSS | EPSS | [13 empty] | Aerial Inspection |  | Ground Inspection | [20 empty] | EPSS,Ground Inspection, | EPSS Ground Inspection | EPSS Ground Inspection | EPSS,Aerial Inspection, | EPSS Aerial Inspection | EPSS Aerial Inspection | EPSS, | EPSS | EPSS |  |  |  | , | FALSE
WOODWARD 210192860 | EPSS | EPSS | EPSS | [36 empty] | EPSS, | EPSS | EPSS | EPSS, | EPSS | EPSS | EPSS, | EPSS | EPSS |  |  |  | , | FALSE
SANTA MARIA 1112CB | EPSS | EPSS | EPSS | [36 empty] | EPSS, | EPSS | EPSS | EPSS, | EPSS | EPSS | EPSS, | EPSS | EPSS |  |  |  | , | FALSE
MOSHER 21109174 | EPSS | EPSS | EPSS | [15 empty] | Ground Inspection | [20 empty] | EPSS,Ground Inspection, | EPSS Ground Inspection | EPSS Ground Inspection | EPSS, | EPSS | EPSS | EPSS, | EPSS | EPSS |  |  |  | , | FALSE
SALINAS 1101CB | EPSS | EPSS | EPSS | [17 empty] | Ground Inspection | [18 empty] | EPSS, | EPSS | EPSS | EPSS, | EPSS | EPSS | EPSS,Ground Inspection, | EPSS Ground Inspection | EPSS Ground Inspection |  |  |  | , | FALSE
WEST FRESNO 1105CB | EPSS | EPSS | EPSS | [15 empty] | Ground Inspection | [20 empty] | EPSS,Ground Inspection, | EPSS Ground Inspection | EPSS Ground Inspection | EPSS, | EPSS | EPSS | EPSS, | EPSS | EPSS |  |  |  | , | FALSE
KIRKER 2105CB | EPSS | EPSS | EPSS | [16 empty] | Ground Inspection | [19 empty] | EPSS, | EPSS | EPSS | EPSS,Ground Inspection, | EPSS Ground Inspection | EPSS Ground Inspection | EPSS, | EPSS | EPSS |  |  |  | , | FALSE
GREEN VALLEY 210190860 | EPSS | EPSS | EPSS | [13 empty] | Aerial Inspection | Aerial Inspection | Ground Inspection | Ground Inspection |  | Non-Pole Backlog | [17 empty] | EPSS,Ground Inspection,Non-Pole Backlog, | EPSS Ground Inspection Non-Pole Backlog | EPSS Ground Inspection Non-Pole Backlog | EPSS,Aerial Inspection,Ground Inspection, | EPSS Aerial Inspection Ground Inspection | EPSS Aerial Inspection Ground Inspection | EPSS,Aerial Inspection, | EPSS Aerial Inspection | EPSS Aerial Inspection |  |  |  | , | FALSE
NOTRE DAME 1101CB | EPSS | EPSS | EPSS | [17 empty] | Ground Inspection | [18 empty] | EPSS, | EPSS | EPSS | EPSS, | EPSS | EPSS | EPSS,Ground Inspection, | EPSS Ground Inspection | EPSS Ground Inspection |  |  |  | , | FALSE
CORDELIA 111013382 | EPSS | EPSS | EPSS | [17 empty] | Ground Inspection | [18 empty] | EPSS, | EPSS | EPSS | EPSS, | EPSS | EPSS | EPSS,Ground Inspection, | EPSS Ground Inspection | EPSS Ground Inspection |  |  |  | , | FALSE
SERRAMONTE 1104CB | EPSS | EPSS | EPSS | [16 empty] | Ground Inspection | [19 empty] | EPSS, | EPSS | EPSS | EPSS,Ground Inspection, | EPSS Ground Inspection | EPSS Ground Inspection | EPSS, | EPSS | EPSS |  |  |  | , | FALSE
STOCKDALE 1111CB | EPSS | EPSS | EPSS | [17 empty] | Ground Inspection | [18 empty] | EPSS, | EPSS | EPSS | EPSS, | EPSS | EPSS | EPSS,Ground Inspection, | EPSS Ground Inspection | EPSS Ground Inspection |  |  |  | , | FALSE
CALIFORNIA AVE 1117CB | EPSS | EPSS | EPSS | [15 empty] | Ground Inspection | [20 empty] | EPSS,Ground Inspection, | EPSS Ground Inspection | EPSS Ground Inspection | EPSS, | EPSS | EPSS | EPSS, | EPSS | EPSS |  |  |  | , | FALSE
STAGG 21066652 | EPSS | EPSS | EPSS | [36 empty] | EPSS, | EPSS | EPSS | EPSS, | EPSS | EPSS | EPSS, | EPSS | EPSS |  |  |  | , | FALSE
STOCKDALE 21124665 | EPSS | EPSS | EPSS | [17 empty] | Ground Inspection | [18 empty] | EPSS, | EPSS | EPSS | EPSS, | EPSS | EPSS | EPSS,Ground Inspection, | EPSS Ground Inspection | EPSS Ground Inspection |  |  |  | , | FALSE
PEABODY 2102CB | EPSS | EPSS | EPSS | [36 empty] | EPSS, | EPSS | EPSS | EPSS, | EPSS | EPSS | EPSS, | EPSS | EPSS |  |  |  | , | FALSE
HAMILTON BRANCH 110153192 | EPSS | EPSS | EPSS | [8 empty] | Expulsion Fuse Replacement |  |  |  |  | Aerial Inspection |  | Ground Inspection |  | Ground Inspection | [7 empty] | Down Conductor Detection (DCD) | [10 empty] | EPSS,Ground Inspection, | EPSS Ground Inspection | EPSS Ground Inspection | EPSS,Aerial Inspection,Down Conductor Detection (DCD), | EPSS Aerial Inspection Down Conductor Detection (DCD) | EPSS Aerial Inspection Down Conductor Detection (DCD) | EPSS,Expulsion Fuse Replacement,Ground Inspection, | EPSS Expulsion Fuse Replacement Ground Inspection | EPSS Expulsion Fuse Replacement Ground Inspection |  |  |  | , | FALSE
PORTRERO PP(A) 1120CB | EPSS | EPSS | EPSS | [15 empty] | Ground Inspection | [20 empty] | EPSS,Ground Inspection, | EPSS Ground Inspection | EPSS Ground Inspection | EPSS, | EPSS | EPSS | EPSS, | EPSS | EPSS |  |  |  | , | FALSE
OAKLAND X 1106121588 | EPSS | EPSS | EPSS | [13 empty] | Aerial Inspection | Aerial Inspection | Ground Inspection | Ground Inspection | Ground Inspection | [18 empty] | EPSS,Ground Inspection, | EPSS Ground Inspection | EPSS Ground Inspection | EPSS,Aerial Inspection,Ground Inspection, | EPSS Aerial Inspection Ground Inspection | EPSS Aerial Inspection Ground Inspection | EPSS,Aerial Inspection,Ground Inspection, | EPSS Aerial Inspection Ground Inspection | EPSS Aerial Inspection Ground Inspection |  |  |  | , | FALSE
TIDEWATER 2109CB | EPSS | EPSS | EPSS | [15 empty] | Ground Inspection | [20 empty] | EPSS,Ground Inspection, | EPSS Ground Inspection | EPSS Ground Inspection | EPSS, | EPSS | EPSS | EPSS, | EPSS | EPSS |  |  |  | , | FALSE
HICKS 2111CB | EPSS | EPSS | EPSS | [17 empty] | Ground Inspection | [18 empty] | EPSS, | EPSS | EPSS | EPSS, | EPSS | EPSS | EPSS,Ground Inspection, | EPSS Ground Inspection | EPSS Ground Inspection |  |  |  | , | FALSE
LAKEWOOD 2108CB | EPSS | EPSS | EPSS | [36 empty] | EPSS, | EPSS | EPSS | EPSS, | EPSS | EPSS | EPSS, | EPSS | EPSS |  |  |  | , | FALSE
STOCKDALE 2109CB | EPSS | EPSS | EPSS | [17 empty] | Ground Inspection | [18 empty] | EPSS, | EPSS | EPSS | EPSS, | EPSS | EPSS | EPSS,Ground Inspection, | EPSS Ground Inspection | EPSS Ground Inspection |  |  |  | , | FALSE
MILPITAS 1108342498 | EPSS | EPSS | EPSS | [15 empty] | Ground Inspection |  | Ground Inspection | [18 empty] | EPSS,Ground Inspection, | EPSS Ground Inspection | EPSS Ground Inspection | EPSS, | EPSS | EPSS | EPSS,Ground Inspection, | EPSS Ground Inspection | EPSS Ground Inspection |  |  |  | , | FALSE
MOSHER 2104CB | EPSS | EPSS | EPSS | [17 empty] | Ground Inspection | [18 empty] | EPSS, | EPSS | EPSS | EPSS, | EPSS | EPSS | EPSS,Ground Inspection, | EPSS Ground Inspection | EPSS Ground Inspection |  |  |  | , | FALSE
MONTAGUE 2109CB | EPSS | EPSS | EPSS | [36 empty] | EPSS, | EPSS | EPSS | EPSS, | EPSS | EPSS | EPSS, | EPSS | EPSS |  |  |  | , | FALSE
BULLARD 110355680 | EPSS | EPSS | EPSS | [17 empty] | Ground Inspection | [18 empty] | EPSS, | EPSS | EPSS | EPSS, | EPSS | EPSS | EPSS,Ground Inspection, | EPSS Ground Inspection | EPSS Ground Inspection |  |  |  | , | FALSE
WOODLAND 1111CB | EPSS | EPSS | EPSS | [36 empty] | EPSS, | EPSS | EPSS | EPSS, | EPSS | EPSS | EPSS, | EPSS | EPSS |  |  |  | , | FALSE
PENRYN 110550550 | EPSS | EPSS | EPSS | [13 empty] | Aerial Inspection | Aerial Inspection | Ground Inspection | Ground Inspection | Ground Inspection | [18 empty] | EPSS,Ground Inspection, | EPSS Ground Inspection | EPSS Ground Inspection | EPSS,Aerial Inspection,Ground Inspection, | EPSS Aerial Inspection Ground Inspection | EPSS Aerial Inspection Ground Inspection | EPSS,Aerial Inspection,Ground Inspection, | EPSS Aerial Inspection Ground Inspection | EPSS Aerial Inspection Ground Inspection |  |  |  | , | FALSE
NAPA 1112315244 | EPSS | EPSS | EPSS | [15 empty] | Ground Inspection |  | Ground Inspection | [18 empty] | EPSS,Ground Inspection, | EPSS Ground Inspection | EPSS Ground Inspection | EPSS, | EPSS | EPSS | EPSS,Ground Inspection, | EPSS Ground Inspection | EPSS Ground Inspection |  |  |  | , | FALSE
BRUNSWICK 110767218 | EPSS | EPSS | EPSS | [36 empty] | EPSS, | EPSS | EPSS | EPSS, | EPSS | EPSS | EPSS, | EPSS | EPSS |  |  |  | , | FALSE
EAST STOCKTON 1101CB | EPSS | EPSS | EPSS | [15 empty] | Ground Inspection | Ground Inspection | [19 empty] | EPSS,Ground Inspection, | EPSS Ground Inspection | EPSS Ground Inspection | EPSS,Ground Inspection, | EPSS Ground Inspection | EPSS Ground Inspection | EPSS, | EPSS | EPSS |  |  |  | , | FALSE
TIDEWATER 2110CB | EPSS | EPSS | EPSS | [15 empty] | Ground Inspection | [20 empty] | EPSS,Ground Inspection, | EPSS Ground Inspection | EPSS Ground Inspection | EPSS, | EPSS | EPSS | EPSS, | EPSS | EPSS |  |  |  | , | FALSE
MANCHESTER 1104351482 | EPSS | EPSS | EPSS | [15 empty] | Ground Inspection | [20 empty] | EPSS,Ground Inspection, | EPSS Ground Inspection | EPSS Ground Inspection | EPSS, | EPSS | EPSS | EPSS, | EPSS | EPSS |  |  |  | , | FALSE
WESTPARK 11091558 | EPSS | EPSS | EPSS | [16 empty] | Ground Inspection | [19 empty] | EPSS, | EPSS | EPSS | EPSS,Ground Inspection, | EPSS Ground Inspection | EPSS Ground Inspection | EPSS, | EPSS | EPSS |  |  |  | , | FALSE
BULLARD 1105CB | EPSS | EPSS | EPSS | [36 empty] | EPSS, | EPSS | EPSS | EPSS, | EPSS | EPSS | EPSS, | EPSS | EPSS |  |  |  | , | FALSE
DEL MAR 2110CB | EPSS | EPSS | EPSS | [16 empty] | Ground Inspection | [19 empty] | EPSS, | EPSS | EPSS | EPSS,Ground Inspection, | EPSS Ground Inspection | EPSS Ground Inspection | EPSS, | EPSS | EPSS |  |  |  | , | FALSE
MILLBRAE 0404CB | EPSS | EPSS | EPSS | [36 empty] | EPSS, | EPSS | EPSS | EPSS, | EPSS | EPSS | EPSS, | EPSS | EPSS |  |  |  | , | FALSE
TIDEWATER 210657926 | EPSS | EPSS | EPSS | [13 empty] | Aerial Inspection | Aerial Inspection | Ground Inspection | Ground Inspection | [19 empty] | EPSS,Ground Inspection, | EPSS Ground Inspection | EPSS Ground Inspection | EPSS,Aerial Inspection,Ground Inspection, | EPSS Aerial Inspection Ground Inspection | EPSS Aerial Inspection Ground Inspection | EPSS,Aerial Inspection, | EPSS Aerial Inspection | EPSS Aerial Inspection |  |  |  | , | FALSE
RANCHERS COTTON 1101323356 | EPSS | EPSS | EPSS | [36 empty] | EPSS, | EPSS | EPSS | EPSS, | EPSS | EPSS | EPSS, | EPSS | EPSS |  |  |  | , | FALSE
WESTPARK 1109CB | EPSS | EPSS | EPSS | [16 empty] | Ground Inspection | [19 empty] | EPSS, | EPSS | EPSS | EPSS,Ground Inspection, | EPSS Ground Inspection | EPSS Ground Inspection | EPSS, | EPSS | EPSS |  |  |  | , | FALSE
NEWARK 21KV 2104863090 | EPSS | EPSS | EPSS | [15 empty] | Ground Inspection | [20 empty] | EPSS,Ground Inspection, | EPSS Ground Inspection | EPSS Ground Inspection | EPSS, | EPSS | EPSS | EPSS, | EPSS | EPSS |  |  |  | , | FALSE
SILVERADO 2104940 | EPSS | EPSS | EPSS | [13 empty] | Aerial Inspection |  | Ground Inspection |  | Ground Inspection | [18 empty] | EPSS,Ground Inspection, | EPSS Ground Inspection | EPSS Ground Inspection | EPSS,Aerial Inspection, | EPSS Aerial Inspection | EPSS Aerial Inspection | EPSS,Ground Inspection, | EPSS Ground Inspection | EPSS Ground Inspection |  |  |  | , | FALSE
WOODWARD 2109R9546 | EPSS | EPSS | EPSS | [36 empty] | EPSS, | EPSS | EPSS | EPSS, | EPSS | EPSS | EPSS, | EPSS | EPSS |  |  |  | , | FALSE
COTATI 1102825 | EPSS | EPSS | EPSS | [6 empty] | Expulsion Fuse Replacement | [9 empty] | Ground Inspection | Ground Inspection | [9 empty] | Line Sensors | [8 empty] | EPSS,Expulsion Fuse Replacement,Line Sensors, | EPSS Expulsion Fuse Replacement Line Sensors | EPSS Expulsion Fuse Replacement Line Sensors | EPSS,Ground Inspection, | EPSS Ground Inspection | EPSS Ground Inspection | EPSS,Ground Inspection, | EPSS Ground Inspection | EPSS Ground Inspection |  |  |  | , | FALSE
EDENVALE 1102XR064 | EPSS | EPSS | EPSS | [13 empty] | Aerial Inspection |  | Ground Inspection |  | Ground Inspection | [8 empty] | Down Conductor Detection (DCD) | [9 empty] | EPSS,Ground Inspection, | EPSS Ground Inspection | EPSS Ground Inspection | EPSS,Aerial Inspection, | EPSS Aerial Inspection | EPSS Aerial Inspection | EPSS,Ground Inspection,Down Conductor Detection (DCD), | EPSS Ground Inspection Down Conductor Detection (DCD) | EPSS Ground Inspection Down Conductor Detection (DCD) |  |  |  | , | FALSE
LAS POSITAS 2110CB | EPSS | EPSS | EPSS | [15 empty] | Ground Inspection | [20 empty] | EPSS,Ground Inspection, | EPSS Ground Inspection | EPSS Ground Inspection | EPSS, | EPSS | EPSS | EPSS, | EPSS | EPSS |  |  |  | , | FALSE
MANCHESTER 1109CB | EPSS | EPSS | EPSS | [15 empty] | Ground Inspection | [20 empty] | EPSS,Ground Inspection, | EPSS Ground Inspection | EPSS Ground Inspection | EPSS, | EPSS | EPSS | EPSS, | EPSS | EPSS |  |  |  | , | FALSE
PINEDALE 210979984 | EPSS | EPSS | EPSS | [17 empty] | Ground Inspection | [18 empty] | EPSS, | EPSS | EPSS | EPSS, | EPSS | EPSS | EPSS,Ground Inspection, | EPSS Ground Inspection | EPSS Ground Inspection |  |  |  | , | FALSE
SAN LUIS OBISPO 1103365572 | EPSS | EPSS | EPSS | [17 empty] | Ground Inspection | [8 empty] | Down Conductor Detection (DCD) | [9 empty] | EPSS, | EPSS | EPSS | EPSS, | EPSS | EPSS | EPSS,Ground Inspection,Down Conductor Detection (DCD), | EPSS Ground Inspection Down Conductor Detection (DCD) | EPSS Ground Inspection Down Conductor Detection (DCD) |  |  |  | , | FALSE
FIGARDEN 2107CB | EPSS | EPSS | EPSS | [17 empty] | Ground Inspection | [18 empty] | EPSS, | EPSS | EPSS | EPSS, | EPSS | EPSS | EPSS,Ground Inspection, | EPSS Ground Inspection | EPSS Ground Inspection |  |  |  | , | FALSE
TIDEWATER 21072152 | EPSS | EPSS | EPSS | [15 empty] | Ground Inspection | [20 empty] | EPSS,Ground Inspection, | EPSS Ground Inspection | EPSS Ground Inspection | EPSS, | EPSS | EPSS | EPSS, | EPSS | EPSS |  |  |  | , | FALSE
CALIFORNIA AVE 111297998 | EPSS | EPSS | EPSS | [15 empty] | Ground Inspection | [20 empty] | EPSS,Ground Inspection, | EPSS Ground Inspection | EPSS Ground Inspection | EPSS, | EPSS | EPSS | EPSS, | EPSS | EPSS |  |  |  | , | FALSE
VIERRA 1703744838 | EPSS | EPSS | EPSS | [36 empty] | EPSS, | EPSS | EPSS | EPSS, | EPSS | EPSS | EPSS, | EPSS | EPSS |  |  |  | , | FALSE
GANSNER 110199388 | EPSS | EPSS | EPSS | [14 empty] | Aerial Inspection |  | Ground Inspection | Ground Inspection | [7 empty] | Down Conductor Detection (DCD) |  | Line Sensors | [8 empty] | EPSS,Line Sensors, | EPSS Line Sensors | EPSS Line Sensors | EPSS,Ground Inspection,Down Conductor Detection (DCD), | EPSS Ground Inspection Down Conductor Detection (DCD) | EPSS Ground Inspection Down Conductor Detection (DCD) | EPSS,Aerial Inspection,Ground Inspection, | EPSS Aerial Inspection Ground Inspection | EPSS Aerial Inspection Ground Inspection |  |  |  | , | FALSE
BULLARD 1107CB | EPSS | EPSS | EPSS | [36 empty] | EPSS, | EPSS | EPSS | EPSS, | EPSS | EPSS | EPSS, | EPSS | EPSS |  |  |  | , | FALSE
RED BLUFF 1105CB | EPSS | EPSS | EPSS | [15 empty] | Ground Inspection | [20 empty] | EPSS,Ground Inspection, | EPSS Ground Inspection | EPSS Ground Inspection | EPSS, | EPSS | EPSS | EPSS, | EPSS | EPSS |  |  |  | , | FALSE
BULLARD 1102R6062 | EPSS | EPSS | EPSS | [17 empty] | Ground Inspection | [18 empty] | EPSS, | EPSS | EPSS | EPSS, | EPSS | EPSS | EPSS,Ground Inspection, | EPSS Ground Inspection | EPSS Ground Inspection |  |  |  | , | FALSE
MOSHER 2107CB | EPSS | EPSS | EPSS | [15 empty] | Ground Inspection |  | Ground Inspection | [18 empty] | EPSS,Ground Inspection, | EPSS Ground Inspection | EPSS Ground Inspection | EPSS, | EPSS | EPSS | EPSS,Ground Inspection, | EPSS Ground Inspection | EPSS Ground Inspection |  |  |  | , | FALSE
BULLARD 1108CB | EPSS | EPSS | EPSS | [17 empty] | Ground Inspection | [18 empty] | EPSS, | EPSS | EPSS | EPSS, | EPSS | EPSS | EPSS,Ground Inspection, | EPSS Ground Inspection | EPSS Ground Inspection |  |  |  | , | FALSE
PINEDALE 2107CB | EPSS | EPSS | EPSS | [17 empty] | Ground Inspection | [18 empty] | EPSS, | EPSS | EPSS | EPSS, | EPSS | EPSS | EPSS,Ground Inspection, | EPSS Ground Inspection | EPSS Ground Inspection |  |  |  | , | FALSE
TAR FLAT 0402CB | EPSS | EPSS | EPSS | [36 empty] | EPSS, | EPSS | EPSS | EPSS, | EPSS | EPSS | EPSS, | EPSS | EPSS |  |  |  | , | FALSE
STOCKDALE 21084265 | EPSS | EPSS | EPSS | [17 empty] | Ground Inspection | [18 empty] | EPSS, | EPSS | EPSS | EPSS, | EPSS | EPSS | EPSS,Ground Inspection, | EPSS Ground Inspection | EPSS Ground Inspection |  |  |  | , | FALSE
STOCKDALE 21084267 | EPSS | EPSS | EPSS | [17 empty] | Ground Inspection | [18 empty] | EPSS, | EPSS | EPSS | EPSS, | EPSS | EPSS | EPSS,Ground Inspection, | EPSS Ground Inspection | EPSS Ground Inspection |  |  |  | , | FALSE
KERN POWER 21054931 | EPSS | EPSS | EPSS | [16 empty] | Ground Inspection | [19 empty] | EPSS, | EPSS | EPSS | EPSS,Ground Inspection, | EPSS Ground Inspection | EPSS Ground Inspection | EPSS, | EPSS | EPSS |  |  |  | , | FALSE
RENFRO 2107454076 | EPSS | EPSS | EPSS | [16 empty] | Ground Inspection | [19 empty] | EPSS, | EPSS | EPSS | EPSS,Ground Inspection, | EPSS Ground Inspection | EPSS Ground Inspection | EPSS, | EPSS | EPSS |  |  |  | , | FALSE
TASSAJARA 2106203380 | EPSS | EPSS | EPSS | [14 empty] | Aerial Inspection |  | Ground Inspection | Ground Inspection | Non-Pole Backlog | [17 empty] | EPSS,Non-Pole Backlog, | EPSS Non-Pole Backlog | EPSS Non-Pole Backlog | EPSS,Ground Inspection, | EPSS Ground Inspection | EPSS Ground Inspection | EPSS,Aerial Inspection,Ground Inspection, | EPSS Aerial Inspection Ground Inspection | EPSS Aerial Inspection Ground Inspection |  |  |  | , | FALSE
SYCAMORE CREEK 11112544 | EPSS | EPSS | EPSS | [15 empty] | Ground Inspection | [20 empty] | EPSS,Ground Inspection, | EPSS Ground Inspection | EPSS Ground Inspection | EPSS, | EPSS | EPSS | EPSS, | EPSS | EPSS |  |  |  | , | FALSE
ATASCADERO 1102A26 | EPSS | EPSS | EPSS | [13 empty] | Aerial Inspection | Aerial Inspection | Ground Inspection | Ground Inspection | Ground Inspection | Non-Pole Backlog | [17 empty] | EPSS,Ground Inspection,Non-Pole Backlog, | EPSS Ground Inspection Non-Pole Backlog | EPSS Ground Inspection Non-Pole Backlog | EPSS,Aerial Inspection,Ground Inspection, | EPSS Aerial Inspection Ground Inspection | EPSS Aerial Inspection Ground Inspection | EPSS,Aerial Inspection,Ground Inspection, | EPSS Aerial Inspection Ground Inspection | EPSS Aerial Inspection Ground Inspection |  |  |  | , | FALSE
WEST FRESNO 110470610 | EPSS | EPSS | EPSS | [15 empty] | Ground Inspection | [20 empty] | EPSS,Ground Inspection, | EPSS Ground Inspection | EPSS Ground Inspection | EPSS, | EPSS | EPSS | EPSS, | EPSS | EPSS |  |  |  | , | FALSE
CHICO B 11062580 | EPSS | EPSS | EPSS | [15 empty] | Ground Inspection |  | Ground Inspection | [18 empty] | EPSS,Ground Inspection, | EPSS Ground Inspection | EPSS Ground Inspection | EPSS, | EPSS | EPSS | EPSS,Ground Inspection, | EPSS Ground Inspection | EPSS Ground Inspection |  |  |  | , | FALSE
HUNTERS POINT (P) 1107CB | EPSS | EPSS | EPSS | [15 empty] | Ground Inspection | Ground Inspection | [19 empty] | EPSS,Ground Inspection, | EPSS Ground Inspection | EPSS Ground Inspection | EPSS,Ground Inspection, | EPSS Ground Inspection | EPSS Ground Inspection | EPSS, | EPSS | EPSS |  |  |  | , | FALSE
TASSAJARA 2108CB | EPSS | EPSS | EPSS | [16 empty] | Ground Inspection | [19 empty] | EPSS, | EPSS | EPSS | EPSS,Ground Inspection, | EPSS Ground Inspection | EPSS Ground Inspection | EPSS, | EPSS | EPSS |  |  |  | , | FALSE
TIDEWATER 2108CB | EPSS | EPSS | EPSS | [15 empty] | Ground Inspection | [20 empty] | EPSS,Ground Inspection, | EPSS Ground Inspection | EPSS Ground Inspection | EPSS, | EPSS | EPSS | EPSS, | EPSS | EPSS |  |  |  | , | FALSE
SAN RAFAEL 1106910 | EPSS | EPSS | EPSS | [13 empty] | Aerial Inspection |  | Ground Inspection |  | Ground Inspection | [7 empty] | Down Conductor Detection (DCD) | [10 empty] | EPSS,Ground Inspection, | EPSS Ground Inspection | EPSS Ground Inspection | EPSS,Aerial Inspection,Down Conductor Detection (DCD), | EPSS Aerial Inspection Down Conductor Detection (DCD) | EPSS Aerial Inspection Down Conductor Detection (DCD) | EPSS,Ground Inspection, | EPSS Ground Inspection | EPSS Ground Inspection |  |  |  | , | FALSE
PUEBLO 1105684564 | EPSS | EPSS | EPSS | [13 empty] | Aerial Inspection |  | Ground Inspection | [9 empty] | Down Conductor Detection (DCD) | [10 empty] | EPSS,Ground Inspection, | EPSS Ground Inspection | EPSS Ground Inspection | EPSS,Aerial Inspection,Down Conductor Detection (DCD), | EPSS Aerial Inspection Down Conductor Detection (DCD) | EPSS Aerial Inspection Down Conductor Detection (DCD) | EPSS, | EPSS | EPSS |  |  |  | , | FALSE
NEWARK 21KV 2102CB | EPSS | EPSS | EPSS | [15 empty] | Ground Inspection | [20 empty] | EPSS,Ground Inspection, | EPSS Ground Inspection | EPSS Ground Inspection | EPSS, | EPSS | EPSS | EPSS, | EPSS | EPSS |  |  |  | , | FALSE
MANCHESTER 1103CB | EPSS | EPSS | EPSS | [15 empty] | Ground Inspection | [20 empty] | EPSS,Ground Inspection, | EPSS Ground Inspection | EPSS Ground Inspection | EPSS, | EPSS | EPSS | EPSS, | EPSS | EPSS |  |  |  | , | FALSE
STAGG 210744270 | EPSS | EPSS | EPSS | [15 empty] | Ground Inspection | Ground Inspection | [19 empty] | EPSS,Ground Inspection, | EPSS Ground Inspection | EPSS Ground Inspection | EPSS,Ground Inspection, | EPSS Ground Inspection | EPSS Ground Inspection | EPSS, | EPSS | EPSS |  |  |  | , | FALSE
WEBER 110191832 | EPSS | EPSS | EPSS | [15 empty] | Ground Inspection | [20 empty] | EPSS,Ground Inspection, | EPSS Ground Inspection | EPSS Ground Inspection | EPSS, | EPSS | EPSS | EPSS, | EPSS | EPSS |  |  |  | , | FALSE
BELL 1107CB | EPSS | EPSS | EPSS | [13 empty] | Aerial Inspection |  | Ground Inspection |  | Ground Inspection | Non-Pole Backlog | [17 empty] | EPSS,Ground Inspection,Non-Pole Backlog, | EPSS Ground Inspection Non-Pole Backlog | EPSS Ground Inspection Non-Pole Backlog | EPSS,Aerial Inspection, | EPSS Aerial Inspection | EPSS Aerial Inspection | EPSS,Ground Inspection, | EPSS Ground Inspection | EPSS Ground Inspection |  |  |  | , | FALSE
STOCKDALE 21134765 | EPSS | EPSS | EPSS | [17 empty] | Ground Inspection | [18 empty] | EPSS, | EPSS | EPSS | EPSS, | EPSS | EPSS | EPSS,Ground Inspection, | EPSS Ground Inspection | EPSS Ground Inspection |  |  |  | , | FALSE
WESTPARK 1101CB | EPSS | EPSS | EPSS | [16 empty] | Ground Inspection | Ground Inspection | [18 empty] | EPSS, | EPSS | EPSS | EPSS,Ground Inspection, | EPSS Ground Inspection | EPSS Ground Inspection | EPSS,Ground Inspection, | EPSS Ground Inspection | EPSS Ground Inspection |  |  |  | , | FALSE
BAKERSFIELD 11023391 | EPSS | EPSS | EPSS | [36 empty] | EPSS, | EPSS | EPSS | EPSS, | EPSS | EPSS | EPSS, | EPSS | EPSS |  |  |  | , | FALSE
ASHLAN AVE 2119CB | EPSS | EPSS | EPSS | [17 empty] | Ground Inspection | [18 empty] | EPSS, | EPSS | EPSS | EPSS, | EPSS | EPSS | EPSS,Ground Inspection, | EPSS Ground Inspection | EPSS Ground Inspection |  |  |  | , | FALSE
LAKEWOOD 2227W503R | EPSS | EPSS | EPSS | [7 empty] | Expulsion Fuse Replacement | [6 empty] | Aerial Inspection |  | Ground Inspection | Ground Inspection | [18 empty] | EPSS, | EPSS | EPSS | EPSS,Expulsion Fuse Replacement,Ground Inspection, | EPSS Expulsion Fuse Replacement Ground Inspection | EPSS Expulsion Fuse Replacement Ground Inspection | EPSS,Aerial Inspection,Ground Inspection, | EPSS Aerial Inspection Ground Inspection | EPSS Aerial Inspection Ground Inspection |  |  |  | , | FALSE
PINEDALE 2103CB | EPSS | EPSS | EPSS | [17 empty] | Ground Inspection | [18 empty] | EPSS, | EPSS | EPSS | EPSS, | EPSS | EPSS | EPSS,Ground Inspection, | EPSS Ground Inspection | EPSS Ground Inspection |  |  |  | , | FALSE
DAYTON ROAD 0401CB | EPSS | EPSS | EPSS | [15 empty] | Ground Inspection |  | Ground Inspection | [18 empty] | EPSS,Ground Inspection, | EPSS Ground Inspection | EPSS Ground Inspection | EPSS, | EPSS | EPSS | EPSS,Ground Inspection, | EPSS Ground Inspection | EPSS Ground Inspection |  |  |  | , | FALSE
WESTPARK 1104CB | EPSS | EPSS | EPSS | [16 empty] | Ground Inspection | [19 empty] | EPSS, | EPSS | EPSS | EPSS,Ground Inspection, | EPSS Ground Inspection | EPSS Ground Inspection | EPSS, | EPSS | EPSS |  |  |  | , | FALSE
TRACY 110412866 | EPSS | EPSS | EPSS | [36 empty] | EPSS, | EPSS | EPSS | EPSS, | EPSS | EPSS | EPSS, | EPSS | EPSS |  |  |  | , | FALSE
STAGG 2106CB | EPSS | EPSS | EPSS | [15 empty] | Ground Inspection | [20 empty] | EPSS,Ground Inspection, | EPSS Ground Inspection | EPSS Ground Inspection | EPSS, | EPSS | EPSS | EPSS, | EPSS | EPSS |  |  |  | , | FALSE
ROSEDALE 2102CB | EPSS | EPSS | EPSS | [16 empty] | Ground Inspection | [19 empty] | EPSS, | EPSS | EPSS | EPSS,Ground Inspection, | EPSS Ground Inspection | EPSS Ground Inspection | EPSS, | EPSS | EPSS |  |  |  | , | FALSE
STOCKDALE 2105CB | EPSS | EPSS | EPSS | [17 empty] | Ground Inspection | [18 empty] | EPSS, | EPSS | EPSS | EPSS, | EPSS | EPSS | EPSS,Ground Inspection, | EPSS Ground Inspection | EPSS Ground Inspection |  |  |  | , | FALSE
BAY MEADOWS 1106CB | EPSS | EPSS | EPSS | [15 empty] | Ground Inspection | [20 empty] | EPSS,Ground Inspection, | EPSS Ground Inspection | EPSS Ground Inspection | EPSS, | EPSS | EPSS | EPSS, | EPSS | EPSS |  |  |  | , | FALSE
HAMMER 1106967040 | EPSS | EPSS | EPSS | [36 empty] | EPSS, | EPSS | EPSS | EPSS, | EPSS | EPSS | EPSS, | EPSS | EPSS |  |  |  | , | FALSE
PLEASANT GROVE 2104CB | EPSS | EPSS | EPSS | [17 empty] | Ground Inspection | [18 empty] | EPSS, | EPSS | EPSS | EPSS, | EPSS | EPSS | EPSS,Ground Inspection, | EPSS Ground Inspection | EPSS Ground Inspection |  |  |  | , | FALSE
ECHO SUMMIT 11012500 | EPSS | EPSS | EPSS | [6 empty] | Expulsion Fuse Replacement |  | Expulsion Fuse Replacement | [8 empty] | Ground Inspection | Non-Pole Backlog | [6 empty] | Down Conductor Detection (DCD) | [7 empty] | Pole Backlog |  |  | EPSS,Expulsion Fuse Replacement,Non-Pole Backlog,Pole Backlog, | EPSS Expulsion Fuse Replacement Non-Pole Backlog Pole Backlog | EPSS Expulsion Fuse Replacement Non-Pole Backlog Pole Backlog | EPSS,Down Conductor Detection (DCD), | EPSS Down Conductor Detection (DCD) | EPSS Down Conductor Detection (DCD) | EPSS,Expulsion Fuse Replacement,Ground Inspection, | EPSS Expulsion Fuse Replacement Ground Inspection | EPSS Expulsion Fuse Replacement Ground Inspection |  |  |  | , | FALSE
SWIFT 2102CB | EPSS | EPSS | EPSS | [16 empty] | Ground Inspection | Ground Inspection | [18 empty] | EPSS, | EPSS | EPSS | EPSS,Ground Inspection, | EPSS Ground Inspection | EPSS Ground Inspection | EPSS,Ground Inspection, | EPSS Ground Inspection | EPSS Ground Inspection |  |  |  | , | FALSE
ROSSMOOR 1101CB | EPSS | EPSS | EPSS | [17 empty] | Ground Inspection | Non-Pole Backlog | [17 empty] | EPSS,Non-Pole Backlog, | EPSS Non-Pole Backlog | EPSS Non-Pole Backlog | EPSS, | EPSS | EPSS | EPSS,Ground Inspection, | EPSS Ground Inspection | EPSS Ground Inspection |  |  |  | , | FALSE
STAGG 21056452 | EPSS | EPSS | EPSS | [16 empty] | Ground Inspection | [19 empty] | EPSS, | EPSS | EPSS | EPSS,Ground Inspection, | EPSS Ground Inspection | EPSS Ground Inspection | EPSS, | EPSS | EPSS |  |  |  | , | FALSE
CONTRA COSTA 210963935 | EPSS | EPSS | EPSS | [16 empty] | Ground Inspection | [19 empty] | EPSS, | EPSS | EPSS | EPSS,Ground Inspection, | EPSS Ground Inspection | EPSS Ground Inspection | EPSS, | EPSS | EPSS |  |  |  | , | FALSE
CLOVIS 2110CB | EPSS | EPSS | EPSS | [15 empty] | Ground Inspection | Ground Inspection | [19 empty] | EPSS,Ground Inspection, | EPSS Ground Inspection | EPSS Ground Inspection | EPSS,Ground Inspection, | EPSS Ground Inspection | EPSS Ground Inspection | EPSS, | EPSS | EPSS |  |  |  | , | FALSE
ASHLAN AVE 2105CB | EPSS | EPSS | EPSS | [17 empty] | Ground Inspection | [18 empty] | EPSS, | EPSS | EPSS | EPSS, | EPSS | EPSS | EPSS,Ground Inspection, | EPSS Ground Inspection | EPSS Ground Inspection |  |  |  | , | FALSE
NEWARK 21KV 2104819304 | EPSS | EPSS | EPSS | [15 empty] | Ground Inspection | [20 empty] | EPSS,Ground Inspection, | EPSS Ground Inspection | EPSS Ground Inspection | EPSS, | EPSS | EPSS | EPSS, | EPSS | EPSS |  |  |  | , | FALSE
MADISON 21011606 | EPSS | EPSS | EPSS | [13 empty] | Aerial Inspection | Aerial Inspection |  | Ground Inspection | Ground Inspection | [6 empty] | Down Conductor Detection (DCD) |  |  | Line Sensors | [8 empty] | EPSS,Down Conductor Detection (DCD),Line Sensors, | EPSS Down Conductor Detection (DCD) Line Sensors | EPSS Down Conductor Detection (DCD) Line Sensors | EPSS,Aerial Inspection,Ground Inspection, | EPSS Aerial Inspection Ground Inspection | EPSS Aerial Inspection Ground Inspection | EPSS,Aerial Inspection,Ground Inspection, | EPSS Aerial Inspection Ground Inspection | EPSS Aerial Inspection Ground Inspection |  |  |  | , | FALSE
NORTECH 2109XR004 | EPSS | EPSS | EPSS | [15 empty] | Ground Inspection | [20 empty] | EPSS,Ground Inspection, | EPSS Ground Inspection | EPSS Ground Inspection | EPSS, | EPSS | EPSS | EPSS, | EPSS | EPSS |  |  |  | , | FALSE
BOGUE 11046134 | EPSS | EPSS | EPSS | [36 empty] | EPSS, | EPSS | EPSS | EPSS, | EPSS | EPSS | EPSS, | EPSS | EPSS |  |  |  | , | FALSE
SAN RAMON 211995606 | EPSS | EPSS | EPSS | [36 empty] | EPSS, | EPSS | EPSS | EPSS, | EPSS | EPSS | EPSS, | EPSS | EPSS |  |  |  | , | FALSE
BAIR 1101CB | EPSS | EPSS | EPSS | [16 empty] | Ground Inspection | [19 empty] | EPSS, | EPSS | EPSS | EPSS,Ground Inspection, | EPSS Ground Inspection | EPSS Ground Inspection | EPSS, | EPSS | EPSS |  |  |  | , | FALSE
STAGG 1101CB | EPSS | EPSS | EPSS | [16 empty] | Ground Inspection | [19 empty] | EPSS, | EPSS | EPSS | EPSS,Ground Inspection, | EPSS Ground Inspection | EPSS Ground Inspection | EPSS, | EPSS | EPSS |  |  |  | , | FALSE
HONCUT 1102301886 | EPSS | EPSS | EPSS | [6 empty] | Expulsion Fuse Replacement | [6 empty] | Aerial Inspection | Aerial Inspection | Ground Inspection | Ground Inspection | Ground Inspection | [7 empty] | Down Conductor Detection (DCD) | [10 empty] | EPSS,Expulsion Fuse Replacement,Ground Inspection, | EPSS Expulsion Fuse Replacement Ground Inspection | EPSS Expulsion Fuse Replacement Ground Inspection | EPSS,Aerial Inspection,Ground Inspection,Down Conductor Detection (DCD), | EPSS Aerial Inspection Ground Inspection Down Conductor Detection (DCD) | EPSS Aerial Inspection Ground Inspection Down Conductor Detection (DCD) | EPSS,Aerial Inspection,Ground Inspection, | EPSS Aerial Inspection Ground Inspection | EPSS Aerial Inspection Ground Inspection |  |  |  | , | FALSE
STAGG 21056496 | EPSS | EPSS | EPSS | [36 empty] | EPSS, | EPSS | EPSS | EPSS, | EPSS | EPSS | EPSS, | EPSS | EPSS |  |  |  | , | FALSE
BAY MEADOWS 21029162 | EPSS | EPSS | EPSS | [36 empty] | EPSS, | EPSS | EPSS | EPSS, | EPSS | EPSS | EPSS, | EPSS | EPSS |  |  |  | , | FALSE
ASHLAN AVE 2119D8229 | EPSS | EPSS | EPSS | [17 empty] | Ground Inspection | [18 empty] | EPSS, | EPSS | EPSS | EPSS, | EPSS | EPSS | EPSS,Ground Inspection, | EPSS Ground Inspection | EPSS Ground Inspection |  |  |  | , | FALSE
ASHLAN AVE 1108R3340 | EPSS | EPSS | EPSS | [36 empty] | EPSS, | EPSS | EPSS | EPSS, | EPSS | EPSS | EPSS, | EPSS | EPSS |  |  |  | , | FALSE
COUNTRY CLUB 1102CB | EPSS | EPSS | EPSS | [16 empty] | Ground Inspection | [19 empty] | EPSS, | EPSS | EPSS | EPSS,Ground Inspection, | EPSS Ground Inspection | EPSS Ground Inspection | EPSS, | EPSS | EPSS |  |  |  | , | FALSE
TASSAJARA 2113CB | EPSS | EPSS | EPSS | [36 empty] | EPSS, | EPSS | EPSS | EPSS, | EPSS | EPSS | EPSS, | EPSS | EPSS |  |  |  | , | FALSE
KERN POWER 210138356 | EPSS | EPSS | EPSS | [16 empty] | Ground Inspection | [19 empty] | EPSS, | EPSS | EPSS | EPSS,Ground Inspection, | EPSS Ground Inspection | EPSS Ground Inspection | EPSS, | EPSS | EPSS |  |  |  | , | FALSE
POTRERO PP (A) 11136647 | EPSS | EPSS | EPSS | [15 empty] | Ground Inspection | [20 empty] | EPSS,Ground Inspection, | EPSS Ground Inspection | EPSS Ground Inspection | EPSS, | EPSS | EPSS | EPSS, | EPSS | EPSS |  |  |  | , | FALSE
BAKERSFIELD 11101841 | EPSS | EPSS | EPSS | [16 empty] | Ground Inspection | [19 empty] | EPSS, | EPSS | EPSS | EPSS,Ground Inspection, | EPSS Ground Inspection | EPSS Ground Inspection | EPSS, | EPSS | EPSS |  |  |  | , | FALSE
BARTON 1101CB | EPSS | EPSS | EPSS | [15 empty] | Ground Inspection | Ground Inspection | [19 empty] | EPSS,Ground Inspection, | EPSS Ground Inspection | EPSS Ground Inspection | EPSS,Ground Inspection, | EPSS Ground Inspection | EPSS Ground Inspection | EPSS, | EPSS | EPSS |  |  |  | , | FALSE
DIXON LANDING 2103XR400 | EPSS | EPSS | EPSS | [17 empty] | Ground Inspection | [18 empty] | EPSS, | EPSS | EPSS | EPSS, | EPSS | EPSS | EPSS,Ground Inspection, | EPSS Ground Inspection | EPSS Ground Inspection |  |  |  | , | FALSE
MANCHESTER 111255404 | EPSS | EPSS | EPSS | [15 empty] | Ground Inspection |  | Ground Inspection | [18 empty] | EPSS,Ground Inspection, | EPSS Ground Inspection | EPSS Ground Inspection | EPSS, | EPSS | EPSS | EPSS,Ground Inspection, | EPSS Ground Inspection | EPSS Ground Inspection |  |  |  | , | FALSE
BULLARD 211465560 | EPSS | EPSS | EPSS | [36 empty] | EPSS, | EPSS | EPSS | EPSS, | EPSS | EPSS | EPSS, | EPSS | EPSS |  |  |  | , | FALSE
LAS PALMAS 1101CB | EPSS | EPSS | EPSS | [16 empty] | Ground Inspection | [19 empty] | EPSS, | EPSS | EPSS | EPSS,Ground Inspection, | EPSS Ground Inspection | EPSS Ground Inspection | EPSS, | EPSS | EPSS |  |  |  | , | FALSE
WOODWARD 210238556 | EPSS | EPSS | EPSS | [36 empty] | EPSS, | EPSS | EPSS | EPSS, | EPSS | EPSS | EPSS, | EPSS | EPSS |  |  |  | , | FALSE
BAKERSFIELD 1102CB | EPSS | EPSS | EPSS | [36 empty] | EPSS, | EPSS | EPSS | EPSS, | EPSS | EPSS | EPSS, | EPSS | EPSS |  |  |  | , | FALSE
WEST FRESNO 11099422 | EPSS | EPSS | EPSS | [15 empty] | Ground Inspection | [20 empty] | EPSS,Ground Inspection, | EPSS Ground Inspection | EPSS Ground Inspection | EPSS, | EPSS | EPSS | EPSS, | EPSS | EPSS |  |  |  | , | FALSE
MONTAGUE 2105CB | EPSS | EPSS | EPSS | [36 empty] | EPSS, | EPSS | EPSS | EPSS, | EPSS | EPSS | EPSS, | EPSS | EPSS |  |  |  | , | FALSE
CONTRA COSTA 2107825994 | EPSS | EPSS | EPSS | [16 empty] | Ground Inspection | [19 empty] | EPSS, | EPSS | EPSS | EPSS,Ground Inspection, | EPSS Ground Inspection | EPSS Ground Inspection | EPSS, | EPSS | EPSS |  |  |  | , | FALSE
WEST FRESNO 1102CB | EPSS | EPSS | EPSS | [15 empty] | Ground Inspection | [20 empty] | EPSS,Ground Inspection, | EPSS Ground Inspection | EPSS Ground Inspection | EPSS, | EPSS | EPSS | EPSS, | EPSS | EPSS |  |  |  | , | FALSE
OAKLAND J 1104CR386 | EPSS | EPSS | EPSS | [17 empty] | Ground Inspection | [18 empty] | EPSS, | EPSS | EPSS | EPSS, | EPSS | EPSS | EPSS,Ground Inspection, | EPSS Ground Inspection | EPSS Ground Inspection |  |  |  | , | FALSE
TEMPLETON 2113A32 | EPSS | EPSS | EPSS | [14 empty] | Aerial Inspection | Ground Inspection | Ground Inspection | [19 empty] | EPSS,Ground Inspection, | EPSS Ground Inspection | EPSS Ground Inspection | EPSS,Ground Inspection, | EPSS Ground Inspection | EPSS Ground Inspection | EPSS,Aerial Inspection, | EPSS Aerial Inspection | EPSS Aerial Inspection |  |  |  | , | FALSE
MEADOW LANE 2107CB | EPSS | EPSS | EPSS | [36 empty] | EPSS, | EPSS | EPSS | EPSS, | EPSS | EPSS | EPSS, | EPSS | EPSS |  |  |  | , | FALSE
FIREBAUGH 110298862 | EPSS | EPSS | EPSS | [16 empty] | Ground Inspection | [19 empty] | EPSS, | EPSS | EPSS | EPSS,Ground Inspection, | EPSS Ground Inspection | EPSS Ground Inspection | EPSS, | EPSS | EPSS |  |  |  | , | FALSE
STOCKDALE 21104546 | EPSS | EPSS | EPSS | [17 empty] | Ground Inspection | [18 empty] | EPSS, | EPSS | EPSS | EPSS, | EPSS | EPSS | EPSS,Ground Inspection, | EPSS Ground Inspection | EPSS Ground Inspection |  |  |  | , | FALSE
ROSSMOOR 110181770 | EPSS | EPSS | EPSS | [14 empty] | Aerial Inspection |  | Ground Inspection | [8 empty] | Down Conductor Detection (DCD) | [10 empty] | EPSS, | EPSS | EPSS | EPSS,Ground Inspection,Down Conductor Detection (DCD), | EPSS Ground Inspection Down Conductor Detection (DCD) | EPSS Ground Inspection Down Conductor Detection (DCD) | EPSS,Aerial Inspection, | EPSS Aerial Inspection | EPSS Aerial Inspection |  |  |  | , | FALSE
BULLARD 1113CB | EPSS | EPSS | EPSS | [15 empty] | Ground Inspection |  | Ground Inspection | [18 empty] | EPSS,Ground Inspection, | EPSS Ground Inspection | EPSS Ground Inspection | EPSS, | EPSS | EPSS | EPSS,Ground Inspection, | EPSS Ground Inspection | EPSS Ground Inspection |  |  |  | , | FALSE
SF H 1107343268 | EPSS | EPSS | EPSS | [15 empty] | Ground Inspection | Ground Inspection | [19 empty] | EPSS,Ground Inspection, | EPSS Ground Inspection | EPSS Ground Inspection | EPSS,Ground Inspection, | EPSS Ground Inspection | EPSS Ground Inspection | EPSS, | EPSS | EPSS |  |  |  | , | FALSE
WESTPARK 1110CB | EPSS | EPSS | EPSS | [16 empty] | Ground Inspection | [19 empty] | EPSS, | EPSS | EPSS | EPSS,Ground Inspection, | EPSS Ground Inspection | EPSS Ground Inspection | EPSS, | EPSS | EPSS |  |  |  | , | FALSE
STOCKTON A 1103CB | EPSS | EPSS | EPSS | [15 empty] | Ground Inspection | [20 empty] | EPSS,Ground Inspection, | EPSS Ground Inspection | EPSS Ground Inspection | EPSS, | EPSS | EPSS | EPSS, | EPSS | EPSS |  |  |  | , | FALSE
BURLINGAME 21013784 | EPSS | EPSS | EPSS | [36 empty] | EPSS, | EPSS | EPSS | EPSS, | EPSS | EPSS | EPSS, | EPSS | EPSS |  |  |  | , | FALSE
EIGHT MILE 210214582 | EPSS | EPSS | EPSS | [17 empty] | Ground Inspection | [18 empty] | EPSS, | EPSS | EPSS | EPSS, | EPSS | EPSS | EPSS,Ground Inspection, | EPSS Ground Inspection | EPSS Ground Inspection |  |  |  | , | FALSE
MANCHESTER 1106CB | EPSS | EPSS | EPSS | [15 empty] | Ground Inspection | [20 empty] | EPSS,Ground Inspection, | EPSS Ground Inspection | EPSS Ground Inspection | EPSS, | EPSS | EPSS | EPSS, | EPSS | EPSS |  |  |  | , | FALSE
NORTECH 2110CB | EPSS | EPSS | EPSS | [15 empty] | Ground Inspection | [20 empty] | EPSS,Ground Inspection, | EPSS Ground Inspection | EPSS Ground Inspection | EPSS, | EPSS | EPSS | EPSS, | EPSS | EPSS |  |  |  | , | FALSE
MANCHESTER 1109R9418 | EPSS | EPSS | EPSS | [15 empty] | Ground Inspection | [20 empty] | EPSS,Ground Inspection, | EPSS Ground Inspection | EPSS Ground Inspection | EPSS, | EPSS | EPSS | EPSS, | EPSS | EPSS |  |  |  | , | FALSE
JACINTO 1102CB | EPSS | EPSS | EPSS | [16 empty] | Ground Inspection | [19 empty] | EPSS, | EPSS | EPSS | EPSS,Ground Inspection, | EPSS Ground Inspection | EPSS Ground Inspection | EPSS, | EPSS | EPSS |  |  |  | , | FALSE
CALIFORNIA AVE 1103CB | EPSS | EPSS | EPSS | [15 empty] | Ground Inspection | [20 empty] | EPSS,Ground Inspection, | EPSS Ground Inspection | EPSS Ground Inspection | EPSS, | EPSS | EPSS | EPSS, | EPSS | EPSS |  |  |  | , | FALSE
LERDO 1111CB | EPSS | EPSS | EPSS | [15 empty] | Ground Inspection | [20 empty] | EPSS,Ground Inspection, | EPSS Ground Inspection | EPSS Ground Inspection | EPSS, | EPSS | EPSS | EPSS, | EPSS | EPSS |  |  |  | , | FALSE
MANTECA 170712616 | EPSS | EPSS | EPSS | [36 empty] | EPSS, | EPSS | EPSS | EPSS, | EPSS | EPSS | EPSS, | EPSS | EPSS |  |  |  | , | FALSE
MEADOW LANE 210796222 | EPSS | EPSS | EPSS | [36 empty] | EPSS, | EPSS | EPSS | EPSS, | EPSS | EPSS | EPSS, | EPSS | EPSS |  |  |  | , | FALSE
BULLARD 1110R577 | EPSS | EPSS | EPSS | [17 empty] | Ground Inspection | [18 empty] | EPSS, | EPSS | EPSS | EPSS, | EPSS | EPSS | EPSS,Ground Inspection, | EPSS Ground Inspection | EPSS Ground Inspection |  |  |  | , | FALSE
HARRIS 11084674 | EPSS | EPSS | EPSS | [13 empty] | Aerial Inspection | Aerial Inspection | Ground Inspection | Ground Inspection | [8 empty] | Down Conductor Detection (DCD) | [10 empty] | EPSS,Ground Inspection, | EPSS Ground Inspection | EPSS Ground Inspection | EPSS,Aerial Inspection,Ground Inspection,Down Conductor Detection (DCD), | EPSS Aerial Inspection Ground Inspection Down Conductor Detection (DCD) | EPSS Aerial Inspection Ground Inspection Down Conductor Detection (DCD) | EPSS,Aerial Inspection, | EPSS Aerial Inspection | EPSS Aerial Inspection |  |  |  | , | FALSE
TIDEWATER 2106CB | EPSS | EPSS | EPSS | [15 empty] | Ground Inspection | [20 empty] | EPSS,Ground Inspection, | EPSS Ground Inspection | EPSS Ground Inspection | EPSS, | EPSS | EPSS | EPSS, | EPSS | EPSS |  |  |  | , | FALSE
HUNTERS POINT (P) 1101CB | EPSS | EPSS | EPSS | [16 empty] | Ground Inspection | [19 empty] | EPSS, | EPSS | EPSS | EPSS,Ground Inspection, | EPSS Ground Inspection | EPSS Ground Inspection | EPSS, | EPSS | EPSS |  |  |  | , | FALSE
CLOVIS 1102CB | EPSS | EPSS | EPSS | [15 empty] | Ground Inspection | Ground Inspection | [19 empty] | EPSS,Ground Inspection, | EPSS Ground Inspection | EPSS Ground Inspection | EPSS,Ground Inspection, | EPSS Ground Inspection | EPSS Ground Inspection | EPSS, | EPSS | EPSS |  |  |  | , | FALSE
BAKERSFIELD 210637524 | EPSS | EPSS | EPSS | [16 empty] | Ground Inspection | [19 empty] | EPSS, | EPSS | EPSS | EPSS,Ground Inspection, | EPSS Ground Inspection | EPSS Ground Inspection | EPSS, | EPSS | EPSS |  |  |  | , | FALSE
FRANKLIN 1101CB | EPSS | EPSS | EPSS | [15 empty] | Ground Inspection | [20 empty] | EPSS,Ground Inspection, | EPSS Ground Inspection | EPSS Ground Inspection | EPSS, | EPSS | EPSS | EPSS, | EPSS | EPSS |  |  |  | , | FALSE
STOCKTON A 1109CB | EPSS | EPSS | EPSS | [15 empty] | Ground Inspection | [20 empty] | EPSS,Ground Inspection, | EPSS Ground Inspection | EPSS Ground Inspection | EPSS, | EPSS | EPSS | EPSS, | EPSS | EPSS |  |  |  | , | FALSE
POTTER VALLEY P H 1104CB | EPSS | EPSS | EPSS | [14 empty] | Aerial Inspection |  | Ground Inspection | [19 empty] | EPSS, | EPSS | EPSS | EPSS,Ground Inspection, | EPSS Ground Inspection | EPSS Ground Inspection | EPSS,Aerial Inspection, | EPSS Aerial Inspection | EPSS Aerial Inspection |  |  |  | , | FALSE
CHICO B 1105585536 | EPSS | EPSS | EPSS | [15 empty] | Ground Inspection | [20 empty] | EPSS,Ground Inspection, | EPSS Ground Inspection | EPSS Ground Inspection | EPSS, | EPSS | EPSS | EPSS, | EPSS | EPSS |  |  |  | , | FALSE
LAKEWOOD 2110CB | EPSS | EPSS | EPSS | [16 empty] | Ground Inspection | [19 empty] | EPSS, | EPSS | EPSS | EPSS,Ground Inspection, | EPSS Ground Inspection | EPSS Ground Inspection | EPSS, | EPSS | EPSS |  |  |  | , | FALSE
BUTTE 11052224 | EPSS | EPSS | EPSS | [36 empty] | EPSS, | EPSS | EPSS | EPSS, | EPSS | EPSS | EPSS, | EPSS | EPSS |  |  |  | , | FALSE
STAGG 2105CB | EPSS | EPSS | EPSS | [36 empty] | EPSS, | EPSS | EPSS | EPSS, | EPSS | EPSS | EPSS, | EPSS | EPSS |  |  |  | , | FALSE
WESTPARK 1105CB | EPSS | EPSS | EPSS | [16 empty] | Ground Inspection | [19 empty] | EPSS, | EPSS | EPSS | EPSS,Ground Inspection, | EPSS Ground Inspection | EPSS Ground Inspection | EPSS, | EPSS | EPSS |  |  |  | , | FALSE
HUNTERS POINT (P) 1108CB | EPSS | EPSS | EPSS | [15 empty] | Ground Inspection | Ground Inspection | [19 empty] | EPSS,Ground Inspection, | EPSS Ground Inspection | EPSS Ground Inspection | EPSS,Ground Inspection, | EPSS Ground Inspection | EPSS Ground Inspection | EPSS, | EPSS | EPSS |  |  |  | , | FALSE
CALIFORNIA AVE 1111R2610 | EPSS | EPSS | EPSS | [36 empty] | EPSS, | EPSS | EPSS | EPSS, | EPSS | EPSS | EPSS, | EPSS | EPSS |  |  |  | , | FALSE
BARTON 1110CB | EPSS | EPSS | EPSS | [15 empty] | Ground Inspection | [20 empty] | EPSS,Ground Inspection, | EPSS Ground Inspection | EPSS Ground Inspection | EPSS, | EPSS | EPSS | EPSS, | EPSS | EPSS |  |  |  | , | FALSE
CARNATION 2101CB | EPSS | EPSS | EPSS | [36 empty] | EPSS, | EPSS | EPSS | EPSS, | EPSS | EPSS | EPSS, | EPSS | EPSS |  |  |  | , | FALSE
STOCKDALE 21063928 | EPSS | EPSS | EPSS | [17 empty] | Ground Inspection | [18 empty] | EPSS, | EPSS | EPSS | EPSS, | EPSS | EPSS | EPSS,Ground Inspection, | EPSS Ground Inspection | EPSS Ground Inspection |  |  |  | , | FALSE
PUEBLO 1105CB | EPSS | EPSS | EPSS | [14 empty] | Aerial Inspection | Ground Inspection | Ground Inspection | [19 empty] | EPSS,Ground Inspection, | EPSS Ground Inspection | EPSS Ground Inspection | EPSS,Ground Inspection, | EPSS Ground Inspection | EPSS Ground Inspection | EPSS,Aerial Inspection, | EPSS Aerial Inspection | EPSS Aerial Inspection |  |  |  | , | FALSE
TIDEWATER 2106C540R | EPSS | EPSS | EPSS | [36 empty] | EPSS, | EPSS | EPSS | EPSS, | EPSS | EPSS | EPSS, | EPSS | EPSS |  |  |  | , | FALSE
WESTPARK 1107CB | EPSS | EPSS | EPSS | [16 empty] | Ground Inspection | [19 empty] | EPSS, | EPSS | EPSS | EPSS,Ground Inspection, | EPSS Ground Inspection | EPSS Ground Inspection | EPSS, | EPSS | EPSS |  |  |  | , | FALSE
CHICO A 0402CB | EPSS | EPSS | EPSS | [17 empty] | Ground Inspection | [18 empty] | EPSS, | EPSS | EPSS | EPSS, | EPSS | EPSS | EPSS,Ground Inspection, | EPSS Ground Inspection | EPSS Ground Inspection |  |  |  | , | FALSE
VINEYARD 2105CB | EPSS | EPSS | EPSS | [17 empty] | Ground Inspection | [18 empty] | EPSS, | EPSS | EPSS | EPSS, | EPSS | EPSS | EPSS,Ground Inspection, | EPSS Ground Inspection | EPSS Ground Inspection |  |  |  | , | FALSE
EVERGREEN 2104XR380 | EPSS | EPSS | EPSS | [16 empty] | Ground Inspection | [19 empty] | EPSS, | EPSS | EPSS | EPSS,Ground Inspection, | EPSS Ground Inspection | EPSS Ground Inspection | EPSS, | EPSS | EPSS |  |  |  | , | FALSE
CATLETT 1101CB | EPSS | EPSS | EPSS | [16 empty] | Ground Inspection | [19 empty] | EPSS, | EPSS | EPSS | EPSS,Ground Inspection, | EPSS Ground Inspection | EPSS Ground Inspection | EPSS, | EPSS | EPSS |  |  |  | , | FALSE
CHICO A 1102CB | EPSS | EPSS | EPSS | [17 empty] | Ground Inspection | [18 empty] | EPSS, | EPSS | EPSS | EPSS, | EPSS | EPSS | EPSS,Ground Inspection, | EPSS Ground Inspection | EPSS Ground Inspection |  |  |  | , | FALSE
LONE TREE 2101625622 | EPSS | EPSS | EPSS | [36 empty] | EPSS, | EPSS | EPSS | EPSS, | EPSS | EPSS | EPSS, | EPSS | EPSS |  |  |  | , | FALSE
COTATI 1105328 | EPSS | EPSS | EPSS | [13 empty] | Aerial Inspection |  | Ground Inspection |  | Ground Inspection | [6 empty] | Down Conductor Detection (DCD) | [11 empty] | EPSS,Ground Inspection,Down Conductor Detection (DCD), | EPSS Ground Inspection Down Conductor Detection (DCD) | EPSS Ground Inspection Down Conductor Detection (DCD) | EPSS,Aerial Inspection, | EPSS Aerial Inspection | EPSS Aerial Inspection | EPSS,Ground Inspection, | EPSS Ground Inspection | EPSS Ground Inspection |  |  |  | , | FALSE
SUISUN 1112CB | EPSS | EPSS | EPSS | [36 empty] | EPSS, | EPSS | EPSS | EPSS, | EPSS | EPSS | EPSS, | EPSS | EPSS |  |  |  | , | FALSE
TEVIS 2102CB | EPSS | EPSS | EPSS | [16 empty] | Ground Inspection | Ground Inspection | [18 empty] | EPSS, | EPSS | EPSS | EPSS,Ground Inspection, | EPSS Ground Inspection | EPSS Ground Inspection | EPSS,Ground Inspection, | EPSS Ground Inspection | EPSS Ground Inspection |  |  |  | , | FALSE
SF H 1103CB | EPSS | EPSS | EPSS | [15 empty] | Ground Inspection | Ground Inspection | [19 empty] | EPSS,Ground Inspection, | EPSS Ground Inspection | EPSS Ground Inspection | EPSS,Ground Inspection, | EPSS Ground Inspection | EPSS Ground Inspection | EPSS, | EPSS | EPSS |  |  |  | , | FALSE
WESTPARK 110115325 | EPSS | EPSS | EPSS | [16 empty] | Ground Inspection | [19 empty] | EPSS, | EPSS | EPSS | EPSS,Ground Inspection, | EPSS Ground Inspection | EPSS Ground Inspection | EPSS, | EPSS | EPSS |  |  |  | , | FALSE
MILLBRAE 1108639978 | EPSS | EPSS | EPSS | [14 empty] | Aerial Inspection |  | Ground Inspection | [19 empty] | EPSS, | EPSS | EPSS | EPSS,Ground Inspection, | EPSS Ground Inspection | EPSS Ground Inspection | EPSS,Aerial Inspection, | EPSS Aerial Inspection | EPSS Aerial Inspection |  |  |  | , | FALSE
PLACER 1103238990 | EPSS | EPSS | EPSS | [17 empty] | Ground Inspection | [18 empty] | EPSS, | EPSS | EPSS | EPSS, | EPSS | EPSS | EPSS,Ground Inspection, | EPSS Ground Inspection | EPSS Ground Inspection |  |  |  | , | FALSE
DEL MAR 1103CB | EPSS | EPSS | EPSS | [16 empty] | Ground Inspection | [19 empty] | EPSS, | EPSS | EPSS | EPSS,Ground Inspection, | EPSS Ground Inspection | EPSS Ground Inspection | EPSS, | EPSS | EPSS |  |  |  | , | FALSE
BULLARD 1106CB | EPSS | EPSS | EPSS | [17 empty] | Ground Inspection | [18 empty] | EPSS, | EPSS | EPSS | EPSS, | EPSS | EPSS | EPSS,Ground Inspection, | EPSS Ground Inspection | EPSS Ground Inspection |  |  |  | , | FALSE
KIRKER 2108CB | EPSS | EPSS | EPSS | [36 empty] | EPSS, | EPSS | EPSS | EPSS, | EPSS | EPSS | EPSS, | EPSS | EPSS |  |  |  | , | FALSE
FORT BRAGG A 1104CB | EPSS | EPSS | EPSS | [13 empty] | Aerial Inspection |  | Ground Inspection | [11 empty] | Line Sensors | [8 empty] | EPSS,Ground Inspection,Line Sensors, | EPSS Ground Inspection Line Sensors | EPSS Ground Inspection Line Sensors | EPSS,Aerial Inspection, | EPSS Aerial Inspection | EPSS Aerial Inspection | EPSS, | EPSS | EPSS |  |  |  | , | FALSE
WEBER 1108CB | EPSS | EPSS | EPSS | [16 empty] | Ground Inspection | [19 empty] | EPSS, | EPSS | EPSS | EPSS,Ground Inspection, | EPSS Ground Inspection | EPSS Ground Inspection | EPSS, | EPSS | EPSS |  |  |  | , | FALSE
CLOVIS 211138754 | EPSS | EPSS | EPSS | [15 empty] | Ground Inspection | [20 empty] | EPSS,Ground Inspection, | EPSS Ground Inspection | EPSS Ground Inspection | EPSS, | EPSS | EPSS | EPSS, | EPSS | EPSS |  |  |  | , | FALSE
MISSION (X) 111014601 | EPSS | EPSS | EPSS | [36 empty] | EPSS, | EPSS | EPSS | EPSS, | EPSS | EPSS | EPSS, | EPSS | EPSS |  |  |  | , | FALSE
PAUL SWEET 21075134 | EPSS | EPSS | EPSS | [36 empty] | EPSS, | EPSS | EPSS | EPSS, | EPSS | EPSS | EPSS, | EPSS | EPSS |  |  |  | , | FALSE
DAVIS 110323092 | EPSS | EPSS | EPSS | [36 empty] | EPSS, | EPSS | EPSS | EPSS, | EPSS | EPSS | EPSS, | EPSS | EPSS |  |  |  | , | FALSE
STOCKDALE 211073058 | EPSS | EPSS | EPSS | [16 empty] | Ground Inspection | Ground Inspection | [18 empty] | EPSS, | EPSS | EPSS | EPSS,Ground Inspection, | EPSS Ground Inspection | EPSS Ground Inspection | EPSS,Ground Inspection, | EPSS Ground Inspection | EPSS Ground Inspection |  |  |  | , | FALSE
LAS GALLINAS A 11051218 | EPSS | EPSS | EPSS | [13 empty] | Aerial Inspection |  | Ground Inspection | [20 empty] | EPSS,Ground Inspection, | EPSS Ground Inspection | EPSS Ground Inspection | EPSS,Aerial Inspection, | EPSS Aerial Inspection | EPSS Aerial Inspection | EPSS, | EPSS | EPSS |  |  |  | , | FALSE
MILLBRAE 1101CB | EPSS | EPSS | EPSS | [13 empty] | Aerial Inspection |  | Ground Inspection | [20 empty] | EPSS,Ground Inspection, | EPSS Ground Inspection | EPSS Ground Inspection | EPSS,Aerial Inspection, | EPSS Aerial Inspection | EPSS Aerial Inspection | EPSS, | EPSS | EPSS |  |  |  | , | FALSE
BAKERSFIELD 210990726 | EPSS | EPSS | EPSS | [16 empty] | Ground Inspection | [19 empty] | EPSS, | EPSS | EPSS | EPSS,Ground Inspection, | EPSS Ground Inspection | EPSS Ground Inspection | EPSS, | EPSS | EPSS |  |  |  | , | FALSE
EL CERRITO G 1105CB | EPSS | EPSS | EPSS | [13 empty] | Aerial Inspection | Aerial Inspection | Ground Inspection | Ground Inspection | Ground Inspection | Non-Pole Backlog | Non-Pole Backlog | [7 empty] | Line Sensors | [8 empty] | EPSS,Ground Inspection,Non-Pole Backlog,Line Sensors, | EPSS Ground Inspection Non-Pole Backlog Line Sensors | EPSS Ground Inspection Non-Pole Backlog Line Sensors | EPSS,Aerial Inspection,Ground Inspection,Non-Pole Backlog, | EPSS Aerial Inspection Ground Inspection Non-Pole Backlog | EPSS Aerial Inspection Ground Inspection Non-Pole Backlog | EPSS,Aerial Inspection,Ground Inspection, | EPSS Aerial Inspection Ground Inspection | EPSS Aerial Inspection Ground Inspection |  |  |  | , | FALSE
SERRAMONTE 110312787 | EPSS | EPSS | EPSS | [17 empty] | Ground Inspection | [18 empty] | EPSS, | EPSS | EPSS | EPSS, | EPSS | EPSS | EPSS,Ground Inspection, | EPSS Ground Inspection | EPSS Ground Inspection |  |  |  | , | FALSE
WEBER 11029448 | EPSS | EPSS | EPSS | [16 empty] | Ground Inspection | [19 empty] | EPSS, | EPSS | EPSS | EPSS,Ground Inspection, | EPSS Ground Inspection | EPSS Ground Inspection | EPSS, | EPSS | EPSS |  |  |  | , | FALSE
TIDEWATER 2107CB | EPSS | EPSS | EPSS | [15 empty] | Ground Inspection | [20 empty] | EPSS,Ground Inspection, | EPSS Ground Inspection | EPSS Ground Inspection | EPSS, | EPSS | EPSS | EPSS, | EPSS | EPSS |  |  |  | , | FALSE
WEBER 1112CB | EPSS | EPSS | EPSS | [15 empty] | Ground Inspection | [20 empty] | EPSS,Ground Inspection, | EPSS Ground Inspection | EPSS Ground Inspection | EPSS, | EPSS | EPSS | EPSS, | EPSS | EPSS |  |  |  | , | FALSE
SALMON CREEK 1101196 | EPSS | EPSS | EPSS | [6 empty] | Expulsion Fuse Replacement | [6 empty] | Aerial Inspection |  | Ground Inspection | [9 empty] | Down Conductor Detection (DCD) | [10 empty] | EPSS,Expulsion Fuse Replacement,Ground Inspection, | EPSS Expulsion Fuse Replacement Ground Inspection | EPSS Expulsion Fuse Replacement Ground Inspection | EPSS,Aerial Inspection,Down Conductor Detection (DCD), | EPSS Aerial Inspection Down Conductor Detection (DCD) | EPSS Aerial Inspection Down Conductor Detection (DCD) | EPSS, | EPSS | EPSS |  |  |  | , | FALSE
GOLDTREE 1108961060 | EPSS | EPSS | EPSS | [14 empty] | Aerial Inspection | Ground Inspection | Ground Inspection | Ground Inspection | [7 empty] | Down Conductor Detection (DCD) | [10 empty] | EPSS,Ground Inspection, | EPSS Ground Inspection | EPSS Ground Inspection | EPSS,Ground Inspection,Down Conductor Detection (DCD), | EPSS Ground Inspection Down Conductor Detection (DCD) | EPSS Ground Inspection Down Conductor Detection (DCD) | EPSS,Aerial Inspection,Ground Inspection, | EPSS Aerial Inspection Ground Inspection | EPSS Aerial Inspection Ground Inspection |  |  |  | , | FALSE
CALIFORNIA AVE 1113CB | EPSS | EPSS | EPSS | [15 empty] | Ground Inspection | [20 empty] | EPSS,Ground Inspection, | EPSS Ground Inspection | EPSS Ground Inspection | EPSS, | EPSS | EPSS | EPSS, | EPSS | EPSS |  |  |  | , | FALSE
LAMONT 11029785 | EPSS | EPSS | EPSS | [17 empty] | Ground Inspection | [7 empty] | Down Conductor Detection (DCD) | [10 empty] | EPSS, | EPSS | EPSS | EPSS,Down Conductor Detection (DCD), | EPSS Down Conductor Detection (DCD) | EPSS Down Conductor Detection (DCD) | EPSS,Ground Inspection, | EPSS Ground Inspection | EPSS Ground Inspection |  |  |  | , | FALSE
VINEYARD 2108CB | EPSS | EPSS | EPSS | [17 empty] | Ground Inspection | [18 empty] | EPSS, | EPSS | EPSS | EPSS, | EPSS | EPSS | EPSS,Ground Inspection, | EPSS Ground Inspection | EPSS Ground Inspection |  |  |  | , | FALSE
FIGARDEN 211093078 | EPSS | EPSS | EPSS | [17 empty] | Ground Inspection | [18 empty] | EPSS, | EPSS | EPSS | EPSS, | EPSS | EPSS | EPSS,Ground Inspection, | EPSS Ground Inspection | EPSS Ground Inspection |  |  |  | , | FALSE
LOYOLA 1102LL12 | EPSS | EPSS | EPSS | [13 empty] | Aerial Inspection |  | Ground Inspection |  | Ground Inspection | [7 empty] | Down Conductor Detection (DCD) | [10 empty] | EPSS,Ground Inspection, | EPSS Ground Inspection | EPSS Ground Inspection | EPSS,Aerial Inspection,Down Conductor Detection (DCD), | EPSS Aerial Inspection Down Conductor Detection (DCD) | EPSS Aerial Inspection Down Conductor Detection (DCD) | EPSS,Ground Inspection, | EPSS Ground Inspection | EPSS Ground Inspection |  |  |  | , | FALSE
CONCORD NO 1 040165618 | EPSS | EPSS | EPSS | [36 empty] | EPSS, | EPSS | EPSS | EPSS, | EPSS | EPSS | EPSS, | EPSS | EPSS |  |  |  | , | FALSE
CORDELIA 1102CB | EPSS | EPSS | EPSS | [36 empty] | EPSS, | EPSS | EPSS | EPSS, | EPSS | EPSS | EPSS, | EPSS | EPSS |  |  |  | , | FALSE
CORDELIA 1101CB | EPSS | EPSS | EPSS | [36 empty] | EPSS, | EPSS | EPSS | EPSS, | EPSS | EPSS | EPSS, | EPSS | EPSS |  |  |  | , | FALSE
RENFRO 210587494 | EPSS | EPSS | EPSS | [16 empty] | Ground Inspection | [19 empty] | EPSS, | EPSS | EPSS | EPSS,Ground Inspection, | EPSS Ground Inspection | EPSS Ground Inspection | EPSS, | EPSS | EPSS |  |  |  | , | FALSE
SWIFT 2106CB | EPSS | EPSS | EPSS | [16 empty] | Ground Inspection | [19 empty] | EPSS, | EPSS | EPSS | EPSS,Ground Inspection, | EPSS Ground Inspection | EPSS Ground Inspection | EPSS, | EPSS | EPSS |  |  |  | , | FALSE
WEST FRESNO 1108CB | EPSS | EPSS | EPSS | [15 empty] | Ground Inspection | [20 empty] | EPSS,Ground Inspection, | EPSS Ground Inspection | EPSS Ground Inspection | EPSS, | EPSS | EPSS | EPSS, | EPSS | EPSS |  |  |  | , | FALSE
ROSSMOOR 110654472 | EPSS | EPSS | EPSS | [14 empty] | Aerial Inspection |  | Ground Inspection | Ground Inspection | [18 empty] | EPSS, | EPSS | EPSS | EPSS,Ground Inspection, | EPSS Ground Inspection | EPSS Ground Inspection | EPSS,Aerial Inspection,Ground Inspection, | EPSS Aerial Inspection Ground Inspection | EPSS Aerial Inspection Ground Inspection |  |  |  | , | FALSE
BURLINGAME 04019058 | EPSS | EPSS | EPSS | [36 empty] | EPSS, | EPSS | EPSS | EPSS, | EPSS | EPSS | EPSS, | EPSS | EPSS |  |  |  | , | FALSE
BULLARD 1110CB | EPSS | EPSS | EPSS | [17 empty] | Ground Inspection | [18 empty] | EPSS, | EPSS | EPSS | EPSS, | EPSS | EPSS | EPSS,Ground Inspection, | EPSS Ground Inspection | EPSS Ground Inspection |  |  |  | , | FALSE
WEEDPATCH 110315958 | EPSS | EPSS | EPSS | [15 empty] | Ground Inspection | [20 empty] | EPSS,Ground Inspection, | EPSS Ground Inspection | EPSS Ground Inspection | EPSS, | EPSS | EPSS | EPSS, | EPSS | EPSS |  |  |  | , | FALSE
MANCHESTER 1105CB | EPSS | EPSS | EPSS | [15 empty] | Ground Inspection |  | Ground Inspection | [18 empty] | EPSS,Ground Inspection, | EPSS Ground Inspection | EPSS Ground Inspection | EPSS, | EPSS | EPSS | EPSS,Ground Inspection, | EPSS Ground Inspection | EPSS Ground Inspection |  |  |  | , | FALSE
SAN RAMON 2114CB | EPSS | EPSS | EPSS | [36 empty] | EPSS, | EPSS | EPSS | EPSS, | EPSS | EPSS | EPSS, | EPSS | EPSS |  |  |  | , | FALSE
RIO DELL 1102CB | EPSS | EPSS | EPSS | [13 empty] | Aerial Inspection | Aerial Inspection | Ground Inspection | Ground Inspection | [16 empty] | Pole Backlog |  |  | EPSS,Ground Inspection,Pole Backlog, | EPSS Ground Inspection Pole Backlog | EPSS Ground Inspection Pole Backlog | EPSS,Aerial Inspection,Ground Inspection, | EPSS Aerial Inspection Ground Inspection | EPSS Aerial Inspection Ground Inspection | EPSS,Aerial Inspection, | EPSS Aerial Inspection | EPSS Aerial Inspection |  |  |  | , | FALSE
OAKLAND J 1110CR272 | EPSS | EPSS | EPSS | [17 empty] | Ground Inspection | [18 empty] | EPSS, | EPSS | EPSS | EPSS, | EPSS | EPSS | EPSS,Ground Inspection, | EPSS Ground Inspection | EPSS Ground Inspection |  |  |  | , | FALSE
WESTPARK 1111CB | EPSS | EPSS | EPSS | [16 empty] | Ground Inspection | Ground Inspection | [18 empty] | EPSS, | EPSS | EPSS | EPSS,Ground Inspection, | EPSS Ground Inspection | EPSS Ground Inspection | EPSS,Ground Inspection, | EPSS Ground Inspection | EPSS Ground Inspection |  |  |  | , | FALSE
KIRKER 210688828 | EPSS | EPSS | EPSS | [36 empty] | EPSS, | EPSS | EPSS | EPSS, | EPSS | EPSS | EPSS, | EPSS | EPSS |  |  |  | , | FALSE
CLARKSVILLE 2103CB | EPSS | EPSS | EPSS | [13 empty] | Aerial Inspection |  | Ground Inspection | [20 empty] | EPSS,Ground Inspection, | EPSS Ground Inspection | EPSS Ground Inspection | EPSS,Aerial Inspection, | EPSS Aerial Inspection | EPSS Aerial Inspection | EPSS, | EPSS | EPSS |  |  |  | , | FALSE
TRACY 110611538 | EPSS | EPSS | EPSS | [36 empty] | EPSS, | EPSS | EPSS | EPSS, | EPSS | EPSS | EPSS, | EPSS | EPSS |  |  |  | , | FALSE
7TH STANDARD 2103250354 | EPSS | EPSS | EPSS | [15 empty] | Ground Inspection | [20 empty] | EPSS,Ground Inspection, | EPSS Ground Inspection | EPSS Ground Inspection | EPSS, | EPSS | EPSS | EPSS, | EPSS | EPSS |  |  |  | , | FALSE
EDES 1101CB | EPSS | EPSS | EPSS | [36 empty] | EPSS, | EPSS | EPSS | EPSS, | EPSS | EPSS | EPSS, | EPSS | EPSS |  |  |  | , | FALSE
PINEDALE 2106CB | EPSS | EPSS | EPSS | [17 empty] | Ground Inspection | [18 empty] | EPSS, | EPSS | EPSS | EPSS, | EPSS | EPSS | EPSS,Ground Inspection, | EPSS Ground Inspection | EPSS Ground Inspection |  |  |  | , | FALSE
CONTRA COSTA 21032212 | EPSS | EPSS | EPSS | [16 empty] | Ground Inspection | [19 empty] | EPSS, | EPSS | EPSS | EPSS,Ground Inspection, | EPSS Ground Inspection | EPSS Ground Inspection | EPSS, | EPSS | EPSS |  |  |  | , | FALSE
SF H 0403CB | EPSS | EPSS | EPSS | [15 empty] | Ground Inspection | Ground Inspection | [19 empty] | EPSS,Ground Inspection, | EPSS Ground Inspection | EPSS Ground Inspection | EPSS,Ground Inspection, | EPSS Ground Inspection | EPSS Ground Inspection | EPSS, | EPSS | EPSS |  |  |  | , | FALSE
WOODLAND 1112CB | EPSS | EPSS | EPSS | [36 empty] | EPSS, | EPSS | EPSS | EPSS, | EPSS | EPSS | EPSS, | EPSS | EPSS |  |  |  | , | FALSE
ASHLAN AVE 2117R1100 | EPSS | EPSS | EPSS | [17 empty] | Ground Inspection | [18 empty] | EPSS, | EPSS | EPSS | EPSS, | EPSS | EPSS | EPSS,Ground Inspection, | EPSS Ground Inspection | EPSS Ground Inspection |  |  |  | , | FALSE
CLOVIS 2110R3070 | EPSS | EPSS | EPSS | [15 empty] | Ground Inspection | [20 empty] | EPSS,Ground Inspection, | EPSS Ground Inspection | EPSS Ground Inspection | EPSS, | EPSS | EPSS | EPSS, | EPSS | EPSS |  |  |  | , | FALSE
BARTON 1105167170 | EPSS | EPSS | EPSS | [16 empty] | Ground Inspection | [19 empty] | EPSS, | EPSS | EPSS | EPSS,Ground Inspection, | EPSS Ground Inspection | EPSS Ground Inspection | EPSS, | EPSS | EPSS |  |  |  | , | FALSE
CALISTOGA 1102640833 | EPSS | EPSS | EPSS | [17 empty] | Ground Inspection | [18 empty] | EPSS, | EPSS | EPSS | EPSS, | EPSS | EPSS | EPSS,Ground Inspection, | EPSS Ground Inspection | EPSS Ground Inspection |  |  |  | , | FALSE
STOCKDALE 1105CB | EPSS | EPSS | EPSS | [17 empty] | Ground Inspection | [18 empty] | EPSS, | EPSS | EPSS | EPSS, | EPSS | EPSS | EPSS,Ground Inspection, | EPSS Ground Inspection | EPSS Ground Inspection |  |  |  | , | FALSE
VACAVILLE 110541272 | EPSS | EPSS | EPSS | [16 empty] | Ground Inspection | [19 empty] | EPSS, | EPSS | EPSS | EPSS,Ground Inspection, | EPSS Ground Inspection | EPSS Ground Inspection | EPSS, | EPSS | EPSS |  |  |  | , | FALSE
HAMILTON BRANCH 110137534 | EPSS | EPSS | EPSS | [13 empty] | Aerial Inspection |  | Ground Inspection |  | Ground Inspection | [7 empty] | Down Conductor Detection (DCD) | [10 empty] | EPSS,Ground Inspection, | EPSS Ground Inspection | EPSS Ground Inspection | EPSS,Aerial Inspection,Down Conductor Detection (DCD), | EPSS Aerial Inspection Down Conductor Detection (DCD) | EPSS Aerial Inspection Down Conductor Detection (DCD) | EPSS,Ground Inspection, | EPSS Ground Inspection | EPSS Ground Inspection |  |  |  | , | FALSE
MT EDEN 1106MR668 | EPSS | EPSS | EPSS | [16 empty] | Ground Inspection | [19 empty] | EPSS, | EPSS | EPSS | EPSS,Ground Inspection, | EPSS Ground Inspection | EPSS Ground Inspection | EPSS, | EPSS | EPSS |  |  |  | , | FALSE
SHEPHERD 2110R1660 | EPSS | EPSS | EPSS | [15 empty] | Ground Inspection | [20 empty] | EPSS,Ground Inspection, | EPSS Ground Inspection | EPSS Ground Inspection | EPSS, | EPSS | EPSS | EPSS, | EPSS | EPSS |  |  |  | , | FALSE
BULLARD 1101CB | EPSS | EPSS | EPSS | [17 empty] | Ground Inspection | [18 empty] | EPSS, | EPSS | EPSS | EPSS, | EPSS | EPSS | EPSS,Ground Inspection, | EPSS Ground Inspection | EPSS Ground Inspection |  |  |  | , | FALSE
FLORENCE 0401CR220 | EPSS | EPSS | EPSS | [16 empty] | Ground Inspection | Ground Inspection | [18 empty] | EPSS, | EPSS | EPSS | EPSS,Ground Inspection, | EPSS Ground Inspection | EPSS Ground Inspection | EPSS,Ground Inspection, | EPSS Ground Inspection | EPSS Ground Inspection |  |  |  | , | FALSE
ASHLAN AVE 1111CB | EPSS | EPSS | EPSS | [17 empty] | Ground Inspection | [18 empty] | EPSS, | EPSS | EPSS | EPSS, | EPSS | EPSS | EPSS,Ground Inspection, | EPSS Ground Inspection | EPSS Ground Inspection |  |  |  | , | FALSE
CHICO A 110291814 | EPSS | EPSS | EPSS | [15 empty] | Ground Inspection |  | Ground Inspection | [18 empty] | EPSS,Ground Inspection, | EPSS Ground Inspection | EPSS Ground Inspection | EPSS, | EPSS | EPSS | EPSS,Ground Inspection, | EPSS Ground Inspection | EPSS Ground Inspection |  |  |  | , | FALSE
TEVIS 2105CB | EPSS | EPSS | EPSS | [16 empty] | Ground Inspection | Ground Inspection | [18 empty] | EPSS, | EPSS | EPSS | EPSS,Ground Inspection, | EPSS Ground Inspection | EPSS Ground Inspection | EPSS,Ground Inspection, | EPSS Ground Inspection | EPSS Ground Inspection |  |  |  | , | FALSE
PEABODY 211357908 | EPSS | EPSS | EPSS | [36 empty] | EPSS, | EPSS | EPSS | EPSS, | EPSS | EPSS | EPSS, | EPSS | EPSS |  |  |  | , | FALSE
RENFRO 2105536906 | EPSS | EPSS | EPSS | [36 empty] | EPSS, | EPSS | EPSS | EPSS, | EPSS | EPSS | EPSS, | EPSS | EPSS |  |  |  | , | FALSE
MILPITAS 2112CB | EPSS | EPSS | EPSS | [15 empty] | Ground Inspection | [20 empty] | EPSS,Ground Inspection, | EPSS Ground Inspection | EPSS Ground Inspection | EPSS, | EPSS | EPSS | EPSS, | EPSS | EPSS |  |  |  | , | FALSE
STOCKDALE 2112CB | EPSS | EPSS | EPSS | [17 empty] | Ground Inspection | [18 empty] | EPSS, | EPSS | EPSS | EPSS, | EPSS | EPSS | EPSS,Ground Inspection, | EPSS Ground Inspection | EPSS Ground Inspection |  |  |  | , | FALSE
NEWARK 21KV 2105MR826 | EPSS | EPSS | EPSS | [36 empty] | EPSS, | EPSS | EPSS | EPSS, | EPSS | EPSS | EPSS, | EPSS | EPSS |  |  |  | , | FALSE
PACIFICA 1102CB | EPSS | EPSS | EPSS | [14 empty] | Aerial Inspection |  | Ground Inspection | Ground Inspection | [18 empty] | EPSS, | EPSS | EPSS | EPSS,Ground Inspection, | EPSS Ground Inspection | EPSS Ground Inspection | EPSS,Aerial Inspection,Ground Inspection, | EPSS Aerial Inspection Ground Inspection | EPSS Aerial Inspection Ground Inspection |  |  |  | , | FALSE
CALIFORNIA AVE 1114D6429 | EPSS | EPSS | EPSS | [15 empty] | Ground Inspection | [20 empty] | EPSS,Ground Inspection, | EPSS Ground Inspection | EPSS Ground Inspection | EPSS, | EPSS | EPSS | EPSS, | EPSS | EPSS |  |  |  | , | FALSE
STONE 1109XR514 | EPSS | EPSS | EPSS | [16 empty] | Ground Inspection | [19 empty] | EPSS, | EPSS | EPSS | EPSS,Ground Inspection, | EPSS Ground Inspection | EPSS Ground Inspection | EPSS, | EPSS | EPSS |  |  |  | , | FALSE
DEL MONTE 1101CB | EPSS | EPSS | EPSS | [15 empty] | Ground Inspection | [20 empty] | EPSS,Ground Inspection, | EPSS Ground Inspection | EPSS Ground Inspection | EPSS, | EPSS | EPSS | EPSS, | EPSS | EPSS |  |  |  | , | FALSE
ROSSMOOR 110665858 | EPSS | EPSS | EPSS | [14 empty] | Aerial Inspection |  | Ground Inspection | Ground Inspection | [18 empty] | EPSS, | EPSS | EPSS | EPSS,Ground Inspection, | EPSS Ground Inspection | EPSS Ground Inspection | EPSS,Aerial Inspection,Ground Inspection, | EPSS Aerial Inspection Ground Inspection | EPSS Aerial Inspection Ground Inspection |  |  |  | , | FALSE
DIXON LANDING 2101CB | EPSS | EPSS | EPSS | [17 empty] | Ground Inspection | [18 empty] | EPSS, | EPSS | EPSS | EPSS, | EPSS | EPSS | EPSS,Ground Inspection, | EPSS Ground Inspection | EPSS Ground Inspection |  |  |  | , | FALSE
BAKERSFIELD 11141505 | EPSS | EPSS | EPSS | [36 empty] | EPSS, | EPSS | EPSS | EPSS, | EPSS | EPSS | EPSS, | EPSS | EPSS |  |  |  | , | FALSE
PAUL SWEET 210210290 | EPSS | EPSS | EPSS | [36 empty] | EPSS, | EPSS | EPSS | EPSS, | EPSS | EPSS | EPSS, | EPSS | EPSS |  |  |  | , | FALSE
CLOVIS 210992532 | EPSS | EPSS | EPSS | [15 empty] | Ground Inspection | Ground Inspection | [19 empty] | EPSS,Ground Inspection, | EPSS Ground Inspection | EPSS Ground Inspection | EPSS,Ground Inspection, | EPSS Ground Inspection | EPSS Ground Inspection | EPSS, | EPSS | EPSS |  |  |  | , | FALSE
FIGARDEN 210765564 | EPSS | EPSS | EPSS | [17 empty] | Ground Inspection | [18 empty] | EPSS, | EPSS | EPSS | EPSS, | EPSS | EPSS | EPSS,Ground Inspection, | EPSS Ground Inspection | EPSS Ground Inspection |  |  |  | , | FALSE
STOCKTON A 0406CB | EPSS | EPSS | EPSS | [15 empty] | Ground Inspection | [20 empty] | EPSS,Ground Inspection, | EPSS Ground Inspection | EPSS Ground Inspection | EPSS, | EPSS | EPSS | EPSS, | EPSS | EPSS |  |  |  | , | FALSE
WYANDOTTE 1102CB | EPSS | EPSS | EPSS | [17 empty] | Ground Inspection | [18 empty] | EPSS, | EPSS | EPSS | EPSS, | EPSS | EPSS | EPSS,Ground Inspection, | EPSS Ground Inspection | EPSS Ground Inspection |  |  |  | , | FALSE
PEABODY 211218312 | EPSS | EPSS | EPSS | [16 empty] | Ground Inspection | [19 empty] | EPSS, | EPSS | EPSS | EPSS,Ground Inspection, | EPSS Ground Inspection | EPSS Ground Inspection | EPSS, | EPSS | EPSS |  |  |  | , | FALSE
ROSSMOOR 110192164 | EPSS | EPSS | EPSS | [13 empty] | Aerial Inspection |  | Ground Inspection |  | Ground Inspection | [18 empty] | EPSS,Ground Inspection, | EPSS Ground Inspection | EPSS Ground Inspection | EPSS,Aerial Inspection, | EPSS Aerial Inspection | EPSS Aerial Inspection | EPSS,Ground Inspection, | EPSS Ground Inspection | EPSS Ground Inspection |  |  |  | , | FALSE
PEABODY 2104CB | EPSS | EPSS | EPSS | [36 empty] | EPSS, | EPSS | EPSS | EPSS, | EPSS | EPSS | EPSS, | EPSS | EPSS |  |  |  | , | FALSE
SAN JOSE B 1107CB | EPSS | EPSS | EPSS | [36 empty] | EPSS, | EPSS | EPSS | EPSS, | EPSS | EPSS | EPSS, | EPSS | EPSS |  |  |  | , | FALSE
MANCHESTER 1108CB | EPSS | EPSS | EPSS | [15 empty] | Ground Inspection |  | Ground Inspection | [18 empty] | EPSS,Ground Inspection, | EPSS Ground Inspection | EPSS Ground Inspection | EPSS, | EPSS | EPSS | EPSS,Ground Inspection, | EPSS Ground Inspection | EPSS Ground Inspection |  |  |  | , | FALSE
TASSAJARA 210875010 | EPSS | EPSS | EPSS | [14 empty] | Aerial Inspection |  | Ground Inspection | [19 empty] | EPSS, | EPSS | EPSS | EPSS,Ground Inspection, | EPSS Ground Inspection | EPSS Ground Inspection | EPSS,Aerial Inspection, | EPSS Aerial Inspection | EPSS Aerial Inspection |  |  |  | , | FALSE
FIGARDEN 211353111 | EPSS | EPSS | EPSS | [17 empty] | Ground Inspection | [18 empty] | EPSS, | EPSS | EPSS | EPSS, | EPSS | EPSS | EPSS,Ground Inspection, | EPSS Ground Inspection | EPSS Ground Inspection |  |  |  | , | FALSE
ASHLAN AVE 1108CB | EPSS | EPSS | EPSS | [17 empty] | Ground Inspection | [18 empty] | EPSS, | EPSS | EPSS | EPSS, | EPSS | EPSS | EPSS,Ground Inspection, | EPSS Ground Inspection | EPSS Ground Inspection |  |  |  | , | FALSE
LAS GALLINAS A 1107554 | EPSS | EPSS | EPSS | [17 empty] | Ground Inspection | [8 empty] | Down Conductor Detection (DCD) | [9 empty] | EPSS, | EPSS | EPSS | EPSS, | EPSS | EPSS | EPSS,Ground Inspection,Down Conductor Detection (DCD), | EPSS Ground Inspection Down Conductor Detection (DCD) | EPSS Ground Inspection Down Conductor Detection (DCD) |  |  |  | , | FALSE
EL PATIO 1119CB | EPSS | EPSS | EPSS | [15 empty] | Ground Inspection | Ground Inspection | [19 empty] | EPSS,Ground Inspection, | EPSS Ground Inspection | EPSS Ground Inspection | EPSS,Ground Inspection, | EPSS Ground Inspection | EPSS Ground Inspection | EPSS, | EPSS | EPSS |  |  |  | , | FALSE
RIO BRAVO 1104231800 | EPSS | EPSS | EPSS | [36 empty] | EPSS, | EPSS | EPSS | EPSS, | EPSS | EPSS | EPSS, | EPSS | EPSS |  |  |  | , | FALSE
ALTO 112088190 | EPSS | EPSS | EPSS | [14 empty] | Aerial Inspection | Ground Inspection | Ground Inspection | [8 empty] | Down Conductor Detection (DCD) | [10 empty] | EPSS,Ground Inspection, | EPSS Ground Inspection | EPSS Ground Inspection | EPSS,Ground Inspection,Down Conductor Detection (DCD), | EPSS Ground Inspection Down Conductor Detection (DCD) | EPSS Ground Inspection Down Conductor Detection (DCD) | EPSS,Aerial Inspection, | EPSS Aerial Inspection | EPSS Aerial Inspection |  |  |  | , | FALSE
PAUL SWEET 21075291 | EPSS | EPSS | EPSS | [36 empty] | EPSS, | EPSS | EPSS | EPSS, | EPSS | EPSS | EPSS, | EPSS | EPSS |  |  |  | , | FALSE
VACA DIXON 1105965390 | EPSS | EPSS | EPSS | [14 empty] | Aerial Inspection |  | Ground Inspection | Ground Inspection | [8 empty] | Down Conductor Detection (DCD) | [9 empty] | EPSS, | EPSS | EPSS | EPSS,Ground Inspection, | EPSS Ground Inspection | EPSS Ground Inspection | EPSS,Aerial Inspection,Ground Inspection,Down Conductor Detection (DCD), | EPSS Aerial Inspection Ground Inspection Down Conductor Detection (DCD) | EPSS Aerial Inspection Ground Inspection Down Conductor Detection (DCD) |  |  | Overhead Hardening | ,Overhead Hardening, | Overhead Hardening | Overhead Hardening
DAVIS 1109CB | EPSS | EPSS | EPSS | [15 empty] | Ground Inspection | [20 empty] | EPSS,Ground Inspection, | EPSS Ground Inspection | EPSS Ground Inspection | EPSS, | EPSS | EPSS | EPSS, | EPSS | EPSS |  |  |  | , | FALSE
MONROE 2102CB | EPSS | EPSS | EPSS | [17 empty] | Ground Inspection | [18 empty] | EPSS, | EPSS | EPSS | EPSS, | EPSS | EPSS | EPSS,Ground Inspection, | EPSS Ground Inspection | EPSS Ground Inspection |  |  |  | , | FALSE
TIDEWATER 210618972 | EPSS | EPSS | EPSS | [15 empty] | Ground Inspection | [20 empty] | EPSS,Ground Inspection, | EPSS Ground Inspection | EPSS Ground Inspection | EPSS, | EPSS | EPSS | EPSS, | EPSS | EPSS |  |  |  | , | FALSE
EAST GRAND 1108CB | EPSS | EPSS | EPSS | [36 empty] | EPSS, | EPSS | EPSS | EPSS, | EPSS | EPSS | EPSS, | EPSS | EPSS |  |  |  | , | FALSE
SWIFT 2107XR102 | EPSS | EPSS | EPSS | [16 empty] | Ground Inspection | Ground Inspection | [18 empty] | EPSS, | EPSS | EPSS | EPSS,Ground Inspection, | EPSS Ground Inspection | EPSS Ground Inspection | EPSS,Ground Inspection, | EPSS Ground Inspection | EPSS Ground Inspection |  |  |  | , | FALSE
EIGHT MILE 2106CB | EPSS | EPSS | EPSS | [16 empty] | Ground Inspection | Ground Inspection | [18 empty] | EPSS, | EPSS | EPSS | EPSS,Ground Inspection, | EPSS Ground Inspection | EPSS Ground Inspection | EPSS,Ground Inspection, | EPSS Ground Inspection | EPSS Ground Inspection |  |  |  | , | FALSE
FORT ORD 2107CB | EPSS | EPSS | EPSS | [27 empty] | Line Sensors | [8 empty] | EPSS,Line Sensors, | EPSS Line Sensors | EPSS Line Sensors | EPSS, | EPSS | EPSS | EPSS, | EPSS | EPSS |  |  |  | , | FALSE
CONTRA COSTA 2103435976 | EPSS | EPSS | EPSS | [16 empty] | Ground Inspection | [19 empty] | EPSS, | EPSS | EPSS | EPSS,Ground Inspection, | EPSS Ground Inspection | EPSS Ground Inspection | EPSS, | EPSS | EPSS |  |  |  | , | FALSE
BAY MEADOWS 1108CB | EPSS | EPSS | EPSS | [15 empty] | Ground Inspection | [20 empty] | EPSS,Ground Inspection, | EPSS Ground Inspection | EPSS Ground Inspection | EPSS, | EPSS | EPSS | EPSS, | EPSS | EPSS |  |  |  | , | FALSE
KERN POWER 210594407 | EPSS | EPSS | EPSS | [16 empty] | Ground Inspection | [19 empty] | EPSS, | EPSS | EPSS | EPSS,Ground Inspection, | EPSS Ground Inspection | EPSS Ground Inspection | EPSS, | EPSS | EPSS |  |  |  | , | FALSE
VIERRA 1701CB | EPSS | EPSS | EPSS | [36 empty] | EPSS, | EPSS | EPSS | EPSS, | EPSS | EPSS | EPSS, | EPSS | EPSS |  |  |  | , | FALSE
CHICO A 11012604 | EPSS | EPSS | EPSS | [17 empty] | Ground Inspection | [18 empty] | EPSS, | EPSS | EPSS | EPSS, | EPSS | EPSS | EPSS,Ground Inspection, | EPSS Ground Inspection | EPSS Ground Inspection |  |  |  | , | FALSE
CHICO A 0401CB | EPSS | EPSS | EPSS | [17 empty] | Ground Inspection | [18 empty] | EPSS, | EPSS | EPSS | EPSS, | EPSS | EPSS | EPSS,Ground Inspection, | EPSS Ground Inspection | EPSS Ground Inspection |  |  |  | , | FALSE
BAKERSFIELD 111413932 | EPSS | EPSS | EPSS | [36 empty] | EPSS, | EPSS | EPSS | EPSS, | EPSS | EPSS | EPSS, | EPSS | EPSS |  |  |  | , | FALSE
PUEBLO 110247720 | EPSS | EPSS | EPSS | [15 empty] | Ground Inspection | [20 empty] | EPSS,Ground Inspection, | EPSS Ground Inspection | EPSS Ground Inspection | EPSS, | EPSS | EPSS | EPSS, | EPSS | EPSS |  |  |  | , | FALSE
BULLARD 110165566 | EPSS | EPSS | EPSS | [17 empty] | Ground Inspection | [18 empty] | EPSS, | EPSS | EPSS | EPSS, | EPSS | EPSS | EPSS,Ground Inspection, | EPSS Ground Inspection | EPSS Ground Inspection |  |  |  | , | FALSE
BURLINGAME 2101CB | EPSS | EPSS | EPSS | [36 empty] | EPSS, | EPSS | EPSS | EPSS, | EPSS | EPSS | EPSS, | EPSS | EPSS |  |  |  | , | FALSE
SILVERADO 2105768606 | EPSS | EPSS | EPSS | [17 empty] | Ground Inspection | [18 empty] | EPSS, | EPSS | EPSS | EPSS, | EPSS | EPSS | EPSS,Ground Inspection, | EPSS Ground Inspection | EPSS Ground Inspection |  |  |  | , | FALSE
LUCERNE 11031280 | EPSS | EPSS | EPSS |  |  |  |  | Overhead Hardening | [8 empty] | Aerial Inspection | Aerial Inspection | Ground Inspection | Ground Inspection | Ground Inspection | [6 empty] | Down Conductor Detection (DCD) | [11 empty] | EPSS,Ground Inspection,Down Conductor Detection (DCD), | EPSS Ground Inspection Down Conductor Detection (DCD) | EPSS Ground Inspection Down Conductor Detection (DCD) | EPSS,Overhead Hardening,Aerial Inspection,Ground Inspection, | EPSS Overhead Hardening Aerial Inspection Ground Inspection | EPSS Overhead Hardening Aerial Inspection Ground Inspection | EPSS,Aerial Inspection,Ground Inspection, | EPSS Aerial Inspection Ground Inspection | EPSS Aerial Inspection Ground Inspection |  |  |  | , | FALSE
STOCKDALE 21104143 | EPSS | EPSS | EPSS | [16 empty] | Ground Inspection | Ground Inspection | [18 empty] | EPSS, | EPSS | EPSS | EPSS,Ground Inspection, | EPSS Ground Inspection | EPSS Ground Inspection | EPSS,Ground Inspection, | EPSS Ground Inspection | EPSS Ground Inspection |  |  |  | , | FALSE
HIGHWAY 1104976 | EPSS | EPSS | EPSS | [16 empty] | Ground Inspection | [19 empty] | EPSS, | EPSS | EPSS | EPSS,Ground Inspection, | EPSS Ground Inspection | EPSS Ground Inspection | EPSS, | EPSS | EPSS |  |  |  | , | FALSE
ROSSMOOR 1104305926 | EPSS | EPSS | EPSS | [17 empty] | Ground Inspection | [18 empty] | EPSS, | EPSS | EPSS | EPSS, | EPSS | EPSS | EPSS,Ground Inspection, | EPSS Ground Inspection | EPSS Ground Inspection |  |  |  | , | FALSE
DAVIS 1111CB | EPSS | EPSS | EPSS | [15 empty] | Ground Inspection | [20 empty] | EPSS,Ground Inspection, | EPSS Ground Inspection | EPSS Ground Inspection | EPSS, | EPSS | EPSS | EPSS, | EPSS | EPSS |  |  |  | , | FALSE
SARATOGA 1103CB | EPSS | EPSS | EPSS | [15 empty] | Ground Inspection | [20 empty] | EPSS,Ground Inspection, | EPSS Ground Inspection | EPSS Ground Inspection | EPSS, | EPSS | EPSS | EPSS, | EPSS | EPSS |  |  |  | , | FALSE
RENFRO 2107515188 | EPSS | EPSS | EPSS | [16 empty] | Ground Inspection | [19 empty] | EPSS, | EPSS | EPSS | EPSS,Ground Inspection, | EPSS Ground Inspection | EPSS Ground Inspection | EPSS, | EPSS | EPSS |  |  |  | , | FALSE
STOREY 1107CB | EPSS | EPSS | EPSS | [15 empty] | Ground Inspection | [20 empty] | EPSS,Ground Inspection, | EPSS Ground Inspection | EPSS Ground Inspection | EPSS, | EPSS | EPSS | EPSS, | EPSS | EPSS |  |  |  | , | FALSE
MANTECA 170875060 | EPSS | EPSS | EPSS | [36 empty] | EPSS, | EPSS | EPSS | EPSS, | EPSS | EPSS | EPSS, | EPSS | EPSS |  |  |  | , | FALSE
MORAGA 110531512 | EPSS | EPSS | EPSS | [36 empty] | EPSS, | EPSS | EPSS | EPSS, | EPSS | EPSS | EPSS, | EPSS | EPSS |  |  |  | , | FALSE
PINEDALE 210155278 | EPSS | EPSS | EPSS | [36 empty] | EPSS, | EPSS | EPSS | EPSS, | EPSS | EPSS | EPSS, | EPSS | EPSS |  |  |  | , | FALSE
MALAGA 110968312 | EPSS | EPSS | EPSS | [15 empty] | Ground Inspection | [20 empty] | EPSS,Ground Inspection, | EPSS Ground Inspection | EPSS Ground Inspection | EPSS, | EPSS | EPSS | EPSS, | EPSS | EPSS |  |  |  | , | FALSE
BAKERSFIELD 11061912 | EPSS | EPSS | EPSS | [36 empty] | EPSS, | EPSS | EPSS | EPSS, | EPSS | EPSS | EPSS, | EPSS | EPSS |  |  |  | , | FALSE
WESTPARK 1108CB | EPSS | EPSS | EPSS | [16 empty] | Ground Inspection | Ground Inspection | [18 empty] | EPSS, | EPSS | EPSS | EPSS,Ground Inspection, | EPSS Ground Inspection | EPSS Ground Inspection | EPSS,Ground Inspection, | EPSS Ground Inspection | EPSS Ground Inspection |  |  |  | , | FALSE
MAGUNDEN 21084505 | EPSS | EPSS | EPSS | [36 empty] | EPSS, | EPSS | EPSS | EPSS, | EPSS | EPSS | EPSS, | EPSS | EPSS |  |  |  | , | FALSE
CHICO B 1103CB | EPSS | EPSS | EPSS | [15 empty] | Ground Inspection | [20 empty] | EPSS,Ground Inspection, | EPSS Ground Inspection | EPSS Ground Inspection | EPSS, | EPSS | EPSS | EPSS, | EPSS | EPSS |  |  |  | , | FALSE
OAKLAND D 1103CB | EPSS | EPSS | EPSS | [36 empty] | EPSS, | EPSS | EPSS | EPSS, | EPSS | EPSS | EPSS, | EPSS | EPSS |  |  |  | , | FALSE
HILLSDALE 0401CB | EPSS | EPSS | EPSS | [15 empty] | Ground Inspection | [20 empty] | EPSS,Ground Inspection, | EPSS Ground Inspection | EPSS Ground Inspection | EPSS, | EPSS | EPSS | EPSS, | EPSS | EPSS |  |  |  | , | FALSE
CLARKSVILLE 2106CB | EPSS | EPSS | EPSS | [13 empty] | Aerial Inspection |  | Ground Inspection | [11 empty] | Line Sensors | [8 empty] | EPSS,Ground Inspection,Line Sensors, | EPSS Ground Inspection Line Sensors | EPSS Ground Inspection Line Sensors | EPSS,Aerial Inspection, | EPSS Aerial Inspection | EPSS Aerial Inspection | EPSS, | EPSS | EPSS |  |  |  | , | FALSE
KERN OIL 110313885 | EPSS | EPSS | EPSS | [16 empty] | Ground Inspection | [19 empty] | EPSS, | EPSS | EPSS | EPSS,Ground Inspection, | EPSS Ground Inspection | EPSS Ground Inspection | EPSS, | EPSS | EPSS |  |  |  | , | FALSE
SAN RAFAEL 1106588020 | EPSS | EPSS | EPSS | [17 empty] | Ground Inspection | [18 empty] | EPSS, | EPSS | EPSS | EPSS, | EPSS | EPSS | EPSS,Ground Inspection, | EPSS Ground Inspection | EPSS Ground Inspection |  |  |  | , | FALSE
MOSHER 210747888 | EPSS | EPSS | EPSS | [17 empty] | Ground Inspection | [18 empty] | EPSS, | EPSS | EPSS | EPSS, | EPSS | EPSS | EPSS,Ground Inspection, | EPSS Ground Inspection | EPSS Ground Inspection |  |  |  | , | FALSE
CLOVIS 1106CB | EPSS | EPSS | EPSS | [15 empty] | Ground Inspection | Ground Inspection | [19 empty] | EPSS,Ground Inspection, | EPSS Ground Inspection | EPSS Ground Inspection | EPSS,Ground Inspection, | EPSS Ground Inspection | EPSS Ground Inspection | EPSS, | EPSS | EPSS |  |  |  | , | FALSE
PALMER 1101M88 | EPSS | EPSS | EPSS | [17 empty] | Ground Inspection | Non-Pole Backlog | [6 empty] | Down Conductor Detection (DCD) | [10 empty] | EPSS,Non-Pole Backlog, | EPSS Non-Pole Backlog | EPSS Non-Pole Backlog | EPSS,Down Conductor Detection (DCD), | EPSS Down Conductor Detection (DCD) | EPSS Down Conductor Detection (DCD) | EPSS,Ground Inspection, | EPSS Ground Inspection | EPSS Ground Inspection |  |  |  | , | FALSE
VASONA 1102944322 | EPSS | EPSS | EPSS | [16 empty] | Ground Inspection | [19 empty] | EPSS, | EPSS | EPSS | EPSS,Ground Inspection, | EPSS Ground Inspection | EPSS Ground Inspection | EPSS, | EPSS | EPSS |  |  |  | , | FALSE
STOCKDALE 1109CB | EPSS | EPSS | EPSS | [17 empty] | Ground Inspection | [18 empty] | EPSS, | EPSS | EPSS | EPSS, | EPSS | EPSS | EPSS,Ground Inspection, | EPSS Ground Inspection | EPSS Ground Inspection |  |  |  | , | FALSE
EDENVALE 2110CB | EPSS | EPSS | EPSS | [36 empty] | EPSS, | EPSS | EPSS | EPSS, | EPSS | EPSS | EPSS, | EPSS | EPSS |  |  |  | , | FALSE
MEADOW LANE 2104CB | EPSS | EPSS | EPSS | [36 empty] | EPSS, | EPSS | EPSS | EPSS, | EPSS | EPSS | EPSS, | EPSS | EPSS |  |  |  | , | FALSE
CHICO A 1103CB | EPSS | EPSS | EPSS | [15 empty] | Ground Inspection |  | Ground Inspection | [18 empty] | EPSS,Ground Inspection, | EPSS Ground Inspection | EPSS Ground Inspection | EPSS, | EPSS | EPSS | EPSS,Ground Inspection, | EPSS Ground Inspection | EPSS Ground Inspection |  |  |  | , | FALSE
STOCKDALE 1108CB | EPSS | EPSS | EPSS | [17 empty] | Ground Inspection | [18 empty] | EPSS, | EPSS | EPSS | EPSS, | EPSS | EPSS | EPSS,Ground Inspection, | EPSS Ground Inspection | EPSS Ground Inspection |  |  |  | , | FALSE
STOCKTON A 1101CB | EPSS | EPSS | EPSS | [15 empty] | Ground Inspection | [20 empty] | EPSS,Ground Inspection, | EPSS Ground Inspection | EPSS Ground Inspection | EPSS, | EPSS | EPSS | EPSS, | EPSS | EPSS |  |  |  | , | FALSE
DAVIS 1110CB | EPSS | EPSS | EPSS | [15 empty] | Ground Inspection | [20 empty] | EPSS,Ground Inspection, | EPSS Ground Inspection | EPSS Ground Inspection | EPSS, | EPSS | EPSS | EPSS, | EPSS | EPSS |  |  |  | , | FALSE
ALTO 1120CB | EPSS | EPSS | EPSS | [15 empty] | Ground Inspection | Ground Inspection | Ground Inspection | Non-Pole Backlog |  | Non-Pole Backlog | [15 empty] | EPSS,Ground Inspection,Non-Pole Backlog, | EPSS Ground Inspection Non-Pole Backlog | EPSS Ground Inspection Non-Pole Backlog | EPSS,Ground Inspection, | EPSS Ground Inspection | EPSS Ground Inspection | EPSS,Ground Inspection,Non-Pole Backlog, | EPSS Ground Inspection Non-Pole Backlog | EPSS Ground Inspection Non-Pole Backlog |  |  |  | , | FALSE
CLAY 110113450 | EPSS | EPSS | EPSS | [13 empty] | Aerial Inspection | Aerial Inspection | Ground Inspection | Ground Inspection | [9 empty] | Down Conductor Detection (DCD) | [9 empty] | EPSS,Ground Inspection, | EPSS Ground Inspection | EPSS Ground Inspection | EPSS,Aerial Inspection,Ground Inspection, | EPSS Aerial Inspection Ground Inspection | EPSS Aerial Inspection Ground Inspection | EPSS,Aerial Inspection,Down Conductor Detection (DCD), | EPSS Aerial Inspection Down Conductor Detection (DCD) | EPSS Aerial Inspection Down Conductor Detection (DCD) |  |  |  | , | FALSE
ROSSMOOR 1107857172 | EPSS | EPSS | EPSS | [14 empty] | Aerial Inspection |  | Ground Inspection | [19 empty] | EPSS, | EPSS | EPSS | EPSS,Ground Inspection, | EPSS Ground Inspection | EPSS Ground Inspection | EPSS,Aerial Inspection, | EPSS Aerial Inspection | EPSS Aerial Inspection |  |  |  | , | FALSE
STOCKTON A 1108CB | EPSS | EPSS | EPSS | [15 empty] | Ground Inspection | [20 empty] | EPSS,Ground Inspection, | EPSS Ground Inspection | EPSS Ground Inspection | EPSS, | EPSS | EPSS | EPSS, | EPSS | EPSS |  |  |  | , | FALSE
BAKERSFIELD 210913002 | EPSS | EPSS | EPSS | [17 empty] | Ground Inspection | [18 empty] | EPSS, | EPSS | EPSS | EPSS, | EPSS | EPSS | EPSS,Ground Inspection, | EPSS Ground Inspection | EPSS Ground Inspection |  |  |  | , | FALSE
EL CAPITAN 11039700 | EPSS | EPSS | EPSS | [17 empty] | Ground Inspection | [18 empty] | EPSS, | EPSS | EPSS | EPSS, | EPSS | EPSS | EPSS,Ground Inspection, | EPSS Ground Inspection | EPSS Ground Inspection |  |  |  | , | FALSE
LAURELES 1112CB | EPSS | EPSS | EPSS | [14 empty] | Aerial Inspection |  | Ground Inspection | Ground Inspection | [18 empty] | EPSS, | EPSS | EPSS | EPSS,Ground Inspection, | EPSS Ground Inspection | EPSS Ground Inspection | EPSS,Aerial Inspection,Ground Inspection, | EPSS Aerial Inspection Ground Inspection | EPSS Aerial Inspection Ground Inspection |  |  |  | , | FALSE
EL PATIO 1118CB | EPSS | EPSS | EPSS | [15 empty] | Ground Inspection | Ground Inspection | [19 empty] | EPSS,Ground Inspection, | EPSS Ground Inspection | EPSS Ground Inspection | EPSS,Ground Inspection, | EPSS Ground Inspection | EPSS Ground Inspection | EPSS, | EPSS | EPSS |  |  |  | , | FALSE
SAN RAMON 2116CB | EPSS | EPSS | EPSS | [36 empty] | EPSS, | EPSS | EPSS | EPSS, | EPSS | EPSS | EPSS, | EPSS | EPSS |  |  |  | , | FALSE
SAN RAFAEL 1106CB | EPSS | EPSS | EPSS | [17 empty] | Ground Inspection | [18 empty] | EPSS, | EPSS | EPSS | EPSS, | EPSS | EPSS | EPSS,Ground Inspection, | EPSS Ground Inspection | EPSS Ground Inspection |  |  |  | , | FALSE
DAVIS 1104CB | EPSS | EPSS | EPSS | [15 empty] | Ground Inspection | [20 empty] | EPSS,Ground Inspection, | EPSS Ground Inspection | EPSS Ground Inspection | EPSS, | EPSS | EPSS | EPSS, | EPSS | EPSS |  |  |  | , | FALSE
SYCAMORE CREEK 1102CB | EPSS | EPSS | EPSS | [15 empty] | Ground Inspection |  | Ground Inspection | [18 empty] | EPSS,Ground Inspection, | EPSS Ground Inspection | EPSS Ground Inspection | EPSS, | EPSS | EPSS | EPSS,Ground Inspection, | EPSS Ground Inspection | EPSS Ground Inspection |  |  |  | , | FALSE
RICHMOND R 1122CB | EPSS | EPSS | EPSS | [36 empty] | EPSS, | EPSS | EPSS | EPSS, | EPSS | EPSS | EPSS, | EPSS | EPSS |  |  |  | , | FALSE
CALISTOGA 1102102918 | EPSS | EPSS | EPSS | [17 empty] | Ground Inspection | [18 empty] | EPSS, | EPSS | EPSS | EPSS, | EPSS | EPSS | EPSS,Ground Inspection, | EPSS Ground Inspection | EPSS Ground Inspection |  |  |  | , | FALSE
EEL RIVER 110249130 | EPSS | EPSS | EPSS | [13 empty] | Aerial Inspection | Aerial Inspection | Ground Inspection | Ground Inspection | Ground Inspection | [6 empty] | Down Conductor Detection (DCD) | [11 empty] | EPSS,Ground Inspection,Down Conductor Detection (DCD), | EPSS Ground Inspection Down Conductor Detection (DCD) | EPSS Ground Inspection Down Conductor Detection (DCD) | EPSS,Aerial Inspection,Ground Inspection, | EPSS Aerial Inspection Ground Inspection | EPSS Aerial Inspection Ground Inspection | EPSS,Aerial Inspection,Ground Inspection, | EPSS Aerial Inspection Ground Inspection | EPSS Aerial Inspection Ground Inspection |  |  |  | , | FALSE
KERN OIL 11108628 | EPSS | EPSS | EPSS | [16 empty] | Ground Inspection | [19 empty] | EPSS, | EPSS | EPSS | EPSS,Ground Inspection, | EPSS Ground Inspection | EPSS Ground Inspection | EPSS, | EPSS | EPSS |  |  |  | , | FALSE
STAGG 21066650 | EPSS | EPSS | EPSS | [15 empty] | Ground Inspection | [20 empty] | EPSS,Ground Inspection, | EPSS Ground Inspection | EPSS Ground Inspection | EPSS, | EPSS | EPSS | EPSS, | EPSS | EPSS |  |  |  | , | FALSE
MEADOW LANE 2107C589R | EPSS | EPSS | EPSS | [36 empty] | EPSS, | EPSS | EPSS | EPSS, | EPSS | EPSS | EPSS, | EPSS | EPSS |  |  |  | , | FALSE
CORRAL 1103936674 | EPSS | EPSS | EPSS | [17 empty] | Ground Inspection | [18 empty] | EPSS, | EPSS | EPSS | EPSS, | EPSS | EPSS | EPSS,Ground Inspection, | EPSS Ground Inspection | EPSS Ground Inspection |  |  |  | , | FALSE
ASHLAN AVE 1114CB | EPSS | EPSS | EPSS | [17 empty] | Ground Inspection | [18 empty] | EPSS, | EPSS | EPSS | EPSS, | EPSS | EPSS | EPSS,Ground Inspection, | EPSS Ground Inspection | EPSS Ground Inspection |  |  |  | , | FALSE
PLACER 1101208930 | EPSS | EPSS | EPSS | [16 empty] | Ground Inspection | Ground Inspection | [18 empty] | EPSS, | EPSS | EPSS | EPSS,Ground Inspection, | EPSS Ground Inspection | EPSS Ground Inspection | EPSS,Ground Inspection, | EPSS Ground Inspection | EPSS Ground Inspection |  |  |  | , | FALSE
TASSAJARA 2112CB | EPSS | EPSS | EPSS | [14 empty] | Aerial Inspection |  | Ground Inspection | Ground Inspection | [18 empty] | EPSS, | EPSS | EPSS | EPSS,Ground Inspection, | EPSS Ground Inspection | EPSS Ground Inspection | EPSS,Aerial Inspection,Ground Inspection, | EPSS Aerial Inspection Ground Inspection | EPSS Aerial Inspection Ground Inspection |  |  |  | , | FALSE
MANCHESTER 1106R213 | EPSS | EPSS | EPSS | [15 empty] | Ground Inspection | [20 empty] | EPSS,Ground Inspection, | EPSS Ground Inspection | EPSS Ground Inspection | EPSS, | EPSS | EPSS | EPSS, | EPSS | EPSS |  |  |  | , | FALSE
AIRWAYS 110877764 | EPSS | EPSS | EPSS | [15 empty] | Ground Inspection | [20 empty] | EPSS,Ground Inspection, | EPSS Ground Inspection | EPSS Ground Inspection | EPSS, | EPSS | EPSS | EPSS, | EPSS | EPSS |  |  |  | , | FALSE
TIDEWATER 210695842 | EPSS | EPSS | EPSS | [13 empty] | Aerial Inspection |  | Ground Inspection | [20 empty] | EPSS,Ground Inspection, | EPSS Ground Inspection | EPSS Ground Inspection | EPSS,Aerial Inspection, | EPSS Aerial Inspection | EPSS Aerial Inspection | EPSS, | EPSS | EPSS |  |  |  | , | FALSE
CLOVIS 1103CB | EPSS | EPSS | EPSS | [15 empty] | Ground Inspection | Ground Inspection | [19 empty] | EPSS,Ground Inspection, | EPSS Ground Inspection | EPSS Ground Inspection | EPSS,Ground Inspection, | EPSS Ground Inspection | EPSS Ground Inspection | EPSS, | EPSS | EPSS |  |  |  | , | FALSE
CALIFORNIA AVE 1110CB | EPSS | EPSS | EPSS | [15 empty] | Ground Inspection | [20 empty] | EPSS,Ground Inspection, | EPSS Ground Inspection | EPSS Ground Inspection | EPSS, | EPSS | EPSS | EPSS, | EPSS | EPSS |  |  |  | , | FALSE
CAYETANO 2111MR329 | EPSS | EPSS | EPSS | [15 empty] | Ground Inspection | [20 empty] | EPSS,Ground Inspection, | EPSS Ground Inspection | EPSS Ground Inspection | EPSS, | EPSS | EPSS | EPSS, | EPSS | EPSS |  |  |  | , | FALSE
LAKEWOOD 1103CB | EPSS | EPSS | EPSS | [36 empty] | EPSS, | EPSS | EPSS | EPSS, | EPSS | EPSS | EPSS, | EPSS | EPSS |  |  |  | , | FALSE
LAWRENCE 1103CB | EPSS | EPSS | EPSS | [17 empty] | Ground Inspection | [18 empty] | EPSS, | EPSS | EPSS | EPSS, | EPSS | EPSS | EPSS,Ground Inspection, | EPSS Ground Inspection | EPSS Ground Inspection |  |  |  | , | FALSE
SAN RAFAEL 1101CB | EPSS | EPSS | EPSS | [13 empty] | Aerial Inspection |  | Ground Inspection | Ground Inspection | [19 empty] | EPSS,Ground Inspection, | EPSS Ground Inspection | EPSS Ground Inspection | EPSS,Aerial Inspection,Ground Inspection, | EPSS Aerial Inspection Ground Inspection | EPSS Aerial Inspection Ground Inspection | EPSS, | EPSS | EPSS |  |  |  | , | FALSE
IONE 110113446 | EPSS | EPSS | EPSS | [14 empty] | Aerial Inspection | Ground Inspection | Ground Inspection | [19 empty] | EPSS,Ground Inspection, | EPSS Ground Inspection | EPSS Ground Inspection | EPSS,Ground Inspection, | EPSS Ground Inspection | EPSS Ground Inspection | EPSS,Aerial Inspection, | EPSS Aerial Inspection | EPSS Aerial Inspection |  |  |  | , | FALSE
MANTECA 1708CB | EPSS | EPSS | EPSS | [36 empty] | EPSS, | EPSS | EPSS | EPSS, | EPSS | EPSS | EPSS, | EPSS | EPSS |  |  |  | , | FALSE
STAGG 210682812 | EPSS | EPSS | EPSS | [16 empty] | Ground Inspection | [19 empty] | EPSS, | EPSS | EPSS | EPSS,Ground Inspection, | EPSS Ground Inspection | EPSS Ground Inspection | EPSS, | EPSS | EPSS |  |  |  | , | FALSE
REDBUD 11021212 | EPSS | EPSS | EPSS | [13 empty] | Aerial Inspection |  | Ground Inspection | [20 empty] | EPSS,Ground Inspection, | EPSS Ground Inspection | EPSS Ground Inspection | EPSS,Aerial Inspection, | EPSS Aerial Inspection | EPSS Aerial Inspection | EPSS, | EPSS | EPSS |  |  |  | , | FALSE
CALISTOGA 1102706 | EPSS | EPSS | EPSS | [14 empty] | Aerial Inspection | Ground Inspection | Ground Inspection | Ground Inspection | [18 empty] | EPSS,Ground Inspection, | EPSS Ground Inspection | EPSS Ground Inspection | EPSS,Ground Inspection, | EPSS Ground Inspection | EPSS Ground Inspection | EPSS,Aerial Inspection,Ground Inspection, | EPSS Aerial Inspection Ground Inspection | EPSS Aerial Inspection Ground Inspection |  |  |  | , | FALSE
HARDING 0406CB | EPSS | EPSS | EPSS | [15 empty] | Ground Inspection | Ground Inspection | [19 empty] | EPSS,Ground Inspection, | EPSS Ground Inspection | EPSS Ground Inspection | EPSS,Ground Inspection, | EPSS Ground Inspection | EPSS Ground Inspection | EPSS, | EPSS | EPSS |  |  |  | , | FALSE
BARTON 1102373096 | EPSS | EPSS | EPSS | [15 empty] | Ground Inspection | [20 empty] | EPSS,Ground Inspection, | EPSS Ground Inspection | EPSS Ground Inspection | EPSS, | EPSS | EPSS | EPSS, | EPSS | EPSS |  |  |  | , | FALSE
LOS GATOS 1108CB | EPSS | EPSS | EPSS | [13 empty] | Aerial Inspection | Aerial Inspection | Ground Inspection | Ground Inspection | [19 empty] | EPSS,Ground Inspection, | EPSS Ground Inspection | EPSS Ground Inspection | EPSS,Aerial Inspection,Ground Inspection, | EPSS Aerial Inspection Ground Inspection | EPSS Aerial Inspection Ground Inspection | EPSS,Aerial Inspection, | EPSS Aerial Inspection | EPSS Aerial Inspection |  |  |  | , | FALSE
MOLINO 1102111666 | EPSS | EPSS | EPSS | [14 empty] | Aerial Inspection |  | Ground Inspection | Ground Inspection | [7 empty] | Down Conductor Detection (DCD) | [10 empty] | EPSS, | EPSS | EPSS | EPSS,Ground Inspection,Down Conductor Detection (DCD), | EPSS Ground Inspection Down Conductor Detection (DCD) | EPSS Ground Inspection Down Conductor Detection (DCD) | EPSS,Aerial Inspection,Ground Inspection, | EPSS Aerial Inspection Ground Inspection | EPSS Aerial Inspection Ground Inspection |  |  |  | , | FALSE
KING CITY 1106CB | EPSS | EPSS | EPSS | [36 empty] | EPSS, | EPSS | EPSS | EPSS, | EPSS | EPSS | EPSS, | EPSS | EPSS |  |  |  | , | FALSE
SAN RAMON 2111MR673 | EPSS | EPSS | EPSS | [36 empty] | EPSS, | EPSS | EPSS | EPSS, | EPSS | EPSS | EPSS, | EPSS | EPSS |  |  |  | , | FALSE
TRACY 1104CB | EPSS | EPSS | EPSS | [36 empty] | EPSS, | EPSS | EPSS | EPSS, | EPSS | EPSS | EPSS, | EPSS | EPSS |  |  |  | , | FALSE
STAGG 1103CB | EPSS | EPSS | EPSS | [15 empty] | Ground Inspection | [20 empty] | EPSS,Ground Inspection, | EPSS Ground Inspection | EPSS Ground Inspection | EPSS, | EPSS | EPSS | EPSS, | EPSS | EPSS |  |  |  | , | FALSE
LAKEWOOD 210964992 | EPSS | EPSS | EPSS | [36 empty] | EPSS, | EPSS | EPSS | EPSS, | EPSS | EPSS | EPSS, | EPSS | EPSS |  |  |  | , | FALSE
LAKEWOOD 2110D578R | EPSS | EPSS | EPSS | [16 empty] | Ground Inspection | [19 empty] | EPSS, | EPSS | EPSS | EPSS,Ground Inspection, | EPSS Ground Inspection | EPSS Ground Inspection | EPSS, | EPSS | EPSS |  |  |  | , | FALSE
BRUNSWICK 111095576 | EPSS | EPSS | EPSS | [13 empty] | Aerial Inspection | Aerial Inspection | Ground Inspection | Ground Inspection |  | Non-Pole Backlog | [17 empty] | EPSS,Ground Inspection,Non-Pole Backlog, | EPSS Ground Inspection Non-Pole Backlog | EPSS Ground Inspection Non-Pole Backlog | EPSS,Aerial Inspection,Ground Inspection, | EPSS Aerial Inspection Ground Inspection | EPSS Aerial Inspection Ground Inspection | EPSS,Aerial Inspection, | EPSS Aerial Inspection | EPSS Aerial Inspection |  |  |  | , | FALSE
BULLARD 211228639 | EPSS | EPSS | EPSS | [15 empty] | Ground Inspection | [20 empty] | EPSS,Ground Inspection, | EPSS Ground Inspection | EPSS Ground Inspection | EPSS, | EPSS | EPSS | EPSS, | EPSS | EPSS |  |  |  | , | FALSE
EDENVALE 2108CB | EPSS | EPSS | EPSS | [17 empty] | Ground Inspection | [18 empty] | EPSS, | EPSS | EPSS | EPSS, | EPSS | EPSS | EPSS,Ground Inspection, | EPSS Ground Inspection | EPSS Ground Inspection |  |  |  | , | FALSE
SAN RAFAEL 11071415 | EPSS | EPSS | EPSS | [7 empty] | Expulsion Fuse Replacement | [6 empty] | Aerial Inspection | Ground Inspection | Ground Inspection | Ground Inspection | [9 empty] | Line Sensors | [8 empty] | EPSS,Ground Inspection,Line Sensors, | EPSS Ground Inspection Line Sensors | EPSS Ground Inspection Line Sensors | EPSS,Expulsion Fuse Replacement,Ground Inspection, | EPSS Expulsion Fuse Replacement Ground Inspection | EPSS Expulsion Fuse Replacement Ground Inspection | EPSS,Aerial Inspection,Ground Inspection, | EPSS Aerial Inspection Ground Inspection | EPSS Aerial Inspection Ground Inspection |  |  |  | , | FALSE
OAKLAND J 1118CR198 | EPSS | EPSS | EPSS | [13 empty] | Aerial Inspection | Aerial Inspection | Ground Inspection | Ground Inspection | [8 empty] | Down Conductor Detection (DCD) | [10 empty] | EPSS,Ground Inspection, | EPSS Ground Inspection | EPSS Ground Inspection | EPSS,Aerial Inspection,Ground Inspection,Down Conductor Detection (DCD), | EPSS Aerial Inspection Ground Inspection Down Conductor Detection (DCD) | EPSS Aerial Inspection Ground Inspection Down Conductor Detection (DCD) | EPSS,Aerial Inspection, | EPSS Aerial Inspection | EPSS Aerial Inspection |  |  |  | , | FALSE
ASHLAN AVE 1116R3330 | EPSS | EPSS | EPSS | [36 empty] | EPSS, | EPSS | EPSS | EPSS, | EPSS | EPSS | EPSS, | EPSS | EPSS |  |  |  | , | FALSE
EL PATIO 1101CB | EPSS | EPSS | EPSS | [16 empty] | Ground Inspection | [19 empty] | EPSS, | EPSS | EPSS | EPSS,Ground Inspection, | EPSS Ground Inspection | EPSS Ground Inspection | EPSS, | EPSS | EPSS |  |  |  | , | FALSE
DIAMOND SPRINGS 1103CB | EPSS | EPSS | EPSS | [15 empty] | Ground Inspection |  | Ground Inspection | [18 empty] | EPSS,Ground Inspection, | EPSS Ground Inspection | EPSS Ground Inspection | EPSS, | EPSS | EPSS | EPSS,Ground Inspection, | EPSS Ground Inspection | EPSS Ground Inspection |  |  |  | , | FALSE
PAUL SWEET 2103CB | EPSS | EPSS | EPSS | [16 empty] | Ground Inspection | Ground Inspection | [18 empty] | EPSS, | EPSS | EPSS | EPSS,Ground Inspection, | EPSS Ground Inspection | EPSS Ground Inspection | EPSS,Ground Inspection, | EPSS Ground Inspection | EPSS Ground Inspection |  |  |  | , | FALSE
FRANKLIN 1104P122 | EPSS | EPSS | EPSS | [36 empty] | EPSS, | EPSS | EPSS | EPSS, | EPSS | EPSS | EPSS, | EPSS | EPSS |  |  |  | , | FALSE
LOCKHEED NO 2 1107CB | EPSS | EPSS | EPSS | [17 empty] | Ground Inspection | [18 empty] | EPSS, | EPSS | EPSS | EPSS, | EPSS | EPSS | EPSS,Ground Inspection, | EPSS Ground Inspection | EPSS Ground Inspection |  |  |  | , | FALSE
COUNTRY CLUB 1105CB | EPSS | EPSS | EPSS | [16 empty] | Ground Inspection | [19 empty] | EPSS, | EPSS | EPSS | EPSS,Ground Inspection, | EPSS Ground Inspection | EPSS Ground Inspection | EPSS, | EPSS | EPSS |  |  |  | , | FALSE
ASHLAN AVE 111299838 | EPSS | EPSS | EPSS | [17 empty] | Ground Inspection | [18 empty] | EPSS, | EPSS | EPSS | EPSS, | EPSS | EPSS | EPSS,Ground Inspection, | EPSS Ground Inspection | EPSS Ground Inspection |  |  |  | , | FALSE
LAKEWOOD 1101CB | EPSS | EPSS | EPSS | [36 empty] | EPSS, | EPSS | EPSS | EPSS, | EPSS | EPSS | EPSS, | EPSS | EPSS |  |  |  | , | FALSE
NEWARK 21KV 2108CB | EPSS | EPSS | EPSS | [17 empty] | Ground Inspection | [18 empty] | EPSS, | EPSS | EPSS | EPSS, | EPSS | EPSS | EPSS,Ground Inspection, | EPSS Ground Inspection | EPSS Ground Inspection |  |  |  | , | FALSE
CLARKSVILLE 210351564 | EPSS | EPSS | EPSS | [17 empty] | Ground Inspection | [18 empty] | EPSS, | EPSS | EPSS | EPSS, | EPSS | EPSS | EPSS,Ground Inspection, | EPSS Ground Inspection | EPSS Ground Inspection |  |  |  | , | FALSE
POTRERO PP (A) 1101CB | EPSS | EPSS | EPSS | [15 empty] | Ground Inspection | Ground Inspection | [19 empty] | EPSS,Ground Inspection, | EPSS Ground Inspection | EPSS Ground Inspection | EPSS,Ground Inspection, | EPSS Ground Inspection | EPSS Ground Inspection | EPSS, | EPSS | EPSS |  |  |  | , | FALSE
WEST FRESNO 110558860 | EPSS | EPSS | EPSS | [15 empty] | Ground Inspection | [20 empty] | EPSS,Ground Inspection, | EPSS Ground Inspection | EPSS Ground Inspection | EPSS, | EPSS | EPSS | EPSS, | EPSS | EPSS |  |  |  | , | FALSE
BARTON 1108R3500 | EPSS | EPSS | EPSS | [15 empty] | Ground Inspection | [20 empty] | EPSS,Ground Inspection, | EPSS Ground Inspection | EPSS Ground Inspection | EPSS, | EPSS | EPSS | EPSS, | EPSS | EPSS |  |  |  | , | FALSE
MANCHESTER 1106628276 | EPSS | EPSS | EPSS | [15 empty] | Ground Inspection | [20 empty] | EPSS,Ground Inspection, | EPSS Ground Inspection | EPSS Ground Inspection | EPSS, | EPSS | EPSS | EPSS, | EPSS | EPSS |  |  |  | , | FALSE
BAKERSFIELD 210413017 | EPSS | EPSS | EPSS | [36 empty] | EPSS, | EPSS | EPSS | EPSS, | EPSS | EPSS | EPSS, | EPSS | EPSS |  |  |  | , | FALSE
BARTON 1112R1370 | EPSS | EPSS | EPSS | [15 empty] | Ground Inspection | Ground Inspection | [19 empty] | EPSS,Ground Inspection, | EPSS Ground Inspection | EPSS Ground Inspection | EPSS,Ground Inspection, | EPSS Ground Inspection | EPSS Ground Inspection | EPSS, | EPSS | EPSS |  |  |  | , | FALSE
RICHMOND R 1119BR290 | EPSS | EPSS | EPSS | [36 empty] | EPSS, | EPSS | EPSS | EPSS, | EPSS | EPSS | EPSS, | EPSS | EPSS |  |  |  | , | FALSE
LAKEWOOD 2112CB | EPSS | EPSS | EPSS | [17 empty] | Ground Inspection | [18 empty] | EPSS, | EPSS | EPSS | EPSS, | EPSS | EPSS | EPSS,Ground Inspection, | EPSS Ground Inspection | EPSS Ground Inspection |  |  |  | , | FALSE
EL PATIO 1102CB | EPSS | EPSS | EPSS | [17 empty] | Ground Inspection | [18 empty] | EPSS, | EPSS | EPSS | EPSS, | EPSS | EPSS | EPSS,Ground Inspection, | EPSS Ground Inspection | EPSS Ground Inspection |  |  |  | , | FALSE
SAN LEANDRO U 1112MR775 | EPSS | EPSS | EPSS | [16 empty] | Ground Inspection | [19 empty] | EPSS, | EPSS | EPSS | EPSS,Ground Inspection, | EPSS Ground Inspection | EPSS Ground Inspection | EPSS, | EPSS | EPSS |  |  |  | , | FALSE
ASHLAN AVE 1106CB | EPSS | EPSS | EPSS | [17 empty] | Ground Inspection | [18 empty] | EPSS, | EPSS | EPSS | EPSS, | EPSS | EPSS | EPSS,Ground Inspection, | EPSS Ground Inspection | EPSS Ground Inspection |  |  |  | , | FALSE
SWIFT 2109CB | EPSS | EPSS | EPSS | [16 empty] | Ground Inspection | [19 empty] | EPSS, | EPSS | EPSS | EPSS,Ground Inspection, | EPSS Ground Inspection | EPSS Ground Inspection | EPSS, | EPSS | EPSS |  |  |  | , | FALSE
ASHLAN AVE 1112CB | EPSS | EPSS | EPSS | [17 empty] | Ground Inspection | [18 empty] | EPSS, | EPSS | EPSS | EPSS, | EPSS | EPSS | EPSS,Ground Inspection, | EPSS Ground Inspection | EPSS Ground Inspection |  |  |  | , | FALSE
WESTPARK 1112CB | EPSS | EPSS | EPSS | [16 empty] | Ground Inspection | Ground Inspection | [18 empty] | EPSS, | EPSS | EPSS | EPSS,Ground Inspection, | EPSS Ground Inspection | EPSS Ground Inspection | EPSS,Ground Inspection, | EPSS Ground Inspection | EPSS Ground Inspection |  |  |  | , | FALSE
DIXON LANDING 2109MR613 | EPSS | EPSS | EPSS | [15 empty] | Ground Inspection | [20 empty] | EPSS,Ground Inspection, | EPSS Ground Inspection | EPSS Ground Inspection | EPSS, | EPSS | EPSS | EPSS, | EPSS | EPSS |  |  |  | , | FALSE
WEBER 1101CB | EPSS | EPSS | EPSS | [15 empty] | Ground Inspection | [20 empty] | EPSS,Ground Inspection, | EPSS Ground Inspection | EPSS Ground Inspection | EPSS, | EPSS | EPSS | EPSS, | EPSS | EPSS |  |  |  | , | FALSE
STOREY 110789798 | EPSS | EPSS | EPSS | [15 empty] | Ground Inspection | [20 empty] | EPSS,Ground Inspection, | EPSS Ground Inspection | EPSS Ground Inspection | EPSS, | EPSS | EPSS | EPSS, | EPSS | EPSS |  |  |  | , | FALSE
CONTRA COSTA 211496897 | EPSS | EPSS | EPSS | [16 empty] | Ground Inspection | [19 empty] | EPSS, | EPSS | EPSS | EPSS,Ground Inspection, | EPSS Ground Inspection | EPSS Ground Inspection | EPSS, | EPSS | EPSS |  |  |  | , | FALSE
EAST GRAND 1111CB | EPSS | EPSS | EPSS | [17 empty] | Ground Inspection | [18 empty] | EPSS, | EPSS | EPSS | EPSS, | EPSS | EPSS | EPSS,Ground Inspection, | EPSS Ground Inspection | EPSS Ground Inspection |  |  |  | , | FALSE
MONROE 2107CB | EPSS | EPSS | EPSS | [17 empty] | Ground Inspection | [18 empty] | EPSS, | EPSS | EPSS | EPSS, | EPSS | EPSS | EPSS,Ground Inspection, | EPSS Ground Inspection | EPSS Ground Inspection |  |  |  | , | FALSE
BANCROFT 0402CB | EPSS | EPSS | EPSS | [14 empty] | Aerial Inspection |  | Ground Inspection | Ground Inspection | [18 empty] | EPSS, | EPSS | EPSS | EPSS,Ground Inspection, | EPSS Ground Inspection | EPSS Ground Inspection | EPSS,Aerial Inspection,Ground Inspection, | EPSS Aerial Inspection Ground Inspection | EPSS Aerial Inspection Ground Inspection |  |  |  | , | FALSE
OROVILLE 1102434320 | EPSS | EPSS | EPSS | [17 empty] | Ground Inspection | [18 empty] | EPSS, | EPSS | EPSS | EPSS, | EPSS | EPSS | EPSS,Ground Inspection, | EPSS Ground Inspection | EPSS Ground Inspection |  |  |  | , | FALSE
BULLARD 110192306 | EPSS | EPSS | EPSS | [17 empty] | Ground Inspection | [18 empty] | EPSS, | EPSS | EPSS | EPSS, | EPSS | EPSS | EPSS,Ground Inspection, | EPSS Ground Inspection | EPSS Ground Inspection |  |  |  | , | FALSE
BELLE HAVEN 0406CB | EPSS | EPSS | EPSS | [16 empty] | Ground Inspection | [19 empty] | EPSS, | EPSS | EPSS | EPSS,Ground Inspection, | EPSS Ground Inspection | EPSS Ground Inspection | EPSS, | EPSS | EPSS |  |  |  | , | FALSE
EAST GRAND 1103CB | EPSS | EPSS | EPSS | [17 empty] | Ground Inspection | [18 empty] | EPSS, | EPSS | EPSS | EPSS, | EPSS | EPSS | EPSS,Ground Inspection, | EPSS Ground Inspection | EPSS Ground Inspection |  |  |  | , | FALSE
HUNTERS POINT (P) 110168026 | EPSS | EPSS | EPSS | [16 empty] | Ground Inspection | [19 empty] | EPSS, | EPSS | EPSS | EPSS,Ground Inspection, | EPSS Ground Inspection | EPSS Ground Inspection | EPSS, | EPSS | EPSS |  |  |  | , | FALSE
BULLARD 1104CB | EPSS | EPSS | EPSS | [17 empty] | Ground Inspection | [18 empty] | EPSS, | EPSS | EPSS | EPSS, | EPSS | EPSS | EPSS,Ground Inspection, | EPSS Ground Inspection | EPSS Ground Inspection |  |  |  | , | FALSE
TEVIS 21021504 | EPSS | EPSS | EPSS | [17 empty] | Ground Inspection | [18 empty] | EPSS, | EPSS | EPSS | EPSS, | EPSS | EPSS | EPSS,Ground Inspection, | EPSS Ground Inspection | EPSS Ground Inspection |  |  |  | , | FALSE
FRUITVALE 1105CB | EPSS | EPSS | EPSS | [16 empty] | Ground Inspection | [19 empty] | EPSS, | EPSS | EPSS | EPSS,Ground Inspection, | EPSS Ground Inspection | EPSS Ground Inspection | EPSS, | EPSS | EPSS |  |  |  | , | FALSE
BURLINGAME 0403CB | EPSS | EPSS | EPSS | [36 empty] | EPSS, | EPSS | EPSS | EPSS, | EPSS | EPSS | EPSS, | EPSS | EPSS |  |  |  | , | FALSE
LAKEWOOD 1103149504 | EPSS | EPSS | EPSS | [16 empty] | Ground Inspection | [19 empty] | EPSS, | EPSS | EPSS | EPSS,Ground Inspection, | EPSS Ground Inspection | EPSS Ground Inspection | EPSS, | EPSS | EPSS |  |  |  | , | FALSE
STAGG 210659040 | EPSS | EPSS | EPSS | [36 empty] | EPSS, | EPSS | EPSS | EPSS, | EPSS | EPSS | EPSS, | EPSS | EPSS |  |  |  | , | FALSE
MEADOW LANE 210793364 | EPSS | EPSS | EPSS | [36 empty] | EPSS, | EPSS | EPSS | EPSS, | EPSS | EPSS | EPSS, | EPSS | EPSS |  |  |  | , | FALSE
SHEPHERD 211089234 | EPSS | EPSS | EPSS | [15 empty] | Ground Inspection | [20 empty] | EPSS,Ground Inspection, | EPSS Ground Inspection | EPSS Ground Inspection | EPSS, | EPSS | EPSS | EPSS, | EPSS | EPSS |  |  |  | , | FALSE
FULTON 11025102 | EPSS | EPSS | EPSS | [25 empty] | Down Conductor Detection (DCD) | [10 empty] | EPSS, | EPSS | EPSS | EPSS,Down Conductor Detection (DCD), | EPSS Down Conductor Detection (DCD) | EPSS Down Conductor Detection (DCD) | EPSS, | EPSS | EPSS |  |  |  | , | FALSE
WYANDOTTE 1107CB | EPSS | EPSS | EPSS | [7 empty] | Expulsion Fuse Replacement | [5 empty] | Aerial Inspection | Aerial Inspection | Ground Inspection | Ground Inspection | Ground Inspection | [18 empty] | EPSS,Ground Inspection, | EPSS Ground Inspection | EPSS Ground Inspection | EPSS,Expulsion Fuse Replacement,Aerial Inspection,Ground Inspection, | EPSS Expulsion Fuse Replacement Aerial Inspection Ground Inspection | EPSS Expulsion Fuse Replacement Aerial Inspection Ground Inspection | EPSS,Aerial Inspection,Ground Inspection, | EPSS Aerial Inspection Ground Inspection | EPSS Aerial Inspection Ground Inspection |  |  |  | , | FALSE
SYCAMORE CREEK 11092458 | EPSS | EPSS | EPSS | [17 empty] | Ground Inspection | [18 empty] | EPSS, | EPSS | EPSS | EPSS, | EPSS | EPSS | EPSS,Ground Inspection, | EPSS Ground Inspection | EPSS Ground Inspection |  |  |  | , | FALSE
LAKEWOOD 22247381 | EPSS | EPSS | EPSS | [16 empty] | Ground Inspection | [19 empty] | EPSS, | EPSS | EPSS | EPSS,Ground Inspection, | EPSS Ground Inspection | EPSS Ground Inspection | EPSS, | EPSS | EPSS |  |  |  | , | FALSE
WEST FRESNO 1107CB | EPSS | EPSS | EPSS | [36 empty] | EPSS, | EPSS | EPSS | EPSS, | EPSS | EPSS | EPSS, | EPSS | EPSS |  |  |  | , | FALSE
EL CAPITAN 2109CB | EPSS | EPSS | EPSS | [17 empty] | Ground Inspection | [18 empty] | EPSS, | EPSS | EPSS | EPSS, | EPSS | EPSS | EPSS,Ground Inspection, | EPSS Ground Inspection | EPSS Ground Inspection |  |  |  | , | FALSE
FIGARDEN 210949236 | EPSS | EPSS | EPSS | [17 empty] | Ground Inspection | [18 empty] | EPSS, | EPSS | EPSS | EPSS, | EPSS | EPSS | EPSS,Ground Inspection, | EPSS Ground Inspection | EPSS Ground Inspection |  |  |  | , | FALSE
FIGARDEN 2110CB | EPSS | EPSS | EPSS | [17 empty] | Ground Inspection | [18 empty] | EPSS, | EPSS | EPSS | EPSS, | EPSS | EPSS | EPSS,Ground Inspection, | EPSS Ground Inspection | EPSS Ground Inspection |  |  |  | , | FALSE
HUNTERS POINT (P) 1109CB | EPSS | EPSS | EPSS | [16 empty] | Ground Inspection | [19 empty] | EPSS, | EPSS | EPSS | EPSS,Ground Inspection, | EPSS Ground Inspection | EPSS Ground Inspection | EPSS, | EPSS | EPSS |  |  |  | , | FALSE
OAK PARK 0402CB | EPSS | EPSS | EPSS | [16 empty] | Ground Inspection | [19 empty] | EPSS, | EPSS | EPSS | EPSS,Ground Inspection, | EPSS Ground Inspection | EPSS Ground Inspection | EPSS, | EPSS | EPSS |  |  |  | , | FALSE
BAKERSFIELD 11064568 | EPSS | EPSS | EPSS | [36 empty] | EPSS, | EPSS | EPSS | EPSS, | EPSS | EPSS | EPSS, | EPSS | EPSS |  |  |  | , | FALSE
CALISTOGA 1102306462 | EPSS | EPSS | EPSS | [16 empty] | Ground Inspection | Ground Inspection | [18 empty] | EPSS, | EPSS | EPSS | EPSS,Ground Inspection, | EPSS Ground Inspection | EPSS Ground Inspection | EPSS,Ground Inspection, | EPSS Ground Inspection | EPSS Ground Inspection |  |  |  | , | FALSE
CHICO A 110156294 | EPSS | EPSS | EPSS | [17 empty] | Ground Inspection | [18 empty] | EPSS, | EPSS | EPSS | EPSS, | EPSS | EPSS | EPSS,Ground Inspection, | EPSS Ground Inspection | EPSS Ground Inspection |  |  |  | , | FALSE
STAGG 11019210 | EPSS | EPSS | EPSS | [16 empty] | Ground Inspection | [19 empty] | EPSS, | EPSS | EPSS | EPSS,Ground Inspection, | EPSS Ground Inspection | EPSS Ground Inspection | EPSS, | EPSS | EPSS |  |  |  | , | FALSE
BULLARD 2114CB | EPSS | EPSS | EPSS | [36 empty] | EPSS, | EPSS | EPSS | EPSS, | EPSS | EPSS | EPSS, | EPSS | EPSS |  |  |  | , | FALSE
OAKLAND C 1114CR196 | EPSS | EPSS | EPSS | [16 empty] | Ground Inspection | [19 empty] | EPSS, | EPSS | EPSS | EPSS,Ground Inspection, | EPSS Ground Inspection | EPSS Ground Inspection | EPSS, | EPSS | EPSS |  |  |  | , | FALSE
BAY MEADOWS 2103CB | EPSS | EPSS | EPSS | [36 empty] | EPSS, | EPSS | EPSS | EPSS, | EPSS | EPSS | EPSS, | EPSS | EPSS |  |  |  | , | FALSE
EMBARCADERO (Z) 1113CB | EPSS | EPSS | EPSS | [15 empty] | Ground Inspection | [20 empty] | EPSS,Ground Inspection, | EPSS Ground Inspection | EPSS Ground Inspection | EPSS, | EPSS | EPSS | EPSS, | EPSS | EPSS |  |  |  | , | FALSE
GEYSERVILLE 1101CB | EPSS | EPSS | EPSS | [14 empty] | Aerial Inspection |  | Ground Inspection | [19 empty] | EPSS, | EPSS | EPSS | EPSS,Ground Inspection, | EPSS Ground Inspection | EPSS Ground Inspection | EPSS,Aerial Inspection, | EPSS Aerial Inspection | EPSS Aerial Inspection |  |  |  | , | FALSE
KIRKER 210559847 | EPSS | EPSS | EPSS | [36 empty] | EPSS, | EPSS | EPSS | EPSS, | EPSS | EPSS | EPSS, | EPSS | EPSS |  |  |  | , | FALSE
BULLARD 110592538 | EPSS | EPSS | EPSS | [17 empty] | Ground Inspection | [18 empty] | EPSS, | EPSS | EPSS | EPSS, | EPSS | EPSS | EPSS,Ground Inspection, | EPSS Ground Inspection | EPSS Ground Inspection |  |  |  | , | FALSE
VACAVILLE 110582908 | EPSS | EPSS | EPSS | [16 empty] | Ground Inspection | Ground Inspection | [18 empty] | EPSS, | EPSS | EPSS | EPSS,Ground Inspection, | EPSS Ground Inspection | EPSS Ground Inspection | EPSS,Ground Inspection, | EPSS Ground Inspection | EPSS Ground Inspection |  |  |  | , | FALSE
EDES 1101CR388 | EPSS | EPSS | EPSS | [36 empty] | EPSS, | EPSS | EPSS | EPSS, | EPSS | EPSS | EPSS, | EPSS | EPSS |  |  |  | , | FALSE
SYCAMORE CREEK 1109CB | EPSS | EPSS | EPSS | [17 empty] | Ground Inspection | [18 empty] | EPSS, | EPSS | EPSS | EPSS, | EPSS | EPSS | EPSS,Ground Inspection, | EPSS Ground Inspection | EPSS Ground Inspection |  |  |  | , | FALSE
EL CAPITAN 2110CB | EPSS | EPSS | EPSS | [15 empty] | Ground Inspection |  | Ground Inspection | [18 empty] | EPSS,Ground Inspection, | EPSS Ground Inspection | EPSS Ground Inspection | EPSS, | EPSS | EPSS | EPSS,Ground Inspection, | EPSS Ground Inspection | EPSS Ground Inspection |  |  |  | , | FALSE
PANORAMA 1101CB | EPSS | EPSS | EPSS | Undergrounding | [5 empty] | Expulsion Fuse Replacement | [6 empty] | Aerial Inspection | Aerial Inspection | Ground Inspection | Ground Inspection | Ground Inspection | [12 empty] | Line Removal | [5 empty] | EPSS,Undergrounding,Expulsion Fuse Replacement,Ground Inspection,Line Removal, | EPSS Undergrounding Expulsion Fuse Replacement Ground Inspection Line Removal | EPSS Undergrounding Expulsion Fuse Replacement Ground Inspection Line Removal | EPSS,Aerial Inspection,Ground Inspection, | EPSS Aerial Inspection Ground Inspection | EPSS Aerial Inspection Ground Inspection | EPSS,Aerial Inspection,Ground Inspection, | EPSS Aerial Inspection Ground Inspection | EPSS Aerial Inspection Ground Inspection |  | Line Removal |  | ,Line Removal, | Line Removal | Line Removal
WOODLAND 1104CB | EPSS | EPSS | EPSS | [36 empty] | EPSS, | EPSS | EPSS | EPSS, | EPSS | EPSS | EPSS, | EPSS | EPSS |  |  |  | , | FALSE
CALIFORNIA AVE 1106CB | EPSS | EPSS | EPSS | [15 empty] | Ground Inspection | [20 empty] | EPSS,Ground Inspection, | EPSS Ground Inspection | EPSS Ground Inspection | EPSS, | EPSS | EPSS | EPSS, | EPSS | EPSS |  |  |  | , | FALSE
LAS POSITAS 2104CB | EPSS | EPSS | EPSS | [15 empty] | Ground Inspection | [20 empty] | EPSS,Ground Inspection, | EPSS Ground Inspection | EPSS Ground Inspection | EPSS, | EPSS | EPSS | EPSS, | EPSS | EPSS |  |  |  | , | FALSE
BAY MEADOWS 2101955062 | EPSS | EPSS | EPSS | [15 empty] | Ground Inspection | [20 empty] | EPSS,Ground Inspection, | EPSS Ground Inspection | EPSS Ground Inspection | EPSS, | EPSS | EPSS | EPSS, | EPSS | EPSS |  |  |  | , | FALSE
VASCO 1101CB | EPSS | EPSS | EPSS | [15 empty] | Ground Inspection | [20 empty] | EPSS,Ground Inspection, | EPSS Ground Inspection | EPSS Ground Inspection | EPSS, | EPSS | EPSS | EPSS, | EPSS | EPSS |  |  |  | , | FALSE
WEST LANE 110310382 | EPSS | EPSS | EPSS | [36 empty] | EPSS, | EPSS | EPSS | EPSS, | EPSS | EPSS | EPSS, | EPSS | EPSS |  |  |  | , | FALSE
HICKS 2111XR042 | EPSS | EPSS | EPSS | [17 empty] | Ground Inspection | [18 empty] | EPSS, | EPSS | EPSS | EPSS, | EPSS | EPSS | EPSS,Ground Inspection, | EPSS Ground Inspection | EPSS Ground Inspection |  |  |  | , | FALSE
BERKELEY F 1103BR110 | EPSS | EPSS | EPSS | [14 empty] | Aerial Inspection |  | Ground Inspection | Ground Inspection | [18 empty] | EPSS, | EPSS | EPSS | EPSS,Ground Inspection, | EPSS Ground Inspection | EPSS Ground Inspection | EPSS,Aerial Inspection,Ground Inspection, | EPSS Aerial Inspection Ground Inspection | EPSS Aerial Inspection Ground Inspection |  |  |  | , | FALSE
ASHLAN AVE 1116D13085 | EPSS | EPSS | EPSS | [36 empty] | EPSS, | EPSS | EPSS | EPSS, | EPSS | EPSS | EPSS, | EPSS | EPSS |  |  |  | , | FALSE
KIRKER 210921652 | EPSS | EPSS | EPSS | [36 empty] | EPSS, | EPSS | EPSS | EPSS, | EPSS | EPSS | EPSS, | EPSS | EPSS |  |  |  | , | FALSE
NORTH DUBLIN 2103727584 | EPSS | EPSS | EPSS | [27 empty] | Line Sensors | [8 empty] | EPSS,Line Sensors, | EPSS Line Sensors | EPSS Line Sensors | EPSS, | EPSS | EPSS | EPSS, | EPSS | EPSS |  |  |  | , | FALSE
MEADOW LANE 2106CB | EPSS | EPSS | EPSS | [15 empty] | Ground Inspection | [20 empty] | EPSS,Ground Inspection, | EPSS Ground Inspection | EPSS Ground Inspection | EPSS, | EPSS | EPSS | EPSS, | EPSS | EPSS |  |  |  | , | FALSE
MISSION (X) 1125293336 | EPSS | EPSS | EPSS | [15 empty] | Ground Inspection | [20 empty] | EPSS,Ground Inspection, | EPSS Ground Inspection | EPSS Ground Inspection | EPSS, | EPSS | EPSS | EPSS, | EPSS | EPSS |  |  |  | , | FALSE
ASHLAN AVE 111189578 | EPSS | EPSS | EPSS | [17 empty] | Ground Inspection | [18 empty] | EPSS, | EPSS | EPSS | EPSS, | EPSS | EPSS | EPSS,Ground Inspection, | EPSS Ground Inspection | EPSS Ground Inspection |  |  |  | , | FALSE
CLOVIS 211084702 | EPSS | EPSS | EPSS | [15 empty] | Ground Inspection | [20 empty] | EPSS,Ground Inspection, | EPSS Ground Inspection | EPSS Ground Inspection | EPSS, | EPSS | EPSS | EPSS, | EPSS | EPSS |  |  |  | , | FALSE
MANCHESTER 1101CB | EPSS | EPSS | EPSS | [15 empty] | Ground Inspection |  | Ground Inspection | [18 empty] | EPSS,Ground Inspection, | EPSS Ground Inspection | EPSS Ground Inspection | EPSS, | EPSS | EPSS | EPSS,Ground Inspection, | EPSS Ground Inspection | EPSS Ground Inspection |  |  |  | , | FALSE
STOCKTON A 1104CB | EPSS | EPSS | EPSS | [15 empty] | Ground Inspection | [20 empty] | EPSS,Ground Inspection, | EPSS Ground Inspection | EPSS Ground Inspection | EPSS, | EPSS | EPSS | EPSS, | EPSS | EPSS |  |  |  | , | FALSE
COARSEGOLD 21036110 | EPSS | EPSS | EPSS | [17 empty] | Ground Inspection | Non-Pole Backlog | [5 empty] | Down Conductor Detection (DCD) | [11 empty] | EPSS,Non-Pole Backlog,Down Conductor Detection (DCD), | EPSS Non-Pole Backlog Down Conductor Detection (DCD) | EPSS Non-Pole Backlog Down Conductor Detection (DCD) | EPSS, | EPSS | EPSS | EPSS,Ground Inspection, | EPSS Ground Inspection | EPSS Ground Inspection |  |  |  | , | FALSE
CHICO C 0401CB | EPSS | EPSS | EPSS | [15 empty] | Ground Inspection |  | Ground Inspection | [18 empty] | EPSS,Ground Inspection, | EPSS Ground Inspection | EPSS Ground Inspection | EPSS, | EPSS | EPSS | EPSS,Ground Inspection, | EPSS Ground Inspection | EPSS Ground Inspection |  |  |  | , | FALSE
BARTON 1109R3140 | EPSS | EPSS | EPSS | [15 empty] | Ground Inspection | [20 empty] | EPSS,Ground Inspection, | EPSS Ground Inspection | EPSS Ground Inspection | EPSS, | EPSS | EPSS | EPSS, | EPSS | EPSS |  |  |  | , | FALSE
SYCAMORE CREEK 110576092 | EPSS | EPSS | EPSS | [15 empty] | Ground Inspection |  | Ground Inspection | [18 empty] | EPSS,Ground Inspection, | EPSS Ground Inspection | EPSS Ground Inspection | EPSS, | EPSS | EPSS | EPSS,Ground Inspection, | EPSS Ground Inspection | EPSS Ground Inspection |  |  |  | , | FALSE
SARATOGA 1110CB | EPSS | EPSS | EPSS | [15 empty] | Ground Inspection | Ground Inspection | [19 empty] | EPSS,Ground Inspection, | EPSS Ground Inspection | EPSS Ground Inspection | EPSS,Ground Inspection, | EPSS Ground Inspection | EPSS Ground Inspection | EPSS, | EPSS | EPSS |  |  |  | , | FALSE
BUTTE 1106CB | EPSS | EPSS | EPSS | [17 empty] | Ground Inspection | [18 empty] | EPSS, | EPSS | EPSS | EPSS, | EPSS | EPSS | EPSS,Ground Inspection, | EPSS Ground Inspection | EPSS Ground Inspection |  |  |  | , | FALSE
BAY MEADOWS 2101CB | EPSS | EPSS | EPSS | [15 empty] | Ground Inspection | [20 empty] | EPSS,Ground Inspection, | EPSS Ground Inspection | EPSS Ground Inspection | EPSS, | EPSS | EPSS | EPSS, | EPSS | EPSS |  |  |  | , | FALSE
LEMOORE 1101CB | EPSS | EPSS | EPSS | [36 empty] | EPSS, | EPSS | EPSS | EPSS, | EPSS | EPSS | EPSS, | EPSS | EPSS |  |  |  | , | FALSE
EMBARCADERO (Z) 111390064 | EPSS | EPSS | EPSS | [15 empty] | Ground Inspection | [20 empty] | EPSS,Ground Inspection, | EPSS Ground Inspection | EPSS Ground Inspection | EPSS, | EPSS | EPSS | EPSS, | EPSS | EPSS |  |  |  | , | FALSE
MILLBRAE 1107CB | EPSS | EPSS | EPSS | [36 empty] | EPSS, | EPSS | EPSS | EPSS, | EPSS | EPSS | EPSS, | EPSS | EPSS |  |  |  | , | FALSE
OAKLAND L 1103CR144 | EPSS | EPSS | EPSS | [36 empty] | EPSS, | EPSS | EPSS | EPSS, | EPSS | EPSS | EPSS, | EPSS | EPSS |  |  |  | , | FALSE
STOCKDALE 110946228 | EPSS | EPSS | EPSS | [17 empty] | Ground Inspection | [18 empty] | EPSS, | EPSS | EPSS | EPSS, | EPSS | EPSS | EPSS,Ground Inspection, | EPSS Ground Inspection | EPSS Ground Inspection |  |  |  | , | FALSE
DUNBAR 11034882 | EPSS | EPSS | EPSS | [13 empty] | Aerial Inspection |  | Ground Inspection | [11 empty] | Line Sensors | [8 empty] | EPSS,Ground Inspection,Line Sensors, | EPSS Ground Inspection Line Sensors | EPSS Ground Inspection Line Sensors | EPSS,Aerial Inspection, | EPSS Aerial Inspection | EPSS Aerial Inspection | EPSS, | EPSS | EPSS |  |  |  | , | FALSE
BAKERSFIELD 2109530574 | EPSS | EPSS | EPSS | [17 empty] | Ground Inspection | [18 empty] | EPSS, | EPSS | EPSS | EPSS, | EPSS | EPSS | EPSS,Ground Inspection, | EPSS Ground Inspection | EPSS Ground Inspection |  |  |  | , | FALSE
STAGG 210899882 | EPSS | EPSS | EPSS | [16 empty] | Ground Inspection | [19 empty] | EPSS, | EPSS | EPSS | EPSS,Ground Inspection, | EPSS Ground Inspection | EPSS Ground Inspection | EPSS, | EPSS | EPSS |  |  |  | , | FALSE
PLEASANT GROVE 2110CB | EPSS | EPSS | EPSS | [17 empty] | Ground Inspection | [18 empty] | EPSS, | EPSS | EPSS | EPSS, | EPSS | EPSS | EPSS,Ground Inspection, | EPSS Ground Inspection | EPSS Ground Inspection |  |  |  | , | FALSE
BULLARD 211482880 | EPSS | EPSS | EPSS | [36 empty] | EPSS, | EPSS | EPSS | EPSS, | EPSS | EPSS | EPSS, | EPSS | EPSS |  |  |  | , | FALSE
BULLARD 2111CB | EPSS | EPSS | EPSS | [36 empty] | EPSS, | EPSS | EPSS | EPSS, | EPSS | EPSS | EPSS, | EPSS | EPSS |  |  |  | , | FALSE
WEST FRESNO 110923744 | EPSS | EPSS | EPSS | [15 empty] | Ground Inspection | [20 empty] | EPSS,Ground Inspection, | EPSS Ground Inspection | EPSS Ground Inspection | EPSS, | EPSS | EPSS | EPSS, | EPSS | EPSS |  |  |  | , | FALSE
LOCKHEED NO 2 1103CB | EPSS | EPSS | EPSS | [17 empty] | Ground Inspection | [18 empty] | EPSS, | EPSS | EPSS | EPSS, | EPSS | EPSS | EPSS,Ground Inspection, | EPSS Ground Inspection | EPSS Ground Inspection |  |  |  | , | FALSE
BAKERSFIELD 11062723 | EPSS | EPSS | EPSS | [36 empty] | EPSS, | EPSS | EPSS | EPSS, | EPSS | EPSS | EPSS, | EPSS | EPSS |  |  |  | , | FALSE
WILLOW PASS 2107CB | EPSS | EPSS | EPSS | [36 empty] | EPSS, | EPSS | EPSS | EPSS, | EPSS | EPSS | EPSS, | EPSS | EPSS |  |  |  | , | FALSE
MANCHESTER 1111CB | EPSS | EPSS | EPSS | [15 empty] | Ground Inspection |  | Ground Inspection | [18 empty] | EPSS,Ground Inspection, | EPSS Ground Inspection | EPSS Ground Inspection | EPSS, | EPSS | EPSS | EPSS,Ground Inspection, | EPSS Ground Inspection | EPSS Ground Inspection |  |  |  | , | FALSE
KERN POWER 21044281 | EPSS | EPSS | EPSS | [16 empty] | Ground Inspection | Ground Inspection | [18 empty] | EPSS, | EPSS | EPSS | EPSS,Ground Inspection, | EPSS Ground Inspection | EPSS Ground Inspection | EPSS,Ground Inspection, | EPSS Ground Inspection | EPSS Ground Inspection |  |  |  | , | FALSE
VIERRA 170138486 | EPSS | EPSS | EPSS | [36 empty] | EPSS, | EPSS | EPSS | EPSS, | EPSS | EPSS | EPSS, | EPSS | EPSS |  |  |  | , | FALSE
MANCHESTER 1104CB | EPSS | EPSS | EPSS | [15 empty] | Ground Inspection | [20 empty] | EPSS,Ground Inspection, | EPSS Ground Inspection | EPSS Ground Inspection | EPSS, | EPSS | EPSS | EPSS, | EPSS | EPSS |  |  |  | , | FALSE
FITCH MOUNTAIN 1113CB | EPSS | EPSS | EPSS | [13 empty] | Aerial Inspection |  | Ground Inspection | [20 empty] | EPSS,Ground Inspection, | EPSS Ground Inspection | EPSS Ground Inspection | EPSS,Aerial Inspection, | EPSS Aerial Inspection | EPSS Aerial Inspection | EPSS, | EPSS | EPSS |  |  |  | , | FALSE
ASHLAN AVE 2110R3090 | EPSS | EPSS | EPSS | [17 empty] | Ground Inspection | [18 empty] | EPSS, | EPSS | EPSS | EPSS, | EPSS | EPSS | EPSS,Ground Inspection, | EPSS Ground Inspection | EPSS Ground Inspection |  |  |  | , | FALSE
WHEATLAND 1101CB | EPSS | EPSS | EPSS | [15 empty] | Ground Inspection | [20 empty] | EPSS,Ground Inspection, | EPSS Ground Inspection | EPSS Ground Inspection | EPSS, | EPSS | EPSS | EPSS, | EPSS | EPSS |  |  |  | , | FALSE
BAKERSFIELD 21063459 | EPSS | EPSS | EPSS | [36 empty] | EPSS, | EPSS | EPSS | EPSS, | EPSS | EPSS | EPSS, | EPSS | EPSS |  |  |  | , | FALSE
SOBRANTE 1101934036 | EPSS | EPSS | EPSS | [13 empty] | Aerial Inspection | Aerial Inspection | Ground Inspection | Ground Inspection | Ground Inspection | [8 empty] | Down Conductor Detection (DCD) | Line Sensors | [8 empty] | EPSS,Ground Inspection,Line Sensors, | EPSS Ground Inspection Line Sensors | EPSS Ground Inspection Line Sensors | EPSS,Aerial Inspection,Ground Inspection, | EPSS Aerial Inspection Ground Inspection | EPSS Aerial Inspection Ground Inspection | EPSS,Aerial Inspection,Ground Inspection,Down Conductor Detection (DCD), | EPSS Aerial Inspection Ground Inspection Down Conductor Detection (DCD) | EPSS Aerial Inspection Ground Inspection Down Conductor Detection (DCD) |  |  |  | , | FALSE
BARTON 1102CB | EPSS | EPSS | EPSS | [15 empty] | Ground Inspection |  | Ground Inspection | [18 empty] | EPSS,Ground Inspection, | EPSS Ground Inspection | EPSS Ground Inspection | EPSS, | EPSS | EPSS | EPSS,Ground Inspection, | EPSS Ground Inspection | EPSS Ground Inspection |  |  |  | , | FALSE
MERIDIAN 1102CB | EPSS | EPSS | EPSS | [36 empty] | EPSS, | EPSS | EPSS | EPSS, | EPSS | EPSS | EPSS, | EPSS | EPSS |  |  |  | , | FALSE
MANCHESTER 1112CB | EPSS | EPSS | EPSS | [15 empty] | Ground Inspection |  | Ground Inspection | [18 empty] | EPSS,Ground Inspection, | EPSS Ground Inspection | EPSS Ground Inspection | EPSS, | EPSS | EPSS | EPSS,Ground Inspection, | EPSS Ground Inspection | EPSS Ground Inspection |  |  |  | , | FALSE
WESTPARK 11033768 | EPSS | EPSS | EPSS | [16 empty] | Ground Inspection | Ground Inspection | [18 empty] | EPSS, | EPSS | EPSS | EPSS,Ground Inspection, | EPSS Ground Inspection | EPSS Ground Inspection | EPSS,Ground Inspection, | EPSS Ground Inspection | EPSS Ground Inspection |  |  |  | , | FALSE
WYANDOTTE 11091040 | EPSS | EPSS | EPSS | [6 empty] | Expulsion Fuse Replacement | [6 empty] | Aerial Inspection | Aerial Inspection | Ground Inspection | Ground Inspection | [7 empty] | Down Conductor Detection (DCD) | [11 empty] | EPSS,Expulsion Fuse Replacement,Ground Inspection,Down Conductor Detection (DCD), | EPSS Expulsion Fuse Replacement Ground Inspection Down Conductor Detection (DCD) | EPSS Expulsion Fuse Replacement Ground Inspection Down Conductor Detection (DCD) | EPSS,Aerial Inspection,Ground Inspection, | EPSS Aerial Inspection Ground Inspection | EPSS Aerial Inspection Ground Inspection | EPSS,Aerial Inspection, | EPSS Aerial Inspection | EPSS Aerial Inspection |  |  |  | , | FALSE
OAKLAND J 1110CB | EPSS | EPSS | EPSS | [17 empty] | Ground Inspection | [18 empty] | EPSS, | EPSS | EPSS | EPSS, | EPSS | EPSS | EPSS,Ground Inspection, | EPSS Ground Inspection | EPSS Ground Inspection |  |  |  | , | FALSE
MONARCH 0402CB | EPSS | EPSS | EPSS | [15 empty] | Ground Inspection | [20 empty] | EPSS,Ground Inspection, | EPSS Ground Inspection | EPSS Ground Inspection | EPSS, | EPSS | EPSS | EPSS, | EPSS | EPSS |  |  |  | , | FALSE
SHINGLE SPRINGS 210851474 | EPSS | EPSS | EPSS | [17 empty] | Ground Inspection | [18 empty] | EPSS, | EPSS | EPSS | EPSS, | EPSS | EPSS | EPSS,Ground Inspection, | EPSS Ground Inspection | EPSS Ground Inspection |  |  |  | , | FALSE
EL PATIO 1114XR158 | EPSS | EPSS | EPSS | [15 empty] | Ground Inspection | Ground Inspection | [19 empty] | EPSS,Ground Inspection, | EPSS Ground Inspection | EPSS Ground Inspection | EPSS,Ground Inspection, | EPSS Ground Inspection | EPSS Ground Inspection | EPSS, | EPSS | EPSS |  |  |  | , | FALSE
BARTON 1108D5460 | EPSS | EPSS | EPSS | [15 empty] | Ground Inspection | [20 empty] | EPSS,Ground Inspection, | EPSS Ground Inspection | EPSS Ground Inspection | EPSS, | EPSS | EPSS | EPSS, | EPSS | EPSS |  |  |  | , | FALSE
RADUM 1105420576 | EPSS | EPSS | EPSS | [13 empty] | Aerial Inspection | Aerial Inspection | Ground Inspection | Ground Inspection | Ground Inspection | [18 empty] | EPSS,Ground Inspection, | EPSS Ground Inspection | EPSS Ground Inspection | EPSS,Aerial Inspection,Ground Inspection, | EPSS Aerial Inspection Ground Inspection | EPSS Aerial Inspection Ground Inspection | EPSS,Aerial Inspection,Ground Inspection, | EPSS Aerial Inspection Ground Inspection | EPSS Aerial Inspection Ground Inspection |  |  |  | , | FALSE
TIDEWATER 21098835 | EPSS | EPSS | EPSS | [36 empty] | EPSS, | EPSS | EPSS | EPSS, | EPSS | EPSS | EPSS, | EPSS | EPSS |  |  |  | , | FALSE
MANCHESTER 1102CB | EPSS | EPSS | EPSS | [15 empty] | Ground Inspection |  | Ground Inspection | [18 empty] | EPSS,Ground Inspection, | EPSS Ground Inspection | EPSS Ground Inspection | EPSS, | EPSS | EPSS | EPSS,Ground Inspection, | EPSS Ground Inspection | EPSS Ground Inspection |  |  |  | , | FALSE
CAMPHORA 1101CB | EPSS | EPSS | EPSS | [15 empty] | Ground Inspection | [20 empty] | EPSS,Ground Inspection, | EPSS Ground Inspection | EPSS Ground Inspection | EPSS, | EPSS | EPSS | EPSS, | EPSS | EPSS |  |  |  | , | FALSE
CONTRA COSTA 210348208 | EPSS | EPSS | EPSS | [36 empty] | EPSS, | EPSS | EPSS | EPSS, | EPSS | EPSS | EPSS, | EPSS | EPSS |  |  |  | , | FALSE
PUEBLO 2103CB | EPSS | EPSS | EPSS | [16 empty] | Ground Inspection | [19 empty] | EPSS, | EPSS | EPSS | EPSS,Ground Inspection, | EPSS Ground Inspection | EPSS Ground Inspection | EPSS, | EPSS | EPSS |  |  |  | , | FALSE
HARDING 0404CB | EPSS | EPSS | EPSS | [15 empty] | Ground Inspection | Ground Inspection | [19 empty] | EPSS,Ground Inspection, | EPSS Ground Inspection | EPSS Ground Inspection | EPSS,Ground Inspection, | EPSS Ground Inspection | EPSS Ground Inspection | EPSS, | EPSS | EPSS |  |  |  | , | FALSE
WOODSIDE 110176194 | EPSS | EPSS | EPSS | [17 empty] | Ground Inspection | [18 empty] | EPSS, | EPSS | EPSS | EPSS, | EPSS | EPSS | EPSS,Ground Inspection, | EPSS Ground Inspection | EPSS Ground Inspection |  |  |  | , | FALSE
SANTA NELLA 1101CUS8000 | EPSS | EPSS | EPSS | [36 empty] | EPSS, | EPSS | EPSS | EPSS, | EPSS | EPSS | EPSS, | EPSS | EPSS |  |  |  | , | FALSE
NORD 11032548 | EPSS | EPSS | EPSS | [15 empty] | Ground Inspection | [20 empty] | EPSS,Ground Inspection, | EPSS Ground Inspection | EPSS Ground Inspection | EPSS, | EPSS | EPSS | EPSS, | EPSS | EPSS |  |  |  | , | FALSE
STOCKDALE 21144151 | EPSS | EPSS | EPSS | [16 empty] | Ground Inspection | Ground Inspection | [18 empty] | EPSS, | EPSS | EPSS | EPSS,Ground Inspection, | EPSS Ground Inspection | EPSS Ground Inspection | EPSS,Ground Inspection, | EPSS Ground Inspection | EPSS Ground Inspection |  |  |  | , | FALSE
KIRKER 2103P524R | EPSS | EPSS | EPSS | [36 empty] | EPSS, | EPSS | EPSS | EPSS, | EPSS | EPSS | EPSS, | EPSS | EPSS |  |  |  | , | FALSE
YOSEMITE 0403CB | EPSS | EPSS | EPSS | [16 empty] | Ground Inspection | [19 empty] | EPSS, | EPSS | EPSS | EPSS,Ground Inspection, | EPSS Ground Inspection | EPSS Ground Inspection | EPSS, | EPSS | EPSS |  |  |  | , | FALSE
EAST GRAND 1106CB | EPSS | EPSS | EPSS | [17 empty] | Ground Inspection | [18 empty] | EPSS, | EPSS | EPSS | EPSS, | EPSS | EPSS | EPSS,Ground Inspection, | EPSS Ground Inspection | EPSS Ground Inspection |  |  |  | , | FALSE
PEABODY 2107CB | EPSS | EPSS | EPSS | [36 empty] | EPSS, | EPSS | EPSS | EPSS, | EPSS | EPSS | EPSS, | EPSS | EPSS |  |  |  | , | FALSE
WEEDPATCH 110315942 | EPSS | EPSS | EPSS | [15 empty] | Ground Inspection | [20 empty] | EPSS,Ground Inspection, | EPSS Ground Inspection | EPSS Ground Inspection | EPSS, | EPSS | EPSS | EPSS, | EPSS | EPSS |  |  |  | , | FALSE
HARDING 0403CB | EPSS | EPSS | EPSS | [15 empty] | Ground Inspection | [20 empty] | EPSS,Ground Inspection, | EPSS Ground Inspection | EPSS Ground Inspection | EPSS, | EPSS | EPSS | EPSS, | EPSS | EPSS |  |  |  | , | FALSE
PAUL SWEET 2102CB | EPSS | EPSS | EPSS | [16 empty] | Ground Inspection | Ground Inspection | [18 empty] | EPSS, | EPSS | EPSS | EPSS,Ground Inspection, | EPSS Ground Inspection | EPSS Ground Inspection | EPSS,Ground Inspection, | EPSS Ground Inspection | EPSS Ground Inspection |  |  |  | , | FALSE
BAKERSFIELD 1116CB | EPSS | EPSS | EPSS | [36 empty] | EPSS, | EPSS | EPSS | EPSS, | EPSS | EPSS | EPSS, | EPSS | EPSS |  |  |  | , | FALSE
HILLSDALE 0402CB | EPSS | EPSS | EPSS | [15 empty] | Ground Inspection | [20 empty] | EPSS,Ground Inspection, | EPSS Ground Inspection | EPSS Ground Inspection | EPSS, | EPSS | EPSS | EPSS, | EPSS | EPSS |  |  |  | , | FALSE
POTRERO PP (A) 1119CB | EPSS | EPSS | EPSS | [15 empty] | Ground Inspection | [20 empty] | EPSS,Ground Inspection, | EPSS Ground Inspection | EPSS Ground Inspection | EPSS, | EPSS | EPSS | EPSS, | EPSS | EPSS |  |  |  | , | FALSE
ASHLAN AVE 2119920229 | EPSS | EPSS | EPSS | [17 empty] | Ground Inspection | [18 empty] | EPSS, | EPSS | EPSS | EPSS, | EPSS | EPSS | EPSS,Ground Inspection, | EPSS Ground Inspection | EPSS Ground Inspection |  |  |  | , | FALSE
STOCKDALE 11092526 | EPSS | EPSS | EPSS | [17 empty] | Ground Inspection | [18 empty] | EPSS, | EPSS | EPSS | EPSS, | EPSS | EPSS | EPSS,Ground Inspection, | EPSS Ground Inspection | EPSS Ground Inspection |  |  |  | , | FALSE
BUENA VISTA 1101CB | EPSS | EPSS | EPSS | [15 empty] | Ground Inspection | [20 empty] | EPSS,Ground Inspection, | EPSS Ground Inspection | EPSS Ground Inspection | EPSS, | EPSS | EPSS | EPSS, | EPSS | EPSS |  |  |  | , | FALSE
BARTON 110455534 | EPSS | EPSS | EPSS | [15 empty] | Ground Inspection | [20 empty] | EPSS,Ground Inspection, | EPSS Ground Inspection | EPSS Ground Inspection | EPSS, | EPSS | EPSS | EPSS, | EPSS | EPSS |  |  |  | , | FALSE
HUNTERS POINT (P) 110398158 | EPSS | EPSS | EPSS | [16 empty] | Ground Inspection | [19 empty] | EPSS, | EPSS | EPSS | EPSS,Ground Inspection, | EPSS Ground Inspection | EPSS Ground Inspection | EPSS, | EPSS | EPSS |  |  |  | , | FALSE
DEL MONTE 210235404 | EPSS | EPSS | EPSS | [15 empty] | Ground Inspection | [20 empty] | EPSS,Ground Inspection, | EPSS Ground Inspection | EPSS Ground Inspection | EPSS, | EPSS | EPSS | EPSS, | EPSS | EPSS |  |  |  | , | FALSE
WESTPARK 11074090 | EPSS | EPSS | EPSS | [16 empty] | Ground Inspection | [19 empty] | EPSS, | EPSS | EPSS | EPSS,Ground Inspection, | EPSS Ground Inspection | EPSS Ground Inspection | EPSS, | EPSS | EPSS |  |  |  | , | FALSE
STAGG 1106CB | EPSS | EPSS | EPSS | [16 empty] | Ground Inspection | [19 empty] | EPSS, | EPSS | EPSS | EPSS,Ground Inspection, | EPSS Ground Inspection | EPSS Ground Inspection | EPSS, | EPSS | EPSS |  |  |  | , | FALSE
OAKLAND D 1116CB | EPSS | EPSS | EPSS | [15 empty] | Ground Inspection | Ground Inspection | [19 empty] | EPSS,Ground Inspection, | EPSS Ground Inspection | EPSS Ground Inspection | EPSS,Ground Inspection, | EPSS Ground Inspection | EPSS Ground Inspection | EPSS, | EPSS | EPSS |  |  |  | , | FALSE
ROSSMOOR 1105W564R | EPSS | EPSS | EPSS | [16 empty] | Ground Inspection | Ground Inspection | [18 empty] | EPSS, | EPSS | EPSS | EPSS,Ground Inspection, | EPSS Ground Inspection | EPSS Ground Inspection | EPSS,Ground Inspection, | EPSS Ground Inspection | EPSS Ground Inspection |  |  |  | , | FALSE
CUYAMA 21021000 | EPSS | EPSS | EPSS | [9 empty] | Surge Arrestor Replacement |  |  |  |  | Aerial Inspection |  | Ground Inspection | Ground Inspection | [18 empty] | EPSS,Surge Arrestor Replacement, | EPSS Surge Arrestor Replacement | EPSS Surge Arrestor Replacement | EPSS,Ground Inspection, | EPSS Ground Inspection | EPSS Ground Inspection | EPSS,Aerial Inspection,Ground Inspection, | EPSS Aerial Inspection Ground Inspection | EPSS Aerial Inspection Ground Inspection |  |  |  | , | FALSE
EVERGREEN 2104XR236 | EPSS | EPSS | EPSS | [16 empty] | Ground Inspection | Ground Inspection | [18 empty] | EPSS, | EPSS | EPSS | EPSS,Ground Inspection, | EPSS Ground Inspection | EPSS Ground Inspection | EPSS,Ground Inspection, | EPSS Ground Inspection | EPSS Ground Inspection |  |  |  | , | FALSE
ASHLAN AVE 1113CB | EPSS | EPSS | EPSS | [17 empty] | Ground Inspection | [18 empty] | EPSS, | EPSS | EPSS | EPSS, | EPSS | EPSS | EPSS,Ground Inspection, | EPSS Ground Inspection | EPSS Ground Inspection |  |  |  | , | FALSE
MEADOW LANE 2103CB | EPSS | EPSS | EPSS | [36 empty] | EPSS, | EPSS | EPSS | EPSS, | EPSS | EPSS | EPSS, | EPSS | EPSS |  |  |  | , | FALSE
KIRKER 2106CB | EPSS | EPSS | EPSS | [36 empty] | EPSS, | EPSS | EPSS | EPSS, | EPSS | EPSS | EPSS, | EPSS | EPSS |  |  |  | , | FALSE
PANAMA 2102CB | EPSS | EPSS | EPSS | [17 empty] | Ground Inspection | [18 empty] | EPSS, | EPSS | EPSS | EPSS, | EPSS | EPSS | EPSS,Ground Inspection, | EPSS Ground Inspection | EPSS Ground Inspection |  |  |  | , | FALSE
STAGG 21049472 | EPSS | EPSS | EPSS | [16 empty] | Ground Inspection | [19 empty] | EPSS, | EPSS | EPSS | EPSS,Ground Inspection, | EPSS Ground Inspection | EPSS Ground Inspection | EPSS, | EPSS | EPSS |  |  |  | , | FALSE
MONROE 210278440 | EPSS | EPSS | EPSS | [16 empty] | Ground Inspection | Ground Inspection | [18 empty] | EPSS, | EPSS | EPSS | EPSS,Ground Inspection, | EPSS Ground Inspection | EPSS Ground Inspection | EPSS,Ground Inspection, | EPSS Ground Inspection | EPSS Ground Inspection |  |  |  | , | FALSE
DIXON LANDING 2102CB | EPSS | EPSS | EPSS | [15 empty] | Ground Inspection |  | Ground Inspection | [18 empty] | EPSS,Ground Inspection, | EPSS Ground Inspection | EPSS Ground Inspection | EPSS, | EPSS | EPSS | EPSS,Ground Inspection, | EPSS Ground Inspection | EPSS Ground Inspection |  |  |  | , | FALSE
WESTPARK 11014897 | EPSS | EPSS | EPSS | [16 empty] | Ground Inspection | Ground Inspection | [18 empty] | EPSS, | EPSS | EPSS | EPSS,Ground Inspection, | EPSS Ground Inspection | EPSS Ground Inspection | EPSS,Ground Inspection, | EPSS Ground Inspection | EPSS Ground Inspection |  |  |  | , | FALSE
TIDEWATER 2110C594R | EPSS | EPSS | EPSS | [15 empty] | Ground Inspection | [20 empty] | EPSS,Ground Inspection, | EPSS Ground Inspection | EPSS Ground Inspection | EPSS, | EPSS | EPSS | EPSS, | EPSS | EPSS |  |  |  | , | FALSE
SAUSALITO 1102CB | EPSS | EPSS | EPSS | [16 empty] | Ground Inspection | [19 empty] | EPSS, | EPSS | EPSS | EPSS,Ground Inspection, | EPSS Ground Inspection | EPSS Ground Inspection | EPSS, | EPSS | EPSS |  |  |  | , | FALSE
ROCKLIN 110232724 | EPSS | EPSS | EPSS | [17 empty] | Ground Inspection | [18 empty] | EPSS, | EPSS | EPSS | EPSS, | EPSS | EPSS | EPSS,Ground Inspection, | EPSS Ground Inspection | EPSS Ground Inspection |  |  |  | , | FALSE
GEARY 0401GY401/2 | EPSS | EPSS | EPSS | [15 empty] | Ground Inspection | [20 empty] | EPSS,Ground Inspection, | EPSS Ground Inspection | EPSS Ground Inspection | EPSS, | EPSS | EPSS | EPSS, | EPSS | EPSS |  |  |  | , | FALSE
FRANKLIN 1101P172 | EPSS | EPSS | EPSS | [15 empty] | Ground Inspection | [20 empty] | EPSS,Ground Inspection, | EPSS Ground Inspection | EPSS Ground Inspection | EPSS, | EPSS | EPSS | EPSS, | EPSS | EPSS |  |  |  | , | FALSE
HARTER 1107CB | EPSS | EPSS | EPSS | [36 empty] | EPSS, | EPSS | EPSS | EPSS, | EPSS | EPSS | EPSS, | EPSS | EPSS |  |  |  | , | FALSE
CALIFORNIA AVE 1111CB | EPSS | EPSS | EPSS | [15 empty] | Ground Inspection | [20 empty] | EPSS,Ground Inspection, | EPSS Ground Inspection | EPSS Ground Inspection | EPSS, | EPSS | EPSS | EPSS, | EPSS | EPSS |  |  |  | , | FALSE
MALAGA 1101CB | EPSS | EPSS | EPSS | [15 empty] | Ground Inspection | Ground Inspection | [19 empty] | EPSS,Ground Inspection, | EPSS Ground Inspection | EPSS Ground Inspection | EPSS,Ground Inspection, | EPSS Ground Inspection | EPSS Ground Inspection | EPSS, | EPSS | EPSS |  |  |  | , | FALSE
ASHLAN AVE 1102CB | EPSS | EPSS | EPSS | [17 empty] | Ground Inspection | [18 empty] | EPSS, | EPSS | EPSS | EPSS, | EPSS | EPSS | EPSS,Ground Inspection, | EPSS Ground Inspection | EPSS Ground Inspection |  |  |  | , | FALSE
LARKIN (Y) 1136CB | EPSS | EPSS | EPSS | [15 empty] | Ground Inspection | [20 empty] | EPSS,Ground Inspection, | EPSS Ground Inspection | EPSS Ground Inspection | EPSS, | EPSS | EPSS | EPSS, | EPSS | EPSS |  |  |  | , | FALSE
LAMONT 1106143302 | EPSS | EPSS | EPSS | [36 empty] | EPSS, | EPSS | EPSS | EPSS, | EPSS | EPSS | EPSS, | EPSS | EPSS |  |  |  | , | FALSE
SF H 1103897904 | EPSS | EPSS | EPSS | [16 empty] | Ground Inspection | [19 empty] | EPSS, | EPSS | EPSS | EPSS,Ground Inspection, | EPSS Ground Inspection | EPSS Ground Inspection | EPSS, | EPSS | EPSS |  |  |  | , | FALSE
MANTECA 170414590 | EPSS | EPSS | EPSS | [36 empty] | EPSS, | EPSS | EPSS | EPSS, | EPSS | EPSS | EPSS, | EPSS | EPSS |  |  |  | , | FALSE
BULLARD 1109CB | EPSS | EPSS | EPSS | [17 empty] | Ground Inspection | [18 empty] | EPSS, | EPSS | EPSS | EPSS, | EPSS | EPSS | EPSS,Ground Inspection, | EPSS Ground Inspection | EPSS Ground Inspection |  |  |  | , | FALSE
CALIFORNIA AVE 1114CB | EPSS | EPSS | EPSS | [15 empty] | Ground Inspection | [20 empty] | EPSS,Ground Inspection, | EPSS Ground Inspection | EPSS Ground Inspection | EPSS, | EPSS | EPSS | EPSS, | EPSS | EPSS |  |  |  | , | FALSE
PACIFICA 1102660408 | EPSS | EPSS | EPSS | [14 empty] | Aerial Inspection |  | Ground Inspection | Ground Inspection | [18 empty] | EPSS, | EPSS | EPSS | EPSS,Ground Inspection, | EPSS Ground Inspection | EPSS Ground Inspection | EPSS,Aerial Inspection,Ground Inspection, | EPSS Aerial Inspection Ground Inspection | EPSS Aerial Inspection Ground Inspection |  |  |  | , | FALSE
STOCKTON A 0405CB | EPSS | EPSS | EPSS | [15 empty] | Ground Inspection | [20 empty] | EPSS,Ground Inspection, | EPSS Ground Inspection | EPSS Ground Inspection | EPSS, | EPSS | EPSS | EPSS, | EPSS | EPSS |  |  |  | , | FALSE
GREENBRAE 1103343788 | EPSS | EPSS | EPSS | [14 empty] | Aerial Inspection | Ground Inspection | Ground Inspection |  | Non-Pole Backlog | [17 empty] | EPSS,Ground Inspection,Non-Pole Backlog, | EPSS Ground Inspection Non-Pole Backlog | EPSS Ground Inspection Non-Pole Backlog | EPSS,Ground Inspection, | EPSS Ground Inspection | EPSS Ground Inspection | EPSS,Aerial Inspection, | EPSS Aerial Inspection | EPSS Aerial Inspection |  |  |  | , | FALSE
STOCKDALE 1110CB | EPSS | EPSS | EPSS | [17 empty] | Ground Inspection | [18 empty] | EPSS, | EPSS | EPSS | EPSS, | EPSS | EPSS | EPSS,Ground Inspection, | EPSS Ground Inspection | EPSS Ground Inspection |  |  |  | , | FALSE
MANCHESTER 1105859208 | EPSS | EPSS | EPSS | [17 empty] | Ground Inspection | [18 empty] | EPSS, | EPSS | EPSS | EPSS, | EPSS | EPSS | EPSS,Ground Inspection, | EPSS Ground Inspection | EPSS Ground Inspection |  |  |  | , | FALSE
LAS POSITAS 2103CB | EPSS | EPSS | EPSS | [15 empty] | Ground Inspection | [20 empty] | EPSS,Ground Inspection, | EPSS Ground Inspection | EPSS Ground Inspection | EPSS, | EPSS | EPSS | EPSS, | EPSS | EPSS |  |  |  | , | FALSE
MONTAGUE 2106CB | EPSS | EPSS | EPSS | [15 empty] | Ground Inspection | [20 empty] | EPSS,Ground Inspection, | EPSS Ground Inspection | EPSS Ground Inspection | EPSS, | EPSS | EPSS | EPSS, | EPSS | EPSS |  |  |  | , | FALSE
HICKS 1116LB16 | EPSS | EPSS | EPSS | [14 empty] | Aerial Inspection |  | Ground Inspection | Ground Inspection | [18 empty] | EPSS, | EPSS | EPSS | EPSS,Ground Inspection, | EPSS Ground Inspection | EPSS Ground Inspection | EPSS,Aerial Inspection,Ground Inspection, | EPSS Aerial Inspection Ground Inspection | EPSS Aerial Inspection Ground Inspection |  |  |  | , | FALSE
FIGARDEN 2108R1020 | EPSS | EPSS | EPSS | [17 empty] | Ground Inspection | [18 empty] | EPSS, | EPSS | EPSS | EPSS, | EPSS | EPSS | EPSS,Ground Inspection, | EPSS Ground Inspection | EPSS Ground Inspection |  |  |  | , | FALSE
HORSESHOE 1101CB | EPSS | EPSS | EPSS | [15 empty] | Ground Inspection |  | Ground Inspection | [18 empty] | EPSS,Ground Inspection, | EPSS Ground Inspection | EPSS Ground Inspection | EPSS, | EPSS | EPSS | EPSS,Ground Inspection, | EPSS Ground Inspection | EPSS Ground Inspection |  |  |  | , | FALSE
BULLARD 110647944 | EPSS | EPSS | EPSS | [17 empty] | Ground Inspection | [18 empty] | EPSS, | EPSS | EPSS | EPSS, | EPSS | EPSS | EPSS,Ground Inspection, | EPSS Ground Inspection | EPSS Ground Inspection |  |  |  | , | FALSE
BAKERSFIELD 21094129 | EPSS | EPSS | EPSS | [17 empty] | Ground Inspection | [18 empty] | EPSS, | EPSS | EPSS | EPSS, | EPSS | EPSS | EPSS,Ground Inspection, | EPSS Ground Inspection | EPSS Ground Inspection |  |  |  | , | FALSE
SAN MATEO 04109068 | EPSS | EPSS | EPSS | [17 empty] | Ground Inspection | [18 empty] | EPSS, | EPSS | EPSS | EPSS, | EPSS | EPSS | EPSS,Ground Inspection, | EPSS Ground Inspection | EPSS Ground Inspection |  |  |  | , | FALSE
EDES 1114CB | EPSS | EPSS | EPSS | [36 empty] | EPSS, | EPSS | EPSS | EPSS, | EPSS | EPSS | EPSS, | EPSS | EPSS |  |  |  | , | FALSE
BAKERSFIELD 11144420 | EPSS | EPSS | EPSS | [36 empty] | EPSS, | EPSS | EPSS | EPSS, | EPSS | EPSS | EPSS, | EPSS | EPSS |  |  |  | , | FALSE
POTRERO PP (A) 1114CB | EPSS | EPSS | EPSS | [15 empty] | Ground Inspection | [20 empty] | EPSS,Ground Inspection, | EPSS Ground Inspection | EPSS Ground Inspection | EPSS, | EPSS | EPSS | EPSS, | EPSS | EPSS |  |  |  | , | FALSE
POTRERO PP (A) 1121CB | EPSS | EPSS | EPSS | [15 empty] | Ground Inspection | [20 empty] | EPSS,Ground Inspection, | EPSS Ground Inspection | EPSS Ground Inspection | EPSS, | EPSS | EPSS | EPSS, | EPSS | EPSS |  |  |  | , | FALSE
RICHMOND R 1119BR294 | EPSS | EPSS | EPSS | [36 empty] | EPSS, | EPSS | EPSS | EPSS, | EPSS | EPSS | EPSS, | EPSS | EPSS |  |  |  | , | FALSE
CLOVIS 210958802 | EPSS | EPSS | EPSS | [15 empty] | Ground Inspection | [20 empty] | EPSS,Ground Inspection, | EPSS Ground Inspection | EPSS Ground Inspection | EPSS, | EPSS | EPSS | EPSS, | EPSS | EPSS |  |  |  | , | FALSE
MANCHESTER 1110CB | EPSS | EPSS | EPSS | [15 empty] | Ground Inspection |  | Ground Inspection | [18 empty] | EPSS,Ground Inspection, | EPSS Ground Inspection | EPSS Ground Inspection | EPSS, | EPSS | EPSS | EPSS,Ground Inspection, | EPSS Ground Inspection | EPSS Ground Inspection |  |  |  | , | FALSE
WEST FRESNO 1103CB | EPSS | EPSS | EPSS | [15 empty] | Ground Inspection | [20 empty] | EPSS,Ground Inspection, | EPSS Ground Inspection | EPSS Ground Inspection | EPSS, | EPSS | EPSS | EPSS, | EPSS | EPSS |  |  |  | , | FALSE
CALISTOGA 1102279135 | EPSS | EPSS | EPSS | [16 empty] | Ground Inspection | [19 empty] | EPSS, | EPSS | EPSS | EPSS,Ground Inspection, | EPSS Ground Inspection | EPSS Ground Inspection | EPSS, | EPSS | EPSS |  |  |  | , | FALSE
PINEDALE 2101CB | EPSS | EPSS | EPSS | [15 empty] | Ground Inspection | [20 empty] | EPSS,Ground Inspection, | EPSS Ground Inspection | EPSS Ground Inspection | EPSS, | EPSS | EPSS | EPSS, | EPSS | EPSS |  |  |  | , | FALSE
LEMOORE 11058740 | EPSS | EPSS | EPSS | [36 empty] | EPSS, | EPSS | EPSS | EPSS, | EPSS | EPSS | EPSS, | EPSS | EPSS |  |  |  | , | FALSE
KERN OIL 1110CB | EPSS | EPSS | EPSS | [16 empty] | Ground Inspection | [19 empty] | EPSS, | EPSS | EPSS | EPSS,Ground Inspection, | EPSS Ground Inspection | EPSS Ground Inspection | EPSS, | EPSS | EPSS |  |  |  | , | FALSE
NEWARK 21KV 2105CB | EPSS | EPSS | EPSS | [15 empty] | Ground Inspection |  | Ground Inspection | [18 empty] | EPSS,Ground Inspection, | EPSS Ground Inspection | EPSS Ground Inspection | EPSS, | EPSS | EPSS | EPSS,Ground Inspection, | EPSS Ground Inspection | EPSS Ground Inspection |  |  |  | , | FALSE
PETALUMA C 1101CB | EPSS | EPSS | EPSS | [36 empty] | EPSS, | EPSS | EPSS | EPSS, | EPSS | EPSS | EPSS, | EPSS | EPSS |  |  |  | , | FALSE
NORTECH 2109CB | EPSS | EPSS | EPSS | [15 empty] | Ground Inspection | [20 empty] | EPSS,Ground Inspection, | EPSS Ground Inspection | EPSS Ground Inspection | EPSS, | EPSS | EPSS | EPSS, | EPSS | EPSS |  |  |  | , | FALSE
OAKLAND J 1104CB | EPSS | EPSS | EPSS | [17 empty] | Ground Inspection | [18 empty] | EPSS, | EPSS | EPSS | EPSS, | EPSS | EPSS | EPSS,Ground Inspection, | EPSS Ground Inspection | EPSS Ground Inspection |  |  |  | , | FALSE
CLAYTON 2215500240 | EPSS | EPSS | EPSS | [14 empty] | Aerial Inspection |  | Ground Inspection | [8 empty] | Down Conductor Detection (DCD) |  | Line Sensors | [8 empty] | EPSS,Line Sensors, | EPSS Line Sensors | EPSS Line Sensors | EPSS,Ground Inspection,Down Conductor Detection (DCD), | EPSS Ground Inspection Down Conductor Detection (DCD) | EPSS Ground Inspection Down Conductor Detection (DCD) | EPSS,Aerial Inspection, | EPSS Aerial Inspection | EPSS Aerial Inspection |  |  |  | , | FALSE
PARKWAY 1102CB | EPSS | EPSS | EPSS | [36 empty] | EPSS, | EPSS | EPSS | EPSS, | EPSS | EPSS | EPSS, | EPSS | EPSS |  |  |  | , | FALSE
SAN RAMON 2107818336 | EPSS | EPSS | EPSS | [17 empty] | Ground Inspection | [9 empty] | Line Sensors | [8 empty] | EPSS,Line Sensors, | EPSS Line Sensors | EPSS Line Sensors | EPSS, | EPSS | EPSS | EPSS,Ground Inspection, | EPSS Ground Inspection | EPSS Ground Inspection |  |  |  | , | FALSE
ASHLAN AVE 2118R1520 | EPSS | EPSS | EPSS | [17 empty] | Ground Inspection | [18 empty] | EPSS, | EPSS | EPSS | EPSS, | EPSS | EPSS | EPSS,Ground Inspection, | EPSS Ground Inspection | EPSS Ground Inspection |  |  |  | , | FALSE
MONROE 2103CB | EPSS | EPSS | EPSS | [17 empty] | Ground Inspection | [18 empty] | EPSS, | EPSS | EPSS | EPSS, | EPSS | EPSS | EPSS,Ground Inspection, | EPSS Ground Inspection | EPSS Ground Inspection |  |  |  | , | FALSE
PLACER 110451734 | EPSS | EPSS | EPSS | [13 empty] | Aerial Inspection |  | Ground Inspection | Ground Inspection | [19 empty] | EPSS,Ground Inspection, | EPSS Ground Inspection | EPSS Ground Inspection | EPSS,Aerial Inspection,Ground Inspection, | EPSS Aerial Inspection Ground Inspection | EPSS Aerial Inspection Ground Inspection | EPSS, | EPSS | EPSS |  |  |  | , | FALSE
FRUITVALE 1101CB | EPSS | EPSS | EPSS | [16 empty] | Ground Inspection | [19 empty] | EPSS, | EPSS | EPSS | EPSS,Ground Inspection, | EPSS Ground Inspection | EPSS Ground Inspection | EPSS, | EPSS | EPSS |  |  |  | , | FALSE
TWISSELMAN 1104CB | EPSS | EPSS | EPSS | [36 empty] | EPSS, | EPSS | EPSS | EPSS, | EPSS | EPSS | EPSS, | EPSS | EPSS |  |  |  | , | FALSE
TWISSELMAN 1101CB | EPSS | EPSS | EPSS | [36 empty] | EPSS, | EPSS | EPSS | EPSS, | EPSS | EPSS | EPSS, | EPSS | EPSS |  |  |  | , | FALSE
TIDEWATER 2109C512R | EPSS | EPSS | EPSS | [36 empty] | EPSS, | EPSS | EPSS | EPSS, | EPSS | EPSS | EPSS, | EPSS | EPSS |  |  |  | , | FALSE
SAN RAFAEL 1105CB | EPSS | EPSS | EPSS | [14 empty] | Aerial Inspection |  | Ground Inspection | Ground Inspection | [18 empty] | EPSS, | EPSS | EPSS | EPSS,Ground Inspection, | EPSS Ground Inspection | EPSS Ground Inspection | EPSS,Aerial Inspection,Ground Inspection, | EPSS Aerial Inspection Ground Inspection | EPSS Aerial Inspection Ground Inspection |  |  |  | , | FALSE
TEMPLETON 2110R06 | EPSS | EPSS | EPSS | [13 empty] | Aerial Inspection | Aerial Inspection | Ground Inspection | Ground Inspection | [19 empty] | EPSS,Ground Inspection, | EPSS Ground Inspection | EPSS Ground Inspection | EPSS,Aerial Inspection,Ground Inspection, | EPSS Aerial Inspection Ground Inspection | EPSS Aerial Inspection Ground Inspection | EPSS,Aerial Inspection, | EPSS Aerial Inspection | EPSS Aerial Inspection |  |  |  | , | FALSE
COLUMBUS 1110CB | EPSS | EPSS | EPSS | [36 empty] | EPSS, | EPSS | EPSS | EPSS, | EPSS | EPSS | EPSS, | EPSS | EPSS |  |  |  | , | FALSE
MAGUNDEN 2108CB | EPSS | EPSS | EPSS | [36 empty] | EPSS, | EPSS | EPSS | EPSS, | EPSS | EPSS | EPSS, | EPSS | EPSS |  |  |  | , | FALSE
ASHLAN AVE 2115CB | EPSS | EPSS | EPSS | [17 empty] | Ground Inspection | [18 empty] | EPSS, | EPSS | EPSS | EPSS, | EPSS | EPSS | EPSS,Ground Inspection, | EPSS Ground Inspection | EPSS Ground Inspection |  |  |  | , | FALSE
WEST FRESNO 110749176 | EPSS | EPSS | EPSS | [15 empty] | Ground Inspection | [20 empty] | EPSS,Ground Inspection, | EPSS Ground Inspection | EPSS Ground Inspection | EPSS, | EPSS | EPSS | EPSS, | EPSS | EPSS |  |  |  | , | FALSE
OROVILLE 1103CB | EPSS | EPSS | EPSS | [17 empty] | Ground Inspection | [18 empty] | EPSS, | EPSS | EPSS | EPSS, | EPSS | EPSS | EPSS,Ground Inspection, | EPSS Ground Inspection | EPSS Ground Inspection |  |  |  | , | FALSE
VACAVILLE 1109CB | EPSS | EPSS | EPSS | [16 empty] | Ground Inspection | Ground Inspection | [18 empty] | EPSS, | EPSS | EPSS | EPSS,Ground Inspection, | EPSS Ground Inspection | EPSS Ground Inspection | EPSS,Ground Inspection, | EPSS Ground Inspection | EPSS Ground Inspection |  |  |  | , | FALSE
ASHLAN AVE 1107CB | EPSS | EPSS | EPSS | [17 empty] | Ground Inspection | [18 empty] | EPSS, | EPSS | EPSS | EPSS, | EPSS | EPSS | EPSS,Ground Inspection, | EPSS Ground Inspection | EPSS Ground Inspection |  |  |  | , | FALSE
TRACY 1112CB | EPSS | EPSS | EPSS | [36 empty] | EPSS, | EPSS | EPSS | EPSS, | EPSS | EPSS | EPSS, | EPSS | EPSS |  |  |  | , | FALSE
COTTLE 1702813762 | EPSS | EPSS | EPSS | [15 empty] | Ground Inspection | [20 empty] | EPSS,Ground Inspection, | EPSS Ground Inspection | EPSS Ground Inspection | EPSS, | EPSS | EPSS | EPSS, | EPSS | EPSS |  |  |  | , | FALSE
DEVILS DEN 1101824190 | EPSS | EPSS | EPSS | [16 empty] | Ground Inspection | [8 empty] | Down Conductor Detection (DCD) | [10 empty] | EPSS, | EPSS | EPSS | EPSS,Ground Inspection,Down Conductor Detection (DCD), | EPSS Ground Inspection Down Conductor Detection (DCD) | EPSS Ground Inspection Down Conductor Detection (DCD) | EPSS, | EPSS | EPSS |  |  |  | , | FALSE
HARDING 0405CB | EPSS | EPSS | EPSS | [15 empty] | Ground Inspection | Ground Inspection | [19 empty] | EPSS,Ground Inspection, | EPSS Ground Inspection | EPSS Ground Inspection | EPSS,Ground Inspection, | EPSS Ground Inspection | EPSS Ground Inspection | EPSS, | EPSS | EPSS |  |  |  | , | FALSE
HAMMER 1102CB | EPSS | EPSS | EPSS | [15 empty] | Ground Inspection | Ground Inspection | [19 empty] | EPSS,Ground Inspection, | EPSS Ground Inspection | EPSS Ground Inspection | EPSS,Ground Inspection, | EPSS Ground Inspection | EPSS Ground Inspection | EPSS, | EPSS | EPSS |  |  |  | , | FALSE
OAKLAND C 1132CR138 | EPSS | EPSS | EPSS | [16 empty] | Ground Inspection | [19 empty] | EPSS, | EPSS | EPSS | EPSS,Ground Inspection, | EPSS Ground Inspection | EPSS Ground Inspection | EPSS, | EPSS | EPSS |  |  |  | , | FALSE
TRINIDAD 110233936 | EPSS | EPSS | EPSS | [15 empty] | Ground Inspection | [20 empty] | EPSS,Ground Inspection, | EPSS Ground Inspection | EPSS Ground Inspection | EPSS, | EPSS | EPSS | EPSS, | EPSS | EPSS |  |  |  | , | FALSE
REDWOOD CITY 110448466 | EPSS | EPSS | EPSS | [16 empty] | Ground Inspection | [19 empty] | EPSS, | EPSS | EPSS | EPSS,Ground Inspection, | EPSS Ground Inspection | EPSS Ground Inspection | EPSS, | EPSS | EPSS |  |  |  | , | FALSE
EIGHT MILE 2101816304 | EPSS | EPSS | EPSS | [16 empty] | Ground Inspection | [19 empty] | EPSS, | EPSS | EPSS | EPSS,Ground Inspection, | EPSS Ground Inspection | EPSS Ground Inspection | EPSS, | EPSS | EPSS |  |  |  | , | FALSE
MANCHESTER 1105952950 | EPSS | EPSS | EPSS | [15 empty] | Ground Inspection |  | Ground Inspection | [18 empty] | EPSS,Ground Inspection, | EPSS Ground Inspection | EPSS Ground Inspection | EPSS, | EPSS | EPSS | EPSS,Ground Inspection, | EPSS Ground Inspection | EPSS Ground Inspection |  |  |  | , | FALSE
DAVIS 110477080 | EPSS | EPSS | EPSS | [15 empty] | Ground Inspection | [20 empty] | EPSS,Ground Inspection, | EPSS Ground Inspection | EPSS Ground Inspection | EPSS, | EPSS | EPSS | EPSS, | EPSS | EPSS |  |  |  | , | FALSE
DEEPWATER 1108CB | EPSS | EPSS | EPSS | [15 empty] | Ground Inspection | [20 empty] | EPSS,Ground Inspection, | EPSS Ground Inspection | EPSS Ground Inspection | EPSS, | EPSS | EPSS | EPSS, | EPSS | EPSS |  |  |  | , | FALSE
CALIFORNIA AVE 1113901816 | EPSS | EPSS | EPSS | [15 empty] | Ground Inspection | [20 empty] | EPSS,Ground Inspection, | EPSS Ground Inspection | EPSS Ground Inspection | EPSS, | EPSS | EPSS | EPSS, | EPSS | EPSS |  |  |  | , | FALSE
REDWOOD CITY 1104CB | EPSS | EPSS | EPSS | [16 empty] | Ground Inspection | [19 empty] | EPSS, | EPSS | EPSS | EPSS,Ground Inspection, | EPSS Ground Inspection | EPSS Ground Inspection | EPSS, | EPSS | EPSS |  |  |  | , | FALSE
MANCHESTER 1107CB | EPSS | EPSS | EPSS | [15 empty] | Ground Inspection | [20 empty] | EPSS,Ground Inspection, | EPSS Ground Inspection | EPSS Ground Inspection | EPSS, | EPSS | EPSS | EPSS, | EPSS | EPSS |  |  |  | , | FALSE
TRACY 1111CB | EPSS | EPSS | EPSS | [36 empty] | EPSS, | EPSS | EPSS | EPSS, | EPSS | EPSS | EPSS, | EPSS | EPSS |  |  |  | , | FALSE
MONARCH 0401CB | EPSS | EPSS | EPSS | [15 empty] | Ground Inspection | Ground Inspection | [19 empty] | EPSS,Ground Inspection, | EPSS Ground Inspection | EPSS Ground Inspection | EPSS,Ground Inspection, | EPSS Ground Inspection | EPSS Ground Inspection | EPSS, | EPSS | EPSS |  |  |  | , | FALSE
MEADOW LANE 210813902 | EPSS | EPSS | EPSS | [36 empty] | EPSS, | EPSS | EPSS | EPSS, | EPSS | EPSS | EPSS, | EPSS | EPSS |  |  |  | , | FALSE
POTRERO PP (A) 112169424 | EPSS | EPSS | EPSS | [15 empty] | Ground Inspection | [20 empty] | EPSS,Ground Inspection, | EPSS Ground Inspection | EPSS Ground Inspection | EPSS, | EPSS | EPSS | EPSS, | EPSS | EPSS |  |  |  | , | FALSE
MEADOW LANE 2105990692 | EPSS | EPSS | EPSS | [36 empty] | EPSS, | EPSS | EPSS | EPSS, | EPSS | EPSS | EPSS, | EPSS | EPSS |  |  |  | , | FALSE
BARTON 1106CB | EPSS | EPSS | EPSS | [15 empty] | Ground Inspection | [20 empty] | EPSS,Ground Inspection, | EPSS Ground Inspection | EPSS Ground Inspection | EPSS, | EPSS | EPSS | EPSS, | EPSS | EPSS |  |  |  | , | FALSE
STOCKDALE 1106CB | EPSS | EPSS | EPSS | [17 empty] | Ground Inspection | [18 empty] | EPSS, | EPSS | EPSS | EPSS, | EPSS | EPSS | EPSS,Ground Inspection, | EPSS Ground Inspection | EPSS Ground Inspection |  |  |  | , | FALSE
EDENVALE 2108XR570 | EPSS | EPSS | EPSS | [16 empty] | Ground Inspection | Ground Inspection | [18 empty] | EPSS, | EPSS | EPSS | EPSS,Ground Inspection, | EPSS Ground Inspection | EPSS Ground Inspection | EPSS,Ground Inspection, | EPSS Ground Inspection | EPSS Ground Inspection |  |  |  | , | FALSE
LAWRENCE 1102CB | EPSS | EPSS | EPSS | [36 empty] | EPSS, | EPSS | EPSS | EPSS, | EPSS | EPSS | EPSS, | EPSS | EPSS |  |  |  | , | FALSE
LAMONT 11044113 | EPSS | EPSS | EPSS | [8 empty] | Expulsion Fuse Replacement | Surge Arrestor Replacement |  |  |  | Aerial Inspection | Aerial Inspection | Ground Inspection | Ground Inspection | [8 empty] | Down Conductor Detection (DCD) | [10 empty] | EPSS,Surge Arrestor Replacement,Ground Inspection, | EPSS Surge Arrestor Replacement Ground Inspection | EPSS Surge Arrestor Replacement Ground Inspection | EPSS,Aerial Inspection,Ground Inspection,Down Conductor Detection (DCD), | EPSS Aerial Inspection Ground Inspection Down Conductor Detection (DCD) | EPSS Aerial Inspection Ground Inspection Down Conductor Detection (DCD) | EPSS,Expulsion Fuse Replacement,Aerial Inspection, | EPSS Expulsion Fuse Replacement Aerial Inspection | EPSS Expulsion Fuse Replacement Aerial Inspection |  |  |  | , | FALSE
MANCHESTER 11099509 | EPSS | EPSS | EPSS | [15 empty] | Ground Inspection | [20 empty] | EPSS,Ground Inspection, | EPSS Ground Inspection | EPSS Ground Inspection | EPSS, | EPSS | EPSS | EPSS, | EPSS | EPSS |  |  |  | , | FALSE
BAY MEADOWS 1104CB | EPSS | EPSS | EPSS | [15 empty] | Ground Inspection | [20 empty] | EPSS,Ground Inspection, | EPSS Ground Inspection | EPSS Ground Inspection | EPSS, | EPSS | EPSS | EPSS, | EPSS | EPSS |  |  |  | , | FALSE
EEL RIVER 11033820 | EPSS | EPSS | EPSS | [13 empty] | Aerial Inspection | Aerial Inspection | Ground Inspection | Ground Inspection | Ground Inspection | [7 empty] | Down Conductor Detection (DCD) | [10 empty] | EPSS,Ground Inspection, | EPSS Ground Inspection | EPSS Ground Inspection | EPSS,Aerial Inspection,Ground Inspection,Down Conductor Detection (DCD), | EPSS Aerial Inspection Ground Inspection Down Conductor Detection (DCD) | EPSS Aerial Inspection Ground Inspection Down Conductor Detection (DCD) | EPSS,Aerial Inspection,Ground Inspection, | EPSS Aerial Inspection Ground Inspection | EPSS Aerial Inspection Ground Inspection |  |  |  | , | FALSE
COTTLE 17079840 | EPSS | EPSS | EPSS | [15 empty] | Ground Inspection | [20 empty] | EPSS,Ground Inspection, | EPSS Ground Inspection | EPSS Ground Inspection | EPSS, | EPSS | EPSS | EPSS, | EPSS | EPSS |  |  |  | , | FALSE
CALIFORNIA AVE 1114509378 | EPSS | EPSS | EPSS | [15 empty] | Ground Inspection | [20 empty] | EPSS,Ground Inspection, | EPSS Ground Inspection | EPSS Ground Inspection | EPSS, | EPSS | EPSS | EPSS, | EPSS | EPSS |  |  |  | , | FALSE
RANCHERS COTTON 1101CB | EPSS | EPSS | EPSS | [15 empty] | Ground Inspection | [20 empty] | EPSS,Ground Inspection, | EPSS Ground Inspection | EPSS Ground Inspection | EPSS, | EPSS | EPSS | EPSS, | EPSS | EPSS |  |  |  | , | FALSE
LAKEWOOD 222568791 | EPSS | EPSS | EPSS | [36 empty] | EPSS, | EPSS | EPSS | EPSS, | EPSS | EPSS | EPSS, | EPSS | EPSS |  |  |  | , | FALSE
LOCKHEED NO 2 1106CB | EPSS | EPSS | EPSS | [17 empty] | Ground Inspection | [18 empty] | EPSS, | EPSS | EPSS | EPSS, | EPSS | EPSS | EPSS,Ground Inspection, | EPSS Ground Inspection | EPSS Ground Inspection |  |  |  | , | FALSE
SERRAMONTE 110456936 | EPSS | EPSS | EPSS | [16 empty] | Ground Inspection | [19 empty] | EPSS, | EPSS | EPSS | EPSS,Ground Inspection, | EPSS Ground Inspection | EPSS Ground Inspection | EPSS, | EPSS | EPSS |  |  |  | , | FALSE
EAST GRAND 1102CB | EPSS | EPSS | EPSS | [17 empty] | Ground Inspection | [18 empty] | EPSS, | EPSS | EPSS | EPSS, | EPSS | EPSS | EPSS,Ground Inspection, | EPSS Ground Inspection | EPSS Ground Inspection |  |  |  | , | FALSE
DEL MAR 210584138 | EPSS | EPSS | EPSS | [13 empty] | Aerial Inspection |  | Ground Inspection |  | Ground Inspection | [18 empty] | EPSS,Ground Inspection, | EPSS Ground Inspection | EPSS Ground Inspection | EPSS,Aerial Inspection, | EPSS Aerial Inspection | EPSS Aerial Inspection | EPSS,Ground Inspection, | EPSS Ground Inspection | EPSS Ground Inspection |  |  |  | , | FALSE
SAN PABLO 1106CB | EPSS | EPSS | EPSS | [15 empty] | Ground Inspection | [20 empty] | EPSS,Ground Inspection, | EPSS Ground Inspection | EPSS Ground Inspection | EPSS, | EPSS | EPSS | EPSS, | EPSS | EPSS |  |  |  | , | FALSE
STOCKTON A 11098586 | EPSS | EPSS | EPSS | [15 empty] | Ground Inspection | Ground Inspection | [19 empty] | EPSS,Ground Inspection, | EPSS Ground Inspection | EPSS Ground Inspection | EPSS,Ground Inspection, | EPSS Ground Inspection | EPSS Ground Inspection | EPSS, | EPSS | EPSS |  |  |  | , | FALSE
CASTRO VALLEY 1111227862 | EPSS | EPSS | EPSS | [17 empty] | Ground Inspection | [18 empty] | EPSS, | EPSS | EPSS | EPSS, | EPSS | EPSS | EPSS,Ground Inspection, | EPSS Ground Inspection | EPSS Ground Inspection |  |  |  | , | FALSE
LINCOLN 2109CB | EPSS | EPSS | EPSS | [17 empty] | Ground Inspection | [18 empty] | EPSS, | EPSS | EPSS | EPSS, | EPSS | EPSS | EPSS,Ground Inspection, | EPSS Ground Inspection | EPSS Ground Inspection |  |  |  | , | FALSE
WESTPARK 11041514 | EPSS | EPSS | EPSS | [16 empty] | Ground Inspection | [19 empty] | EPSS, | EPSS | EPSS | EPSS,Ground Inspection, | EPSS Ground Inspection | EPSS Ground Inspection | EPSS, | EPSS | EPSS |  |  |  | , | FALSE
WOODLAND 1107CB | EPSS | EPSS | EPSS | [36 empty] | EPSS, | EPSS | EPSS | EPSS, | EPSS | EPSS | EPSS, | EPSS | EPSS |  |  |  | , | FALSE
NORD 11062480 | EPSS | EPSS | EPSS | [15 empty] | Ground Inspection | [20 empty] | EPSS,Ground Inspection, | EPSS Ground Inspection | EPSS Ground Inspection | EPSS, | EPSS | EPSS | EPSS, | EPSS | EPSS |  |  |  | , | FALSE
STOCKDALE 11112172 | EPSS | EPSS | EPSS | [17 empty] | Ground Inspection | [18 empty] | EPSS, | EPSS | EPSS | EPSS, | EPSS | EPSS | EPSS,Ground Inspection, | EPSS Ground Inspection | EPSS Ground Inspection |  |  |  | , | FALSE
WOLFE 1104CB | EPSS | EPSS | EPSS | [15 empty] | Ground Inspection |  | Ground Inspection | [18 empty] | EPSS,Ground Inspection, | EPSS Ground Inspection | EPSS Ground Inspection | EPSS, | EPSS | EPSS | EPSS,Ground Inspection, | EPSS Ground Inspection | EPSS Ground Inspection |  |  |  | , | FALSE
BARTON 1108R3370 | EPSS | EPSS | EPSS | [15 empty] | Ground Inspection | [20 empty] | EPSS,Ground Inspection, | EPSS Ground Inspection | EPSS Ground Inspection | EPSS, | EPSS | EPSS | EPSS, | EPSS | EPSS |  |  |  | , | FALSE
WESTPARK 110857726 | EPSS | EPSS | EPSS | [16 empty] | Ground Inspection | Ground Inspection | [18 empty] | EPSS, | EPSS | EPSS | EPSS,Ground Inspection, | EPSS Ground Inspection | EPSS Ground Inspection | EPSS,Ground Inspection, | EPSS Ground Inspection | EPSS Ground Inspection |  |  |  | , | FALSE
TEVIS 2101CB | EPSS | EPSS | EPSS | [16 empty] | Ground Inspection | Ground Inspection | [18 empty] | EPSS, | EPSS | EPSS | EPSS,Ground Inspection, | EPSS Ground Inspection | EPSS Ground Inspection | EPSS,Ground Inspection, | EPSS Ground Inspection | EPSS Ground Inspection |  |  |  | , | FALSE
BAKERSFIELD 1118CB | EPSS | EPSS | EPSS | [36 empty] | EPSS, | EPSS | EPSS | EPSS, | EPSS | EPSS | EPSS, | EPSS | EPSS |  |  |  | , | FALSE
FIGARDEN 2108CB | EPSS | EPSS | EPSS | [17 empty] | Ground Inspection | [18 empty] | EPSS, | EPSS | EPSS | EPSS, | EPSS | EPSS | EPSS,Ground Inspection, | EPSS Ground Inspection | EPSS Ground Inspection |  |  |  | , | FALSE
BAY MEADOWS 110468208 | EPSS | EPSS | EPSS | [36 empty] | EPSS, | EPSS | EPSS | EPSS, | EPSS | EPSS | EPSS, | EPSS | EPSS |  |  |  | , | FALSE
DAVIS 1105CB | EPSS | EPSS | EPSS | [15 empty] | Ground Inspection | [20 empty] | EPSS,Ground Inspection, | EPSS Ground Inspection | EPSS Ground Inspection | EPSS, | EPSS | EPSS | EPSS, | EPSS | EPSS |  |  |  | , | FALSE
OAKLAND L 1103CR302 | EPSS | EPSS | EPSS | [15 empty] | Ground Inspection | [20 empty] | EPSS,Ground Inspection, | EPSS Ground Inspection | EPSS Ground Inspection | EPSS, | EPSS | EPSS | EPSS, | EPSS | EPSS |  |  |  | , | FALSE
LAWRENCE 1108CB | EPSS | EPSS | EPSS | [36 empty] | EPSS, | EPSS | EPSS | EPSS, | EPSS | EPSS | EPSS, | EPSS | EPSS |  |  |  | , | FALSE
EAST GRAND 1107CB | EPSS | EPSS | EPSS | [17 empty] | Ground Inspection | [18 empty] | EPSS, | EPSS | EPSS | EPSS, | EPSS | EPSS | EPSS,Ground Inspection, | EPSS Ground Inspection | EPSS Ground Inspection |  |  |  | , | FALSE
POTRERO PP (A) 1117CB | EPSS | EPSS | EPSS | [15 empty] | Ground Inspection | Ground Inspection | [19 empty] | EPSS,Ground Inspection, | EPSS Ground Inspection | EPSS Ground Inspection | EPSS,Ground Inspection, | EPSS Ground Inspection | EPSS Ground Inspection | EPSS, | EPSS | EPSS |  |  |  | , | FALSE
DEL MAR 2105CB | EPSS | EPSS | EPSS | [16 empty] | Ground Inspection | Ground Inspection | [18 empty] | EPSS, | EPSS | EPSS | EPSS,Ground Inspection, | EPSS Ground Inspection | EPSS Ground Inspection | EPSS,Ground Inspection, | EPSS Ground Inspection | EPSS Ground Inspection |  |  |  | , | FALSE
CLAYTON 2214CB | EPSS | EPSS | EPSS | [36 empty] | EPSS, | EPSS | EPSS | EPSS, | EPSS | EPSS | EPSS, | EPSS | EPSS |  |  |  | , | FALSE
FIGARDEN 211132482 | EPSS | EPSS | EPSS | [17 empty] | Ground Inspection | [18 empty] | EPSS, | EPSS | EPSS | EPSS, | EPSS | EPSS | EPSS,Ground Inspection, | EPSS Ground Inspection | EPSS Ground Inspection |  |  |  | , | FALSE
SONOMA 1106296492 | EPSS | EPSS | EPSS | [17 empty] | Ground Inspection | [7 empty] | Down Conductor Detection (DCD) | [10 empty] | EPSS, | EPSS | EPSS | EPSS,Down Conductor Detection (DCD), | EPSS Down Conductor Detection (DCD) | EPSS Down Conductor Detection (DCD) | EPSS,Ground Inspection, | EPSS Ground Inspection | EPSS Ground Inspection |  |  |  | , | FALSE
SF H 1111CB | EPSS | EPSS | EPSS | [15 empty] | Ground Inspection | Ground Inspection | [19 empty] | EPSS,Ground Inspection, | EPSS Ground Inspection | EPSS Ground Inspection | EPSS,Ground Inspection, | EPSS Ground Inspection | EPSS Ground Inspection | EPSS, | EPSS | EPSS |  |  |  | , | FALSE
GONZALES 1103CB | EPSS | EPSS | EPSS | [15 empty] | Ground Inspection | [20 empty] | EPSS,Ground Inspection, | EPSS Ground Inspection | EPSS Ground Inspection | EPSS, | EPSS | EPSS | EPSS, | EPSS | EPSS |  |  |  | , | FALSE
LARKIN (Y) 1127CB | EPSS | EPSS | EPSS | [15 empty] | Ground Inspection | [20 empty] | EPSS,Ground Inspection, | EPSS Ground Inspection | EPSS Ground Inspection | EPSS, | EPSS | EPSS | EPSS, | EPSS | EPSS |  |  |  | , | FALSE
OAKLAND L 1103CR300 | EPSS | EPSS | EPSS | [15 empty] | Ground Inspection | [20 empty] | EPSS,Ground Inspection, | EPSS Ground Inspection | EPSS Ground Inspection | EPSS, | EPSS | EPSS | EPSS, | EPSS | EPSS |  |  |  | , | FALSE
LAWRENCE 1109CB | EPSS | EPSS | EPSS | [36 empty] | EPSS, | EPSS | EPSS | EPSS, | EPSS | EPSS | EPSS, | EPSS | EPSS |  |  |  | , | FALSE
BELL 110950520 | EPSS | EPSS | EPSS | [36 empty] | EPSS, | EPSS | EPSS | EPSS, | EPSS | EPSS | EPSS, | EPSS | EPSS |  |  |  | , | FALSE
FIGARDEN 211132528 | EPSS | EPSS | EPSS | [17 empty] | Ground Inspection | [18 empty] | EPSS, | EPSS | EPSS | EPSS, | EPSS | EPSS | EPSS,Ground Inspection, | EPSS Ground Inspection | EPSS Ground Inspection |  |  |  | , | FALSE
ALTO 1125CB | EPSS | EPSS | EPSS | [15 empty] | Ground Inspection | Ground Inspection | Ground Inspection | Non-Pole Backlog |  | Non-Pole Backlog | [15 empty] | EPSS,Ground Inspection,Non-Pole Backlog, | EPSS Ground Inspection Non-Pole Backlog | EPSS Ground Inspection Non-Pole Backlog | EPSS,Ground Inspection, | EPSS Ground Inspection | EPSS Ground Inspection | EPSS,Ground Inspection,Non-Pole Backlog, | EPSS Ground Inspection Non-Pole Backlog | EPSS Ground Inspection Non-Pole Backlog |  |  |  | , | FALSE
FMC 1105CB | EPSS | EPSS | EPSS | [17 empty] | Ground Inspection | [18 empty] | EPSS, | EPSS | EPSS | EPSS, | EPSS | EPSS | EPSS,Ground Inspection, | EPSS Ground Inspection | EPSS Ground Inspection |  |  |  | , | FALSE
ATASCADERO 1101747522 | EPSS | EPSS | EPSS | [14 empty] | Aerial Inspection | Ground Inspection | Ground Inspection |  | Non-Pole Backlog | [17 empty] | EPSS,Ground Inspection,Non-Pole Backlog, | EPSS Ground Inspection Non-Pole Backlog | EPSS Ground Inspection Non-Pole Backlog | EPSS,Ground Inspection, | EPSS Ground Inspection | EPSS Ground Inspection | EPSS,Aerial Inspection, | EPSS Aerial Inspection | EPSS Aerial Inspection |  |  |  | , | FALSE
STAGG 110336598 | EPSS | EPSS | EPSS | [36 empty] | EPSS, | EPSS | EPSS | EPSS, | EPSS | EPSS | EPSS, | EPSS | EPSS |  |  |  | , | FALSE
OAKLAND D 1106CB | EPSS | EPSS | EPSS | [15 empty] | Ground Inspection | [20 empty] | EPSS,Ground Inspection, | EPSS Ground Inspection | EPSS Ground Inspection | EPSS, | EPSS | EPSS | EPSS, | EPSS | EPSS |  |  |  | , | FALSE
MILPITAS 2114CB | EPSS | EPSS | EPSS | [15 empty] | Ground Inspection | [20 empty] | EPSS,Ground Inspection, | EPSS Ground Inspection | EPSS Ground Inspection | EPSS, | EPSS | EPSS | EPSS, | EPSS | EPSS |  |  |  | , | FALSE
HUNTERS POINT (P) 110339072 | EPSS | EPSS | EPSS | [16 empty] | Ground Inspection | [19 empty] | EPSS, | EPSS | EPSS | EPSS,Ground Inspection, | EPSS Ground Inspection | EPSS Ground Inspection | EPSS, | EPSS | EPSS |  |  |  | , | FALSE
DEL MONTE 2102CB | EPSS | EPSS | EPSS | [15 empty] | Ground Inspection | [20 empty] | EPSS,Ground Inspection, | EPSS Ground Inspection | EPSS Ground Inspection | EPSS, | EPSS | EPSS | EPSS, | EPSS | EPSS |  |  |  | , | FALSE
SOLEDAD 2101775342 | EPSS | EPSS | EPSS | [17 empty] | Ground Inspection | [18 empty] | EPSS, | EPSS | EPSS | EPSS, | EPSS | EPSS | EPSS,Ground Inspection, | EPSS Ground Inspection | EPSS Ground Inspection |  |  |  | , | FALSE
KERN POWER 21032487 | EPSS | EPSS | EPSS | [16 empty] | Ground Inspection | [19 empty] | EPSS, | EPSS | EPSS | EPSS,Ground Inspection, | EPSS Ground Inspection | EPSS Ground Inspection | EPSS, | EPSS | EPSS |  |  |  | , | FALSE
SF H 110388014 | EPSS | EPSS | EPSS | [16 empty] | Ground Inspection | [19 empty] | EPSS, | EPSS | EPSS | EPSS,Ground Inspection, | EPSS Ground Inspection | EPSS Ground Inspection | EPSS, | EPSS | EPSS |  |  |  | , | FALSE
LAKEWOOD 1102CB | EPSS | EPSS | EPSS | [14 empty] | Aerial Inspection |  | Ground Inspection | [19 empty] | EPSS, | EPSS | EPSS | EPSS,Ground Inspection, | EPSS Ground Inspection | EPSS Ground Inspection | EPSS,Aerial Inspection, | EPSS Aerial Inspection | EPSS Aerial Inspection |  |  |  | , | FALSE
KEARNEY 1113CB | EPSS | EPSS | EPSS | [36 empty] | EPSS, | EPSS | EPSS | EPSS, | EPSS | EPSS | EPSS, | EPSS | EPSS |  |  |  | , | FALSE
WESTPARK 11091508 | EPSS | EPSS | EPSS | [16 empty] | Ground Inspection | [19 empty] | EPSS, | EPSS | EPSS | EPSS,Ground Inspection, | EPSS Ground Inspection | EPSS Ground Inspection | EPSS, | EPSS | EPSS |  |  |  | , | FALSE
DEL MONTE 2105176544 | EPSS | EPSS | EPSS | [15 empty] | Ground Inspection | Ground Inspection | Ground Inspection | [18 empty] | EPSS,Ground Inspection, | EPSS Ground Inspection | EPSS Ground Inspection | EPSS,Ground Inspection, | EPSS Ground Inspection | EPSS Ground Inspection | EPSS,Ground Inspection, | EPSS Ground Inspection | EPSS Ground Inspection |  |  |  | , | FALSE
KERN POWER 21054930 | EPSS | EPSS | EPSS | [16 empty] | Ground Inspection | [19 empty] | EPSS, | EPSS | EPSS | EPSS,Ground Inspection, | EPSS Ground Inspection | EPSS Ground Inspection | EPSS, | EPSS | EPSS |  |  |  | , | FALSE
DEL MAR 11032716 | EPSS | EPSS | EPSS | [16 empty] | Ground Inspection | [19 empty] | EPSS, | EPSS | EPSS | EPSS,Ground Inspection, | EPSS Ground Inspection | EPSS Ground Inspection | EPSS, | EPSS | EPSS |  |  |  | , | FALSE
OAKLAND L 1103CB | EPSS | EPSS | EPSS | [15 empty] | Ground Inspection | [20 empty] | EPSS,Ground Inspection, | EPSS Ground Inspection | EPSS Ground Inspection | EPSS, | EPSS | EPSS | EPSS, | EPSS | EPSS |  |  |  | , | FALSE
HICKS 2101XR548 | EPSS | EPSS | EPSS | [13 empty] | Aerial Inspection | Aerial Inspection | Ground Inspection | Ground Inspection | [10 empty] | Line Sensors | [8 empty] | EPSS,Ground Inspection,Line Sensors, | EPSS Ground Inspection Line Sensors | EPSS Ground Inspection Line Sensors | EPSS,Aerial Inspection,Ground Inspection, | EPSS Aerial Inspection Ground Inspection | EPSS Aerial Inspection Ground Inspection | EPSS,Aerial Inspection, | EPSS Aerial Inspection | EPSS Aerial Inspection |  |  |  | , | FALSE
WYANDOTTE 1103CB | EPSS | EPSS | EPSS | [13 empty] | Aerial Inspection |  | Ground Inspection |  | Ground Inspection | [18 empty] | EPSS,Ground Inspection, | EPSS Ground Inspection | EPSS Ground Inspection | EPSS,Aerial Inspection, | EPSS Aerial Inspection | EPSS Aerial Inspection | EPSS,Ground Inspection, | EPSS Ground Inspection | EPSS Ground Inspection |  |  |  | , | FALSE
EDENVALE 2105XR350 | EPSS | EPSS | EPSS | [36 empty] | EPSS, | EPSS | EPSS | EPSS, | EPSS | EPSS | EPSS, | EPSS | EPSS |  |  |  | , | FALSE
CASTRO VALLEY 1105MR236 | EPSS | EPSS | EPSS | [16 empty] | Ground Inspection | [8 empty] | Down Conductor Detection (DCD) | [10 empty] | EPSS, | EPSS | EPSS | EPSS,Ground Inspection,Down Conductor Detection (DCD), | EPSS Ground Inspection Down Conductor Detection (DCD) | EPSS Ground Inspection Down Conductor Detection (DCD) | EPSS, | EPSS | EPSS |  |  |  | , | FALSE
EDENVALE 1102CB | EPSS | EPSS | EPSS | [16 empty] | Ground Inspection | [19 empty] | EPSS, | EPSS | EPSS | EPSS,Ground Inspection, | EPSS Ground Inspection | EPSS Ground Inspection | EPSS, | EPSS | EPSS |  |  |  | , | FALSE
SF H 1111144648 | EPSS | EPSS | EPSS | [15 empty] | Ground Inspection | [20 empty] | EPSS,Ground Inspection, | EPSS Ground Inspection | EPSS Ground Inspection | EPSS, | EPSS | EPSS | EPSS, | EPSS | EPSS |  |  |  | , | FALSE
SAN RAFAEL 11051806 | EPSS | EPSS | EPSS | [16 empty] | Ground Inspection | [8 empty] | Down Conductor Detection (DCD) | [10 empty] | EPSS, | EPSS | EPSS | EPSS,Ground Inspection,Down Conductor Detection (DCD), | EPSS Ground Inspection Down Conductor Detection (DCD) | EPSS Ground Inspection Down Conductor Detection (DCD) | EPSS, | EPSS | EPSS |  |  |  | , | FALSE
MT EDEN 1107CB | EPSS | EPSS | EPSS | [17 empty] | Ground Inspection | [18 empty] | EPSS, | EPSS | EPSS | EPSS, | EPSS | EPSS | EPSS,Ground Inspection, | EPSS Ground Inspection | EPSS Ground Inspection |  |  |  | , | FALSE
COTTLE 1702CB | EPSS | EPSS | EPSS | [15 empty] | Ground Inspection |  | Ground Inspection | [18 empty] | EPSS,Ground Inspection, | EPSS Ground Inspection | EPSS Ground Inspection | EPSS, | EPSS | EPSS | EPSS,Ground Inspection, | EPSS Ground Inspection | EPSS Ground Inspection |  |  |  | , | FALSE
TAFT 110439520 | EPSS | EPSS | EPSS | [17 empty] | Ground Inspection | [18 empty] | EPSS, | EPSS | EPSS | EPSS, | EPSS | EPSS | EPSS,Ground Inspection, | EPSS Ground Inspection | EPSS Ground Inspection |  |  |  | , | FALSE
LINCOLN 1104685276 | EPSS | EPSS | EPSS | Undergrounding |  |  | Overhead Hardening | Overhead Hardening |  | Expulsion Fuse Replacement | [10 empty] | Ground Inspection | Non-Pole Backlog | [6 empty] | Down Conductor Detection (DCD) | [10 empty] | EPSS,Undergrounding,Overhead Hardening,Expulsion Fuse Replacement,Non-Pole Backlog, | EPSS Undergrounding Overhead Hardening Expulsion Fuse Replacement Non-Pole Backlog | EPSS Undergrounding Overhead Hardening Expulsion Fuse Replacement Non-Pole Backlog | EPSS,Overhead Hardening,Down Conductor Detection (DCD), | EPSS Overhead Hardening Down Conductor Detection (DCD) | EPSS Overhead Hardening Down Conductor Detection (DCD) | EPSS,Ground Inspection, | EPSS Ground Inspection | EPSS Ground Inspection |  |  |  | , | FALSE
WEST SACRAMENTO 1106CB | EPSS | EPSS | EPSS | [36 empty] | EPSS, | EPSS | EPSS | EPSS, | EPSS | EPSS | EPSS, | EPSS | EPSS |  |  |  | , | FALSE
MEADOW LANE 2103C510R | EPSS | EPSS | EPSS | [36 empty] | EPSS, | EPSS | EPSS | EPSS, | EPSS | EPSS | EPSS, | EPSS | EPSS |  |  |  | , | FALSE
KERN OIL 11104083 | EPSS | EPSS | EPSS | [16 empty] | Ground Inspection | [19 empty] | EPSS, | EPSS | EPSS | EPSS,Ground Inspection, | EPSS Ground Inspection | EPSS Ground Inspection | EPSS, | EPSS | EPSS |  |  |  | , | FALSE
WEST FRESNO 1106CB | EPSS | EPSS | EPSS | [15 empty] | Ground Inspection | [20 empty] | EPSS,Ground Inspection, | EPSS Ground Inspection | EPSS Ground Inspection | EPSS, | EPSS | EPSS | EPSS, | EPSS | EPSS |  |  |  | , | FALSE
MT EDEN 1110CB | EPSS | EPSS | EPSS | [16 empty] | Ground Inspection | Ground Inspection | [18 empty] | EPSS, | EPSS | EPSS | EPSS,Ground Inspection, | EPSS Ground Inspection | EPSS Ground Inspection | EPSS,Ground Inspection, | EPSS Ground Inspection | EPSS Ground Inspection |  |  |  | , | FALSE
POTRERO PP (A) 110198694 | EPSS | EPSS | EPSS | [15 empty] | Ground Inspection | [20 empty] | EPSS,Ground Inspection, | EPSS Ground Inspection | EPSS Ground Inspection | EPSS, | EPSS | EPSS | EPSS, | EPSS | EPSS |  |  |  | , | FALSE
HARDING 0402CB | EPSS | EPSS | EPSS | [15 empty] | Ground Inspection | Ground Inspection | [19 empty] | EPSS,Ground Inspection, | EPSS Ground Inspection | EPSS Ground Inspection | EPSS,Ground Inspection, | EPSS Ground Inspection | EPSS Ground Inspection | EPSS, | EPSS | EPSS |  |  |  | , | FALSE
GREENBRAE 1103CB | EPSS | EPSS | EPSS | [15 empty] | Ground Inspection | Ground Inspection | [19 empty] | EPSS,Ground Inspection, | EPSS Ground Inspection | EPSS Ground Inspection | EPSS,Ground Inspection, | EPSS Ground Inspection | EPSS Ground Inspection | EPSS, | EPSS | EPSS |  |  |  | , | FALSE
BAIR 1105CB | EPSS | EPSS | EPSS | [16 empty] | Ground Inspection | [19 empty] | EPSS, | EPSS | EPSS | EPSS,Ground Inspection, | EPSS Ground Inspection | EPSS Ground Inspection | EPSS, | EPSS | EPSS |  |  |  | , | FALSE
CHICO B 11052482 | EPSS | EPSS | EPSS | [15 empty] | Ground Inspection |  | Ground Inspection | [18 empty] | EPSS,Ground Inspection, | EPSS Ground Inspection | EPSS Ground Inspection | EPSS, | EPSS | EPSS | EPSS,Ground Inspection, | EPSS Ground Inspection | EPSS Ground Inspection |  |  |  | , | FALSE
MANTECA 170184188 | EPSS | EPSS | EPSS | [36 empty] | EPSS, | EPSS | EPSS | EPSS, | EPSS | EPSS | EPSS, | EPSS | EPSS |  |  |  | , | FALSE
KERN POWER 2104CB | EPSS | EPSS | EPSS | [16 empty] | Ground Inspection | Ground Inspection | [18 empty] | EPSS, | EPSS | EPSS | EPSS,Ground Inspection, | EPSS Ground Inspection | EPSS Ground Inspection | EPSS,Ground Inspection, | EPSS Ground Inspection | EPSS Ground Inspection |  |  |  | , | FALSE
STAGG 21088924 | EPSS | EPSS | EPSS | [16 empty] | Ground Inspection | [19 empty] | EPSS, | EPSS | EPSS | EPSS,Ground Inspection, | EPSS Ground Inspection | EPSS Ground Inspection | EPSS, | EPSS | EPSS |  |  |  | , | FALSE
NEWARK 12KV 1101CB | EPSS | EPSS | EPSS | [16 empty] | Ground Inspection | Ground Inspection | [18 empty] | EPSS, | EPSS | EPSS | EPSS,Ground Inspection, | EPSS Ground Inspection | EPSS Ground Inspection | EPSS,Ground Inspection, | EPSS Ground Inspection | EPSS Ground Inspection |  |  |  | , | FALSE
SUISUN 1110CB | EPSS | EPSS | EPSS | [17 empty] | Ground Inspection | [18 empty] | EPSS, | EPSS | EPSS | EPSS, | EPSS | EPSS | EPSS,Ground Inspection, | EPSS Ground Inspection | EPSS Ground Inspection |  |  |  | , | FALSE
LAS POSITAS 2105CB | EPSS | EPSS | EPSS | [15 empty] | Ground Inspection | [20 empty] | EPSS,Ground Inspection, | EPSS Ground Inspection | EPSS Ground Inspection | EPSS, | EPSS | EPSS | EPSS, | EPSS | EPSS |  |  |  | , | FALSE
STOCKTON A 1105CB | EPSS | EPSS | EPSS | [15 empty] | Ground Inspection | Ground Inspection | [19 empty] | EPSS,Ground Inspection, | EPSS Ground Inspection | EPSS Ground Inspection | EPSS,Ground Inspection, | EPSS Ground Inspection | EPSS Ground Inspection | EPSS, | EPSS | EPSS |  |  |  | , | FALSE
SAN JOSE B 1115CB | EPSS | EPSS | EPSS | [36 empty] | EPSS, | EPSS | EPSS | EPSS, | EPSS | EPSS | EPSS, | EPSS | EPSS |  |  |  | , | FALSE
MEADOW LANE 210890850 | EPSS | EPSS | EPSS | [36 empty] | EPSS, | EPSS | EPSS | EPSS, | EPSS | EPSS | EPSS, | EPSS | EPSS |  |  |  | , | FALSE
OAKLAND J 1117CB | EPSS | EPSS | EPSS | [17 empty] | Ground Inspection | [18 empty] | EPSS, | EPSS | EPSS | EPSS, | EPSS | EPSS | EPSS,Ground Inspection, | EPSS Ground Inspection | EPSS Ground Inspection |  |  |  | , | FALSE
WEST FRESNO 110936256 | EPSS | EPSS | EPSS | [15 empty] | Ground Inspection | [20 empty] | EPSS,Ground Inspection, | EPSS Ground Inspection | EPSS Ground Inspection | EPSS, | EPSS | EPSS | EPSS, | EPSS | EPSS |  |  |  | , | FALSE
BORDEN 1103CB | EPSS | EPSS | EPSS | [15 empty] | Ground Inspection | [20 empty] | EPSS,Ground Inspection, | EPSS Ground Inspection | EPSS Ground Inspection | EPSS, | EPSS | EPSS | EPSS, | EPSS | EPSS |  |  |  | , | FALSE
STOCKTON A 1107CB | EPSS | EPSS | EPSS | [15 empty] | Ground Inspection | [20 empty] | EPSS,Ground Inspection, | EPSS Ground Inspection | EPSS Ground Inspection | EPSS, | EPSS | EPSS | EPSS, | EPSS | EPSS |  |  |  | , | FALSE
STOCKTON A 110444086 | EPSS | EPSS | EPSS | [15 empty] | Ground Inspection | Ground Inspection | [19 empty] | EPSS,Ground Inspection, | EPSS Ground Inspection | EPSS Ground Inspection | EPSS,Ground Inspection, | EPSS Ground Inspection | EPSS Ground Inspection | EPSS, | EPSS | EPSS |  |  |  | , | FALSE
CHICO B 1101CB | EPSS | EPSS | EPSS | [15 empty] | Ground Inspection | [20 empty] | EPSS,Ground Inspection, | EPSS Ground Inspection | EPSS Ground Inspection | EPSS, | EPSS | EPSS | EPSS, | EPSS | EPSS |  |  |  | , | FALSE
SF E 1101CB | EPSS | EPSS | EPSS | [15 empty] | Ground Inspection | [20 empty] | EPSS,Ground Inspection, | EPSS Ground Inspection | EPSS Ground Inspection | EPSS, | EPSS | EPSS | EPSS, | EPSS | EPSS |  |  |  | , | FALSE
CALIFORNIA AVE 1116CB | EPSS | EPSS | EPSS | [15 empty] | Ground Inspection | [20 empty] | EPSS,Ground Inspection, | EPSS Ground Inspection | EPSS Ground Inspection | EPSS, | EPSS | EPSS | EPSS, | EPSS | EPSS |  |  |  | , | FALSE
DEL MAR 210631415 | EPSS | EPSS | EPSS | [36 empty] | EPSS, | EPSS | EPSS | EPSS, | EPSS | EPSS | EPSS, | EPSS | EPSS |  |  |  | , | FALSE
RED BLUFF 11041630 | EPSS | EPSS | EPSS | [13 empty] | Aerial Inspection |  | Ground Inspection | Ground Inspection | Ground Inspection | [6 empty] | Down Conductor Detection (DCD) | [11 empty] | EPSS,Ground Inspection,Down Conductor Detection (DCD), | EPSS Ground Inspection Down Conductor Detection (DCD) | EPSS Ground Inspection Down Conductor Detection (DCD) | EPSS,Aerial Inspection,Ground Inspection, | EPSS Aerial Inspection Ground Inspection | EPSS Aerial Inspection Ground Inspection | EPSS,Ground Inspection, | EPSS Ground Inspection | EPSS Ground Inspection |  | Line Removal |  | ,Line Removal, | Line Removal | Line Removal
TASSAJARA 2113MR280 | EPSS | EPSS | EPSS | [36 empty] | EPSS, | EPSS | EPSS | EPSS, | EPSS | EPSS | EPSS, | EPSS | EPSS |  |  |  | , | FALSE
LAKEWOOD 2223W540R | EPSS | EPSS | EPSS | [16 empty] | Ground Inspection | Ground Inspection | [18 empty] | EPSS, | EPSS | EPSS | EPSS,Ground Inspection, | EPSS Ground Inspection | EPSS Ground Inspection | EPSS,Ground Inspection, | EPSS Ground Inspection | EPSS Ground Inspection |  |  |  | , | FALSE
LAKEWOOD 222565266 | EPSS | EPSS | EPSS | [36 empty] | EPSS, | EPSS | EPSS | EPSS, | EPSS | EPSS | EPSS, | EPSS | EPSS |  |  |  | , | FALSE
BEAR VALLEY 21014500 | EPSS | EPSS | EPSS | [6 empty] | Expulsion Fuse Replacement |  |  | Surge Arrestor Replacement |  |  |  | Aerial Inspection | Aerial Inspection | Ground Inspection | Ground Inspection | Ground Inspection | [6 empty] | Down Conductor Detection (DCD) | [11 empty] | EPSS,Expulsion Fuse Replacement,Surge Arrestor Replacement,Ground Inspection,Down Conductor Detection (DCD), | EPSS Expulsion Fuse Replacement Surge Arrestor Replacement Ground Inspection Down Conductor Detection (DCD) | EPSS Expulsion Fuse Replacement Surge Arrestor Replacement Ground Inspection Down Conductor Detection (DCD) | EPSS,Aerial Inspection,Ground Inspection, | EPSS Aerial Inspection Ground Inspection | EPSS Aerial Inspection Ground Inspection | EPSS,Aerial Inspection,Ground Inspection, | EPSS Aerial Inspection Ground Inspection | EPSS Aerial Inspection Ground Inspection |  |  |  | , | FALSE
TIDEWATER 2105CB | EPSS | EPSS | EPSS | [15 empty] | Ground Inspection | [20 empty] | EPSS,Ground Inspection, | EPSS Ground Inspection | EPSS Ground Inspection | EPSS, | EPSS | EPSS | EPSS, | EPSS | EPSS |  |  |  | , | FALSE
TIDEWATER 21091784 | EPSS | EPSS | EPSS | [36 empty] | EPSS, | EPSS | EPSS | EPSS, | EPSS | EPSS | EPSS, | EPSS | EPSS |  |  |  | , | FALSE
CHICO A 1101CB | EPSS | EPSS | EPSS | [17 empty] | Ground Inspection | [18 empty] | EPSS, | EPSS | EPSS | EPSS, | EPSS | EPSS | EPSS,Ground Inspection, | EPSS Ground Inspection | EPSS Ground Inspection |  |  |  | , | FALSE
CALIFORNIA AVE 110663184 | EPSS | EPSS | EPSS | [15 empty] | Ground Inspection | [20 empty] | EPSS,Ground Inspection, | EPSS Ground Inspection | EPSS Ground Inspection | EPSS, | EPSS | EPSS | EPSS, | EPSS | EPSS |  |  |  | , | FALSE
FAIRVIEW 220893616 | EPSS | EPSS | EPSS | [15 empty] | Ground Inspection | [20 empty] | EPSS,Ground Inspection, | EPSS Ground Inspection | EPSS Ground Inspection | EPSS, | EPSS | EPSS | EPSS, | EPSS | EPSS |  |  |  | , | FALSE
SAN JOSE B 1112XR284 | EPSS | EPSS | EPSS | [17 empty] | Ground Inspection | [18 empty] | EPSS, | EPSS | EPSS | EPSS, | EPSS | EPSS | EPSS,Ground Inspection, | EPSS Ground Inspection | EPSS Ground Inspection |  |  |  | , | FALSE
OAKLAND C 1132CB | EPSS | EPSS | EPSS | [16 empty] | Ground Inspection | [19 empty] | EPSS, | EPSS | EPSS | EPSS,Ground Inspection, | EPSS Ground Inspection | EPSS Ground Inspection | EPSS, | EPSS | EPSS |  |  |  | , | FALSE
STOCKDALE 111114072 | EPSS | EPSS | EPSS | [17 empty] | Ground Inspection | [18 empty] | EPSS, | EPSS | EPSS | EPSS, | EPSS | EPSS | EPSS,Ground Inspection, | EPSS Ground Inspection | EPSS Ground Inspection |  |  |  | , | FALSE
MANTECA 1704CB | EPSS | EPSS | EPSS | [15 empty] | Ground Inspection | [20 empty] | EPSS,Ground Inspection, | EPSS Ground Inspection | EPSS Ground Inspection | EPSS, | EPSS | EPSS | EPSS, | EPSS | EPSS |  |  |  | , | FALSE
SARATOGA 1109CB | EPSS | EPSS | EPSS | [15 empty] | Ground Inspection | Ground Inspection | [19 empty] | EPSS,Ground Inspection, | EPSS Ground Inspection | EPSS Ground Inspection | EPSS,Ground Inspection, | EPSS Ground Inspection | EPSS Ground Inspection | EPSS, | EPSS | EPSS |  |  |  | , | FALSE
BERESFORD 0401CB | EPSS | EPSS | EPSS | [36 empty] | EPSS, | EPSS | EPSS | EPSS, | EPSS | EPSS | EPSS, | EPSS | EPSS |  |  |  | , | FALSE
EMBARCADERO (Z) 1114CB | EPSS | EPSS | EPSS | [36 empty] | EPSS, | EPSS | EPSS | EPSS, | EPSS | EPSS | EPSS, | EPSS | EPSS |  |  |  | , | FALSE
MANTECA 1707CB | EPSS | EPSS | EPSS | [36 empty] | EPSS, | EPSS | EPSS | EPSS, | EPSS | EPSS | EPSS, | EPSS | EPSS |  |  |  | , | FALSE
GEYSERVILLE 1101122 | EPSS | EPSS | EPSS | [13 empty] | Aerial Inspection | Aerial Inspection | Ground Inspection | Ground Inspection | [7 empty] | Down Conductor Detection (DCD) | [11 empty] | EPSS,Ground Inspection,Down Conductor Detection (DCD), | EPSS Ground Inspection Down Conductor Detection (DCD) | EPSS Ground Inspection Down Conductor Detection (DCD) | EPSS,Aerial Inspection,Ground Inspection, | EPSS Aerial Inspection Ground Inspection | EPSS Aerial Inspection Ground Inspection | EPSS,Aerial Inspection, | EPSS Aerial Inspection | EPSS Aerial Inspection |  |  |  | , | FALSE
WINDSOR 11025066 | EPSS | EPSS | EPSS | [36 empty] | EPSS, | EPSS | EPSS | EPSS, | EPSS | EPSS | EPSS, | EPSS | EPSS |  |  |  | , | FALSE
DIXON LANDING 2103CB | EPSS | EPSS | EPSS | [15 empty] | Ground Inspection |  | Ground Inspection | [18 empty] | EPSS,Ground Inspection, | EPSS Ground Inspection | EPSS Ground Inspection | EPSS, | EPSS | EPSS | EPSS,Ground Inspection, | EPSS Ground Inspection | EPSS Ground Inspection |  |  |  | , | FALSE
GREEN VALLEY 210412552 | EPSS | EPSS | EPSS | [36 empty] | EPSS, | EPSS | EPSS | EPSS, | EPSS | EPSS | EPSS, | EPSS | EPSS |  |  |  | , | FALSE
RENFRO 21071388 | EPSS | EPSS | EPSS | [16 empty] | Ground Inspection | [19 empty] | EPSS, | EPSS | EPSS | EPSS,Ground Inspection, | EPSS Ground Inspection | EPSS Ground Inspection | EPSS, | EPSS | EPSS |  |  |  | , | FALSE
CAROLANDS 04018886 | EPSS | EPSS | EPSS | [36 empty] | EPSS, | EPSS | EPSS | EPSS, | EPSS | EPSS | EPSS, | EPSS | EPSS |  |  |  | , | FALSE
PANAMA 2101CB | EPSS | EPSS | EPSS | [17 empty] | Ground Inspection | [18 empty] | EPSS, | EPSS | EPSS | EPSS, | EPSS | EPSS | EPSS,Ground Inspection, | EPSS Ground Inspection | EPSS Ground Inspection |  |  |  | , | FALSE
SONOMA 1104914376 | EPSS | EPSS | EPSS | [13 empty] | Aerial Inspection | Aerial Inspection | Ground Inspection | Ground Inspection | [7 empty] | Down Conductor Detection (DCD) | [11 empty] | EPSS,Ground Inspection,Down Conductor Detection (DCD), | EPSS Ground Inspection Down Conductor Detection (DCD) | EPSS Ground Inspection Down Conductor Detection (DCD) | EPSS,Aerial Inspection,Ground Inspection, | EPSS Aerial Inspection Ground Inspection | EPSS Aerial Inspection Ground Inspection | EPSS,Aerial Inspection, | EPSS Aerial Inspection | EPSS Aerial Inspection |  |  |  | , | FALSE
ALMADEN 1110CB | EPSS | EPSS | EPSS | [17 empty] | Ground Inspection | [18 empty] | EPSS, | EPSS | EPSS | EPSS, | EPSS | EPSS | EPSS,Ground Inspection, | EPSS Ground Inspection | EPSS Ground Inspection |  |  |  | , | FALSE
MILPITAS 2110XR276 | EPSS | EPSS | EPSS | [15 empty] | Ground Inspection | [20 empty] | EPSS,Ground Inspection, | EPSS Ground Inspection | EPSS Ground Inspection | EPSS, | EPSS | EPSS | EPSS, | EPSS | EPSS |  |  |  | , | FALSE
MANCHESTER 1109D6083 | EPSS | EPSS | EPSS | [36 empty] | EPSS, | EPSS | EPSS | EPSS, | EPSS | EPSS | EPSS, | EPSS | EPSS |  |  |  | , | FALSE
MAGUNDEN 2109CB | EPSS | EPSS | EPSS | [36 empty] | EPSS, | EPSS | EPSS | EPSS, | EPSS | EPSS | EPSS, | EPSS | EPSS |  |  |  | , | FALSE
MONTAGUE 2103CB | EPSS | EPSS | EPSS | [15 empty] | Ground Inspection | [20 empty] | EPSS,Ground Inspection, | EPSS Ground Inspection | EPSS Ground Inspection | EPSS, | EPSS | EPSS | EPSS, | EPSS | EPSS |  |  |  | , | FALSE
BRITTON 111477584 | EPSS | EPSS | EPSS | [17 empty] | Ground Inspection | [18 empty] | EPSS, | EPSS | EPSS | EPSS, | EPSS | EPSS | EPSS,Ground Inspection, | EPSS Ground Inspection | EPSS Ground Inspection |  |  |  | , | FALSE
LAKEWOOD 2223CB | EPSS | EPSS | EPSS | [16 empty] | Ground Inspection | Ground Inspection | [18 empty] | EPSS, | EPSS | EPSS | EPSS,Ground Inspection, | EPSS Ground Inspection | EPSS Ground Inspection | EPSS,Ground Inspection, | EPSS Ground Inspection | EPSS Ground Inspection |  |  |  | , | FALSE
HALF MOON BAY 1102CB | EPSS | EPSS | EPSS | [13 empty] | Aerial Inspection | Aerial Inspection | Ground Inspection | Ground Inspection | [19 empty] | EPSS,Ground Inspection, | EPSS Ground Inspection | EPSS Ground Inspection | EPSS,Aerial Inspection,Ground Inspection, | EPSS Aerial Inspection Ground Inspection | EPSS Aerial Inspection Ground Inspection | EPSS,Aerial Inspection, | EPSS Aerial Inspection | EPSS Aerial Inspection |  |  |  | , | FALSE
HARDING 0401CB | EPSS | EPSS | EPSS | [15 empty] | Ground Inspection | [20 empty] | EPSS,Ground Inspection, | EPSS Ground Inspection | EPSS Ground Inspection | EPSS, | EPSS | EPSS | EPSS, | EPSS | EPSS |  |  |  | , | FALSE
CALIFORNIA AVE 1108CB | EPSS | EPSS | EPSS | [15 empty] | Ground Inspection | [20 empty] | EPSS,Ground Inspection, | EPSS Ground Inspection | EPSS Ground Inspection | EPSS, | EPSS | EPSS | EPSS, | EPSS | EPSS |  |  |  | , | FALSE
MC KEE 110870535 | EPSS | EPSS | EPSS | [13 empty] | Aerial Inspection |  | Ground Inspection | Ground Inspection | [8 empty] | Down Conductor Detection (DCD) | [10 empty] | EPSS,Ground Inspection, | EPSS Ground Inspection | EPSS Ground Inspection | EPSS,Aerial Inspection,Ground Inspection,Down Conductor Detection (DCD), | EPSS Aerial Inspection Ground Inspection Down Conductor Detection (DCD) | EPSS Aerial Inspection Ground Inspection Down Conductor Detection (DCD) | EPSS, | EPSS | EPSS |  |  |  | , | FALSE
EDENVALE 2107CB | EPSS | EPSS | EPSS | [36 empty] | EPSS, | EPSS | EPSS | EPSS, | EPSS | EPSS | EPSS, | EPSS | EPSS |  |  |  | , | FALSE
MORGAN HILL 2109XR246 | EPSS | EPSS | EPSS | [13 empty] | Aerial Inspection |  | Ground Inspection | [11 empty] | Line Sensors | [8 empty] | EPSS,Ground Inspection,Line Sensors, | EPSS Ground Inspection Line Sensors | EPSS Ground Inspection Line Sensors | EPSS,Aerial Inspection, | EPSS Aerial Inspection | EPSS Aerial Inspection | EPSS, | EPSS | EPSS |  |  |  | , | FALSE
CHICO B 1105CB | EPSS | EPSS | EPSS | [15 empty] | Ground Inspection |  | Ground Inspection | [18 empty] | EPSS,Ground Inspection, | EPSS Ground Inspection | EPSS Ground Inspection | EPSS, | EPSS | EPSS | EPSS,Ground Inspection, | EPSS Ground Inspection | EPSS Ground Inspection |  |  |  | , | FALSE
BULLARD 1103CB | EPSS | EPSS | EPSS | [36 empty] | EPSS, | EPSS | EPSS | EPSS, | EPSS | EPSS | EPSS, | EPSS | EPSS |  |  |  | , | FALSE
CASTRO VALLEY 1110MR341 | EPSS | EPSS | EPSS | [36 empty] | EPSS, | EPSS | EPSS | EPSS, | EPSS | EPSS | EPSS, | EPSS | EPSS |  |  |  | , | FALSE
LAS POSITAS 2109MR419 | EPSS | EPSS | EPSS | [15 empty] | Ground Inspection | [20 empty] | EPSS,Ground Inspection, | EPSS Ground Inspection | EPSS Ground Inspection | EPSS, | EPSS | EPSS | EPSS, | EPSS | EPSS |  |  |  | , | FALSE
MANCHESTER 111255406 | EPSS | EPSS | EPSS | [17 empty] | Ground Inspection | [18 empty] | EPSS, | EPSS | EPSS | EPSS, | EPSS | EPSS | EPSS,Ground Inspection, | EPSS Ground Inspection | EPSS Ground Inspection |  |  |  | , | FALSE
EL CAPITAN 210990230 | EPSS | EPSS | EPSS | [15 empty] | Ground Inspection | [20 empty] | EPSS,Ground Inspection, | EPSS Ground Inspection | EPSS Ground Inspection | EPSS, | EPSS | EPSS | EPSS, | EPSS | EPSS |  |  |  | , | FALSE
ASHLAN AVE 110685038 | EPSS | EPSS | EPSS | [36 empty] | EPSS, | EPSS | EPSS | EPSS, | EPSS | EPSS | EPSS, | EPSS | EPSS |  |  |  | , | FALSE
EAST GRAND 1108693548 | EPSS | EPSS | EPSS | [17 empty] | Ground Inspection | [18 empty] | EPSS, | EPSS | EPSS | EPSS, | EPSS | EPSS | EPSS,Ground Inspection, | EPSS Ground Inspection | EPSS Ground Inspection |  |  |  | , | FALSE
COVELO 1101CB | EPSS | EPSS | EPSS | [36 empty] | EPSS, | EPSS | EPSS | EPSS, | EPSS | EPSS | EPSS, | EPSS | EPSS |  |  |  | , | FALSE
POINT ARENA 1101476 | EPSS | EPSS | EPSS | [6 empty] | Expulsion Fuse Replacement | Expulsion Fuse Replacement | [6 empty] | Aerial Inspection | Ground Inspection | Ground Inspection | [19 empty] | EPSS,Expulsion Fuse Replacement,Ground Inspection, | EPSS Expulsion Fuse Replacement Ground Inspection | EPSS Expulsion Fuse Replacement Ground Inspection | EPSS,Expulsion Fuse Replacement,Ground Inspection, | EPSS Expulsion Fuse Replacement Ground Inspection | EPSS Expulsion Fuse Replacement Ground Inspection | EPSS,Aerial Inspection, | EPSS Aerial Inspection | EPSS Aerial Inspection |  |  |  | , | FALSE
SYCAMORE CREEK 110272104 | EPSS | EPSS | EPSS | [15 empty] | Ground Inspection | [20 empty] | EPSS,Ground Inspection, | EPSS Ground Inspection | EPSS Ground Inspection | EPSS, | EPSS | EPSS | EPSS, | EPSS | EPSS |  |  |  | , | FALSE
DEL MONTE 2103CB | EPSS | EPSS | EPSS | [15 empty] | Ground Inspection | [11 empty] | Line Sensors | [8 empty] | EPSS,Ground Inspection,Line Sensors, | EPSS Ground Inspection Line Sensors | EPSS Ground Inspection Line Sensors | EPSS, | EPSS | EPSS | EPSS, | EPSS | EPSS |  |  |  | , | FALSE
EVERGREEN 2104CB | EPSS | EPSS | EPSS | [16 empty] | Ground Inspection | Ground Inspection | [18 empty] | EPSS, | EPSS | EPSS | EPSS,Ground Inspection, | EPSS Ground Inspection | EPSS Ground Inspection | EPSS,Ground Inspection, | EPSS Ground Inspection | EPSS Ground Inspection |  |  |  | , | FALSE
MEADOW LANE 2105CB | EPSS | EPSS | EPSS | [36 empty] | EPSS, | EPSS | EPSS | EPSS, | EPSS | EPSS | EPSS, | EPSS | EPSS |  |  |  | , | FALSE
NEWARK 12KV 1108CB | EPSS | EPSS | EPSS | [16 empty] | Ground Inspection | Ground Inspection | [18 empty] | EPSS, | EPSS | EPSS | EPSS,Ground Inspection, | EPSS Ground Inspection | EPSS Ground Inspection | EPSS,Ground Inspection, | EPSS Ground Inspection | EPSS Ground Inspection |  |  |  | , | FALSE
BELL 111050182 | EPSS | EPSS | EPSS | [36 empty] | EPSS, | EPSS | EPSS | EPSS, | EPSS | EPSS | EPSS, | EPSS | EPSS |  |  |  | , | FALSE
NAPA 1110CB | EPSS | EPSS | EPSS | [15 empty] | Ground Inspection | [20 empty] | EPSS,Ground Inspection, | EPSS Ground Inspection | EPSS Ground Inspection | EPSS, | EPSS | EPSS | EPSS, | EPSS | EPSS |  |  |  | , | FALSE
GALLO 1102CB | EPSS | EPSS | EPSS | [17 empty] | Ground Inspection | [18 empty] | EPSS, | EPSS | EPSS | EPSS, | EPSS | EPSS | EPSS,Ground Inspection, | EPSS Ground Inspection | EPSS Ground Inspection |  |  |  | , | FALSE
BELLE HAVEN 1105819370 | EPSS | EPSS | EPSS | [16 empty] | Ground Inspection | Ground Inspection | [18 empty] | EPSS, | EPSS | EPSS | EPSS,Ground Inspection, | EPSS Ground Inspection | EPSS Ground Inspection | EPSS,Ground Inspection, | EPSS Ground Inspection | EPSS Ground Inspection |  |  |  | , | FALSE
BELLEVUE 21015092 | EPSS | EPSS | EPSS | [36 empty] | EPSS, | EPSS | EPSS | EPSS, | EPSS | EPSS | EPSS, | EPSS | EPSS |  |  |  | , | FALSE
CASTRO VALLEY 1110MR525 | EPSS | EPSS | EPSS | [14 empty] | Aerial Inspection |  | Ground Inspection | [19 empty] | EPSS, | EPSS | EPSS | EPSS,Ground Inspection, | EPSS Ground Inspection | EPSS Ground Inspection | EPSS,Aerial Inspection, | EPSS Aerial Inspection | EPSS Aerial Inspection |  |  |  | , | FALSE
MOUNTAIN VIEW 1112CB | EPSS | EPSS | EPSS | [17 empty] | Ground Inspection | [18 empty] | EPSS, | EPSS | EPSS | EPSS, | EPSS | EPSS | EPSS,Ground Inspection, | EPSS Ground Inspection | EPSS Ground Inspection |  |  |  | , | FALSE
ROSSMOOR 110542088 | EPSS | EPSS | EPSS | [16 empty] | Ground Inspection | Ground Inspection | [18 empty] | EPSS, | EPSS | EPSS | EPSS,Ground Inspection, | EPSS Ground Inspection | EPSS Ground Inspection | EPSS,Ground Inspection, | EPSS Ground Inspection | EPSS Ground Inspection |  |  |  | , | FALSE
DEL MONTE 2105CB | EPSS | EPSS | EPSS | [13 empty] | Aerial Inspection |  | Ground Inspection | [20 empty] | EPSS,Ground Inspection, | EPSS Ground Inspection | EPSS Ground Inspection | EPSS,Aerial Inspection, | EPSS Aerial Inspection | EPSS Aerial Inspection | EPSS, | EPSS | EPSS |  |  |  | , | FALSE
TAFT 11013512 | EPSS | EPSS | EPSS | [17 empty] | Ground Inspection | [18 empty] | EPSS, | EPSS | EPSS | EPSS, | EPSS | EPSS | EPSS,Ground Inspection, | EPSS Ground Inspection | EPSS Ground Inspection |  |  |  | , | FALSE
BARTON 1108CB | EPSS | EPSS | EPSS | [15 empty] | Ground Inspection | [20 empty] | EPSS,Ground Inspection, | EPSS Ground Inspection | EPSS Ground Inspection | EPSS, | EPSS | EPSS | EPSS, | EPSS | EPSS |  |  |  | , | FALSE
NEWARK 21KV 2107CB | EPSS | EPSS | EPSS | [17 empty] | Ground Inspection | [18 empty] | EPSS, | EPSS | EPSS | EPSS, | EPSS | EPSS | EPSS,Ground Inspection, | EPSS Ground Inspection | EPSS Ground Inspection |  |  |  | , | FALSE
FAIRVIEW 2207M500R | EPSS | EPSS | EPSS | [15 empty] | Ground Inspection | [20 empty] | EPSS,Ground Inspection, | EPSS Ground Inspection | EPSS Ground Inspection | EPSS, | EPSS | EPSS | EPSS, | EPSS | EPSS |  |  |  | , | FALSE
7TH STANDARD 210281004 | EPSS | EPSS | EPSS | [16 empty] | Ground Inspection | [19 empty] | EPSS, | EPSS | EPSS | EPSS,Ground Inspection, | EPSS Ground Inspection | EPSS Ground Inspection | EPSS, | EPSS | EPSS |  |  |  | , | FALSE
CALIFORNIA AVE 1108839702 | EPSS | EPSS | EPSS | [15 empty] | Ground Inspection | [20 empty] | EPSS,Ground Inspection, | EPSS Ground Inspection | EPSS Ground Inspection | EPSS, | EPSS | EPSS | EPSS, | EPSS | EPSS |  |  |  | , | FALSE
DALY CITY 1104CB | EPSS | EPSS | EPSS | [15 empty] | Ground Inspection | Ground Inspection | [19 empty] | EPSS,Ground Inspection, | EPSS Ground Inspection | EPSS Ground Inspection | EPSS,Ground Inspection, | EPSS Ground Inspection | EPSS Ground Inspection | EPSS, | EPSS | EPSS |  |  |  | , | FALSE
WEST SACRAMENTO 1108599922 | EPSS | EPSS | EPSS | [36 empty] | EPSS, | EPSS | EPSS | EPSS, | EPSS | EPSS | EPSS, | EPSS | EPSS |  |  |  | , | FALSE
FORT BRAGG A 110436526 | EPSS | EPSS | EPSS | [14 empty] | Aerial Inspection |  | Ground Inspection | [10 empty] | Line Sensors | [8 empty] | EPSS,Line Sensors, | EPSS Line Sensors | EPSS Line Sensors | EPSS,Ground Inspection, | EPSS Ground Inspection | EPSS Ground Inspection | EPSS,Aerial Inspection, | EPSS Aerial Inspection | EPSS Aerial Inspection |  |  |  | , | FALSE
LIVERMORE 11036792 | EPSS | EPSS | EPSS | [15 empty] | Ground Inspection | [20 empty] | EPSS,Ground Inspection, | EPSS Ground Inspection | EPSS Ground Inspection | EPSS, | EPSS | EPSS | EPSS, | EPSS | EPSS |  |  |  | , | FALSE
BELMONT 110347804 | EPSS | EPSS | EPSS | [14 empty] | Aerial Inspection | Ground Inspection | Ground Inspection | [19 empty] | EPSS,Ground Inspection, | EPSS Ground Inspection | EPSS Ground Inspection | EPSS,Ground Inspection, | EPSS Ground Inspection | EPSS Ground Inspection | EPSS,Aerial Inspection, | EPSS Aerial Inspection | EPSS Aerial Inspection |  |  |  | , | FALSE
ASHLAN AVE 211931576 | EPSS | EPSS | EPSS | [17 empty] | Ground Inspection | [18 empty] | EPSS, | EPSS | EPSS | EPSS, | EPSS | EPSS | EPSS,Ground Inspection, | EPSS Ground Inspection | EPSS Ground Inspection |  |  |  | , | FALSE
CASTRO VALLEY 1108MR580 | EPSS | EPSS | EPSS | [16 empty] | Ground Inspection | [19 empty] | EPSS, | EPSS | EPSS | EPSS,Ground Inspection, | EPSS Ground Inspection | EPSS Ground Inspection | EPSS, | EPSS | EPSS |  |  |  | , | FALSE
CONTRA COSTA 2103304858 | EPSS | EPSS | EPSS | [36 empty] | EPSS, | EPSS | EPSS | EPSS, | EPSS | EPSS | EPSS, | EPSS | EPSS |  |  |  | , | FALSE
PAUL SWEET 2102156208 | EPSS | EPSS | EPSS | [17 empty] | Ground Inspection | [18 empty] | EPSS, | EPSS | EPSS | EPSS, | EPSS | EPSS | EPSS,Ground Inspection, | EPSS Ground Inspection | EPSS Ground Inspection |  |  |  | , | FALSE
DEEPWATER 110522130 | EPSS | EPSS | EPSS | [36 empty] | EPSS, | EPSS | EPSS | EPSS, | EPSS | EPSS | EPSS, | EPSS | EPSS |  |  |  | , | FALSE
LAKEWOOD 2107CB | EPSS | EPSS | EPSS | [36 empty] | EPSS, | EPSS | EPSS | EPSS, | EPSS | EPSS | EPSS, | EPSS | EPSS |  |  |  | , | FALSE
FIGARDEN 2112R3150 | EPSS | EPSS | EPSS | [17 empty] | Ground Inspection | [18 empty] | EPSS, | EPSS | EPSS | EPSS, | EPSS | EPSS | EPSS,Ground Inspection, | EPSS Ground Inspection | EPSS Ground Inspection |  |  |  | , | FALSE
KERN OIL 11035247 | EPSS | EPSS | EPSS | [16 empty] | Ground Inspection | [19 empty] | EPSS, | EPSS | EPSS | EPSS,Ground Inspection, | EPSS Ground Inspection | EPSS Ground Inspection | EPSS, | EPSS | EPSS |  |  |  | , | FALSE
SILVERADO 21023010 | EPSS | EPSS | EPSS | [13 empty] | Aerial Inspection |  | Ground Inspection |  | Ground Inspection | [18 empty] | EPSS,Ground Inspection, | EPSS Ground Inspection | EPSS Ground Inspection | EPSS,Aerial Inspection, | EPSS Aerial Inspection | EPSS Aerial Inspection | EPSS,Ground Inspection, | EPSS Ground Inspection | EPSS Ground Inspection |  |  |  | , | FALSE
LAKEWOOD 2112W513R | EPSS | EPSS | EPSS | [17 empty] | Ground Inspection | [18 empty] | EPSS, | EPSS | EPSS | EPSS, | EPSS | EPSS | EPSS,Ground Inspection, | EPSS Ground Inspection | EPSS Ground Inspection |  |  |  | , | FALSE
NOTRE DAME 110287268 | EPSS | EPSS | EPSS | [17 empty] | Ground Inspection | [18 empty] | EPSS, | EPSS | EPSS | EPSS, | EPSS | EPSS | EPSS,Ground Inspection, | EPSS Ground Inspection | EPSS Ground Inspection |  |  |  | , | FALSE
ASHLAN AVE 1103CB | EPSS | EPSS | EPSS | [17 empty] | Ground Inspection | [18 empty] | EPSS, | EPSS | EPSS | EPSS, | EPSS | EPSS | EPSS,Ground Inspection, | EPSS Ground Inspection | EPSS Ground Inspection |  |  |  | , | FALSE
OAKLAND D 1111BR268 | EPSS | EPSS | EPSS | [16 empty] | Ground Inspection | Ground Inspection | [18 empty] | EPSS, | EPSS | EPSS | EPSS,Ground Inspection, | EPSS Ground Inspection | EPSS Ground Inspection | EPSS,Ground Inspection, | EPSS Ground Inspection | EPSS Ground Inspection |  |  |  | , | FALSE
MONROE 210765424 | EPSS | EPSS | EPSS | [13 empty] | Aerial Inspection |  | Ground Inspection | Ground Inspection | Ground Inspection | [18 empty] | EPSS,Ground Inspection, | EPSS Ground Inspection | EPSS Ground Inspection | EPSS,Aerial Inspection,Ground Inspection, | EPSS Aerial Inspection Ground Inspection | EPSS Aerial Inspection Ground Inspection | EPSS,Ground Inspection, | EPSS Ground Inspection | EPSS Ground Inspection |  |  |  | , | FALSE
PUEBLO 2101CB | EPSS | EPSS | EPSS | [16 empty] | Ground Inspection | [19 empty] | EPSS, | EPSS | EPSS | EPSS,Ground Inspection, | EPSS Ground Inspection | EPSS Ground Inspection | EPSS, | EPSS | EPSS |  |  |  | , | FALSE
WESTPARK 11104871 | EPSS | EPSS | EPSS | [16 empty] | Ground Inspection | Ground Inspection | [18 empty] | EPSS, | EPSS | EPSS | EPSS,Ground Inspection, | EPSS Ground Inspection | EPSS Ground Inspection | EPSS,Ground Inspection, | EPSS Ground Inspection | EPSS Ground Inspection |  |  |  | , | FALSE
CHICO B 11032464 | EPSS | EPSS | EPSS | [15 empty] | Ground Inspection | [20 empty] | EPSS,Ground Inspection, | EPSS Ground Inspection | EPSS Ground Inspection | EPSS, | EPSS | EPSS | EPSS, | EPSS | EPSS |  |  |  | , | FALSE
WOODLAND 1105CB | EPSS | EPSS | EPSS | [36 empty] | EPSS, | EPSS | EPSS | EPSS, | EPSS | EPSS | EPSS, | EPSS | EPSS |  |  |  | , | FALSE
BAKERSFIELD 210913182 | EPSS | EPSS | EPSS | [36 empty] | EPSS, | EPSS | EPSS | EPSS, | EPSS | EPSS | EPSS, | EPSS | EPSS |  |  |  | , | FALSE
RED BLUFF 11051564 | EPSS | EPSS | EPSS | [14 empty] | Aerial Inspection | Ground Inspection | Ground Inspection | Ground Inspection | [6 empty] | Down Conductor Detection (DCD) | [11 empty] | EPSS,Ground Inspection,Down Conductor Detection (DCD), | EPSS Ground Inspection Down Conductor Detection (DCD) | EPSS Ground Inspection Down Conductor Detection (DCD) | EPSS,Ground Inspection, | EPSS Ground Inspection | EPSS Ground Inspection | EPSS,Aerial Inspection,Ground Inspection, | EPSS Aerial Inspection Ground Inspection | EPSS Aerial Inspection Ground Inspection |  |  |  | , | FALSE
POTRERO PP (A) 1108CB | EPSS | EPSS | EPSS | [15 empty] | Ground Inspection | [20 empty] | EPSS,Ground Inspection, | EPSS Ground Inspection | EPSS Ground Inspection | EPSS, | EPSS | EPSS | EPSS, | EPSS | EPSS |  |  |  | , | FALSE
SUISUN 1103CB | EPSS | EPSS | EPSS | [36 empty] | EPSS, | EPSS | EPSS | EPSS, | EPSS | EPSS | EPSS, | EPSS | EPSS |  |  |  | , | FALSE
BARTON 110841140 | EPSS | EPSS | EPSS | [15 empty] | Ground Inspection | [20 empty] | EPSS,Ground Inspection, | EPSS Ground Inspection | EPSS Ground Inspection | EPSS, | EPSS | EPSS | EPSS, | EPSS | EPSS |  |  |  | , | FALSE
KIRKER 210695832 | EPSS | EPSS | EPSS | [36 empty] | EPSS, | EPSS | EPSS | EPSS, | EPSS | EPSS | EPSS, | EPSS | EPSS |  |  |  | , | FALSE
CONTRA COSTA 2114CB | EPSS | EPSS | EPSS | [16 empty] | Ground Inspection | [19 empty] | EPSS, | EPSS | EPSS | EPSS,Ground Inspection, | EPSS Ground Inspection | EPSS Ground Inspection | EPSS, | EPSS | EPSS |  |  |  | , | FALSE
ASHLAN AVE 1104CB | EPSS | EPSS | EPSS | [17 empty] | Ground Inspection | [18 empty] | EPSS, | EPSS | EPSS | EPSS, | EPSS | EPSS | EPSS,Ground Inspection, | EPSS Ground Inspection | EPSS Ground Inspection |  |  |  | , | FALSE
PITTSBURG 0402CB | EPSS | EPSS | EPSS | [36 empty] | EPSS, | EPSS | EPSS | EPSS, | EPSS | EPSS | EPSS, | EPSS | EPSS |  |  |  | , | FALSE
COTTLE 170490360 | EPSS | EPSS | EPSS | [15 empty] | Ground Inspection | [20 empty] | EPSS,Ground Inspection, | EPSS Ground Inspection | EPSS Ground Inspection | EPSS, | EPSS | EPSS | EPSS, | EPSS | EPSS |  |  |  | , | FALSE
EAST GRAND 1107540874 | EPSS | EPSS | EPSS | [36 empty] | EPSS, | EPSS | EPSS | EPSS, | EPSS | EPSS | EPSS, | EPSS | EPSS |  |  |  | , | FALSE
SYCAMORE CREEK 1104CB | EPSS | EPSS | EPSS | [17 empty] | Ground Inspection | [18 empty] | EPSS, | EPSS | EPSS | EPSS, | EPSS | EPSS | EPSS,Ground Inspection, | EPSS Ground Inspection | EPSS Ground Inspection |  |  |  | , | FALSE
EDES 1101CR354 | EPSS | EPSS | EPSS | [36 empty] | EPSS, | EPSS | EPSS | EPSS, | EPSS | EPSS | EPSS, | EPSS | EPSS |  |  |  | , | FALSE
MEADOW LANE 210865456 | EPSS | EPSS | EPSS | [36 empty] | EPSS, | EPSS | EPSS | EPSS, | EPSS | EPSS | EPSS, | EPSS | EPSS |  |  |  | , | FALSE
CONTRA COSTA 210313962 | EPSS | EPSS | EPSS | [36 empty] | EPSS, | EPSS | EPSS | EPSS, | EPSS | EPSS | EPSS, | EPSS | EPSS |  |  |  | , | FALSE
BELMONT 1103CB | EPSS | EPSS | EPSS | [15 empty] | Ground Inspection | Ground Inspection | [19 empty] | EPSS,Ground Inspection, | EPSS Ground Inspection | EPSS Ground Inspection | EPSS,Ground Inspection, | EPSS Ground Inspection | EPSS Ground Inspection | EPSS, | EPSS | EPSS |  |  |  | , | FALSE
STAFFORD 11026121 | EPSS | EPSS | EPSS | [17 empty] | Ground Inspection | [7 empty] | Down Conductor Detection (DCD) | [10 empty] | EPSS, | EPSS | EPSS | EPSS,Down Conductor Detection (DCD), | EPSS Down Conductor Detection (DCD) | EPSS Down Conductor Detection (DCD) | EPSS,Ground Inspection, | EPSS Ground Inspection | EPSS Ground Inspection |  |  |  | , | FALSE
TASSAJARA 210865438 | EPSS | EPSS | EPSS | [16 empty] | Ground Inspection | [19 empty] | EPSS, | EPSS | EPSS | EPSS,Ground Inspection, | EPSS Ground Inspection | EPSS Ground Inspection | EPSS, | EPSS | EPSS |  |  |  | , | FALSE
STOCKTON A 0404CB | EPSS | EPSS | EPSS | [15 empty] | Ground Inspection | [20 empty] | EPSS,Ground Inspection, | EPSS Ground Inspection | EPSS Ground Inspection | EPSS, | EPSS | EPSS | EPSS, | EPSS | EPSS |  |  |  | , | FALSE
WEST FRESNO 1104CB | EPSS | EPSS | EPSS | [15 empty] | Ground Inspection | [20 empty] | EPSS,Ground Inspection, | EPSS Ground Inspection | EPSS Ground Inspection | EPSS, | EPSS | EPSS | EPSS, | EPSS | EPSS |  |  |  | , | FALSE
SAN RAFAEL 110991742 | EPSS | EPSS | EPSS | [25 empty] | Down Conductor Detection (DCD) | [10 empty] | EPSS, | EPSS | EPSS | EPSS,Down Conductor Detection (DCD), | EPSS Down Conductor Detection (DCD) | EPSS Down Conductor Detection (DCD) | EPSS, | EPSS | EPSS |  |  |  | , | FALSE
ALTO 11256405 | EPSS | EPSS | EPSS | [15 empty] | Ground Inspection |  | Ground Inspection | [7 empty] | Down Conductor Detection (DCD) | [10 empty] | EPSS,Ground Inspection, | EPSS Ground Inspection | EPSS Ground Inspection | EPSS,Down Conductor Detection (DCD), | EPSS Down Conductor Detection (DCD) | EPSS Down Conductor Detection (DCD) | EPSS,Ground Inspection, | EPSS Ground Inspection | EPSS Ground Inspection |  |  |  | , | FALSE
SAN JOSE A 0404CB | EPSS | EPSS | EPSS | [36 empty] | EPSS, | EPSS | EPSS | EPSS, | EPSS | EPSS | EPSS, | EPSS | EPSS |  |  |  | , | FALSE
WHEATLAND 1105248490 | EPSS | EPSS | EPSS | [6 empty] | Expulsion Fuse Replacement | Expulsion Fuse Replacement | [6 empty] | Aerial Inspection | Ground Inspection | Ground Inspection | Ground Inspection | [7 empty] | Down Conductor Detection (DCD) | [10 empty] | EPSS,Expulsion Fuse Replacement,Ground Inspection, | EPSS Expulsion Fuse Replacement Ground Inspection | EPSS Expulsion Fuse Replacement Ground Inspection | EPSS,Expulsion Fuse Replacement,Ground Inspection,Down Conductor Detection (DCD), | EPSS Expulsion Fuse Replacement Ground Inspection Down Conductor Detection (DCD) | EPSS Expulsion Fuse Replacement Ground Inspection Down Conductor Detection (DCD) | EPSS,Aerial Inspection,Ground Inspection, | EPSS Aerial Inspection Ground Inspection | EPSS Aerial Inspection Ground Inspection |  |  |  | , | FALSE
SALINAS 1104CB | EPSS | EPSS | EPSS | [17 empty] | Ground Inspection | [18 empty] | EPSS, | EPSS | EPSS | EPSS, | EPSS | EPSS | EPSS,Ground Inspection, | EPSS Ground Inspection | EPSS Ground Inspection |  |  |  | , | FALSE
BUTTE 1105CB | EPSS | EPSS | EPSS | [36 empty] | EPSS, | EPSS | EPSS | EPSS, | EPSS | EPSS | EPSS, | EPSS | EPSS |  |  |  | , | FALSE
SAN RAMON 2111CB | EPSS | EPSS | EPSS | [36 empty] | EPSS, | EPSS | EPSS | EPSS, | EPSS | EPSS | EPSS, | EPSS | EPSS |  |  |  | , | FALSE
ALTO 1121CB | EPSS | EPSS | EPSS | [15 empty] | Ground Inspection | Ground Inspection | [19 empty] | EPSS,Ground Inspection, | EPSS Ground Inspection | EPSS Ground Inspection | EPSS,Ground Inspection, | EPSS Ground Inspection | EPSS Ground Inspection | EPSS, | EPSS | EPSS |  |  |  | , | FALSE
CHOLAME 2102X16 | EPSS | EPSS | EPSS | [9 empty] | Surge Arrestor Replacement |  |  |  |  | Aerial Inspection |  | Ground Inspection | Ground Inspection | [7 empty] | Down Conductor Detection (DCD) | [10 empty] | EPSS,Surge Arrestor Replacement, | EPSS Surge Arrestor Replacement | EPSS Surge Arrestor Replacement | EPSS,Ground Inspection,Down Conductor Detection (DCD), | EPSS Ground Inspection Down Conductor Detection (DCD) | EPSS Ground Inspection Down Conductor Detection (DCD) | EPSS,Aerial Inspection,Ground Inspection, | EPSS Aerial Inspection Ground Inspection | EPSS Aerial Inspection Ground Inspection |  |  |  | , | FALSE
SONOMA 1105513138 | EPSS | EPSS | EPSS | [17 empty] | Ground Inspection | [18 empty] | EPSS, | EPSS | EPSS | EPSS, | EPSS | EPSS | EPSS,Ground Inspection, | EPSS Ground Inspection | EPSS Ground Inspection |  |  |  | , | FALSE
MOSHER 21079614 | EPSS | EPSS | EPSS | [36 empty] | EPSS, | EPSS | EPSS | EPSS, | EPSS | EPSS | EPSS, | EPSS | EPSS |  |  |  | , | FALSE
SAN RAFAEL 1101312 | EPSS | EPSS | EPSS | [15 empty] | Ground Inspection |  | Ground Inspection | [7 empty] | Down Conductor Detection (DCD) | [10 empty] | EPSS,Ground Inspection, | EPSS Ground Inspection | EPSS Ground Inspection | EPSS,Down Conductor Detection (DCD), | EPSS Down Conductor Detection (DCD) | EPSS Down Conductor Detection (DCD) | EPSS,Ground Inspection, | EPSS Ground Inspection | EPSS Ground Inspection |  |  |  | , | FALSE
WALNUT CREEK 0403CB | EPSS | EPSS | EPSS | [36 empty] | EPSS, | EPSS | EPSS | EPSS, | EPSS | EPSS | EPSS, | EPSS | EPSS |  |  |  | , | FALSE
HOLLISTER 210347052 | EPSS | EPSS | EPSS | [36 empty] | EPSS, | EPSS | EPSS | EPSS, | EPSS | EPSS | EPSS, | EPSS | EPSS |  |  |  | , | FALSE
STOCKTON A 110611700 | EPSS | EPSS | EPSS | [15 empty] | Ground Inspection | Ground Inspection | [19 empty] | EPSS,Ground Inspection, | EPSS Ground Inspection | EPSS Ground Inspection | EPSS,Ground Inspection, | EPSS Ground Inspection | EPSS Ground Inspection | EPSS, | EPSS | EPSS |  |  |  | , | FALSE
OAKLAND D 1133CR290 | EPSS | EPSS | EPSS | [15 empty] | Ground Inspection | [20 empty] | EPSS,Ground Inspection, | EPSS Ground Inspection | EPSS Ground Inspection | EPSS, | EPSS | EPSS | EPSS, | EPSS | EPSS |  |  |  | , | FALSE
TRACY 1105CB | EPSS | EPSS | EPSS | [36 empty] | EPSS, | EPSS | EPSS | EPSS, | EPSS | EPSS | EPSS, | EPSS | EPSS |  |  |  | , | FALSE
COLUMBUS 111077274 | EPSS | EPSS | EPSS | [36 empty] | EPSS, | EPSS | EPSS | EPSS, | EPSS | EPSS | EPSS, | EPSS | EPSS |  |  |  | , | FALSE
WEST LANE 1103CB | EPSS | EPSS | EPSS | [16 empty] | Ground Inspection | [19 empty] | EPSS, | EPSS | EPSS | EPSS,Ground Inspection, | EPSS Ground Inspection | EPSS Ground Inspection | EPSS, | EPSS | EPSS |  |  |  | , | FALSE
OAKLAND L 1102CB | EPSS | EPSS | EPSS | [15 empty] | Ground Inspection | [20 empty] | EPSS,Ground Inspection, | EPSS Ground Inspection | EPSS Ground Inspection | EPSS, | EPSS | EPSS | EPSS, | EPSS | EPSS |  |  |  | , | FALSE
OROVILLE 1104CB | EPSS | EPSS | EPSS | [17 empty] | Ground Inspection | [18 empty] | EPSS, | EPSS | EPSS | EPSS, | EPSS | EPSS | EPSS,Ground Inspection, | EPSS Ground Inspection | EPSS Ground Inspection |  |  |  | , | FALSE
VACAVILLE 1111772224 | EPSS | EPSS | EPSS | [17 empty] | Ground Inspection | [18 empty] | EPSS, | EPSS | EPSS | EPSS, | EPSS | EPSS | EPSS,Ground Inspection, | EPSS Ground Inspection | EPSS Ground Inspection |  |  |  | , | FALSE
TRACY 110313302 | EPSS | EPSS | EPSS | [36 empty] | EPSS, | EPSS | EPSS | EPSS, | EPSS | EPSS | EPSS, | EPSS | EPSS |  |  |  | , | FALSE
EL CAPITAN 110690310 | EPSS | EPSS | EPSS | [15 empty] | Ground Inspection |  | Ground Inspection | [18 empty] | EPSS,Ground Inspection, | EPSS Ground Inspection | EPSS Ground Inspection | EPSS, | EPSS | EPSS | EPSS,Ground Inspection, | EPSS Ground Inspection | EPSS Ground Inspection |  |  |  | , | FALSE
TIDEWATER 2104226374 | EPSS | EPSS | EPSS | [15 empty] | Ground Inspection | [20 empty] | EPSS,Ground Inspection, | EPSS Ground Inspection | EPSS Ground Inspection | EPSS, | EPSS | EPSS | EPSS, | EPSS | EPSS |  |  |  | , | FALSE
PAUL SWEET 210312075 | EPSS | EPSS | EPSS | [17 empty] | Ground Inspection | [18 empty] | EPSS, | EPSS | EPSS | EPSS, | EPSS | EPSS | EPSS,Ground Inspection, | EPSS Ground Inspection | EPSS Ground Inspection |  |  |  | , | FALSE
ASHLAN AVE 1116CB | EPSS | EPSS | EPSS | [17 empty] | Ground Inspection | [18 empty] | EPSS, | EPSS | EPSS | EPSS, | EPSS | EPSS | EPSS,Ground Inspection, | EPSS Ground Inspection | EPSS Ground Inspection |  |  |  | , | FALSE
LARKIN (Y) 1135CB | EPSS | EPSS | EPSS | [36 empty] | EPSS, | EPSS | EPSS | EPSS, | EPSS | EPSS | EPSS, | EPSS | EPSS |  |  |  | , | FALSE
HAMMER 1106CB | EPSS | EPSS | EPSS | [16 empty] | Ground Inspection | [19 empty] | EPSS, | EPSS | EPSS | EPSS,Ground Inspection, | EPSS Ground Inspection | EPSS Ground Inspection | EPSS, | EPSS | EPSS |  |  |  | , | FALSE
BELLEVUE 2103388 | EPSS | EPSS | EPSS | [17 empty] | Ground Inspection | [18 empty] | EPSS, | EPSS | EPSS | EPSS, | EPSS | EPSS | EPSS,Ground Inspection, | EPSS Ground Inspection | EPSS Ground Inspection |  |  |  | , | FALSE
POTRERO PP (A) 1109CB | EPSS | EPSS | EPSS | [15 empty] | Ground Inspection | [20 empty] | EPSS,Ground Inspection, | EPSS Ground Inspection | EPSS Ground Inspection | EPSS, | EPSS | EPSS | EPSS, | EPSS | EPSS |  |  |  | , | FALSE
BAKERSFIELD 11163742 | EPSS | EPSS | EPSS | [36 empty] | EPSS, | EPSS | EPSS | EPSS, | EPSS | EPSS | EPSS, | EPSS | EPSS |  |  |  | , | FALSE
CONTRA COSTA 2109827875 | EPSS | EPSS | EPSS | [16 empty] | Ground Inspection | [19 empty] | EPSS, | EPSS | EPSS | EPSS,Ground Inspection, | EPSS Ground Inspection | EPSS Ground Inspection | EPSS, | EPSS | EPSS |  |  |  | , | FALSE
VINEYARD 2105MR256 | EPSS | EPSS | EPSS | [36 empty] | EPSS, | EPSS | EPSS | EPSS, | EPSS | EPSS | EPSS, | EPSS | EPSS |  |  |  | , | FALSE
EIGHT MILE 21017406 | EPSS | EPSS | EPSS | [16 empty] | Ground Inspection | [19 empty] | EPSS, | EPSS | EPSS | EPSS,Ground Inspection, | EPSS Ground Inspection | EPSS Ground Inspection | EPSS, | EPSS | EPSS |  |  |  | , | FALSE
RANCHERS COTTON 110149814 | EPSS | EPSS | EPSS | [15 empty] | Ground Inspection | [20 empty] | EPSS,Ground Inspection, | EPSS Ground Inspection | EPSS Ground Inspection | EPSS, | EPSS | EPSS | EPSS, | EPSS | EPSS |  |  |  | , | FALSE
SOLEDAD 2104375878 | EPSS | EPSS | EPSS | [17 empty] | Ground Inspection | [18 empty] | EPSS, | EPSS | EPSS | EPSS, | EPSS | EPSS | EPSS,Ground Inspection, | EPSS Ground Inspection | EPSS Ground Inspection |  |  |  | , | FALSE
CONTRA COSTA 210375878 | EPSS | EPSS | EPSS | [16 empty] | Ground Inspection | [19 empty] | EPSS, | EPSS | EPSS | EPSS,Ground Inspection, | EPSS Ground Inspection | EPSS Ground Inspection | EPSS, | EPSS | EPSS |  |  |  | , | FALSE
MONTAGUE 2108CB | EPSS | EPSS | EPSS | [15 empty] | Ground Inspection | [20 empty] | EPSS,Ground Inspection, | EPSS Ground Inspection | EPSS Ground Inspection | EPSS, | EPSS | EPSS | EPSS, | EPSS | EPSS |  |  |  | , | FALSE
PENRYN 1105CB | EPSS | EPSS | EPSS | [16 empty] | Ground Inspection | Ground Inspection | [18 empty] | EPSS, | EPSS | EPSS | EPSS,Ground Inspection, | EPSS Ground Inspection | EPSS Ground Inspection | EPSS,Ground Inspection, | EPSS Ground Inspection | EPSS Ground Inspection |  |  |  | , | FALSE
TIDEWATER 2107M517R | EPSS | EPSS | EPSS | [15 empty] | Ground Inspection | [20 empty] | EPSS,Ground Inspection, | EPSS Ground Inspection | EPSS Ground Inspection | EPSS, | EPSS | EPSS | EPSS, | EPSS | EPSS |  |  |  | , | FALSE
SAN CARLOS 1104CB | EPSS | EPSS | EPSS | [14 empty] | Aerial Inspection |  | Ground Inspection | [19 empty] | EPSS, | EPSS | EPSS | EPSS,Ground Inspection, | EPSS Ground Inspection | EPSS Ground Inspection | EPSS,Aerial Inspection, | EPSS Aerial Inspection | EPSS Aerial Inspection |  |  |  | , | FALSE
RICHMOND R 1126BR278 | EPSS | EPSS | EPSS | [36 empty] | EPSS, | EPSS | EPSS | EPSS, | EPSS | EPSS | EPSS, | EPSS | EPSS |  |  |  | , | FALSE
JAMESON 1104CB | EPSS | EPSS | EPSS | [15 empty] | Ground Inspection | [20 empty] | EPSS,Ground Inspection, | EPSS Ground Inspection | EPSS Ground Inspection | EPSS, | EPSS | EPSS | EPSS, | EPSS | EPSS |  |  |  | , | FALSE
STOCKTON A 110612484 | EPSS | EPSS | EPSS | [15 empty] | Ground Inspection | [20 empty] | EPSS,Ground Inspection, | EPSS Ground Inspection | EPSS Ground Inspection | EPSS, | EPSS | EPSS | EPSS, | EPSS | EPSS |  |  |  | , | FALSE
BULLARD 2112R2566 | EPSS | EPSS | EPSS | [15 empty] | Ground Inspection | [20 empty] | EPSS,Ground Inspection, | EPSS Ground Inspection | EPSS Ground Inspection | EPSS, | EPSS | EPSS | EPSS, | EPSS | EPSS |  |  |  | , | FALSE
CLAYTON 2216CB | EPSS | EPSS | EPSS | [17 empty] | Ground Inspection | [18 empty] | EPSS, | EPSS | EPSS | EPSS, | EPSS | EPSS | EPSS,Ground Inspection, | EPSS Ground Inspection | EPSS Ground Inspection |  |  |  | , | FALSE
LAKEWOOD 2109CB | EPSS | EPSS | EPSS | [17 empty] | Ground Inspection | [18 empty] | EPSS, | EPSS | EPSS | EPSS, | EPSS | EPSS | EPSS,Ground Inspection, | EPSS Ground Inspection | EPSS Ground Inspection |  |  |  | , | FALSE
MISSION (X) 1127CB | EPSS | EPSS | EPSS | [15 empty] | Ground Inspection | [20 empty] | EPSS,Ground Inspection, | EPSS Ground Inspection | EPSS Ground Inspection | EPSS, | EPSS | EPSS | EPSS, | EPSS | EPSS |  |  |  | , | FALSE
COUNTRY CLUB 1103CB | EPSS | EPSS | EPSS | [16 empty] | Ground Inspection | [19 empty] | EPSS, | EPSS | EPSS | EPSS,Ground Inspection, | EPSS Ground Inspection | EPSS Ground Inspection | EPSS, | EPSS | EPSS |  |  |  | , | FALSE
BELLEVUE 2101102360 | EPSS | EPSS | EPSS | [36 empty] | EPSS, | EPSS | EPSS | EPSS, | EPSS | EPSS | EPSS, | EPSS | EPSS |  |  |  | , | FALSE
COTTLE 1707CB | EPSS | EPSS | EPSS | [17 empty] | Ground Inspection | [18 empty] | EPSS, | EPSS | EPSS | EPSS, | EPSS | EPSS | EPSS,Ground Inspection, | EPSS Ground Inspection | EPSS Ground Inspection |  |  |  | , | FALSE
CONTRA COSTA 211639010 | EPSS | EPSS | EPSS | [16 empty] | Ground Inspection | [19 empty] | EPSS, | EPSS | EPSS | EPSS,Ground Inspection, | EPSS Ground Inspection | EPSS Ground Inspection | EPSS, | EPSS | EPSS |  |  |  | , | FALSE
RICHMOND R 1125BR308 | EPSS | EPSS | EPSS | [36 empty] | EPSS, | EPSS | EPSS | EPSS, | EPSS | EPSS | EPSS, | EPSS | EPSS |  |  |  | , | FALSE
RICHMOND R 1124CB | EPSS | EPSS | EPSS | [36 empty] | EPSS, | EPSS | EPSS | EPSS, | EPSS | EPSS | EPSS, | EPSS | EPSS |  |  |  | , | FALSE
CORNING 1102CB | EPSS | EPSS | EPSS | [17 empty] | Ground Inspection | [18 empty] | EPSS, | EPSS | EPSS | EPSS, | EPSS | EPSS | EPSS,Ground Inspection, | EPSS Ground Inspection | EPSS Ground Inspection |  |  |  | , | FALSE
STOCKTON A 0410CB | EPSS | EPSS | EPSS | [15 empty] | Ground Inspection | [20 empty] | EPSS,Ground Inspection, | EPSS Ground Inspection | EPSS Ground Inspection | EPSS, | EPSS | EPSS | EPSS, | EPSS | EPSS |  |  |  | , | FALSE
DIXON LANDING 2101XR012 | EPSS | EPSS | EPSS | [15 empty] | Ground Inspection |  | Ground Inspection | [18 empty] | EPSS,Ground Inspection, | EPSS Ground Inspection | EPSS Ground Inspection | EPSS, | EPSS | EPSS | EPSS,Ground Inspection, | EPSS Ground Inspection | EPSS Ground Inspection |  |  |  | , | FALSE
PANORAMA 11029762 | EPSS | EPSS | EPSS | [36 empty] | EPSS, | EPSS | EPSS | EPSS, | EPSS | EPSS | EPSS, | EPSS | EPSS |  |  |  | , | FALSE
ASHLAN AVE 111266668 | EPSS | EPSS | EPSS | [17 empty] | Ground Inspection | [18 empty] | EPSS, | EPSS | EPSS | EPSS, | EPSS | EPSS | EPSS,Ground Inspection, | EPSS Ground Inspection | EPSS Ground Inspection |  |  |  | , | FALSE
LAS POSITAS 2108MR190 | EPSS | EPSS | EPSS | [36 empty] | EPSS, | EPSS | EPSS | EPSS, | EPSS | EPSS | EPSS, | EPSS | EPSS |  |  |  | , | FALSE
CONTRA COSTA 2116CB | EPSS | EPSS | EPSS | [36 empty] | EPSS, | EPSS | EPSS | EPSS, | EPSS | EPSS | EPSS, | EPSS | EPSS |  |  |  | , | FALSE
ARCATA 11216004 | EPSS | EPSS | EPSS | [17 empty] | Ground Inspection | [18 empty] | EPSS, | EPSS | EPSS | EPSS, | EPSS | EPSS | EPSS,Ground Inspection, | EPSS Ground Inspection | EPSS Ground Inspection |  |  |  | , | FALSE
SAN JOSE B 1105XR504 | EPSS | EPSS | EPSS | [17 empty] | Ground Inspection | [18 empty] | EPSS, | EPSS | EPSS | EPSS, | EPSS | EPSS | EPSS,Ground Inspection, | EPSS Ground Inspection | EPSS Ground Inspection |  |  |  | , | FALSE
WEST LANE 110199872 | EPSS | EPSS | EPSS | [15 empty] | Ground Inspection | Ground Inspection | [19 empty] | EPSS,Ground Inspection, | EPSS Ground Inspection | EPSS Ground Inspection | EPSS,Ground Inspection, | EPSS Ground Inspection | EPSS Ground Inspection | EPSS, | EPSS | EPSS |  |  |  | , | FALSE
SAN JOSE A 111281630 | EPSS | EPSS | EPSS | [16 empty] | Ground Inspection | [19 empty] | EPSS, | EPSS | EPSS | EPSS,Ground Inspection, | EPSS Ground Inspection | EPSS Ground Inspection | EPSS, | EPSS | EPSS |  |  |  | , | FALSE
MISSION (X) 111678144 | EPSS | EPSS | EPSS | [36 empty] | EPSS, | EPSS | EPSS | EPSS, | EPSS | EPSS | EPSS, | EPSS | EPSS |  |  |  | , | FALSE
PUEBLO 1104536006 | EPSS | EPSS | EPSS | [14 empty] | Aerial Inspection |  | Ground Inspection | [19 empty] | EPSS, | EPSS | EPSS | EPSS,Ground Inspection, | EPSS Ground Inspection | EPSS Ground Inspection | EPSS,Aerial Inspection, | EPSS Aerial Inspection | EPSS Aerial Inspection |  |  |  | , | FALSE
FELLOWS 21041074 | EPSS | EPSS | EPSS | [36 empty] | EPSS, | EPSS | EPSS | EPSS, | EPSS | EPSS | EPSS, | EPSS | EPSS |  |  |  | , | FALSE
LOS OSITOS 2103606732 | EPSS | EPSS | EPSS | [16 empty] | Ground Inspection | [10 empty] | Line Sensors | [8 empty] | EPSS,Line Sensors, | EPSS Line Sensors | EPSS Line Sensors | EPSS,Ground Inspection, | EPSS Ground Inspection | EPSS Ground Inspection | EPSS, | EPSS | EPSS |  |  |  | , | FALSE
OAKLAND D 1101CB | EPSS | EPSS | EPSS | [36 empty] | EPSS, | EPSS | EPSS | EPSS, | EPSS | EPSS | EPSS, | EPSS | EPSS |  |  |  | , | FALSE
MONTAGUE 2102CB | EPSS | EPSS | EPSS | [36 empty] | EPSS, | EPSS | EPSS | EPSS, | EPSS | EPSS | EPSS, | EPSS | EPSS |  |  |  | , | FALSE
PLAINFIELD 1105CB | EPSS | EPSS | EPSS | [16 empty] | Ground Inspection | [19 empty] | EPSS, | EPSS | EPSS | EPSS,Ground Inspection, | EPSS Ground Inspection | EPSS Ground Inspection | EPSS, | EPSS | EPSS |  |  |  | , | FALSE
FAIRVIEW 2208CB | EPSS | EPSS | EPSS | [15 empty] | Ground Inspection | [20 empty] | EPSS,Ground Inspection, | EPSS Ground Inspection | EPSS Ground Inspection | EPSS, | EPSS | EPSS | EPSS, | EPSS | EPSS |  |  |  | , | FALSE
EDENVALE 2112CB | EPSS | EPSS | EPSS | [16 empty] | Ground Inspection | Ground Inspection | [18 empty] | EPSS, | EPSS | EPSS | EPSS,Ground Inspection, | EPSS Ground Inspection | EPSS Ground Inspection | EPSS,Ground Inspection, | EPSS Ground Inspection | EPSS Ground Inspection |  |  |  | , | FALSE
MADERA 1118CB | EPSS | EPSS | EPSS | [15 empty] | Ground Inspection |  | Ground Inspection | [18 empty] | EPSS,Ground Inspection, | EPSS Ground Inspection | EPSS Ground Inspection | EPSS, | EPSS | EPSS | EPSS,Ground Inspection, | EPSS Ground Inspection | EPSS Ground Inspection |  |  |  | , | FALSE
CASSIDY 210868818 | EPSS | EPSS | EPSS | [36 empty] | EPSS, | EPSS | EPSS | EPSS, | EPSS | EPSS | EPSS, | EPSS | EPSS |  |  |  | , | FALSE
VINEYARD 2104CB | EPSS | EPSS | EPSS | [17 empty] | Ground Inspection | [18 empty] | EPSS, | EPSS | EPSS | EPSS, | EPSS | EPSS | EPSS,Ground Inspection, | EPSS Ground Inspection | EPSS Ground Inspection |  |  |  | , | FALSE
LAS GALLINAS A 110436840 | EPSS | EPSS | EPSS | [36 empty] | EPSS, | EPSS | EPSS | EPSS, | EPSS | EPSS | EPSS, | EPSS | EPSS |  |  |  | , | FALSE
BAY MEADOWS 2102CB | EPSS | EPSS | EPSS | [13 empty] | Aerial Inspection |  | Ground Inspection |  | Ground Inspection | [18 empty] | EPSS,Ground Inspection, | EPSS Ground Inspection | EPSS Ground Inspection | EPSS,Aerial Inspection, | EPSS Aerial Inspection | EPSS Aerial Inspection | EPSS,Ground Inspection, | EPSS Ground Inspection | EPSS Ground Inspection |  |  |  | , | FALSE
COUNTRY CLUB 0403CB | EPSS | EPSS | EPSS | [15 empty] | Ground Inspection | Ground Inspection | [19 empty] | EPSS,Ground Inspection, | EPSS Ground Inspection | EPSS Ground Inspection | EPSS,Ground Inspection, | EPSS Ground Inspection | EPSS Ground Inspection | EPSS, | EPSS | EPSS |  |  |  | , | FALSE
ASHLAN AVE 1109CB | EPSS | EPSS | EPSS | [17 empty] | Ground Inspection | [18 empty] | EPSS, | EPSS | EPSS | EPSS, | EPSS | EPSS | EPSS,Ground Inspection, | EPSS Ground Inspection | EPSS Ground Inspection |  |  |  | , | FALSE
GREEN VALLEY 2101CB | EPSS | EPSS | EPSS | [17 empty] | Ground Inspection | [18 empty] | EPSS, | EPSS | EPSS | EPSS, | EPSS | EPSS | EPSS,Ground Inspection, | EPSS Ground Inspection | EPSS Ground Inspection |  |  |  | , | FALSE
AUBURN 1102CB | EPSS | EPSS | EPSS | [16 empty] | Ground Inspection | [19 empty] | EPSS, | EPSS | EPSS | EPSS,Ground Inspection, | EPSS Ground Inspection | EPSS Ground Inspection | EPSS, | EPSS | EPSS |  |  |  | , | FALSE
SF L 1103CB | EPSS | EPSS | EPSS | [17 empty] | Ground Inspection | [18 empty] | EPSS, | EPSS | EPSS | EPSS, | EPSS | EPSS | EPSS,Ground Inspection, | EPSS Ground Inspection | EPSS Ground Inspection |  |  |  | , | FALSE
MERCED 2102CB | EPSS | EPSS | EPSS | [15 empty] | Ground Inspection | [20 empty] | EPSS,Ground Inspection, | EPSS Ground Inspection | EPSS Ground Inspection | EPSS, | EPSS | EPSS | EPSS, | EPSS | EPSS |  |  |  | , | FALSE
GRASS VALLEY 1102CB | EPSS | EPSS | EPSS | [17 empty] | Ground Inspection | [18 empty] | EPSS, | EPSS | EPSS | EPSS, | EPSS | EPSS | EPSS,Ground Inspection, | EPSS Ground Inspection | EPSS Ground Inspection |  |  |  | , | FALSE
STONE 110942894 | EPSS | EPSS | EPSS | [16 empty] | Ground Inspection | Ground Inspection | [18 empty] | EPSS, | EPSS | EPSS | EPSS,Ground Inspection, | EPSS Ground Inspection | EPSS Ground Inspection | EPSS,Ground Inspection, | EPSS Ground Inspection | EPSS Ground Inspection |  |  |  | , | FALSE
SUISUN 1107CB | EPSS | EPSS | EPSS | [36 empty] | EPSS, | EPSS | EPSS | EPSS, | EPSS | EPSS | EPSS, | EPSS | EPSS |  |  |  | , | FALSE
WEEDPATCH 11031672 | EPSS | EPSS | EPSS | [15 empty] | Ground Inspection | [20 empty] | EPSS,Ground Inspection, | EPSS Ground Inspection | EPSS Ground Inspection | EPSS, | EPSS | EPSS | EPSS, | EPSS | EPSS |  |  |  | , | FALSE
POTRERO PP (A) 1117548866 | EPSS | EPSS | EPSS | [15 empty] | Ground Inspection | Ground Inspection | [19 empty] | EPSS,Ground Inspection, | EPSS Ground Inspection | EPSS Ground Inspection | EPSS,Ground Inspection, | EPSS Ground Inspection | EPSS Ground Inspection | EPSS, | EPSS | EPSS |  |  |  | , | FALSE
FELLOWS 21041098 | EPSS | EPSS | EPSS | [36 empty] | EPSS, | EPSS | EPSS | EPSS, | EPSS | EPSS | EPSS, | EPSS | EPSS |  |  |  | , | FALSE
RICHMOND R 1127BR232 | EPSS | EPSS | EPSS | [36 empty] | EPSS, | EPSS | EPSS | EPSS, | EPSS | EPSS | EPSS, | EPSS | EPSS |  |  |  | , | FALSE
EAST GRAND 111012515 | EPSS | EPSS | EPSS | [17 empty] | Ground Inspection | [18 empty] | EPSS, | EPSS | EPSS | EPSS, | EPSS | EPSS | EPSS,Ground Inspection, | EPSS Ground Inspection | EPSS Ground Inspection |  |  |  | , | FALSE
BARTON 1104CB | EPSS | EPSS | EPSS | [15 empty] | Ground Inspection | [20 empty] | EPSS,Ground Inspection, | EPSS Ground Inspection | EPSS Ground Inspection | EPSS, | EPSS | EPSS | EPSS, | EPSS | EPSS |  |  |  | , | FALSE
RED BLUFF 1102CB | EPSS | EPSS | EPSS | [15 empty] | Ground Inspection | [20 empty] | EPSS,Ground Inspection, | EPSS Ground Inspection | EPSS Ground Inspection | EPSS, | EPSS | EPSS | EPSS, | EPSS | EPSS |  |  |  | , | FALSE
FIGARDEN 210479486 | EPSS | EPSS | EPSS | [17 empty] | Ground Inspection | [18 empty] | EPSS, | EPSS | EPSS | EPSS, | EPSS | EPSS | EPSS,Ground Inspection, | EPSS Ground Inspection | EPSS Ground Inspection |  |  |  | , | FALSE
SARATOGA 1107CB | EPSS | EPSS | EPSS | [14 empty] | Aerial Inspection | Ground Inspection | Ground Inspection | [19 empty] | EPSS,Ground Inspection, | EPSS Ground Inspection | EPSS Ground Inspection | EPSS,Ground Inspection, | EPSS Ground Inspection | EPSS Ground Inspection | EPSS,Aerial Inspection, | EPSS Aerial Inspection | EPSS Aerial Inspection |  |  |  | , | FALSE
RAWSON 11039052 | EPSS | EPSS | EPSS | [15 empty] | Ground Inspection | [20 empty] | EPSS,Ground Inspection, | EPSS Ground Inspection | EPSS Ground Inspection | EPSS, | EPSS | EPSS | EPSS, | EPSS | EPSS |  |  |  | , | FALSE
SNEATH LANE 11061339 | EPSS | EPSS | EPSS | [15 empty] | Ground Inspection |  | Ground Inspection | [18 empty] | EPSS,Ground Inspection, | EPSS Ground Inspection | EPSS Ground Inspection | EPSS, | EPSS | EPSS | EPSS,Ground Inspection, | EPSS Ground Inspection | EPSS Ground Inspection |  |  |  | , | FALSE
DAVIS 110521162 | EPSS | EPSS | EPSS | [15 empty] | Ground Inspection | [20 empty] | EPSS,Ground Inspection, | EPSS Ground Inspection | EPSS Ground Inspection | EPSS, | EPSS | EPSS | EPSS, | EPSS | EPSS |  |  |  | , | FALSE
COLUMBUS 1103CB | EPSS | EPSS | EPSS | [36 empty] | EPSS, | EPSS | EPSS | EPSS, | EPSS | EPSS | EPSS, | EPSS | EPSS |  |  |  | , | FALSE
VINEYARD 2105MR270 | EPSS | EPSS | EPSS | [36 empty] | EPSS, | EPSS | EPSS | EPSS, | EPSS | EPSS | EPSS, | EPSS | EPSS |  |  |  | , | FALSE
STELLING 1102CB | EPSS | EPSS | EPSS | [36 empty] | EPSS, | EPSS | EPSS | EPSS, | EPSS | EPSS | EPSS, | EPSS | EPSS |  |  |  | , | FALSE
OAKLAND L 1101568018 | EPSS | EPSS | EPSS | [15 empty] | Ground Inspection | [20 empty] | EPSS,Ground Inspection, | EPSS Ground Inspection | EPSS Ground Inspection | EPSS, | EPSS | EPSS | EPSS, | EPSS | EPSS |  |  |  | , | FALSE
MERCED 210259150 | EPSS | EPSS | EPSS | [15 empty] | Ground Inspection |  | Ground Inspection | [18 empty] | EPSS,Ground Inspection, | EPSS Ground Inspection | EPSS Ground Inspection | EPSS, | EPSS | EPSS | EPSS,Ground Inspection, | EPSS Ground Inspection | EPSS Ground Inspection |  |  |  | , | FALSE
OAKLAND J 1116CR328 | EPSS | EPSS | EPSS | [8 empty] | Expulsion Fuse Replacement |  |  |  |  | Aerial Inspection | Aerial Inspection | Ground Inspection | Ground Inspection |  | Non-Pole Backlog | [7 empty] | Down Conductor Detection (DCD) | [9 empty] | EPSS,Ground Inspection,Non-Pole Backlog, | EPSS Ground Inspection Non-Pole Backlog | EPSS Ground Inspection Non-Pole Backlog | EPSS,Aerial Inspection,Ground Inspection, | EPSS Aerial Inspection Ground Inspection | EPSS Aerial Inspection Ground Inspection | EPSS,Expulsion Fuse Replacement,Aerial Inspection,Down Conductor Detection (DCD), | EPSS Expulsion Fuse Replacement Aerial Inspection Down Conductor Detection (DCD) | EPSS Expulsion Fuse Replacement Aerial Inspection Down Conductor Detection (DCD) |  |  |  | , | FALSE
CARBONA 1104569492 | EPSS | EPSS | EPSS | [36 empty] | EPSS, | EPSS | EPSS | EPSS, | EPSS | EPSS | EPSS, | EPSS | EPSS |  |  |  | , | FALSE
MILPITAS 2110CB | EPSS | EPSS | EPSS | [15 empty] | Ground Inspection | [20 empty] | EPSS,Ground Inspection, | EPSS Ground Inspection | EPSS Ground Inspection | EPSS, | EPSS | EPSS | EPSS, | EPSS | EPSS |  |  |  | , | FALSE
WEBER 1107CB | EPSS | EPSS | EPSS | [16 empty] | Ground Inspection | [19 empty] | EPSS, | EPSS | EPSS | EPSS,Ground Inspection, | EPSS Ground Inspection | EPSS Ground Inspection | EPSS, | EPSS | EPSS |  |  |  | , | FALSE
EAST GRAND 1107131 | EPSS | EPSS | EPSS | [17 empty] | Ground Inspection | [18 empty] | EPSS, | EPSS | EPSS | EPSS, | EPSS | EPSS | EPSS,Ground Inspection, | EPSS Ground Inspection | EPSS Ground Inspection |  |  |  | , | FALSE
SNEATH LANE 110748338 | EPSS | EPSS | EPSS | [14 empty] | Aerial Inspection | Ground Inspection | Ground Inspection | [8 empty] | Down Conductor Detection (DCD) | [10 empty] | EPSS,Ground Inspection, | EPSS Ground Inspection | EPSS Ground Inspection | EPSS,Ground Inspection,Down Conductor Detection (DCD), | EPSS Ground Inspection Down Conductor Detection (DCD) | EPSS Ground Inspection Down Conductor Detection (DCD) | EPSS,Aerial Inspection, | EPSS Aerial Inspection | EPSS Aerial Inspection | Undergrounding |  |  | Undergrounding, | Undergrounding | Undergrounding
WEST FRESNO 1109CB | EPSS | EPSS | EPSS | [36 empty] | EPSS, | EPSS | EPSS | EPSS, | EPSS | EPSS | EPSS, | EPSS | EPSS |  |  |  | , | FALSE
SF L 110182980 | EPSS | EPSS | EPSS | [17 empty] | Ground Inspection | [18 empty] | EPSS, | EPSS | EPSS | EPSS, | EPSS | EPSS | EPSS,Ground Inspection, | EPSS Ground Inspection | EPSS Ground Inspection |  |  |  | , | FALSE
MALAGA 1109CB | EPSS | EPSS | EPSS | [15 empty] | Ground Inspection | [20 empty] | EPSS,Ground Inspection, | EPSS Ground Inspection | EPSS Ground Inspection | EPSS, | EPSS | EPSS | EPSS, | EPSS | EPSS |  |  |  | , | FALSE
STAGG 2108CB | EPSS | EPSS | EPSS | [36 empty] | EPSS, | EPSS | EPSS | EPSS, | EPSS | EPSS | EPSS, | EPSS | EPSS |  |  |  | , | FALSE
OAKLAND C 1115CB | EPSS | EPSS | EPSS | [16 empty] | Ground Inspection | Ground Inspection | [18 empty] | EPSS, | EPSS | EPSS | EPSS,Ground Inspection, | EPSS Ground Inspection | EPSS Ground Inspection | EPSS,Ground Inspection, | EPSS Ground Inspection | EPSS Ground Inspection |  |  |  | , | FALSE
PIERCY 2110XR260 | EPSS | EPSS | EPSS | [16 empty] | Ground Inspection | [19 empty] | EPSS, | EPSS | EPSS | EPSS,Ground Inspection, | EPSS Ground Inspection | EPSS Ground Inspection | EPSS, | EPSS | EPSS |  |  |  | , | FALSE
POTRERO PP (A) 11103415 | EPSS | EPSS | EPSS | [15 empty] | Ground Inspection | [20 empty] | EPSS,Ground Inspection, | EPSS Ground Inspection | EPSS Ground Inspection | EPSS, | EPSS | EPSS | EPSS, | EPSS | EPSS |  |  |  | , | FALSE
RICHMOND R 1126CB | EPSS | EPSS | EPSS | [36 empty] | EPSS, | EPSS | EPSS | EPSS, | EPSS | EPSS | EPSS, | EPSS | EPSS |  |  |  | , | FALSE
SAN RAFAEL 1110CB | EPSS | EPSS | EPSS | [16 empty] | Ground Inspection | Ground Inspection | Non-Pole Backlog | [17 empty] | EPSS,Non-Pole Backlog, | EPSS Non-Pole Backlog | EPSS Non-Pole Backlog | EPSS,Ground Inspection, | EPSS Ground Inspection | EPSS Ground Inspection | EPSS,Ground Inspection, | EPSS Ground Inspection | EPSS Ground Inspection |  |  |  | , | FALSE
HUNTERS POINT (P) 110276684 | EPSS | EPSS | EPSS | [16 empty] | Ground Inspection | [19 empty] | EPSS, | EPSS | EPSS | EPSS,Ground Inspection, | EPSS Ground Inspection | EPSS Ground Inspection | EPSS, | EPSS | EPSS |  |  |  | , | FALSE
BARTON 1116CB | EPSS | EPSS | EPSS | [15 empty] | Ground Inspection | [20 empty] | EPSS,Ground Inspection, | EPSS Ground Inspection | EPSS Ground Inspection | EPSS, | EPSS | EPSS | EPSS, | EPSS | EPSS |  |  |  | , | FALSE
SANTA ROSA A 1112CB | EPSS | EPSS | EPSS | [17 empty] | Ground Inspection | [18 empty] | EPSS, | EPSS | EPSS | EPSS, | EPSS | EPSS | EPSS,Ground Inspection, | EPSS Ground Inspection | EPSS Ground Inspection |  |  |  | , | FALSE
OAKLAND D 1106CR390 | EPSS | EPSS | EPSS | [15 empty] | Ground Inspection | Ground Inspection | [19 empty] | EPSS,Ground Inspection, | EPSS Ground Inspection | EPSS Ground Inspection | EPSS,Ground Inspection, | EPSS Ground Inspection | EPSS Ground Inspection | EPSS, | EPSS | EPSS |  |  |  | , | FALSE
SARATOGA 1104CB | EPSS | EPSS | EPSS | [15 empty] | Ground Inspection | Ground Inspection | [19 empty] | EPSS,Ground Inspection, | EPSS Ground Inspection | EPSS Ground Inspection | EPSS,Ground Inspection, | EPSS Ground Inspection | EPSS Ground Inspection | EPSS, | EPSS | EPSS |  |  |  | , | FALSE
HICKS 2102XR384 | EPSS | EPSS | EPSS | [17 empty] | Ground Inspection | [18 empty] | EPSS, | EPSS | EPSS | EPSS, | EPSS | EPSS | EPSS,Ground Inspection, | EPSS Ground Inspection | EPSS Ground Inspection |  |  |  | , | FALSE
JAMESON 11057792 | EPSS | EPSS | EPSS | [36 empty] | EPSS, | EPSS | EPSS | EPSS, | EPSS | EPSS | EPSS, | EPSS | EPSS |  |  |  | , | FALSE
WEST FRESNO 110493599 | EPSS | EPSS | EPSS | [15 empty] | Ground Inspection | [20 empty] | EPSS,Ground Inspection, | EPSS Ground Inspection | EPSS Ground Inspection | EPSS, | EPSS | EPSS | EPSS, | EPSS | EPSS |  |  |  | , | FALSE
BELLEVUE 2105CB | EPSS | EPSS | EPSS | [17 empty] | Ground Inspection | [18 empty] | EPSS, | EPSS | EPSS | EPSS, | EPSS | EPSS | EPSS,Ground Inspection, | EPSS Ground Inspection | EPSS Ground Inspection |  |  |  | , | FALSE
OLEMA 1101320 | EPSS | EPSS | EPSS | [17 empty] | Ground Inspection | [18 empty] | EPSS, | EPSS | EPSS | EPSS, | EPSS | EPSS | EPSS,Ground Inspection, | EPSS Ground Inspection | EPSS Ground Inspection |  |  |  | , | FALSE
FIGARDEN 2105CB | EPSS | EPSS | EPSS | [17 empty] | Ground Inspection | [18 empty] | EPSS, | EPSS | EPSS | EPSS, | EPSS | EPSS | EPSS,Ground Inspection, | EPSS Ground Inspection | EPSS Ground Inspection |  |  |  | , | FALSE
SAN MATEO 21029022 | EPSS | EPSS | EPSS | [36 empty] | EPSS, | EPSS | EPSS | EPSS, | EPSS | EPSS | EPSS, | EPSS | EPSS |  |  |  | , | FALSE
SAN JOSE B 1116CB | EPSS | EPSS | EPSS | [17 empty] | Ground Inspection | [18 empty] | EPSS, | EPSS | EPSS | EPSS, | EPSS | EPSS | EPSS,Ground Inspection, | EPSS Ground Inspection | EPSS Ground Inspection |  |  |  | , | FALSE
AIRWAYS 1103CB | EPSS | EPSS | EPSS | [15 empty] | Ground Inspection | Ground Inspection | [19 empty] | EPSS,Ground Inspection, | EPSS Ground Inspection | EPSS Ground Inspection | EPSS,Ground Inspection, | EPSS Ground Inspection | EPSS Ground Inspection | EPSS, | EPSS | EPSS |  |  |  | , | FALSE
BELL 110950506 | EPSS | EPSS | EPSS | [36 empty] | EPSS, | EPSS | EPSS | EPSS, | EPSS | EPSS | EPSS, | EPSS | EPSS |  |  |  | , | FALSE
BAYWOOD 1101CB | EPSS | EPSS | EPSS | [7 empty] | Expulsion Fuse Replacement | [6 empty] | Aerial Inspection | Ground Inspection | Ground Inspection | Ground Inspection | Non-Pole Backlog | [17 empty] | EPSS,Ground Inspection,Non-Pole Backlog, | EPSS Ground Inspection Non-Pole Backlog | EPSS Ground Inspection Non-Pole Backlog | EPSS,Expulsion Fuse Replacement,Ground Inspection, | EPSS Expulsion Fuse Replacement Ground Inspection | EPSS Expulsion Fuse Replacement Ground Inspection | EPSS,Aerial Inspection,Ground Inspection, | EPSS Aerial Inspection Ground Inspection | EPSS Aerial Inspection Ground Inspection |  |  |  | , | FALSE
VACAVILLE 1106CB | EPSS | EPSS | EPSS | [16 empty] | Ground Inspection | Ground Inspection | [18 empty] | EPSS, | EPSS | EPSS | EPSS,Ground Inspection, | EPSS Ground Inspection | EPSS Ground Inspection | EPSS,Ground Inspection, | EPSS Ground Inspection | EPSS Ground Inspection |  |  |  | , | FALSE
SF N 11023431 | EPSS | EPSS | EPSS | [36 empty] | EPSS, | EPSS | EPSS | EPSS, | EPSS | EPSS | EPSS, | EPSS | EPSS |  |  |  | , | FALSE
RENFRO 2107361292 | EPSS | EPSS | EPSS | [16 empty] | Ground Inspection | [19 empty] | EPSS, | EPSS | EPSS | EPSS,Ground Inspection, | EPSS Ground Inspection | EPSS Ground Inspection | EPSS, | EPSS | EPSS |  |  |  | , | FALSE
7TH STANDARD 2101CB | EPSS | EPSS | EPSS | [16 empty] | Ground Inspection | [19 empty] | EPSS, | EPSS | EPSS | EPSS,Ground Inspection, | EPSS Ground Inspection | EPSS Ground Inspection | EPSS, | EPSS | EPSS |  |  |  | , | FALSE
VIERRA 1706CB | EPSS | EPSS | EPSS | [36 empty] | EPSS, | EPSS | EPSS | EPSS, | EPSS | EPSS | EPSS, | EPSS | EPSS |  |  |  | , | FALSE
DEL MONTE 11012108 | EPSS | EPSS | EPSS | [15 empty] | Ground Inspection | [20 empty] | EPSS,Ground Inspection, | EPSS Ground Inspection | EPSS Ground Inspection | EPSS, | EPSS | EPSS | EPSS, | EPSS | EPSS |  |  |  | , | FALSE
ASHLAN AVE 111199204 | EPSS | EPSS | EPSS | [17 empty] | Ground Inspection | [18 empty] | EPSS, | EPSS | EPSS | EPSS, | EPSS | EPSS | EPSS,Ground Inspection, | EPSS Ground Inspection | EPSS Ground Inspection |  |  |  | , | FALSE
EMBARCADERO (Z) 1112CB | EPSS | EPSS | EPSS | [36 empty] | EPSS, | EPSS | EPSS | EPSS, | EPSS | EPSS | EPSS, | EPSS | EPSS |  |  |  | , | FALSE
MEADOW LANE 2108CB | EPSS | EPSS | EPSS | [36 empty] | EPSS, | EPSS | EPSS | EPSS, | EPSS | EPSS | EPSS, | EPSS | EPSS |  |  |  | , | FALSE
LOS GATOS 1102CB | EPSS | EPSS | EPSS | [13 empty] | Aerial Inspection |  | Ground Inspection | Ground Inspection | [19 empty] | EPSS,Ground Inspection, | EPSS Ground Inspection | EPSS Ground Inspection | EPSS,Aerial Inspection,Ground Inspection, | EPSS Aerial Inspection Ground Inspection | EPSS Aerial Inspection Ground Inspection | EPSS, | EPSS | EPSS |  |  |  | , | FALSE
OAKLAND J 1114CB | EPSS | EPSS | EPSS | [17 empty] | Ground Inspection | [18 empty] | EPSS, | EPSS | EPSS | EPSS, | EPSS | EPSS | EPSS,Ground Inspection, | EPSS Ground Inspection | EPSS Ground Inspection |  |  |  | , | FALSE
OAKLAND D 1115CB | EPSS | EPSS | EPSS | [15 empty] | Ground Inspection | Ground Inspection | [19 empty] | EPSS,Ground Inspection, | EPSS Ground Inspection | EPSS Ground Inspection | EPSS,Ground Inspection, | EPSS Ground Inspection | EPSS Ground Inspection | EPSS, | EPSS | EPSS |  |  |  | , | FALSE
HARTER 1102CB | EPSS | EPSS | EPSS | [36 empty] | EPSS, | EPSS | EPSS | EPSS, | EPSS | EPSS | EPSS, | EPSS | EPSS |  |  |  | , | FALSE
ASHLAN AVE 111454300 | EPSS | EPSS | EPSS | [36 empty] | EPSS, | EPSS | EPSS | EPSS, | EPSS | EPSS | EPSS, | EPSS | EPSS |  |  |  | , | FALSE
WEST SACRAMENTO 1104CB | EPSS | EPSS | EPSS | [36 empty] | EPSS, | EPSS | EPSS | EPSS, | EPSS | EPSS | EPSS, | EPSS | EPSS |  |  |  | , | FALSE
VIEJO 220486890 | EPSS | EPSS | EPSS | [15 empty] | Ground Inspection | Ground Inspection | [8 empty] | Down Conductor Detection (DCD) |  | Line Sensors | [8 empty] | EPSS,Ground Inspection,Line Sensors, | EPSS Ground Inspection Line Sensors | EPSS Ground Inspection Line Sensors | EPSS,Ground Inspection,Down Conductor Detection (DCD), | EPSS Ground Inspection Down Conductor Detection (DCD) | EPSS Ground Inspection Down Conductor Detection (DCD) | EPSS, | EPSS | EPSS |  |  |  | , | FALSE
PUEBLO 11031751 | EPSS | EPSS | EPSS | [16 empty] | Ground Inspection | [19 empty] | EPSS, | EPSS | EPSS | EPSS,Ground Inspection, | EPSS Ground Inspection | EPSS Ground Inspection | EPSS, | EPSS | EPSS |  |  |  | , | FALSE
EAST GRAND 1110CB | EPSS | EPSS | EPSS | [17 empty] | Ground Inspection | [18 empty] | EPSS, | EPSS | EPSS | EPSS, | EPSS | EPSS | EPSS,Ground Inspection, | EPSS Ground Inspection | EPSS Ground Inspection |  |  |  | , | FALSE
BAY MEADOWS 21029062 | EPSS | EPSS | EPSS | [36 empty] | EPSS, | EPSS | EPSS | EPSS, | EPSS | EPSS | EPSS, | EPSS | EPSS |  |  |  | , | FALSE
MILLBRAE 1106CB | EPSS | EPSS | EPSS | [13 empty] | Aerial Inspection |  | Ground Inspection | [20 empty] | EPSS,Ground Inspection, | EPSS Ground Inspection | EPSS Ground Inspection | EPSS,Aerial Inspection, | EPSS Aerial Inspection | EPSS Aerial Inspection | EPSS, | EPSS | EPSS |  |  |  | , | FALSE
WEST LANE 1103D1057 | EPSS | EPSS | EPSS | [16 empty] | Ground Inspection | [19 empty] | EPSS, | EPSS | EPSS | EPSS,Ground Inspection, | EPSS Ground Inspection | EPSS Ground Inspection | EPSS, | EPSS | EPSS |  |  |  | , | FALSE
WHISMAN 1107CB | EPSS | EPSS | EPSS | [17 empty] | Ground Inspection | [18 empty] | EPSS, | EPSS | EPSS | EPSS, | EPSS | EPSS | EPSS,Ground Inspection, | EPSS Ground Inspection | EPSS Ground Inspection |  |  |  | , | FALSE
SAUSALITO 1102678 | EPSS | EPSS | EPSS | [13 empty] | Aerial Inspection |  | Ground Inspection | Ground Inspection | [8 empty] | Down Conductor Detection (DCD) | [10 empty] | EPSS,Ground Inspection, | EPSS Ground Inspection | EPSS Ground Inspection | EPSS,Aerial Inspection,Ground Inspection,Down Conductor Detection (DCD), | EPSS Aerial Inspection Ground Inspection Down Conductor Detection (DCD) | EPSS Aerial Inspection Ground Inspection Down Conductor Detection (DCD) | EPSS, | EPSS | EPSS |  |  |  | , | FALSE
SAN JOSE B 1108CB | EPSS | EPSS | EPSS | [17 empty] | Ground Inspection | [18 empty] | EPSS, | EPSS | EPSS | EPSS, | EPSS | EPSS | EPSS,Ground Inspection, | EPSS Ground Inspection | EPSS Ground Inspection |  |  |  | , | FALSE
NOTRE DAME 11022038 | EPSS | EPSS | EPSS | [17 empty] | Ground Inspection | [18 empty] | EPSS, | EPSS | EPSS | EPSS, | EPSS | EPSS | EPSS,Ground Inspection, | EPSS Ground Inspection | EPSS Ground Inspection |  |  |  | , | FALSE
HARTER 110790768 | EPSS | EPSS | EPSS | [36 empty] | EPSS, | EPSS | EPSS | EPSS, | EPSS | EPSS | EPSS, | EPSS | EPSS |  |  |  | , | FALSE
EIGHT MILE 2102CB | EPSS | EPSS | EPSS | [16 empty] | Ground Inspection | Ground Inspection | [18 empty] | EPSS, | EPSS | EPSS | EPSS,Ground Inspection, | EPSS Ground Inspection | EPSS Ground Inspection | EPSS,Ground Inspection, | EPSS Ground Inspection | EPSS Ground Inspection |  |  |  | , | FALSE
ERTA 0403CB | EPSS | EPSS | EPSS | [17 empty] | Ground Inspection | [18 empty] | EPSS, | EPSS | EPSS | EPSS, | EPSS | EPSS | EPSS,Ground Inspection, | EPSS Ground Inspection | EPSS Ground Inspection |  |  |  | , | FALSE
SAN JOSE B 1114CB | EPSS | EPSS | EPSS | [36 empty] | EPSS, | EPSS | EPSS | EPSS, | EPSS | EPSS | EPSS, | EPSS | EPSS |  |  |  | , | FALSE
STOCKDALE 21094718 | EPSS | EPSS | EPSS | [17 empty] | Ground Inspection | [18 empty] | EPSS, | EPSS | EPSS | EPSS, | EPSS | EPSS | EPSS,Ground Inspection, | EPSS Ground Inspection | EPSS Ground Inspection |  |  |  | , | FALSE
WINDSOR 1102CB | EPSS | EPSS | EPSS | [15 empty] | Ground Inspection | [20 empty] | EPSS,Ground Inspection, | EPSS Ground Inspection | EPSS Ground Inspection | EPSS, | EPSS | EPSS | EPSS, | EPSS | EPSS |  |  |  | , | FALSE
SAN JOSE B 1106CB | EPSS | EPSS | EPSS | [36 empty] | EPSS, | EPSS | EPSS | EPSS, | EPSS | EPSS | EPSS, | EPSS | EPSS |  |  |  | , | FALSE
7TH STANDARD 2104CB | EPSS | EPSS | EPSS | [15 empty] | Ground Inspection | [20 empty] | EPSS,Ground Inspection, | EPSS Ground Inspection | EPSS Ground Inspection | EPSS, | EPSS | EPSS | EPSS, | EPSS | EPSS |  |  |  | , | FALSE
OAKLAND L 1107CB | EPSS | EPSS | EPSS | [15 empty] | Ground Inspection | [20 empty] | EPSS,Ground Inspection, | EPSS Ground Inspection | EPSS Ground Inspection | EPSS, | EPSS | EPSS | EPSS, | EPSS | EPSS |  |  |  | , | FALSE
BAKERSFIELD 21043326 | EPSS | EPSS | EPSS | [36 empty] | EPSS, | EPSS | EPSS | EPSS, | EPSS | EPSS | EPSS, | EPSS | EPSS |  |  |  | , | FALSE
EAST STOCKTON 0401CB | EPSS | EPSS | EPSS | [15 empty] | Ground Inspection | Ground Inspection | [19 empty] | EPSS,Ground Inspection, | EPSS Ground Inspection | EPSS Ground Inspection | EPSS,Ground Inspection, | EPSS Ground Inspection | EPSS Ground Inspection | EPSS, | EPSS | EPSS |  |  |  | , | FALSE
PUEBLO 1105115766 | EPSS | EPSS | EPSS | [14 empty] | Aerial Inspection |  | Ground Inspection | [19 empty] | EPSS, | EPSS | EPSS | EPSS,Ground Inspection, | EPSS Ground Inspection | EPSS Ground Inspection | EPSS,Aerial Inspection, | EPSS Aerial Inspection | EPSS Aerial Inspection |  |  |  | , | FALSE
OAKLAND D 1111CB | EPSS | EPSS | EPSS | [15 empty] | Ground Inspection | Ground Inspection | [19 empty] | EPSS,Ground Inspection, | EPSS Ground Inspection | EPSS Ground Inspection | EPSS,Ground Inspection, | EPSS Ground Inspection | EPSS Ground Inspection | EPSS, | EPSS | EPSS |  |  |  | , | FALSE
PLEASANT GROVE 2108CB | EPSS | EPSS | EPSS | [16 empty] | Ground Inspection | Ground Inspection | [18 empty] | EPSS, | EPSS | EPSS | EPSS,Ground Inspection, | EPSS Ground Inspection | EPSS Ground Inspection | EPSS,Ground Inspection, | EPSS Ground Inspection | EPSS Ground Inspection |  |  |  | , | FALSE
BURLINGAME 2101A82 | EPSS | EPSS | EPSS | [36 empty] | EPSS, | EPSS | EPSS | EPSS, | EPSS | EPSS | EPSS, | EPSS | EPSS |  |  |  | , | FALSE
WEST SACRAMENTO 111022422 | EPSS | EPSS | EPSS | [36 empty] | EPSS, | EPSS | EPSS | EPSS, | EPSS | EPSS | EPSS, | EPSS | EPSS |  |  |  | , | FALSE
GREEN VALLEY 210410266 | EPSS | EPSS | EPSS | [17 empty] | Ground Inspection | [18 empty] | EPSS, | EPSS | EPSS | EPSS, | EPSS | EPSS | EPSS,Ground Inspection, | EPSS Ground Inspection | EPSS Ground Inspection |  |  |  | , | FALSE
WESTPARK 110849640 | EPSS | EPSS | EPSS | [17 empty] | Ground Inspection | [18 empty] | EPSS, | EPSS | EPSS | EPSS, | EPSS | EPSS | EPSS,Ground Inspection, | EPSS Ground Inspection | EPSS Ground Inspection |  |  |  | , | FALSE
EDES 1103648284 | EPSS | EPSS | EPSS | [36 empty] | EPSS, | EPSS | EPSS | EPSS, | EPSS | EPSS | EPSS, | EPSS | EPSS |  |  |  | , | FALSE
TIDEWATER 210749626 | EPSS | EPSS | EPSS | [15 empty] | Ground Inspection | [20 empty] | EPSS,Ground Inspection, | EPSS Ground Inspection | EPSS Ground Inspection | EPSS, | EPSS | EPSS | EPSS, | EPSS | EPSS |  |  |  | , | FALSE
SONOMA 1102118 | EPSS | EPSS | EPSS | [24 empty] | Down Conductor Detection (DCD) | [11 empty] | EPSS,Down Conductor Detection (DCD), | EPSS Down Conductor Detection (DCD) | EPSS Down Conductor Detection (DCD) | EPSS, | EPSS | EPSS | EPSS, | EPSS | EPSS |  |  |  | , | FALSE
KERN OIL 1103CB | EPSS | EPSS | EPSS | [16 empty] | Ground Inspection | [19 empty] | EPSS, | EPSS | EPSS | EPSS,Ground Inspection, | EPSS Ground Inspection | EPSS Ground Inspection | EPSS, | EPSS | EPSS |  |  |  | , | FALSE
PLACER 110451732 | EPSS | EPSS | EPSS | [13 empty] | Aerial Inspection |  | Ground Inspection | Ground Inspection | Ground Inspection | Non-Pole Backlog | [17 empty] | EPSS,Ground Inspection,Non-Pole Backlog, | EPSS Ground Inspection Non-Pole Backlog | EPSS Ground Inspection Non-Pole Backlog | EPSS,Aerial Inspection,Ground Inspection, | EPSS Aerial Inspection Ground Inspection | EPSS Aerial Inspection Ground Inspection | EPSS,Ground Inspection, | EPSS Ground Inspection | EPSS Ground Inspection |  |  |  | , | FALSE
SYCAMORE CREEK 1105CB | EPSS | EPSS | EPSS | [15 empty] | Ground Inspection |  | Ground Inspection | [18 empty] | EPSS,Ground Inspection, | EPSS Ground Inspection | EPSS Ground Inspection | EPSS, | EPSS | EPSS | EPSS,Ground Inspection, | EPSS Ground Inspection | EPSS Ground Inspection |  |  |  | , | FALSE
COTTLE 1707496160 | EPSS | EPSS | EPSS | [36 empty] | EPSS, | EPSS | EPSS | EPSS, | EPSS | EPSS | EPSS, | EPSS | EPSS |  |  |  | , | FALSE
ROUGH AND READY ISLA 1102CB | EPSS | EPSS | EPSS | [15 empty] | Ground Inspection | Ground Inspection | [19 empty] | EPSS,Ground Inspection, | EPSS Ground Inspection | EPSS Ground Inspection | EPSS,Ground Inspection, | EPSS Ground Inspection | EPSS Ground Inspection | EPSS, | EPSS | EPSS |  |  |  | , | FALSE
ASHLAN AVE 111277320 | EPSS | EPSS | EPSS | [17 empty] | Ground Inspection | [18 empty] | EPSS, | EPSS | EPSS | EPSS, | EPSS | EPSS | EPSS,Ground Inspection, | EPSS Ground Inspection | EPSS Ground Inspection |  |  |  | , | FALSE
VALLEY VIEW 1106P180 | EPSS | EPSS | EPSS | [13 empty] | Aerial Inspection | Aerial Inspection | Ground Inspection | Ground Inspection | [8 empty] | Down Conductor Detection (DCD) | [10 empty] | EPSS,Ground Inspection, | EPSS Ground Inspection | EPSS Ground Inspection | EPSS,Aerial Inspection,Ground Inspection,Down Conductor Detection (DCD), | EPSS Aerial Inspection Ground Inspection Down Conductor Detection (DCD) | EPSS Aerial Inspection Ground Inspection Down Conductor Detection (DCD) | EPSS,Aerial Inspection, | EPSS Aerial Inspection | EPSS Aerial Inspection |  |  |  | , | FALSE
EL CAPITAN 1102CB | EPSS | EPSS | EPSS | [15 empty] | Ground Inspection |  | Ground Inspection | [18 empty] | EPSS,Ground Inspection, | EPSS Ground Inspection | EPSS Ground Inspection | EPSS, | EPSS | EPSS | EPSS,Ground Inspection, | EPSS Ground Inspection | EPSS Ground Inspection |  |  |  | , | FALSE
KERN OIL 1109CB | EPSS | EPSS | EPSS | [16 empty] | Ground Inspection | [19 empty] | EPSS, | EPSS | EPSS | EPSS,Ground Inspection, | EPSS Ground Inspection | EPSS Ground Inspection | EPSS, | EPSS | EPSS |  |  |  | , | FALSE
PETALUMA C 1109CB | EPSS | EPSS | EPSS | [14 empty] | Aerial Inspection |  | Ground Inspection | [10 empty] | Line Sensors | [8 empty] | EPSS,Line Sensors, | EPSS Line Sensors | EPSS Line Sensors | EPSS,Ground Inspection, | EPSS Ground Inspection | EPSS Ground Inspection | EPSS,Aerial Inspection, | EPSS Aerial Inspection | EPSS Aerial Inspection |  |  |  | , | FALSE
STELLING 1105CB | EPSS | EPSS | EPSS | [36 empty] | EPSS, | EPSS | EPSS | EPSS, | EPSS | EPSS | EPSS, | EPSS | EPSS |  |  |  | , | FALSE
ASHLAN AVE 210572920 | EPSS | EPSS | EPSS | [17 empty] | Ground Inspection | [18 empty] | EPSS, | EPSS | EPSS | EPSS, | EPSS | EPSS | EPSS,Ground Inspection, | EPSS Ground Inspection | EPSS Ground Inspection |  |  |  | , | FALSE
CAROLANDS 040197209 | EPSS | EPSS | EPSS | [36 empty] | EPSS, | EPSS | EPSS | EPSS, | EPSS | EPSS | EPSS, | EPSS | EPSS |  |  |  | , | FALSE
BUENA VISTA 1104810866 | EPSS | EPSS | EPSS | [36 empty] | EPSS, | EPSS | EPSS | EPSS, | EPSS | EPSS | EPSS, | EPSS | EPSS |  |  |  | , | FALSE
BELMONT 1104CB | EPSS | EPSS | EPSS | [15 empty] | Ground Inspection | Ground Inspection | [19 empty] | EPSS,Ground Inspection, | EPSS Ground Inspection | EPSS Ground Inspection | EPSS,Ground Inspection, | EPSS Ground Inspection | EPSS Ground Inspection | EPSS, | EPSS | EPSS |  |  |  | , | FALSE
RICHMOND R 1127BR216 | EPSS | EPSS | EPSS | [36 empty] | EPSS, | EPSS | EPSS | EPSS, | EPSS | EPSS | EPSS, | EPSS | EPSS |  |  |  | , | FALSE
MISSION (X) 110877660 | EPSS | EPSS | EPSS | [36 empty] | EPSS, | EPSS | EPSS | EPSS, | EPSS | EPSS | EPSS, | EPSS | EPSS |  |  |  | , | FALSE
BAHIA 110243940 | EPSS | EPSS | EPSS | [17 empty] | Ground Inspection | [18 empty] | EPSS, | EPSS | EPSS | EPSS, | EPSS | EPSS | EPSS,Ground Inspection, | EPSS Ground Inspection | EPSS Ground Inspection |  |  |  | , | FALSE
STOCKDALE 11054502 | EPSS | EPSS | EPSS | [17 empty] | Ground Inspection | [18 empty] | EPSS, | EPSS | EPSS | EPSS, | EPSS | EPSS | EPSS,Ground Inspection, | EPSS Ground Inspection | EPSS Ground Inspection |  |  |  | , | FALSE
OAKLAND J 1111CB | EPSS | EPSS | EPSS | [17 empty] | Ground Inspection | [18 empty] | EPSS, | EPSS | EPSS | EPSS, | EPSS | EPSS | EPSS,Ground Inspection, | EPSS Ground Inspection | EPSS Ground Inspection |  |  |  | , | FALSE
REEDLEY 1104887932 | EPSS | EPSS | EPSS | [14 empty] | Aerial Inspection |  | Ground Inspection | Ground Inspection | [8 empty] | Down Conductor Detection (DCD) | [9 empty] | EPSS, | EPSS | EPSS | EPSS,Ground Inspection, | EPSS Ground Inspection | EPSS Ground Inspection | EPSS,Aerial Inspection,Ground Inspection,Down Conductor Detection (DCD), | EPSS Aerial Inspection Ground Inspection Down Conductor Detection (DCD) | EPSS Aerial Inspection Ground Inspection Down Conductor Detection (DCD) |  |  |  | , | FALSE
SWIFT 2108CB | EPSS | EPSS | EPSS | [16 empty] | Ground Inspection | Ground Inspection | [18 empty] | EPSS, | EPSS | EPSS | EPSS,Ground Inspection, | EPSS Ground Inspection | EPSS Ground Inspection | EPSS,Ground Inspection, | EPSS Ground Inspection | EPSS Ground Inspection |  |  |  | , | FALSE
GILL 0402CB | EPSS | EPSS | EPSS | [15 empty] | Ground Inspection | [20 empty] | EPSS,Ground Inspection, | EPSS Ground Inspection | EPSS Ground Inspection | EPSS, | EPSS | EPSS | EPSS, | EPSS | EPSS |  |  |  | , | FALSE
OAKLAND C 1110CB | EPSS | EPSS | EPSS | [15 empty] | Ground Inspection | Ground Inspection | [19 empty] | EPSS,Ground Inspection, | EPSS Ground Inspection | EPSS Ground Inspection | EPSS,Ground Inspection, | EPSS Ground Inspection | EPSS Ground Inspection | EPSS, | EPSS | EPSS |  |  |  | , | FALSE
LONE TREE 2102405024 | EPSS | EPSS | EPSS | [17 empty] | Ground Inspection | [18 empty] | EPSS, | EPSS | EPSS | EPSS, | EPSS | EPSS | EPSS,Ground Inspection, | EPSS Ground Inspection | EPSS Ground Inspection |  |  |  | , | FALSE
CONTRA COSTA 2104CB | EPSS | EPSS | EPSS | [36 empty] | EPSS, | EPSS | EPSS | EPSS, | EPSS | EPSS | EPSS, | EPSS | EPSS |  |  |  | , | FALSE
WAHTOKE 11093010 | EPSS | EPSS | EPSS | [36 empty] | EPSS, | EPSS | EPSS | EPSS, | EPSS | EPSS | EPSS, | EPSS | EPSS |  |  |  | , | FALSE
EDES 1114CR318 | EPSS | EPSS | EPSS | [36 empty] | EPSS, | EPSS | EPSS | EPSS, | EPSS | EPSS | EPSS, | EPSS | EPSS |  |  |  | , | FALSE
EL CERRITO G 1112649732 | EPSS | EPSS | EPSS | [14 empty] | Aerial Inspection |  | Ground Inspection | [19 empty] | EPSS, | EPSS | EPSS | EPSS,Ground Inspection, | EPSS Ground Inspection | EPSS Ground Inspection | EPSS,Aerial Inspection, | EPSS Aerial Inspection | EPSS Aerial Inspection |  |  |  | , | FALSE
BASALT 1101CB | EPSS | EPSS | EPSS | [15 empty] | Ground Inspection | [20 empty] | EPSS,Ground Inspection, | EPSS Ground Inspection | EPSS Ground Inspection | EPSS, | EPSS | EPSS | EPSS, | EPSS | EPSS |  |  |  | , | FALSE
LAS POSITAS 210572161 | EPSS | EPSS | EPSS | [15 empty] | Ground Inspection | [20 empty] | EPSS,Ground Inspection, | EPSS Ground Inspection | EPSS Ground Inspection | EPSS, | EPSS | EPSS | EPSS, | EPSS | EPSS |  |  |  | , | FALSE
ECHO SUMMIT 1101927812 | EPSS | EPSS | EPSS | [13 empty] | Aerial Inspection |  | Ground Inspection | Ground Inspection | [8 empty] | Down Conductor Detection (DCD) | [10 empty] | EPSS,Ground Inspection, | EPSS Ground Inspection | EPSS Ground Inspection | EPSS,Aerial Inspection,Ground Inspection,Down Conductor Detection (DCD), | EPSS Aerial Inspection Ground Inspection Down Conductor Detection (DCD) | EPSS Aerial Inspection Ground Inspection Down Conductor Detection (DCD) | EPSS, | EPSS | EPSS |  |  |  | , | FALSE
CALIFORNIA AVE 1114653348 | EPSS | EPSS | EPSS | [15 empty] | Ground Inspection | [20 empty] | EPSS,Ground Inspection, | EPSS Ground Inspection | EPSS Ground Inspection | EPSS, | EPSS | EPSS | EPSS, | EPSS | EPSS |  |  |  | , | FALSE
SANTA ROSA A 1101138498 | EPSS | EPSS | EPSS | [17 empty] | Ground Inspection | [18 empty] | EPSS, | EPSS | EPSS | EPSS, | EPSS | EPSS | EPSS,Ground Inspection, | EPSS Ground Inspection | EPSS Ground Inspection |  |  |  | , | FALSE
WATSONVILLE 0414CB | EPSS | EPSS | EPSS | [36 empty] | EPSS, | EPSS | EPSS | EPSS, | EPSS | EPSS | EPSS, | EPSS | EPSS |  |  |  | , | FALSE
OAKLAND C 1114CB | EPSS | EPSS | EPSS | [16 empty] | Ground Inspection | Ground Inspection | [18 empty] | EPSS, | EPSS | EPSS | EPSS,Ground Inspection, | EPSS Ground Inspection | EPSS Ground Inspection | EPSS,Ground Inspection, | EPSS Ground Inspection | EPSS Ground Inspection |  |  |  | , | FALSE
MALAGA 1107CB | EPSS | EPSS | EPSS | [15 empty] | Ground Inspection | Ground Inspection | [19 empty] | EPSS,Ground Inspection, | EPSS Ground Inspection | EPSS Ground Inspection | EPSS,Ground Inspection, | EPSS Ground Inspection | EPSS Ground Inspection | EPSS, | EPSS | EPSS |  |  |  | , | FALSE
CARQUINEZ 1104CB | EPSS | EPSS | EPSS | [36 empty] | EPSS, | EPSS | EPSS | EPSS, | EPSS | EPSS | EPSS, | EPSS | EPSS |  |  |  | , | FALSE
OAKLAND D 1132CB | EPSS | EPSS | EPSS | [15 empty] | Ground Inspection | [20 empty] | EPSS,Ground Inspection, | EPSS Ground Inspection | EPSS Ground Inspection | EPSS, | EPSS | EPSS | EPSS, | EPSS | EPSS |  |  |  | , | FALSE
NEWARK 21KV 2103CB | EPSS | EPSS | EPSS | [16 empty] | Ground Inspection | Ground Inspection | [18 empty] | EPSS, | EPSS | EPSS | EPSS,Ground Inspection, | EPSS Ground Inspection | EPSS Ground Inspection | EPSS,Ground Inspection, | EPSS Ground Inspection | EPSS Ground Inspection |  |  |  | , | FALSE
FORT ORD 2105CB | EPSS | EPSS | EPSS | [17 empty] | Ground Inspection | [18 empty] | EPSS, | EPSS | EPSS | EPSS, | EPSS | EPSS | EPSS,Ground Inspection, | EPSS Ground Inspection | EPSS Ground Inspection |  |  |  | , | FALSE
VIEJO 22022179 | EPSS | EPSS | EPSS | [16 empty] | Ground Inspection | [10 empty] | Line Sensors | [8 empty] | EPSS,Line Sensors, | EPSS Line Sensors | EPSS Line Sensors | EPSS,Ground Inspection, | EPSS Ground Inspection | EPSS Ground Inspection | EPSS, | EPSS | EPSS |  |  |  | , | FALSE
PAUL SWEET 2103811390 | EPSS | EPSS | EPSS | [17 empty] | Ground Inspection | [18 empty] | EPSS, | EPSS | EPSS | EPSS, | EPSS | EPSS | EPSS,Ground Inspection, | EPSS Ground Inspection | EPSS Ground Inspection |  |  |  | , | FALSE
WEEDPATCH 11031670 | EPSS | EPSS | EPSS | [15 empty] | Ground Inspection | [20 empty] | EPSS,Ground Inspection, | EPSS Ground Inspection | EPSS Ground Inspection | EPSS, | EPSS | EPSS | EPSS, | EPSS | EPSS |  |  |  | , | FALSE
AIRWAYS 1108CB | EPSS | EPSS | EPSS | [15 empty] | Ground Inspection | [20 empty] | EPSS,Ground Inspection, | EPSS Ground Inspection | EPSS Ground Inspection | EPSS, | EPSS | EPSS | EPSS, | EPSS | EPSS |  |  |  | , | FALSE
POTRERO PP (A) 1118CB | EPSS | EPSS | EPSS | [15 empty] | Ground Inspection | [20 empty] | EPSS,Ground Inspection, | EPSS Ground Inspection | EPSS Ground Inspection | EPSS, | EPSS | EPSS | EPSS, | EPSS | EPSS |  |  |  | , | FALSE
ASHLAN AVE 1106965866 | EPSS | EPSS | EPSS | [17 empty] | Ground Inspection | [18 empty] | EPSS, | EPSS | EPSS | EPSS, | EPSS | EPSS | EPSS,Ground Inspection, | EPSS Ground Inspection | EPSS Ground Inspection |  |  |  | , | FALSE
STOCKTON A 110814362 | EPSS | EPSS | EPSS | [15 empty] | Ground Inspection | [20 empty] | EPSS,Ground Inspection, | EPSS Ground Inspection | EPSS Ground Inspection | EPSS, | EPSS | EPSS | EPSS, | EPSS | EPSS |  |  |  | , | FALSE
NOTRE DAME 1102CB | EPSS | EPSS | EPSS | [17 empty] | Ground Inspection | [18 empty] | EPSS, | EPSS | EPSS | EPSS, | EPSS | EPSS | EPSS,Ground Inspection, | EPSS Ground Inspection | EPSS Ground Inspection |  |  |  | , | FALSE
RIVERBANK 171438382 | EPSS | EPSS | EPSS | [36 empty] | EPSS, | EPSS | EPSS | EPSS, | EPSS | EPSS | EPSS, | EPSS | EPSS |  |  |  | , | FALSE
FRUITVALE 2108CB | EPSS | EPSS | EPSS | [16 empty] | Ground Inspection | [19 empty] | EPSS, | EPSS | EPSS | EPSS,Ground Inspection, | EPSS Ground Inspection | EPSS Ground Inspection | EPSS, | EPSS | EPSS |  |  |  | , | FALSE
KERN POWER 2102CB | EPSS | EPSS | EPSS | [16 empty] | Ground Inspection | [19 empty] | EPSS, | EPSS | EPSS | EPSS,Ground Inspection, | EPSS Ground Inspection | EPSS Ground Inspection | EPSS, | EPSS | EPSS |  |  |  | , | FALSE
SAN JOSE A 1110XR338 | EPSS | EPSS | EPSS | [16 empty] | Ground Inspection | Ground Inspection | [18 empty] | EPSS, | EPSS | EPSS | EPSS,Ground Inspection, | EPSS Ground Inspection | EPSS Ground Inspection | EPSS,Ground Inspection, | EPSS Ground Inspection | EPSS Ground Inspection |  |  |  | , | FALSE
FIGARDEN 2105R2050 | EPSS | EPSS | EPSS | [17 empty] | Ground Inspection | [18 empty] | EPSS, | EPSS | EPSS | EPSS, | EPSS | EPSS | EPSS,Ground Inspection, | EPSS Ground Inspection | EPSS Ground Inspection |  |  |  | , | FALSE
MOUNTAIN VIEW 111360130 | EPSS | EPSS | EPSS | [17 empty] | Ground Inspection | [18 empty] | EPSS, | EPSS | EPSS | EPSS, | EPSS | EPSS | EPSS,Ground Inspection, | EPSS Ground Inspection | EPSS Ground Inspection |  |  |  | , | FALSE
FIGARDEN 210438288 | EPSS | EPSS | EPSS | [17 empty] | Ground Inspection | [18 empty] | EPSS, | EPSS | EPSS | EPSS, | EPSS | EPSS | EPSS,Ground Inspection, | EPSS Ground Inspection | EPSS Ground Inspection |  |  |  | , | FALSE
COUNTRY CLUB 1101CB | EPSS | EPSS | EPSS | [15 empty] | Ground Inspection | Ground Inspection | [19 empty] | EPSS,Ground Inspection, | EPSS Ground Inspection | EPSS Ground Inspection | EPSS,Ground Inspection, | EPSS Ground Inspection | EPSS Ground Inspection | EPSS, | EPSS | EPSS |  |  |  | , | FALSE
POTRERO PP (A) 1102CB | EPSS | EPSS | EPSS | [15 empty] | Ground Inspection | [20 empty] | EPSS,Ground Inspection, | EPSS Ground Inspection | EPSS Ground Inspection | EPSS, | EPSS | EPSS | EPSS, | EPSS | EPSS |  |  |  | , | FALSE
MONROE 110694986 | EPSS | EPSS | EPSS | [36 empty] | EPSS, | EPSS | EPSS | EPSS, | EPSS | EPSS | EPSS, | EPSS | EPSS |  |  |  | , | FALSE
SHINGLE SPRINGS 210511172 | EPSS | EPSS | EPSS | [13 empty] | Aerial Inspection | Aerial Inspection | Ground Inspection | Ground Inspection | Ground Inspection | Non-Pole Backlog | [7 empty] | Down Conductor Detection (DCD) | [9 empty] | EPSS,Ground Inspection,Non-Pole Backlog, | EPSS Ground Inspection Non-Pole Backlog | EPSS Ground Inspection Non-Pole Backlog | EPSS,Aerial Inspection,Ground Inspection, | EPSS Aerial Inspection Ground Inspection | EPSS Aerial Inspection Ground Inspection | EPSS,Aerial Inspection,Ground Inspection,Down Conductor Detection (DCD), | EPSS Aerial Inspection Ground Inspection Down Conductor Detection (DCD) | EPSS Aerial Inspection Ground Inspection Down Conductor Detection (DCD) |  |  |  | , | FALSE
POTRERO PP (A) 11015207 | EPSS | EPSS | EPSS | [15 empty] | Ground Inspection | [20 empty] | EPSS,Ground Inspection, | EPSS Ground Inspection | EPSS Ground Inspection | EPSS, | EPSS | EPSS | EPSS, | EPSS | EPSS |  |  |  | , | FALSE
BELLE HAVEN 1105CB | EPSS | EPSS | EPSS | [16 empty] | Ground Inspection | Ground Inspection | [18 empty] | EPSS, | EPSS | EPSS | EPSS,Ground Inspection, | EPSS Ground Inspection | EPSS Ground Inspection | EPSS,Ground Inspection, | EPSS Ground Inspection | EPSS Ground Inspection |  |  |  | , | FALSE
HUNTERS POINT (P) 11016675 | EPSS | EPSS | EPSS | [15 empty] | Ground Inspection | Ground Inspection | [19 empty] | EPSS,Ground Inspection, | EPSS Ground Inspection | EPSS Ground Inspection | EPSS,Ground Inspection, | EPSS Ground Inspection | EPSS Ground Inspection | EPSS, | EPSS | EPSS |  |  |  | , | FALSE
OAKLAND C 1134CB | EPSS | EPSS | EPSS | [15 empty] | Ground Inspection | [20 empty] | EPSS,Ground Inspection, | EPSS Ground Inspection | EPSS Ground Inspection | EPSS, | EPSS | EPSS | EPSS, | EPSS | EPSS |  |  |  | , | FALSE
MORGAN HILL 2110CB | EPSS | EPSS | EPSS | [17 empty] | Ground Inspection | [18 empty] | EPSS, | EPSS | EPSS | EPSS, | EPSS | EPSS | EPSS,Ground Inspection, | EPSS Ground Inspection | EPSS Ground Inspection |  |  |  | , | FALSE
HOLLISTER 2106CB | EPSS | EPSS | EPSS | [17 empty] | Ground Inspection | [18 empty] | EPSS, | EPSS | EPSS | EPSS, | EPSS | EPSS | EPSS,Ground Inspection, | EPSS Ground Inspection | EPSS Ground Inspection |  |  |  | , | FALSE
SAN LEANDRO U 1115CB | EPSS | EPSS | EPSS | [16 empty] | Ground Inspection | [19 empty] | EPSS, | EPSS | EPSS | EPSS,Ground Inspection, | EPSS Ground Inspection | EPSS Ground Inspection | EPSS, | EPSS | EPSS |  |  |  | , | FALSE
COUNTRY CLUB 110314257 | EPSS | EPSS | EPSS | [16 empty] | Ground Inspection | [19 empty] | EPSS, | EPSS | EPSS | EPSS,Ground Inspection, | EPSS Ground Inspection | EPSS Ground Inspection | EPSS, | EPSS | EPSS |  |  |  | , | FALSE
WATSONVILLE 0413CB | EPSS | EPSS | EPSS | [36 empty] | EPSS, | EPSS | EPSS | EPSS, | EPSS | EPSS | EPSS, | EPSS | EPSS |  |  |  | , | FALSE
BARTON 110449296 | EPSS | EPSS | EPSS | [15 empty] | Ground Inspection | [20 empty] | EPSS,Ground Inspection, | EPSS Ground Inspection | EPSS Ground Inspection | EPSS, | EPSS | EPSS | EPSS, | EPSS | EPSS |  |  |  | , | FALSE
OAKLAND X 0402CB | EPSS | EPSS | EPSS | [16 empty] | Ground Inspection | [19 empty] | EPSS, | EPSS | EPSS | EPSS,Ground Inspection, | EPSS Ground Inspection | EPSS Ground Inspection | EPSS, | EPSS | EPSS |  |  |  | , | FALSE
MANTECA 1705CB | EPSS | EPSS | EPSS | [36 empty] | EPSS, | EPSS | EPSS | EPSS, | EPSS | EPSS | EPSS, | EPSS | EPSS |  |  |  | , | FALSE
FMC 1109CB | EPSS | EPSS | EPSS | [17 empty] | Ground Inspection | [18 empty] | EPSS, | EPSS | EPSS | EPSS, | EPSS | EPSS | EPSS,Ground Inspection, | EPSS Ground Inspection | EPSS Ground Inspection |  |  |  | , | FALSE
CONTRA COSTA 2116A548R | EPSS | EPSS | EPSS | [36 empty] | EPSS, | EPSS | EPSS | EPSS, | EPSS | EPSS | EPSS, | EPSS | EPSS |  |  |  | , | FALSE
BAKERSFIELD 21044770 | EPSS | EPSS | EPSS | [36 empty] | EPSS, | EPSS | EPSS | EPSS, | EPSS | EPSS | EPSS, | EPSS | EPSS |  |  |  | , | FALSE
WILLOW PASS 2108CB | EPSS | EPSS | EPSS | [13 empty] | Aerial Inspection |  | Ground Inspection | [20 empty] | EPSS,Ground Inspection, | EPSS Ground Inspection | EPSS Ground Inspection | EPSS,Aerial Inspection, | EPSS Aerial Inspection | EPSS Aerial Inspection | EPSS, | EPSS | EPSS |  |  |  | , | FALSE
SAN MATEO 2102CB | EPSS | EPSS | EPSS | [36 empty] | EPSS, | EPSS | EPSS | EPSS, | EPSS | EPSS | EPSS, | EPSS | EPSS |  |  |  | , | FALSE
MALAGA 110455328 | EPSS | EPSS | EPSS | [16 empty] | Ground Inspection | [19 empty] | EPSS, | EPSS | EPSS | EPSS,Ground Inspection, | EPSS Ground Inspection | EPSS Ground Inspection | EPSS, | EPSS | EPSS |  |  |  | , | FALSE
ACTON 0401683338 | EPSS | EPSS | EPSS | [15 empty] | Ground Inspection | Ground Inspection | [19 empty] | EPSS,Ground Inspection, | EPSS Ground Inspection | EPSS Ground Inspection | EPSS,Ground Inspection, | EPSS Ground Inspection | EPSS Ground Inspection | EPSS, | EPSS | EPSS |  |  |  | , | FALSE
GREEN VALLEY 2102CB | EPSS | EPSS | EPSS | [17 empty] | Ground Inspection | [18 empty] | EPSS, | EPSS | EPSS | EPSS, | EPSS | EPSS | EPSS,Ground Inspection, | EPSS Ground Inspection | EPSS Ground Inspection |  |  |  | , | FALSE
WEBER 1113CB | EPSS | EPSS | EPSS | [15 empty] | Ground Inspection | Ground Inspection | [19 empty] | EPSS,Ground Inspection, | EPSS Ground Inspection | EPSS Ground Inspection | EPSS,Ground Inspection, | EPSS Ground Inspection | EPSS Ground Inspection | EPSS, | EPSS | EPSS |  |  |  | , | FALSE
MAGUNDEN 110188892 | EPSS | EPSS | EPSS | [36 empty] | EPSS, | EPSS | EPSS | EPSS, | EPSS | EPSS | EPSS, | EPSS | EPSS |  |  |  | , | FALSE
ALMADEN 1102CB | EPSS | EPSS | EPSS | [16 empty] | Ground Inspection | Ground Inspection | [18 empty] | EPSS, | EPSS | EPSS | EPSS,Ground Inspection, | EPSS Ground Inspection | EPSS Ground Inspection | EPSS,Ground Inspection, | EPSS Ground Inspection | EPSS Ground Inspection |  |  |  | , | FALSE
VIEJO 22032628 | EPSS | EPSS | EPSS | [17 empty] | Ground Inspection | [9 empty] | Line Sensors | [8 empty] | EPSS,Line Sensors, | EPSS Line Sensors | EPSS Line Sensors | EPSS, | EPSS | EPSS | EPSS,Ground Inspection, | EPSS Ground Inspection | EPSS Ground Inspection |  |  |  | , | FALSE
VIEJO 22032636 | EPSS | EPSS | EPSS | [17 empty] | Ground Inspection | [9 empty] | Line Sensors | [8 empty] | EPSS,Line Sensors, | EPSS Line Sensors | EPSS Line Sensors | EPSS, | EPSS | EPSS | EPSS,Ground Inspection, | EPSS Ground Inspection | EPSS Ground Inspection |  |  |  | , | FALSE
LOCKEFORD 21026204 | EPSS | EPSS | EPSS | [27 empty] | Line Sensors | [8 empty] | EPSS,Line Sensors, | EPSS Line Sensors | EPSS Line Sensors | EPSS, | EPSS | EPSS | EPSS, | EPSS | EPSS |  |  |  | , | FALSE
VACA DIXON 1103CB | EPSS | EPSS | EPSS | [16 empty] | Ground Inspection | [19 empty] | EPSS, | EPSS | EPSS | EPSS,Ground Inspection, | EPSS Ground Inspection | EPSS Ground Inspection | EPSS, | EPSS | EPSS |  |  |  | , | FALSE
EDENVALE 2109CB | EPSS | EPSS | EPSS | [16 empty] | Ground Inspection | Ground Inspection | [18 empty] | EPSS, | EPSS | EPSS | EPSS,Ground Inspection, | EPSS Ground Inspection | EPSS Ground Inspection | EPSS,Ground Inspection, | EPSS Ground Inspection | EPSS Ground Inspection |  |  |  | , | FALSE
FELLOWS 2103CB | EPSS | EPSS | EPSS | [36 empty] | EPSS, | EPSS | EPSS | EPSS, | EPSS | EPSS | EPSS, | EPSS | EPSS |  |  |  | , | FALSE
DUNBAR 1103CB | EPSS | EPSS | EPSS | [13 empty] | Aerial Inspection | Aerial Inspection | Ground Inspection | Ground Inspection | [10 empty] | Line Sensors | [8 empty] | EPSS,Ground Inspection,Line Sensors, | EPSS Ground Inspection Line Sensors | EPSS Ground Inspection Line Sensors | EPSS,Aerial Inspection,Ground Inspection, | EPSS Aerial Inspection Ground Inspection | EPSS Aerial Inspection Ground Inspection | EPSS,Aerial Inspection, | EPSS Aerial Inspection | EPSS Aerial Inspection |  |  |  | , | FALSE
ASHLAN AVE 2119S60 | EPSS | EPSS | EPSS | [17 empty] | Ground Inspection | [18 empty] | EPSS, | EPSS | EPSS | EPSS, | EPSS | EPSS | EPSS,Ground Inspection, | EPSS Ground Inspection | EPSS Ground Inspection |  |  |  | , | FALSE
MOUNTAIN VIEW 1113CB | EPSS | EPSS | EPSS | [17 empty] | Ground Inspection | [18 empty] | EPSS, | EPSS | EPSS | EPSS, | EPSS | EPSS | EPSS,Ground Inspection, | EPSS Ground Inspection | EPSS Ground Inspection |  |  |  | , | FALSE
EL CAPITAN 110690350 | EPSS | EPSS | EPSS | [15 empty] | Ground Inspection |  | Ground Inspection | [18 empty] | EPSS,Ground Inspection, | EPSS Ground Inspection | EPSS Ground Inspection | EPSS, | EPSS | EPSS | EPSS,Ground Inspection, | EPSS Ground Inspection | EPSS Ground Inspection |  |  |  | , | FALSE
STOCKTON A 1111CB | EPSS | EPSS | EPSS | [15 empty] | Ground Inspection | [20 empty] | EPSS,Ground Inspection, | EPSS Ground Inspection | EPSS Ground Inspection | EPSS, | EPSS | EPSS | EPSS, | EPSS | EPSS |  |  |  | , | FALSE
MAGUNDEN 1108CB | EPSS | EPSS | EPSS | [36 empty] | EPSS, | EPSS | EPSS | EPSS, | EPSS | EPSS | EPSS, | EPSS | EPSS |  |  |  | , | FALSE
OAKLAND C 1117CB | EPSS | EPSS | EPSS | [15 empty] | Ground Inspection | [20 empty] | EPSS,Ground Inspection, | EPSS Ground Inspection | EPSS Ground Inspection | EPSS, | EPSS | EPSS | EPSS, | EPSS | EPSS |  |  |  | , | FALSE
WALNUT CREEK 0404CB | EPSS | EPSS | EPSS | [17 empty] | Ground Inspection | [18 empty] | EPSS, | EPSS | EPSS | EPSS, | EPSS | EPSS | EPSS,Ground Inspection, | EPSS Ground Inspection | EPSS Ground Inspection |  |  |  | , | FALSE
TRIMBLE 2116CB | EPSS | EPSS | EPSS | [16 empty] | Ground Inspection | [19 empty] | EPSS, | EPSS | EPSS | EPSS,Ground Inspection, | EPSS Ground Inspection | EPSS Ground Inspection | EPSS, | EPSS | EPSS |  |  |  | , | FALSE
DAVIS 110743434 | EPSS | EPSS | EPSS | [15 empty] | Ground Inspection | [20 empty] | EPSS,Ground Inspection, | EPSS Ground Inspection | EPSS Ground Inspection | EPSS, | EPSS | EPSS | EPSS, | EPSS | EPSS |  |  |  | , | FALSE
OAKLAND D 1102CB | EPSS | EPSS | EPSS | [15 empty] | Ground Inspection | [20 empty] | EPSS,Ground Inspection, | EPSS Ground Inspection | EPSS Ground Inspection | EPSS, | EPSS | EPSS | EPSS, | EPSS | EPSS |  |  |  | , | FALSE
DAVIS 1102CB | EPSS | EPSS | EPSS | [15 empty] | Ground Inspection | [20 empty] | EPSS,Ground Inspection, | EPSS Ground Inspection | EPSS Ground Inspection | EPSS, | EPSS | EPSS | EPSS, | EPSS | EPSS |  |  |  | , | FALSE
CALISTOGA 1101894 | EPSS | EPSS | EPSS | [16 empty] | Ground Inspection | Ground Inspection | [18 empty] | EPSS, | EPSS | EPSS | EPSS,Ground Inspection, | EPSS Ground Inspection | EPSS Ground Inspection | EPSS,Ground Inspection, | EPSS Ground Inspection | EPSS Ground Inspection |  |  |  | , | FALSE
COTTONWOOD 110359128 | EPSS | EPSS | EPSS | [13 empty] | Aerial Inspection | Aerial Inspection | Ground Inspection | Ground Inspection | Ground Inspection | [18 empty] | EPSS,Ground Inspection, | EPSS Ground Inspection | EPSS Ground Inspection | EPSS,Aerial Inspection,Ground Inspection, | EPSS Aerial Inspection Ground Inspection | EPSS Aerial Inspection Ground Inspection | EPSS,Aerial Inspection,Ground Inspection, | EPSS Aerial Inspection Ground Inspection | EPSS Aerial Inspection Ground Inspection |  |  |  | , | FALSE
MADERA 111411430 | EPSS | EPSS | EPSS | [15 empty] | Ground Inspection | [20 empty] | EPSS,Ground Inspection, | EPSS Ground Inspection | EPSS Ground Inspection | EPSS, | EPSS | EPSS | EPSS, | EPSS | EPSS |  |  |  | , | FALSE
PAUL SWEET 210112594 | EPSS | EPSS | EPSS | [16 empty] | Ground Inspection | Ground Inspection | [18 empty] | EPSS, | EPSS | EPSS | EPSS,Ground Inspection, | EPSS Ground Inspection | EPSS Ground Inspection | EPSS,Ground Inspection, | EPSS Ground Inspection | EPSS Ground Inspection |  |  |  | , | FALSE
BASALT 110138824 | EPSS | EPSS | EPSS | [15 empty] | Ground Inspection | [20 empty] | EPSS,Ground Inspection, | EPSS Ground Inspection | EPSS Ground Inspection | EPSS, | EPSS | EPSS | EPSS, | EPSS | EPSS |  |  |  | , | FALSE
BULLARD 110475696 | EPSS | EPSS | EPSS | [17 empty] | Ground Inspection | [18 empty] | EPSS, | EPSS | EPSS | EPSS, | EPSS | EPSS | EPSS,Ground Inspection, | EPSS Ground Inspection | EPSS Ground Inspection |  |  |  | , | FALSE
ALHAMBRA 110581514 | EPSS | EPSS | EPSS | [7 empty] | Expulsion Fuse Replacement | [5 empty] | Aerial Inspection | Aerial Inspection | Ground Inspection | Ground Inspection | [8 empty] | Down Conductor Detection (DCD) | [10 empty] | EPSS,Ground Inspection, | EPSS Ground Inspection | EPSS Ground Inspection | EPSS,Expulsion Fuse Replacement,Aerial Inspection,Ground Inspection,Down Conductor Detection (DCD), | EPSS Expulsion Fuse Replacement Aerial Inspection Ground Inspection Down Conductor Detection (DCD) | EPSS Expulsion Fuse Replacement Aerial Inspection Ground Inspection Down Conductor Detection (DCD) | EPSS,Aerial Inspection, | EPSS Aerial Inspection | EPSS Aerial Inspection |  |  |  | , | FALSE
COLUMBUS 11101307 | EPSS | EPSS | EPSS | [36 empty] | EPSS, | EPSS | EPSS | EPSS, | EPSS | EPSS | EPSS, | EPSS | EPSS |  |  |  | , | FALSE
IGNACIO 1103151462 | EPSS | EPSS | EPSS | [17 empty] | Ground Inspection | [18 empty] | EPSS, | EPSS | EPSS | EPSS, | EPSS | EPSS | EPSS,Ground Inspection, | EPSS Ground Inspection | EPSS Ground Inspection |  |  |  | , | FALSE
VASONA 1101CB | EPSS | EPSS | EPSS | [16 empty] | Ground Inspection | [19 empty] | EPSS, | EPSS | EPSS | EPSS,Ground Inspection, | EPSS Ground Inspection | EPSS Ground Inspection | EPSS, | EPSS | EPSS |  |  |  | , | FALSE
KIRKER 2103CB | EPSS | EPSS | EPSS | [36 empty] | EPSS, | EPSS | EPSS | EPSS, | EPSS | EPSS | EPSS, | EPSS | EPSS |  |  |  | , | FALSE
MONROE 210781174 | EPSS | EPSS | EPSS | [36 empty] | EPSS, | EPSS | EPSS | EPSS, | EPSS | EPSS | EPSS, | EPSS | EPSS |  |  |  | , | FALSE
LAKEWOOD 2224CB | EPSS | EPSS | EPSS | [16 empty] | Ground Inspection | [19 empty] | EPSS, | EPSS | EPSS | EPSS,Ground Inspection, | EPSS Ground Inspection | EPSS Ground Inspection | EPSS, | EPSS | EPSS |  |  |  | , | FALSE
ASHLAN AVE 211832478 | EPSS | EPSS | EPSS | [17 empty] | Ground Inspection | [18 empty] | EPSS, | EPSS | EPSS | EPSS, | EPSS | EPSS | EPSS,Ground Inspection, | EPSS Ground Inspection | EPSS Ground Inspection |  |  |  | , | FALSE
CONTRA COSTA 2115CB | EPSS | EPSS | EPSS | [16 empty] | Ground Inspection | [19 empty] | EPSS, | EPSS | EPSS | EPSS,Ground Inspection, | EPSS Ground Inspection | EPSS Ground Inspection | EPSS, | EPSS | EPSS |  |  |  | , | FALSE
BRENTWOOD 2109CB | EPSS | EPSS | EPSS | [15 empty] | Ground Inspection |  | Ground Inspection | [18 empty] | EPSS,Ground Inspection, | EPSS Ground Inspection | EPSS Ground Inspection | EPSS, | EPSS | EPSS | EPSS,Ground Inspection, | EPSS Ground Inspection | EPSS Ground Inspection |  |  |  | , | FALSE
OAKLAND D 1134CB | EPSS | EPSS | EPSS | [15 empty] | Ground Inspection | Ground Inspection | [19 empty] | EPSS,Ground Inspection, | EPSS Ground Inspection | EPSS Ground Inspection | EPSS,Ground Inspection, | EPSS Ground Inspection | EPSS Ground Inspection | EPSS, | EPSS | EPSS |  |  |  | , | FALSE
BAKERSFIELD 11183338 | EPSS | EPSS | EPSS | [16 empty] | Ground Inspection | [19 empty] | EPSS, | EPSS | EPSS | EPSS,Ground Inspection, | EPSS Ground Inspection | EPSS Ground Inspection | EPSS, | EPSS | EPSS |  |  |  | , | FALSE
PIERCY 210942383 | EPSS | EPSS | EPSS | [16 empty] | Ground Inspection | Ground Inspection | [18 empty] | EPSS, | EPSS | EPSS | EPSS,Ground Inspection, | EPSS Ground Inspection | EPSS Ground Inspection | EPSS,Ground Inspection, | EPSS Ground Inspection | EPSS Ground Inspection |  |  |  | , | FALSE
ROSSMOOR 110798488 | EPSS | EPSS | EPSS | [16 empty] | Ground Inspection | Ground Inspection | [18 empty] | EPSS, | EPSS | EPSS | EPSS,Ground Inspection, | EPSS Ground Inspection | EPSS Ground Inspection | EPSS,Ground Inspection, | EPSS Ground Inspection | EPSS Ground Inspection |  |  |  | , | FALSE
WOODLAND 1109CB | EPSS | EPSS | EPSS | [36 empty] | EPSS, | EPSS | EPSS | EPSS, | EPSS | EPSS | EPSS, | EPSS | EPSS |  |  |  | , | FALSE
SF L 110147096 | EPSS | EPSS | EPSS | [17 empty] | Ground Inspection | [18 empty] | EPSS, | EPSS | EPSS | EPSS, | EPSS | EPSS | EPSS,Ground Inspection, | EPSS Ground Inspection | EPSS Ground Inspection |  |  |  | , | FALSE
STOREY 110749686 | EPSS | EPSS | EPSS | [15 empty] | Ground Inspection | [20 empty] | EPSS,Ground Inspection, | EPSS Ground Inspection | EPSS Ground Inspection | EPSS, | EPSS | EPSS | EPSS, | EPSS | EPSS |  |  |  | , | FALSE
KERN POWER 2103CB | EPSS | EPSS | EPSS | [16 empty] | Ground Inspection | [19 empty] | EPSS, | EPSS | EPSS | EPSS,Ground Inspection, | EPSS Ground Inspection | EPSS Ground Inspection | EPSS, | EPSS | EPSS |  |  |  | , | FALSE
PUEBLO 110548264 | EPSS | EPSS | EPSS | [15 empty] | Ground Inspection | [20 empty] | EPSS,Ground Inspection, | EPSS Ground Inspection | EPSS Ground Inspection | EPSS, | EPSS | EPSS | EPSS, | EPSS | EPSS |  |  |  | , | FALSE
SAN LEANDRO U 1114MR544 | EPSS | EPSS | EPSS | [16 empty] | Ground Inspection | Ground Inspection | [7 empty] | Down Conductor Detection (DCD) | [10 empty] | EPSS, | EPSS | EPSS | EPSS,Ground Inspection,Down Conductor Detection (DCD), | EPSS Ground Inspection Down Conductor Detection (DCD) | EPSS Ground Inspection Down Conductor Detection (DCD) | EPSS,Ground Inspection, | EPSS Ground Inspection | EPSS Ground Inspection |  |  |  | , | FALSE
PITTSBURG 0401CB | EPSS | EPSS | EPSS | [36 empty] | EPSS, | EPSS | EPSS | EPSS, | EPSS | EPSS | EPSS, | EPSS | EPSS |  |  |  | , | FALSE
SNEATH LANE 110796530 | EPSS | EPSS | EPSS | [14 empty] | Aerial Inspection | Ground Inspection | Ground Inspection | Ground Inspection | [18 empty] | EPSS,Ground Inspection, | EPSS Ground Inspection | EPSS Ground Inspection | EPSS,Ground Inspection, | EPSS Ground Inspection | EPSS Ground Inspection | EPSS,Aerial Inspection,Ground Inspection, | EPSS Aerial Inspection Ground Inspection | EPSS Aerial Inspection Ground Inspection |  |  |  | , | FALSE
STONE CORRAL 1110894956 | EPSS | EPSS | EPSS | [16 empty] | Ground Inspection | Ground Inspection | [18 empty] | EPSS, | EPSS | EPSS | EPSS,Ground Inspection, | EPSS Ground Inspection | EPSS Ground Inspection | EPSS,Ground Inspection, | EPSS Ground Inspection | EPSS Ground Inspection |  |  |  | , | FALSE
SAN RAFAEL 1109CB | EPSS | EPSS | EPSS | [36 empty] | EPSS, | EPSS | EPSS | EPSS, | EPSS | EPSS | EPSS, | EPSS | EPSS |  |  |  | , | FALSE
TAFT 11041556 | EPSS | EPSS | EPSS | [17 empty] | Ground Inspection | [18 empty] | EPSS, | EPSS | EPSS | EPSS, | EPSS | EPSS | EPSS,Ground Inspection, | EPSS Ground Inspection | EPSS Ground Inspection |  |  |  | , | FALSE
SANTA ROSA A 110179038 | EPSS | EPSS | EPSS | [17 empty] | Ground Inspection | [18 empty] | EPSS, | EPSS | EPSS | EPSS, | EPSS | EPSS | EPSS,Ground Inspection, | EPSS Ground Inspection | EPSS Ground Inspection |  |  |  | , | FALSE
WOODWARD 210266406 | EPSS | EPSS | EPSS | [36 empty] | EPSS, | EPSS | EPSS | EPSS, | EPSS | EPSS | EPSS, | EPSS | EPSS |  |  |  | , | FALSE
FMC 1105XR050 | EPSS | EPSS | EPSS | [17 empty] | Ground Inspection | [18 empty] | EPSS, | EPSS | EPSS | EPSS, | EPSS | EPSS | EPSS,Ground Inspection, | EPSS Ground Inspection | EPSS Ground Inspection |  |  |  | , | FALSE
GREENBRAE 1104107508 | EPSS | EPSS | EPSS | [16 empty] | Ground Inspection | Ground Inspection | [7 empty] | Down Conductor Detection (DCD) | [10 empty] | EPSS, | EPSS | EPSS | EPSS,Ground Inspection,Down Conductor Detection (DCD), | EPSS Ground Inspection Down Conductor Detection (DCD) | EPSS Ground Inspection Down Conductor Detection (DCD) | EPSS,Ground Inspection, | EPSS Ground Inspection | EPSS Ground Inspection |  |  |  | , | FALSE
DEL MONTE 210478676 | EPSS | EPSS | EPSS | [15 empty] | Ground Inspection | [20 empty] | EPSS,Ground Inspection, | EPSS Ground Inspection | EPSS Ground Inspection | EPSS, | EPSS | EPSS | EPSS, | EPSS | EPSS |  |  |  | , | FALSE
CONTRA COSTA 210338886 | EPSS | EPSS | EPSS | [36 empty] | EPSS, | EPSS | EPSS | EPSS, | EPSS | EPSS | EPSS, | EPSS | EPSS |  |  |  | , | FALSE
CAMPHORA 1101552534 | EPSS | EPSS | EPSS | [15 empty] | Ground Inspection | [20 empty] | EPSS,Ground Inspection, | EPSS Ground Inspection | EPSS Ground Inspection | EPSS, | EPSS | EPSS | EPSS, | EPSS | EPSS |  |  |  | , | FALSE
MONARCH 0403CB | EPSS | EPSS | EPSS | [15 empty] | Ground Inspection | Ground Inspection | [19 empty] | EPSS,Ground Inspection, | EPSS Ground Inspection | EPSS Ground Inspection | EPSS,Ground Inspection, | EPSS Ground Inspection | EPSS Ground Inspection | EPSS, | EPSS | EPSS |  |  |  | , | FALSE
BELLE HAVEN 110611881 | EPSS | EPSS | EPSS | [16 empty] | Ground Inspection | [19 empty] | EPSS, | EPSS | EPSS | EPSS,Ground Inspection, | EPSS Ground Inspection | EPSS Ground Inspection | EPSS, | EPSS | EPSS |  |  |  | , | FALSE
OAKLAND X 1106CB | EPSS | EPSS | EPSS | [13 empty] | Aerial Inspection |  | Ground Inspection | Ground Inspection | Ground Inspection | [18 empty] | EPSS,Ground Inspection, | EPSS Ground Inspection | EPSS Ground Inspection | EPSS,Aerial Inspection,Ground Inspection, | EPSS Aerial Inspection Ground Inspection | EPSS Aerial Inspection Ground Inspection | EPSS,Ground Inspection, | EPSS Ground Inspection | EPSS Ground Inspection |  |  |  | , | FALSE
MARYSVILLE 1107CB | EPSS | EPSS | EPSS | [36 empty] | EPSS, | EPSS | EPSS | EPSS, | EPSS | EPSS | EPSS, | EPSS | EPSS |  |  |  | , | FALSE
SAN JOSE B 1104CB | EPSS | EPSS | EPSS | [17 empty] | Ground Inspection | [18 empty] | EPSS, | EPSS | EPSS | EPSS, | EPSS | EPSS | EPSS,Ground Inspection, | EPSS Ground Inspection | EPSS Ground Inspection |  |  |  | , | FALSE
OAKLAND J 1102159816 | EPSS | EPSS | EPSS | [13 empty] | Aerial Inspection |  | Ground Inspection | [9 empty] | Down Conductor Detection (DCD) |  | Line Sensors | [8 empty] | EPSS,Ground Inspection,Line Sensors, | EPSS Ground Inspection Line Sensors | EPSS Ground Inspection Line Sensors | EPSS,Aerial Inspection,Down Conductor Detection (DCD), | EPSS Aerial Inspection Down Conductor Detection (DCD) | EPSS Aerial Inspection Down Conductor Detection (DCD) | EPSS, | EPSS | EPSS |  |  |  | , | FALSE
BERKELEY T 0402302696 | EPSS | EPSS | EPSS | [16 empty] | Ground Inspection | [19 empty] | EPSS, | EPSS | EPSS | EPSS,Ground Inspection, | EPSS Ground Inspection | EPSS Ground Inspection | EPSS, | EPSS | EPSS |  |  |  | , | FALSE
JARVIS 1103CB | EPSS | EPSS | EPSS | [36 empty] | EPSS, | EPSS | EPSS | EPSS, | EPSS | EPSS | EPSS, | EPSS | EPSS |  |  |  | , | FALSE
EAST STOCKTON 0402CB | EPSS | EPSS | EPSS | [16 empty] | Ground Inspection | [19 empty] | EPSS, | EPSS | EPSS | EPSS,Ground Inspection, | EPSS Ground Inspection | EPSS Ground Inspection | EPSS, | EPSS | EPSS |  |  |  | , | FALSE
TIDEWATER 2105992888 | EPSS | EPSS | EPSS | [15 empty] | Ground Inspection | [20 empty] | EPSS,Ground Inspection, | EPSS Ground Inspection | EPSS Ground Inspection | EPSS, | EPSS | EPSS | EPSS, | EPSS | EPSS |  |  |  | , | FALSE
WATSONVILLE 0411CB | EPSS | EPSS | EPSS | [36 empty] | EPSS, | EPSS | EPSS | EPSS, | EPSS | EPSS | EPSS, | EPSS | EPSS |  |  |  | , | FALSE
ARCATA 1124CB | EPSS | EPSS | EPSS | [17 empty] | Ground Inspection | [18 empty] | EPSS, | EPSS | EPSS | EPSS, | EPSS | EPSS | EPSS,Ground Inspection, | EPSS Ground Inspection | EPSS Ground Inspection |  |  |  | , | FALSE
ROSSMOOR 1103W514R | EPSS | EPSS | EPSS | [13 empty] | Aerial Inspection |  | Ground Inspection | [20 empty] | EPSS,Ground Inspection, | EPSS Ground Inspection | EPSS Ground Inspection | EPSS,Aerial Inspection, | EPSS Aerial Inspection | EPSS Aerial Inspection | EPSS, | EPSS | EPSS |  |  |  | , | FALSE
ROSSMOOR 110136572 | EPSS | EPSS | EPSS | [17 empty] | Ground Inspection | [18 empty] | EPSS, | EPSS | EPSS | EPSS, | EPSS | EPSS | EPSS,Ground Inspection, | EPSS Ground Inspection | EPSS Ground Inspection |  |  |  | , | FALSE
CALIFORNIA AVE 111079664 | EPSS | EPSS | EPSS | [15 empty] | Ground Inspection | [20 empty] | EPSS,Ground Inspection, | EPSS Ground Inspection | EPSS Ground Inspection | EPSS, | EPSS | EPSS | EPSS, | EPSS | EPSS |  |  |  | , | FALSE
MANTECA 1706CB | EPSS | EPSS | EPSS | [15 empty] | Ground Inspection | [20 empty] | EPSS,Ground Inspection, | EPSS Ground Inspection | EPSS Ground Inspection | EPSS, | EPSS | EPSS | EPSS, | EPSS | EPSS |  |  |  | , | FALSE
VALLEJO B 0415CB | EPSS | EPSS | EPSS | [36 empty] | EPSS, | EPSS | EPSS | EPSS, | EPSS | EPSS | EPSS, | EPSS | EPSS |  |  |  | , | FALSE
BARTON 1114CB | EPSS | EPSS | EPSS | [15 empty] | Ground Inspection | [20 empty] | EPSS,Ground Inspection, | EPSS Ground Inspection | EPSS Ground Inspection | EPSS, | EPSS | EPSS | EPSS, | EPSS | EPSS |  |  |  | , | FALSE
PETALUMA C 1110456 | EPSS | EPSS | EPSS | [36 empty] | EPSS, | EPSS | EPSS | EPSS, | EPSS | EPSS | EPSS, | EPSS | EPSS |  |  |  | , | FALSE
SAN JOSE B 1112XR280 | EPSS | EPSS | EPSS | [17 empty] | Ground Inspection | [18 empty] | EPSS, | EPSS | EPSS | EPSS, | EPSS | EPSS | EPSS,Ground Inspection, | EPSS Ground Inspection | EPSS Ground Inspection |  |  |  | , | FALSE
WOODLAND 1101CB | EPSS | EPSS | EPSS | [36 empty] | EPSS, | EPSS | EPSS | EPSS, | EPSS | EPSS | EPSS, | EPSS | EPSS |  |  |  | , | FALSE
MANZANITA 0404878376 | EPSS | EPSS | EPSS | [15 empty] | Ground Inspection | [20 empty] | EPSS,Ground Inspection, | EPSS Ground Inspection | EPSS Ground Inspection | EPSS, | EPSS | EPSS | EPSS, | EPSS | EPSS |  |  |  | , | FALSE
FORT ORD 1101CB | EPSS | EPSS | EPSS | [17 empty] | Ground Inspection | [18 empty] | EPSS, | EPSS | EPSS | EPSS, | EPSS | EPSS | EPSS,Ground Inspection, | EPSS Ground Inspection | EPSS Ground Inspection |  |  |  | , | FALSE
FAIRVIEW 2207M526R | EPSS | EPSS | EPSS | [15 empty] | Ground Inspection | [20 empty] | EPSS,Ground Inspection, | EPSS Ground Inspection | EPSS Ground Inspection | EPSS, | EPSS | EPSS | EPSS, | EPSS | EPSS |  |  |  | , | FALSE
FIGARDEN 210245890 | EPSS | EPSS | EPSS | [17 empty] | Ground Inspection | [18 empty] | EPSS, | EPSS | EPSS | EPSS, | EPSS | EPSS | EPSS,Ground Inspection, | EPSS Ground Inspection | EPSS Ground Inspection |  |  |  | , | FALSE
POTRERO PP (A) 111041854 | EPSS | EPSS | EPSS | [15 empty] | Ground Inspection | Ground Inspection | Ground Inspection | [18 empty] | EPSS,Ground Inspection, | EPSS Ground Inspection | EPSS Ground Inspection | EPSS,Ground Inspection, | EPSS Ground Inspection | EPSS Ground Inspection | EPSS,Ground Inspection, | EPSS Ground Inspection | EPSS Ground Inspection |  |  |  | , | FALSE
FAIRVIEW 2206CB | EPSS | EPSS | EPSS | [15 empty] | Ground Inspection | [20 empty] | EPSS,Ground Inspection, | EPSS Ground Inspection | EPSS Ground Inspection | EPSS, | EPSS | EPSS | EPSS, | EPSS | EPSS |  |  |  | , | FALSE
RENFRO 2105CB | EPSS | EPSS | EPSS | [16 empty] | Ground Inspection | [19 empty] | EPSS, | EPSS | EPSS | EPSS,Ground Inspection, | EPSS Ground Inspection | EPSS Ground Inspection | EPSS, | EPSS | EPSS |  |  |  | , | FALSE
VINEYARD 2108MR696 | EPSS | EPSS | EPSS | [17 empty] | Ground Inspection | [18 empty] | EPSS, | EPSS | EPSS | EPSS, | EPSS | EPSS | EPSS,Ground Inspection, | EPSS Ground Inspection | EPSS Ground Inspection |  |  |  | , | FALSE
LAKEWOOD 222466408 | EPSS | EPSS | EPSS | [16 empty] | Ground Inspection | [19 empty] | EPSS, | EPSS | EPSS | EPSS,Ground Inspection, | EPSS Ground Inspection | EPSS Ground Inspection | EPSS, | EPSS | EPSS |  |  |  | , | FALSE
EAST GRAND 1115CB | EPSS | EPSS | EPSS | [17 empty] | Ground Inspection | [18 empty] | EPSS, | EPSS | EPSS | EPSS, | EPSS | EPSS | EPSS,Ground Inspection, | EPSS Ground Inspection | EPSS Ground Inspection |  |  |  | , | FALSE
EMBARCADERO (Z) 1116CB | EPSS | EPSS | EPSS | [15 empty] | Ground Inspection | [20 empty] | EPSS,Ground Inspection, | EPSS Ground Inspection | EPSS Ground Inspection | EPSS, | EPSS | EPSS | EPSS, | EPSS | EPSS |  |  |  | , | FALSE
STOCKDALE 11081521 | EPSS | EPSS | EPSS | [17 empty] | Ground Inspection | [18 empty] | EPSS, | EPSS | EPSS | EPSS, | EPSS | EPSS | EPSS,Ground Inspection, | EPSS Ground Inspection | EPSS Ground Inspection |  |  |  | , | FALSE
POTRERO PP (A) 110811489 | EPSS | EPSS | EPSS | [15 empty] | Ground Inspection | [20 empty] | EPSS,Ground Inspection, | EPSS Ground Inspection | EPSS Ground Inspection | EPSS, | EPSS | EPSS | EPSS, | EPSS | EPSS |  |  |  | , | FALSE
TRACY 0402CB | EPSS | EPSS | EPSS | [36 empty] | EPSS, | EPSS | EPSS | EPSS, | EPSS | EPSS | EPSS, | EPSS | EPSS |  |  |  | , | FALSE
SILVERADO 21022495 | EPSS | EPSS | EPSS | [13 empty] | Aerial Inspection |  | Ground Inspection |  | Ground Inspection | [18 empty] | EPSS,Ground Inspection, | EPSS Ground Inspection | EPSS Ground Inspection | EPSS,Aerial Inspection, | EPSS Aerial Inspection | EPSS Aerial Inspection | EPSS,Ground Inspection, | EPSS Ground Inspection | EPSS Ground Inspection |  |  |  | , | FALSE
COLUMBUS 1106CB | EPSS | EPSS | EPSS | [36 empty] | EPSS, | EPSS | EPSS | EPSS, | EPSS | EPSS | EPSS, | EPSS | EPSS |  |  |  | , | FALSE
WEBER 1103CB | EPSS | EPSS | EPSS | [15 empty] | Ground Inspection | [20 empty] | EPSS,Ground Inspection, | EPSS Ground Inspection | EPSS Ground Inspection | EPSS, | EPSS | EPSS | EPSS, | EPSS | EPSS |  |  |  | , | FALSE
TEMPLETON 2112238418 | EPSS | EPSS | EPSS | [14 empty] | Aerial Inspection |  | Ground Inspection | [8 empty] | Down Conductor Detection (DCD) | [10 empty] | EPSS, | EPSS | EPSS | EPSS,Ground Inspection,Down Conductor Detection (DCD), | EPSS Ground Inspection Down Conductor Detection (DCD) | EPSS Ground Inspection Down Conductor Detection (DCD) | EPSS,Aerial Inspection, | EPSS Aerial Inspection | EPSS Aerial Inspection |  |  |  | , | FALSE
STONE 1104XR410 | EPSS | EPSS | EPSS | [16 empty] | Ground Inspection | [19 empty] | EPSS, | EPSS | EPSS | EPSS,Ground Inspection, | EPSS Ground Inspection | EPSS Ground Inspection | EPSS, | EPSS | EPSS |  |  |  | , | FALSE
WEBER 1109CB | EPSS | EPSS | EPSS | [15 empty] | Ground Inspection | Ground Inspection | Ground Inspection | [18 empty] | EPSS,Ground Inspection, | EPSS Ground Inspection | EPSS Ground Inspection | EPSS,Ground Inspection, | EPSS Ground Inspection | EPSS Ground Inspection | EPSS,Ground Inspection, | EPSS Ground Inspection | EPSS Ground Inspection |  |  |  | , | FALSE
MOUNTAIN VIEW 1102CB | EPSS | EPSS | EPSS | [17 empty] | Ground Inspection | [18 empty] | EPSS, | EPSS | EPSS | EPSS, | EPSS | EPSS | EPSS,Ground Inspection, | EPSS Ground Inspection | EPSS Ground Inspection |  |  |  | , | FALSE
MOUNTAIN VIEW 1102LM32 | EPSS | EPSS | EPSS | [17 empty] | Ground Inspection | [18 empty] | EPSS, | EPSS | EPSS | EPSS, | EPSS | EPSS | EPSS,Ground Inspection, | EPSS Ground Inspection | EPSS Ground Inspection |  |  |  | , | FALSE
SAN JOSE A 1111CB | EPSS | EPSS | EPSS | [36 empty] | EPSS, | EPSS | EPSS | EPSS, | EPSS | EPSS | EPSS, | EPSS | EPSS |  |  |  | , | FALSE
RINCON 1104207458 | EPSS | EPSS | EPSS | [14 empty] | Aerial Inspection |  | Ground Inspection | [19 empty] | EPSS, | EPSS | EPSS | EPSS,Ground Inspection, | EPSS Ground Inspection | EPSS Ground Inspection | EPSS,Aerial Inspection, | EPSS Aerial Inspection | EPSS Aerial Inspection |  |  |  | , | FALSE
AIRWAYS 110854868 | EPSS | EPSS | EPSS | [15 empty] | Ground Inspection | [20 empty] | EPSS,Ground Inspection, | EPSS Ground Inspection | EPSS Ground Inspection | EPSS, | EPSS | EPSS | EPSS, | EPSS | EPSS |  |  |  | , | FALSE
LAS GALLINAS A 1107980 | EPSS | EPSS | EPSS | [36 empty] | EPSS, | EPSS | EPSS | EPSS, | EPSS | EPSS | EPSS, | EPSS | EPSS |  |  |  | , | FALSE
MERCED 210111520 | EPSS | EPSS | EPSS | [36 empty] | EPSS, | EPSS | EPSS | EPSS, | EPSS | EPSS | EPSS, | EPSS | EPSS |  |  |  | , | FALSE
EAST GRAND 1101CB | EPSS | EPSS | EPSS | [17 empty] | Ground Inspection | [18 empty] | EPSS, | EPSS | EPSS | EPSS, | EPSS | EPSS | EPSS,Ground Inspection, | EPSS Ground Inspection | EPSS Ground Inspection |  |  |  | , | FALSE
MOUNTAIN VIEW 1103CB | EPSS | EPSS | EPSS | [17 empty] | Ground Inspection | [18 empty] | EPSS, | EPSS | EPSS | EPSS, | EPSS | EPSS | EPSS,Ground Inspection, | EPSS Ground Inspection | EPSS Ground Inspection |  |  |  | , | FALSE
TEVIS 21012439 | EPSS | EPSS | EPSS | [17 empty] | Ground Inspection | [18 empty] | EPSS, | EPSS | EPSS | EPSS, | EPSS | EPSS | EPSS,Ground Inspection, | EPSS Ground Inspection | EPSS Ground Inspection |  |  |  | , | FALSE
EDES 1114CR324 | EPSS | EPSS | EPSS | [36 empty] | EPSS, | EPSS | EPSS | EPSS, | EPSS | EPSS | EPSS, | EPSS | EPSS |  |  |  | , | FALSE
COLUMBUS 1104CB | EPSS | EPSS | EPSS | [36 empty] | EPSS, | EPSS | EPSS | EPSS, | EPSS | EPSS | EPSS, | EPSS | EPSS |  |  |  | , | FALSE
SARATOGA 1106CB | EPSS | EPSS | EPSS | [13 empty] | Aerial Inspection |  | Ground Inspection | Ground Inspection | [19 empty] | EPSS,Ground Inspection, | EPSS Ground Inspection | EPSS Ground Inspection | EPSS,Aerial Inspection,Ground Inspection, | EPSS Aerial Inspection Ground Inspection | EPSS Aerial Inspection Ground Inspection | EPSS, | EPSS | EPSS |  |  |  | , | FALSE
SWIFT 2107XR086 | EPSS | EPSS | EPSS | [17 empty] | Ground Inspection | [18 empty] | EPSS, | EPSS | EPSS | EPSS, | EPSS | EPSS | EPSS,Ground Inspection, | EPSS Ground Inspection | EPSS Ground Inspection |  |  |  | , | FALSE
SARATOGA 1115CB | EPSS | EPSS | EPSS | [15 empty] | Ground Inspection | [20 empty] | EPSS,Ground Inspection, | EPSS Ground Inspection | EPSS Ground Inspection | EPSS, | EPSS | EPSS | EPSS, | EPSS | EPSS |  |  |  | , | FALSE
DAVIS 110489158 | EPSS | EPSS | EPSS | [15 empty] | Ground Inspection | [20 empty] | EPSS,Ground Inspection, | EPSS Ground Inspection | EPSS Ground Inspection | EPSS, | EPSS | EPSS | EPSS, | EPSS | EPSS |  |  |  | , | FALSE
STOCKDALE 2113203905 | EPSS | EPSS | EPSS | [17 empty] | Ground Inspection | [18 empty] | EPSS, | EPSS | EPSS | EPSS, | EPSS | EPSS | EPSS,Ground Inspection, | EPSS Ground Inspection | EPSS Ground Inspection |  |  |  | , | FALSE
REDWOOD CITY 0406CB | EPSS | EPSS | EPSS | [16 empty] | Ground Inspection | [19 empty] | EPSS, | EPSS | EPSS | EPSS,Ground Inspection, | EPSS Ground Inspection | EPSS Ground Inspection | EPSS, | EPSS | EPSS |  |  |  | , | FALSE
MAGUNDEN 21094102 | EPSS | EPSS | EPSS | [36 empty] | EPSS, | EPSS | EPSS | EPSS, | EPSS | EPSS | EPSS, | EPSS | EPSS |  |  |  | , | FALSE
TRINIDAD 11021032 | EPSS | EPSS | EPSS | [15 empty] | Ground Inspection | [20 empty] | EPSS,Ground Inspection, | EPSS Ground Inspection | EPSS Ground Inspection | EPSS, | EPSS | EPSS | EPSS, | EPSS | EPSS |  |  |  | , | FALSE
MADERA 11189810 | EPSS | EPSS | EPSS | [15 empty] | Ground Inspection | [20 empty] | EPSS,Ground Inspection, | EPSS Ground Inspection | EPSS Ground Inspection | EPSS, | EPSS | EPSS | EPSS, | EPSS | EPSS |  |  |  | , | FALSE
ASHLAN AVE 2110CB | EPSS | EPSS | EPSS | [17 empty] | Ground Inspection | [18 empty] | EPSS, | EPSS | EPSS | EPSS, | EPSS | EPSS | EPSS,Ground Inspection, | EPSS Ground Inspection | EPSS Ground Inspection |  |  |  | , | FALSE
LAMMERS 1102CB | EPSS | EPSS | EPSS | [17 empty] | Ground Inspection | [18 empty] | EPSS, | EPSS | EPSS | EPSS, | EPSS | EPSS | EPSS,Ground Inspection, | EPSS Ground Inspection | EPSS Ground Inspection |  |  |  | , | FALSE
GREEN VALLEY 210485200 | EPSS | EPSS | EPSS | [17 empty] | Ground Inspection | [18 empty] | EPSS, | EPSS | EPSS | EPSS, | EPSS | EPSS | EPSS,Ground Inspection, | EPSS Ground Inspection | EPSS Ground Inspection |  |  |  | , | FALSE
VALLEJO B 110175246 | EPSS | EPSS | EPSS | [36 empty] | EPSS, | EPSS | EPSS | EPSS, | EPSS | EPSS | EPSS, | EPSS | EPSS |  |  |  | , | FALSE
FREMONT 1104645342 | EPSS | EPSS | EPSS | [14 empty] | Aerial Inspection |  | Ground Inspection | [19 empty] | EPSS, | EPSS | EPSS | EPSS,Ground Inspection, | EPSS Ground Inspection | EPSS Ground Inspection | EPSS,Aerial Inspection, | EPSS Aerial Inspection | EPSS Aerial Inspection |  |  |  | , | FALSE
AMES 1101CB | EPSS | EPSS | EPSS | [17 empty] | Ground Inspection | [18 empty] | EPSS, | EPSS | EPSS | EPSS, | EPSS | EPSS | EPSS,Ground Inspection, | EPSS Ground Inspection | EPSS Ground Inspection |  |  |  | , | FALSE
SAN RAFAEL 1102848296 | EPSS | EPSS | EPSS | [16 empty] | Ground Inspection | [19 empty] | EPSS, | EPSS | EPSS | EPSS,Ground Inspection, | EPSS Ground Inspection | EPSS Ground Inspection | EPSS, | EPSS | EPSS |  |  |  | , | FALSE
EDENVALE 2106CB | EPSS | EPSS | EPSS | [16 empty] | Ground Inspection | Ground Inspection | [18 empty] | EPSS, | EPSS | EPSS | EPSS,Ground Inspection, | EPSS Ground Inspection | EPSS Ground Inspection | EPSS,Ground Inspection, | EPSS Ground Inspection | EPSS Ground Inspection |  |  |  | , | FALSE
EDENVALE 2108XR118 | EPSS | EPSS | EPSS | [16 empty] | Ground Inspection | Ground Inspection | [18 empty] | EPSS, | EPSS | EPSS | EPSS,Ground Inspection, | EPSS Ground Inspection | EPSS Ground Inspection | EPSS,Ground Inspection, | EPSS Ground Inspection | EPSS Ground Inspection |  |  |  | , | FALSE
SAN JOSE B 1117CB | EPSS | EPSS | EPSS | [17 empty] | Ground Inspection | [18 empty] | EPSS, | EPSS | EPSS | EPSS, | EPSS | EPSS | EPSS,Ground Inspection, | EPSS Ground Inspection | EPSS Ground Inspection |  |  |  | , | FALSE
LAS POSITAS 2106CB | EPSS | EPSS | EPSS | [15 empty] | Ground Inspection | [20 empty] | EPSS,Ground Inspection, | EPSS Ground Inspection | EPSS Ground Inspection | EPSS, | EPSS | EPSS | EPSS, | EPSS | EPSS |  |  |  | , | FALSE
MONROE 110636930 | EPSS | EPSS | EPSS | [36 empty] | EPSS, | EPSS | EPSS | EPSS, | EPSS | EPSS | EPSS, | EPSS | EPSS |  |  |  | , | FALSE
OAKLAND C 1115CR162 | EPSS | EPSS | EPSS | [16 empty] | Ground Inspection | [19 empty] | EPSS, | EPSS | EPSS | EPSS,Ground Inspection, | EPSS Ground Inspection | EPSS Ground Inspection | EPSS, | EPSS | EPSS |  |  |  | , | FALSE
TULUCAY 11012280 | EPSS | EPSS | EPSS | [15 empty] | Ground Inspection | [20 empty] | EPSS,Ground Inspection, | EPSS Ground Inspection | EPSS Ground Inspection | EPSS, | EPSS | EPSS | EPSS, | EPSS | EPSS |  |  |  | , | FALSE
FULTON 1106CB | EPSS | EPSS | EPSS | [15 empty] | Ground Inspection |  | Ground Inspection | [18 empty] | EPSS,Ground Inspection, | EPSS Ground Inspection | EPSS Ground Inspection | EPSS, | EPSS | EPSS | EPSS,Ground Inspection, | EPSS Ground Inspection | EPSS Ground Inspection |  |  |  | , | FALSE
SYCAMORE CREEK 11055315 | EPSS | EPSS | EPSS | [15 empty] | Ground Inspection | [20 empty] | EPSS,Ground Inspection, | EPSS Ground Inspection | EPSS Ground Inspection | EPSS, | EPSS | EPSS | EPSS, | EPSS | EPSS |  |  |  | , | FALSE
NEWARK 21KV 2107MR111 | EPSS | EPSS | EPSS | [36 empty] | EPSS, | EPSS | EPSS | EPSS, | EPSS | EPSS | EPSS, | EPSS | EPSS |  |  |  | , | FALSE
TRIMBLE 1103XR342 | EPSS | EPSS | EPSS | [16 empty] | Ground Inspection | [19 empty] | EPSS, | EPSS | EPSS | EPSS,Ground Inspection, | EPSS Ground Inspection | EPSS Ground Inspection | EPSS, | EPSS | EPSS |  |  |  | , | FALSE
SANTA MARIA 1107773358 | EPSS | EPSS | EPSS | [36 empty] | EPSS, | EPSS | EPSS | EPSS, | EPSS | EPSS | EPSS, | EPSS | EPSS |  |  |  | , | FALSE
SERRAMONTE 1103CB | EPSS | EPSS | EPSS | [16 empty] | Ground Inspection | Ground Inspection | [18 empty] | EPSS, | EPSS | EPSS | EPSS,Ground Inspection, | EPSS Ground Inspection | EPSS Ground Inspection | EPSS,Ground Inspection, | EPSS Ground Inspection | EPSS Ground Inspection |  |  |  | , | FALSE
STAGG 110514706 | EPSS | EPSS | EPSS | [15 empty] | Ground Inspection | [20 empty] | EPSS,Ground Inspection, | EPSS Ground Inspection | EPSS Ground Inspection | EPSS, | EPSS | EPSS | EPSS, | EPSS | EPSS |  |  |  | , | FALSE
BAKERSFIELD 110249648 | EPSS | EPSS | EPSS | [36 empty] | EPSS, | EPSS | EPSS | EPSS, | EPSS | EPSS | EPSS, | EPSS | EPSS |  |  |  | , | FALSE
SAN RAFAEL 1102CB | EPSS | EPSS | EPSS | [16 empty] | Ground Inspection | [19 empty] | EPSS, | EPSS | EPSS | EPSS,Ground Inspection, | EPSS Ground Inspection | EPSS Ground Inspection | EPSS, | EPSS | EPSS |  |  |  | , | FALSE
SANTA ROSA A 1102608 | EPSS | EPSS | EPSS | [36 empty] | EPSS, | EPSS | EPSS | EPSS, | EPSS | EPSS | EPSS, | EPSS | EPSS |  |  |  | , | FALSE
HORSESHOE 110296830 | EPSS | EPSS | EPSS | [17 empty] | Ground Inspection | [18 empty] | EPSS, | EPSS | EPSS | EPSS, | EPSS | EPSS | EPSS,Ground Inspection, | EPSS Ground Inspection | EPSS Ground Inspection |  |  |  | , | FALSE
MARYSVILLE 1106CB | EPSS | EPSS | EPSS | [36 empty] | EPSS, | EPSS | EPSS | EPSS, | EPSS | EPSS | EPSS, | EPSS | EPSS |  |  |  | , | FALSE
RICHMOND R 1129557351 | EPSS | EPSS | EPSS | [36 empty] | EPSS, | EPSS | EPSS | EPSS, | EPSS | EPSS | EPSS, | EPSS | EPSS |  |  |  | , | FALSE
HAMILTON BRANCH 110137436 | EPSS | EPSS | EPSS | [8 empty] | Expulsion Fuse Replacement |  |  |  |  | Aerial Inspection |  | Ground Inspection |  | Ground Inspection | [7 empty] | Down Conductor Detection (DCD) | [10 empty] | EPSS,Ground Inspection, | EPSS Ground Inspection | EPSS Ground Inspection | EPSS,Aerial Inspection,Down Conductor Detection (DCD), | EPSS Aerial Inspection Down Conductor Detection (DCD) | EPSS Aerial Inspection Down Conductor Detection (DCD) | EPSS,Expulsion Fuse Replacement,Ground Inspection, | EPSS Expulsion Fuse Replacement Ground Inspection | EPSS Expulsion Fuse Replacement Ground Inspection |  |  |  | , | FALSE
SALINAS 1108CB | EPSS | EPSS | EPSS | [15 empty] | Ground Inspection |  | Ground Inspection | [18 empty] | EPSS,Ground Inspection, | EPSS Ground Inspection | EPSS Ground Inspection | EPSS, | EPSS | EPSS | EPSS,Ground Inspection, | EPSS Ground Inspection | EPSS Ground Inspection |  |  |  | , | FALSE
STOCKTON A 110814708 | EPSS | EPSS | EPSS | [15 empty] | Ground Inspection | [20 empty] | EPSS,Ground Inspection, | EPSS Ground Inspection | EPSS Ground Inspection | EPSS, | EPSS | EPSS | EPSS, | EPSS | EPSS |  |  |  | , | FALSE
OAKLAND X 1103221898 | EPSS | EPSS | EPSS | [17 empty] | Ground Inspection | [18 empty] | EPSS, | EPSS | EPSS | EPSS, | EPSS | EPSS | EPSS,Ground Inspection, | EPSS Ground Inspection | EPSS Ground Inspection |  |  |  | , | FALSE
SAN LEANDRO U 1106CB | EPSS | EPSS | EPSS | [16 empty] | Ground Inspection | [19 empty] | EPSS, | EPSS | EPSS | EPSS,Ground Inspection, | EPSS Ground Inspection | EPSS Ground Inspection | EPSS, | EPSS | EPSS |  |  |  | , | FALSE
MT EDEN 1106CB | EPSS | EPSS | EPSS | [16 empty] | Ground Inspection | Ground Inspection | [18 empty] | EPSS, | EPSS | EPSS | EPSS,Ground Inspection, | EPSS Ground Inspection | EPSS Ground Inspection | EPSS,Ground Inspection, | EPSS Ground Inspection | EPSS Ground Inspection |  |  |  | , | FALSE
MEADOW LANE 2106C537R | EPSS | EPSS | EPSS | [15 empty] | Ground Inspection | [20 empty] | EPSS,Ground Inspection, | EPSS Ground Inspection | EPSS Ground Inspection | EPSS, | EPSS | EPSS | EPSS, | EPSS | EPSS |  |  |  | , | FALSE
PUEBLO 11042802 | EPSS | EPSS | EPSS | [14 empty] | Aerial Inspection | Ground Inspection | Ground Inspection | [19 empty] | EPSS,Ground Inspection, | EPSS Ground Inspection | EPSS Ground Inspection | EPSS,Ground Inspection, | EPSS Ground Inspection | EPSS Ground Inspection | EPSS,Aerial Inspection, | EPSS Aerial Inspection | EPSS Aerial Inspection |  |  |  | , | FALSE
CLEAR LAKE 1101529830 | EPSS | EPSS | EPSS | [13 empty] | Aerial Inspection |  | Ground Inspection |  | Ground Inspection | [7 empty] | Down Conductor Detection (DCD) | [10 empty] | EPSS,Ground Inspection, | EPSS Ground Inspection | EPSS Ground Inspection | EPSS,Aerial Inspection,Down Conductor Detection (DCD), | EPSS Aerial Inspection Down Conductor Detection (DCD) | EPSS Aerial Inspection Down Conductor Detection (DCD) | EPSS,Ground Inspection, | EPSS Ground Inspection | EPSS Ground Inspection |  |  |  | , | FALSE
PUTAH CREEK 110537280 | EPSS | EPSS | EPSS | [15 empty] | Ground Inspection | [20 empty] | EPSS,Ground Inspection, | EPSS Ground Inspection | EPSS Ground Inspection | EPSS, | EPSS | EPSS | EPSS, | EPSS | EPSS |  |  |  | , | FALSE
STOCKTON A 11097402 | EPSS | EPSS | EPSS | [15 empty] | Ground Inspection | [20 empty] | EPSS,Ground Inspection, | EPSS Ground Inspection | EPSS Ground Inspection | EPSS, | EPSS | EPSS | EPSS, | EPSS | EPSS |  |  |  | , | FALSE
BRENTWOOD 211199210 | EPSS | EPSS | EPSS | [16 empty] | Ground Inspection | Ground Inspection | [18 empty] | EPSS, | EPSS | EPSS | EPSS,Ground Inspection, | EPSS Ground Inspection | EPSS Ground Inspection | EPSS,Ground Inspection, | EPSS Ground Inspection | EPSS Ground Inspection |  |  |  | , | FALSE
OROVILLE 0402CB | EPSS | EPSS | EPSS | [17 empty] | Ground Inspection | [18 empty] | EPSS, | EPSS | EPSS | EPSS, | EPSS | EPSS | EPSS,Ground Inspection, | EPSS Ground Inspection | EPSS Ground Inspection |  |  |  | , | FALSE
IONE 110112236 | EPSS | EPSS | EPSS | [17 empty] | Ground Inspection | [18 empty] | EPSS, | EPSS | EPSS | EPSS, | EPSS | EPSS | EPSS,Ground Inspection, | EPSS Ground Inspection | EPSS Ground Inspection |  |  |  | , | FALSE
HICKS 2102CB | EPSS | EPSS | EPSS | [17 empty] | Ground Inspection | [18 empty] | EPSS, | EPSS | EPSS | EPSS, | EPSS | EPSS | EPSS,Ground Inspection, | EPSS Ground Inspection | EPSS Ground Inspection |  |  |  | , | FALSE
JAMESON 1105CB | EPSS | EPSS | EPSS | [17 empty] | Ground Inspection | [18 empty] | EPSS, | EPSS | EPSS | EPSS, | EPSS | EPSS | EPSS,Ground Inspection, | EPSS Ground Inspection | EPSS Ground Inspection |  |  |  | , | FALSE
KINGSBURG 111139720 | EPSS | EPSS | EPSS | [36 empty] | EPSS, | EPSS | EPSS | EPSS, | EPSS | EPSS | EPSS, | EPSS | EPSS |  |  |  | , | FALSE
LLAGAS 2101CB | EPSS | EPSS | EPSS | [15 empty] | Ground Inspection | [20 empty] | EPSS,Ground Inspection, | EPSS Ground Inspection | EPSS Ground Inspection | EPSS, | EPSS | EPSS | EPSS, | EPSS | EPSS |  |  |  | , | FALSE
PAUL SWEET 2104CB | EPSS | EPSS | EPSS | [16 empty] | Ground Inspection | Ground Inspection | [18 empty] | EPSS, | EPSS | EPSS | EPSS,Ground Inspection, | EPSS Ground Inspection | EPSS Ground Inspection | EPSS,Ground Inspection, | EPSS Ground Inspection | EPSS Ground Inspection |  |  |  | , | FALSE
SAN LEANDRO U 1116CB | EPSS | EPSS | EPSS | [16 empty] | Ground Inspection | [19 empty] | EPSS, | EPSS | EPSS | EPSS,Ground Inspection, | EPSS Ground Inspection | EPSS Ground Inspection | EPSS, | EPSS | EPSS |  |  |  | , | FALSE
SANTA ROSA A 1105390 | EPSS | EPSS | EPSS | [36 empty] | EPSS, | EPSS | EPSS | EPSS, | EPSS | EPSS | EPSS, | EPSS | EPSS |  |  |  | , | FALSE
LUCERNE 11034624 | EPSS | EPSS | EPSS | [13 empty] | Aerial Inspection |  | Ground Inspection |  | Ground Inspection | [6 empty] | Down Conductor Detection (DCD) | [11 empty] | EPSS,Ground Inspection,Down Conductor Detection (DCD), | EPSS Ground Inspection Down Conductor Detection (DCD) | EPSS Ground Inspection Down Conductor Detection (DCD) | EPSS,Aerial Inspection, | EPSS Aerial Inspection | EPSS Aerial Inspection | EPSS,Ground Inspection, | EPSS Ground Inspection | EPSS Ground Inspection |  |  |  | , | FALSE
BELL 1110CB | EPSS | EPSS | EPSS | [36 empty] | EPSS, | EPSS | EPSS | EPSS, | EPSS | EPSS | EPSS, | EPSS | EPSS |  |  |  | , | FALSE
BRENTWOOD 2106CB | EPSS | EPSS | EPSS | [15 empty] | Ground Inspection |  | Ground Inspection | [18 empty] | EPSS,Ground Inspection, | EPSS Ground Inspection | EPSS Ground Inspection | EPSS, | EPSS | EPSS | EPSS,Ground Inspection, | EPSS Ground Inspection | EPSS Ground Inspection |  |  |  | , | FALSE
ATWATER 1107CB | EPSS | EPSS | EPSS | [16 empty] | Ground Inspection | [19 empty] | EPSS, | EPSS | EPSS | EPSS,Ground Inspection, | EPSS Ground Inspection | EPSS Ground Inspection | EPSS, | EPSS | EPSS |  |  |  | , | FALSE
JAMESON 1102CB | EPSS | EPSS | EPSS | [36 empty] | EPSS, | EPSS | EPSS | EPSS, | EPSS | EPSS | EPSS, | EPSS | EPSS |  |  |  | , | FALSE
PANAMA 2102784680 | EPSS | EPSS | EPSS | [17 empty] | Ground Inspection | [18 empty] | EPSS, | EPSS | EPSS | EPSS, | EPSS | EPSS | EPSS,Ground Inspection, | EPSS Ground Inspection | EPSS Ground Inspection |  |  |  | , | FALSE
MOUNTAIN VIEW 11073225 | EPSS | EPSS | EPSS | [17 empty] | Ground Inspection | [18 empty] | EPSS, | EPSS | EPSS | EPSS, | EPSS | EPSS | EPSS,Ground Inspection, | EPSS Ground Inspection | EPSS Ground Inspection |  |  |  | , | FALSE
BARTON 1110D8927 | EPSS | EPSS | EPSS | [15 empty] | Ground Inspection | [20 empty] | EPSS,Ground Inspection, | EPSS Ground Inspection | EPSS Ground Inspection | EPSS, | EPSS | EPSS | EPSS, | EPSS | EPSS |  |  |  | , | FALSE
WOODLAND 110822232 | EPSS | EPSS | EPSS | [17 empty] | Ground Inspection | [18 empty] | EPSS, | EPSS | EPSS | EPSS, | EPSS | EPSS | EPSS,Ground Inspection, | EPSS Ground Inspection | EPSS Ground Inspection |  |  |  | , | FALSE
NORTH TOWER 2104CB | EPSS | EPSS | EPSS | [15 empty] | Ground Inspection |  | Ground Inspection | [18 empty] | EPSS,Ground Inspection, | EPSS Ground Inspection | EPSS Ground Inspection | EPSS, | EPSS | EPSS | EPSS,Ground Inspection, | EPSS Ground Inspection | EPSS Ground Inspection |  |  |  | , | FALSE
LAS POSITAS 210576660 | EPSS | EPSS | EPSS | [36 empty] | EPSS, | EPSS | EPSS | EPSS, | EPSS | EPSS | EPSS, | EPSS | EPSS |  |  |  | , | FALSE
DAVIS 111157658 | EPSS | EPSS | EPSS | [15 empty] | Ground Inspection | [20 empty] | EPSS,Ground Inspection, | EPSS Ground Inspection | EPSS Ground Inspection | EPSS, | EPSS | EPSS | EPSS, | EPSS | EPSS |  |  |  | , | FALSE
LONE TREE 2102CB | EPSS | EPSS | EPSS | [16 empty] | Ground Inspection | Ground Inspection | [18 empty] | EPSS, | EPSS | EPSS | EPSS,Ground Inspection, | EPSS Ground Inspection | EPSS Ground Inspection | EPSS,Ground Inspection, | EPSS Ground Inspection | EPSS Ground Inspection |  |  |  | , | FALSE
CHESTER 1101CB | EPSS | EPSS | EPSS | [13 empty] | Aerial Inspection |  | Ground Inspection |  | Ground Inspection | [18 empty] | EPSS,Ground Inspection, | EPSS Ground Inspection | EPSS Ground Inspection | EPSS,Aerial Inspection, | EPSS Aerial Inspection | EPSS Aerial Inspection | EPSS,Ground Inspection, | EPSS Ground Inspection | EPSS Ground Inspection |  |  |  | , | FALSE
WHISMAN 1111CB | EPSS | EPSS | EPSS | [17 empty] | Ground Inspection | [18 empty] | EPSS, | EPSS | EPSS | EPSS, | EPSS | EPSS | EPSS,Ground Inspection, | EPSS Ground Inspection | EPSS Ground Inspection |  |  |  | , | FALSE
CLAYTON 2218CB | EPSS | EPSS | EPSS | [17 empty] | Ground Inspection | [18 empty] | EPSS, | EPSS | EPSS | EPSS, | EPSS | EPSS | EPSS,Ground Inspection, | EPSS Ground Inspection | EPSS Ground Inspection |  |  |  | , | FALSE
TRIMBLE 1103CB | EPSS | EPSS | EPSS | [16 empty] | Ground Inspection | [19 empty] | EPSS, | EPSS | EPSS | EPSS,Ground Inspection, | EPSS Ground Inspection | EPSS Ground Inspection | EPSS, | EPSS | EPSS |  |  |  | , | FALSE
SAN JOSE B 110816141 | EPSS | EPSS | EPSS | [36 empty] | EPSS, | EPSS | EPSS | EPSS, | EPSS | EPSS | EPSS, | EPSS | EPSS |  |  |  | , | FALSE
LAS GALLINAS A 1105CB | EPSS | EPSS | EPSS | [36 empty] | EPSS, | EPSS | EPSS | EPSS, | EPSS | EPSS | EPSS, | EPSS | EPSS |  |  |  | , | FALSE
SF E 0409CB | EPSS | EPSS | EPSS | [15 empty] | Ground Inspection | [20 empty] | EPSS,Ground Inspection, | EPSS Ground Inspection | EPSS Ground Inspection | EPSS, | EPSS | EPSS | EPSS, | EPSS | EPSS |  |  |  | , | FALSE
BARTON 111549016 | EPSS | EPSS | EPSS | [15 empty] | Ground Inspection | [20 empty] | EPSS,Ground Inspection, | EPSS Ground Inspection | EPSS Ground Inspection | EPSS, | EPSS | EPSS | EPSS, | EPSS | EPSS |  |  |  | , | FALSE
ROSEDALE 11012154 | EPSS | EPSS | EPSS | [16 empty] | Ground Inspection | [19 empty] | EPSS, | EPSS | EPSS | EPSS,Ground Inspection, | EPSS Ground Inspection | EPSS Ground Inspection | EPSS, | EPSS | EPSS |  |  |  | , | FALSE
JARVIS 1107CB | EPSS | EPSS | EPSS | [36 empty] | EPSS, | EPSS | EPSS | EPSS, | EPSS | EPSS | EPSS, | EPSS | EPSS |  |  |  | , | FALSE
MARINA (F) 0404CB | EPSS | EPSS | EPSS | [15 empty] | Ground Inspection | [20 empty] | EPSS,Ground Inspection, | EPSS Ground Inspection | EPSS Ground Inspection | EPSS, | EPSS | EPSS | EPSS, | EPSS | EPSS |  |  |  | , | FALSE
MILLBRAE 1108CB | EPSS | EPSS | EPSS | [36 empty] | EPSS, | EPSS | EPSS | EPSS, | EPSS | EPSS | EPSS, | EPSS | EPSS |  |  |  | , | FALSE
DALY CITY 11045169 | EPSS | EPSS | EPSS | [16 empty] | Ground Inspection | [19 empty] | EPSS, | EPSS | EPSS | EPSS,Ground Inspection, | EPSS Ground Inspection | EPSS Ground Inspection | EPSS, | EPSS | EPSS |  |  |  | , | FALSE
PENNGROVE 1101CB | EPSS | EPSS | EPSS | [36 empty] | EPSS, | EPSS | EPSS | EPSS, | EPSS | EPSS | EPSS, | EPSS | EPSS |  |  |  | , | FALSE
HUNTERS POINT (P) 1106CB | EPSS | EPSS | EPSS | [16 empty] | Ground Inspection | [19 empty] | EPSS, | EPSS | EPSS | EPSS,Ground Inspection, | EPSS Ground Inspection | EPSS Ground Inspection | EPSS, | EPSS | EPSS |  |  |  | , | FALSE
VASONA 1108CB | EPSS | EPSS | EPSS | [16 empty] | Ground Inspection | [19 empty] | EPSS, | EPSS | EPSS | EPSS,Ground Inspection, | EPSS Ground Inspection | EPSS Ground Inspection | EPSS, | EPSS | EPSS |  |  |  | , | FALSE
SAN JOSE B 1107XR020 | EPSS | EPSS | EPSS | [36 empty] | EPSS, | EPSS | EPSS | EPSS, | EPSS | EPSS | EPSS, | EPSS | EPSS |  |  |  | , | FALSE
BRITTON 1111CB | EPSS | EPSS | EPSS | [36 empty] | EPSS, | EPSS | EPSS | EPSS, | EPSS | EPSS | EPSS, | EPSS | EPSS |  |  |  | , | FALSE
SANTA ROSA A 111098988 | EPSS | EPSS | EPSS | [36 empty] | EPSS, | EPSS | EPSS | EPSS, | EPSS | EPSS | EPSS, | EPSS | EPSS |  |  |  | , | FALSE
RICHMOND R 1124459242 | EPSS | EPSS | EPSS | [36 empty] | EPSS, | EPSS | EPSS | EPSS, | EPSS | EPSS | EPSS, | EPSS | EPSS |  |  |  | , | FALSE
GRANT 1102CB | EPSS | EPSS | EPSS | [16 empty] | Ground Inspection | [19 empty] | EPSS, | EPSS | EPSS | EPSS,Ground Inspection, | EPSS Ground Inspection | EPSS Ground Inspection | EPSS, | EPSS | EPSS |  |  |  | , | FALSE
TULUCAY 1101926496 | EPSS | EPSS | EPSS | [15 empty] | Ground Inspection | [20 empty] | EPSS,Ground Inspection, | EPSS Ground Inspection | EPSS Ground Inspection | EPSS, | EPSS | EPSS | EPSS, | EPSS | EPSS |  |  |  | , | FALSE
COTATI 11025080 | EPSS | EPSS | EPSS | [16 empty] | Ground Inspection | [10 empty] | Line Sensors | [8 empty] | EPSS,Line Sensors, | EPSS Line Sensors | EPSS Line Sensors | EPSS,Ground Inspection, | EPSS Ground Inspection | EPSS Ground Inspection | EPSS, | EPSS | EPSS |  |  |  | , | FALSE
PIERCY 2109XR376 | EPSS | EPSS | EPSS | [16 empty] | Ground Inspection | Ground Inspection | [18 empty] | EPSS, | EPSS | EPSS | EPSS,Ground Inspection, | EPSS Ground Inspection | EPSS Ground Inspection | EPSS,Ground Inspection, | EPSS Ground Inspection | EPSS Ground Inspection |  |  |  | , | FALSE
GILL 0401CB | EPSS | EPSS | EPSS | [15 empty] | Ground Inspection | [20 empty] | EPSS,Ground Inspection, | EPSS Ground Inspection | EPSS Ground Inspection | EPSS, | EPSS | EPSS | EPSS, | EPSS | EPSS |  |  |  | , | FALSE
TEVIS 2103CB | EPSS | EPSS | EPSS | [15 empty] | Ground Inspection | Ground Inspection | [19 empty] | EPSS,Ground Inspection, | EPSS Ground Inspection | EPSS Ground Inspection | EPSS,Ground Inspection, | EPSS Ground Inspection | EPSS Ground Inspection | EPSS, | EPSS | EPSS |  |  |  | , | FALSE
EL PATIO 1116CB | EPSS | EPSS | EPSS | [15 empty] | Ground Inspection | Ground Inspection | [19 empty] | EPSS,Ground Inspection, | EPSS Ground Inspection | EPSS Ground Inspection | EPSS,Ground Inspection, | EPSS Ground Inspection | EPSS Ground Inspection | EPSS, | EPSS | EPSS |  |  |  | , | FALSE
PLACER 1104426944 | EPSS | EPSS | EPSS | [36 empty] | EPSS, | EPSS | EPSS | EPSS, | EPSS | EPSS | EPSS, | EPSS | EPSS |  |  |  | , | FALSE
BAY MEADOWS 110447476 | EPSS | EPSS | EPSS | [36 empty] | EPSS, | EPSS | EPSS | EPSS, | EPSS | EPSS | EPSS, | EPSS | EPSS |  |  |  | , | FALSE
HARTLEY 1102524 | EPSS | EPSS | EPSS | [14 empty] | Aerial Inspection |  | Ground Inspection | Ground Inspection | [8 empty] | Down Conductor Detection (DCD) | [9 empty] | EPSS, | EPSS | EPSS | EPSS,Ground Inspection, | EPSS Ground Inspection | EPSS Ground Inspection | EPSS,Aerial Inspection,Ground Inspection,Down Conductor Detection (DCD), | EPSS Aerial Inspection Ground Inspection Down Conductor Detection (DCD) | EPSS Aerial Inspection Ground Inspection Down Conductor Detection (DCD) |  |  |  | , | FALSE
HUNTERS POINT (P) 110612531 | EPSS | EPSS | EPSS | [16 empty] | Ground Inspection | [19 empty] | EPSS, | EPSS | EPSS | EPSS,Ground Inspection, | EPSS Ground Inspection | EPSS Ground Inspection | EPSS, | EPSS | EPSS |  |  |  | , | FALSE
MONROE 210290988 | EPSS | EPSS | EPSS | [17 empty] | Ground Inspection | [18 empty] | EPSS, | EPSS | EPSS | EPSS, | EPSS | EPSS | EPSS,Ground Inspection, | EPSS Ground Inspection | EPSS Ground Inspection |  |  |  | , | FALSE
CHANNEL 1101CB | EPSS | EPSS | EPSS | [15 empty] | Ground Inspection | Ground Inspection | [19 empty] | EPSS,Ground Inspection, | EPSS Ground Inspection | EPSS Ground Inspection | EPSS,Ground Inspection, | EPSS Ground Inspection | EPSS Ground Inspection | EPSS, | EPSS | EPSS |  |  |  | , | FALSE
FULTON 1101CB | EPSS | EPSS | EPSS | [17 empty] | Ground Inspection | [18 empty] | EPSS, | EPSS | EPSS | EPSS, | EPSS | EPSS | EPSS,Ground Inspection, | EPSS Ground Inspection | EPSS Ground Inspection |  |  |  | , | FALSE
OAKLAND X 1105CB | EPSS | EPSS | EPSS | [13 empty] | Aerial Inspection |  | Ground Inspection | Ground Inspection | Ground Inspection | [18 empty] | EPSS,Ground Inspection, | EPSS Ground Inspection | EPSS Ground Inspection | EPSS,Aerial Inspection,Ground Inspection, | EPSS Aerial Inspection Ground Inspection | EPSS Aerial Inspection Ground Inspection | EPSS,Ground Inspection, | EPSS Ground Inspection | EPSS Ground Inspection |  |  |  | , | FALSE
BAKERSFIELD 210616874 | EPSS | EPSS | EPSS | [36 empty] | EPSS, | EPSS | EPSS | EPSS, | EPSS | EPSS | EPSS, | EPSS | EPSS |  |  |  | , | FALSE
TRIMBLE 1107CB | EPSS | EPSS | EPSS | [16 empty] | Ground Inspection | [19 empty] | EPSS, | EPSS | EPSS | EPSS,Ground Inspection, | EPSS Ground Inspection | EPSS Ground Inspection | EPSS, | EPSS | EPSS |  |  |  | , | FALSE
STOCKTON A 110737868 | EPSS | EPSS | EPSS | [15 empty] | Ground Inspection | [20 empty] | EPSS,Ground Inspection, | EPSS Ground Inspection | EPSS Ground Inspection | EPSS, | EPSS | EPSS | EPSS, | EPSS | EPSS |  |  |  | , | FALSE
AIRWAYS 110365600 | EPSS | EPSS | EPSS | [15 empty] | Ground Inspection | [20 empty] | EPSS,Ground Inspection, | EPSS Ground Inspection | EPSS Ground Inspection | EPSS, | EPSS | EPSS | EPSS, | EPSS | EPSS |  |  |  | , | FALSE
COPPERMINE 2110CB | EPSS | EPSS | EPSS | [17 empty] | Ground Inspection | [18 empty] | EPSS, | EPSS | EPSS | EPSS, | EPSS | EPSS | EPSS,Ground Inspection, | EPSS Ground Inspection | EPSS Ground Inspection |  |  |  | , | FALSE
IGNACIO 11011779 | EPSS | EPSS | EPSS | [7 empty] | Expulsion Fuse Replacement | [6 empty] | Aerial Inspection |  | Ground Inspection | [8 empty] | Down Conductor Detection (DCD) | [10 empty] | EPSS, | EPSS | EPSS | EPSS,Expulsion Fuse Replacement,Ground Inspection,Down Conductor Detection (DCD), | EPSS Expulsion Fuse Replacement Ground Inspection Down Conductor Detection (DCD) | EPSS Expulsion Fuse Replacement Ground Inspection Down Conductor Detection (DCD) | EPSS,Aerial Inspection, | EPSS Aerial Inspection | EPSS Aerial Inspection |  |  |  | , | FALSE
MERCED 2101CB | EPSS | EPSS | EPSS | [15 empty] | Ground Inspection |  | Ground Inspection | [18 empty] | EPSS,Ground Inspection, | EPSS Ground Inspection | EPSS Ground Inspection | EPSS, | EPSS | EPSS | EPSS,Ground Inspection, | EPSS Ground Inspection | EPSS Ground Inspection |  |  |  | , | FALSE
RICHMOND R 1130CB | EPSS | EPSS | EPSS | [36 empty] | EPSS, | EPSS | EPSS | EPSS, | EPSS | EPSS | EPSS, | EPSS | EPSS |  |  |  | , | FALSE
NORD 1103CB | EPSS | EPSS | EPSS | [15 empty] | Ground Inspection | [20 empty] | EPSS,Ground Inspection, | EPSS Ground Inspection | EPSS Ground Inspection | EPSS, | EPSS | EPSS | EPSS, | EPSS | EPSS |  |  |  | , | FALSE
LLAGAS 2105CB | EPSS | EPSS | EPSS | [15 empty] | Ground Inspection | [20 empty] | EPSS,Ground Inspection, | EPSS Ground Inspection | EPSS Ground Inspection | EPSS, | EPSS | EPSS | EPSS, | EPSS | EPSS |  |  |  | , | FALSE
CLAYTON 2212523764 | EPSS | EPSS | EPSS | [17 empty] | Ground Inspection | [9 empty] | Line Sensors | [8 empty] | EPSS,Line Sensors, | EPSS Line Sensors | EPSS Line Sensors | EPSS, | EPSS | EPSS | EPSS,Ground Inspection, | EPSS Ground Inspection | EPSS Ground Inspection |  |  |  | , | FALSE
BAHIA 1103CB | EPSS | EPSS | EPSS | [15 empty] | Ground Inspection |  | Ground Inspection | [18 empty] | EPSS,Ground Inspection, | EPSS Ground Inspection | EPSS Ground Inspection | EPSS, | EPSS | EPSS | EPSS,Ground Inspection, | EPSS Ground Inspection | EPSS Ground Inspection |  |  |  | , | FALSE
POTRERO PP (A) 1107CB | EPSS | EPSS | EPSS | [15 empty] | Ground Inspection | [20 empty] | EPSS,Ground Inspection, | EPSS Ground Inspection | EPSS Ground Inspection | EPSS, | EPSS | EPSS | EPSS, | EPSS | EPSS |  |  |  | , | FALSE
ESTUDILLO 0401CB | EPSS | EPSS | EPSS | [17 empty] | Ground Inspection | [18 empty] | EPSS, | EPSS | EPSS | EPSS, | EPSS | EPSS | EPSS,Ground Inspection, | EPSS Ground Inspection | EPSS Ground Inspection |  |  |  | , | FALSE
MAGUNDEN 11064176 | EPSS | EPSS | EPSS | [36 empty] | EPSS, | EPSS | EPSS | EPSS, | EPSS | EPSS | EPSS, | EPSS | EPSS |  |  |  | , | FALSE
VIRGINIA 0401CB | EPSS | EPSS | EPSS | [36 empty] | EPSS, | EPSS | EPSS | EPSS, | EPSS | EPSS | EPSS, | EPSS | EPSS |  |  |  | , | FALSE
BAY MEADOWS 1107CB | EPSS | EPSS | EPSS | [15 empty] | Ground Inspection | [20 empty] | EPSS,Ground Inspection, | EPSS Ground Inspection | EPSS Ground Inspection | EPSS, | EPSS | EPSS | EPSS, | EPSS | EPSS |  |  |  | , | FALSE
SAN JOSE B 1112CB | EPSS | EPSS | EPSS | [17 empty] | Ground Inspection | [18 empty] | EPSS, | EPSS | EPSS | EPSS, | EPSS | EPSS | EPSS,Ground Inspection, | EPSS Ground Inspection | EPSS Ground Inspection |  |  |  | , | FALSE
OCEANO 1106V28 | EPSS | EPSS | EPSS | [13 empty] | Aerial Inspection | Aerial Inspection | Ground Inspection | Ground Inspection | Ground Inspection | Non-Pole Backlog | [6 empty] | Down Conductor Detection (DCD) | [10 empty] | EPSS,Ground Inspection,Non-Pole Backlog, | EPSS Ground Inspection Non-Pole Backlog | EPSS Ground Inspection Non-Pole Backlog | EPSS,Aerial Inspection,Ground Inspection,Down Conductor Detection (DCD), | EPSS Aerial Inspection Ground Inspection Down Conductor Detection (DCD) | EPSS Aerial Inspection Ground Inspection Down Conductor Detection (DCD) | EPSS,Aerial Inspection,Ground Inspection, | EPSS Aerial Inspection Ground Inspection | EPSS Aerial Inspection Ground Inspection |  |  |  | , | FALSE
SALMON CREEK 1101676 | EPSS | EPSS | EPSS | [15 empty] | Ground Inspection | [20 empty] | EPSS,Ground Inspection, | EPSS Ground Inspection | EPSS Ground Inspection | EPSS, | EPSS | EPSS | EPSS, | EPSS | EPSS |  |  |  | , | FALSE
FRANKLIN 1102P120 | EPSS | EPSS | EPSS | [15 empty] | Ground Inspection | [20 empty] | EPSS,Ground Inspection, | EPSS Ground Inspection | EPSS Ground Inspection | EPSS, | EPSS | EPSS | EPSS, | EPSS | EPSS |  |  |  | , | FALSE
LINCOLN 1101744292 | EPSS | EPSS | EPSS | [17 empty] | Ground Inspection | [18 empty] | EPSS, | EPSS | EPSS | EPSS, | EPSS | EPSS | EPSS,Ground Inspection, | EPSS Ground Inspection | EPSS Ground Inspection |  |  |  | , | FALSE
SAN JOSE B 110897260 | EPSS | EPSS | EPSS | [17 empty] | Ground Inspection | [18 empty] | EPSS, | EPSS | EPSS | EPSS, | EPSS | EPSS | EPSS,Ground Inspection, | EPSS Ground Inspection | EPSS Ground Inspection |  |  |  | , | FALSE
LAKEWOOD 222475242 | EPSS | EPSS | EPSS | [16 empty] | Ground Inspection | [19 empty] | EPSS, | EPSS | EPSS | EPSS,Ground Inspection, | EPSS Ground Inspection | EPSS Ground Inspection | EPSS, | EPSS | EPSS |  |  |  | , | FALSE
DAVIS 1105130744 | EPSS | EPSS | EPSS | [15 empty] | Ground Inspection | [20 empty] | EPSS,Ground Inspection, | EPSS Ground Inspection | EPSS Ground Inspection | EPSS, | EPSS | EPSS | EPSS, | EPSS | EPSS |  |  |  | , | FALSE
STOCKTON ACRES 0402CB | EPSS | EPSS | EPSS | [15 empty] | Ground Inspection | Ground Inspection | [19 empty] | EPSS,Ground Inspection, | EPSS Ground Inspection | EPSS Ground Inspection | EPSS,Ground Inspection, | EPSS Ground Inspection | EPSS Ground Inspection | EPSS, | EPSS | EPSS |  |  |  | , | FALSE
CHANNEL 110148608 | EPSS | EPSS | EPSS | [15 empty] | Ground Inspection | [20 empty] | EPSS,Ground Inspection, | EPSS Ground Inspection | EPSS Ground Inspection | EPSS, | EPSS | EPSS | EPSS, | EPSS | EPSS |  |  |  | , | FALSE
SANTA ROSA A 111265702 | EPSS | EPSS | EPSS | [36 empty] | EPSS, | EPSS | EPSS | EPSS, | EPSS | EPSS | EPSS, | EPSS | EPSS |  |  |  | , | FALSE
ROSEDALE 1101CB | EPSS | EPSS | EPSS | [16 empty] | Ground Inspection | [19 empty] | EPSS, | EPSS | EPSS | EPSS,Ground Inspection, | EPSS Ground Inspection | EPSS Ground Inspection | EPSS, | EPSS | EPSS |  |  |  | , | FALSE
MORGAN HILL 2109CB | EPSS | EPSS | EPSS | [17 empty] | Ground Inspection | [9 empty] | Line Sensors | [8 empty] | EPSS,Line Sensors, | EPSS Line Sensors | EPSS Line Sensors | EPSS, | EPSS | EPSS | EPSS,Ground Inspection, | EPSS Ground Inspection | EPSS Ground Inspection |  |  |  | , | FALSE
NAPA 1103CB | EPSS | EPSS | EPSS | [15 empty] | Ground Inspection |  | Ground Inspection | [18 empty] | EPSS,Ground Inspection, | EPSS Ground Inspection | EPSS Ground Inspection | EPSS, | EPSS | EPSS | EPSS,Ground Inspection, | EPSS Ground Inspection | EPSS Ground Inspection |  |  |  | , | FALSE
EMBARCADERO (Z) 1122CB | EPSS | EPSS | EPSS | [15 empty] | Ground Inspection | [20 empty] | EPSS,Ground Inspection, | EPSS Ground Inspection | EPSS Ground Inspection | EPSS, | EPSS | EPSS | EPSS, | EPSS | EPSS |  |  |  | , | FALSE
SARATOGA 1112CB | EPSS | EPSS | EPSS | [15 empty] | Ground Inspection | Ground Inspection | [19 empty] | EPSS,Ground Inspection, | EPSS Ground Inspection | EPSS Ground Inspection | EPSS,Ground Inspection, | EPSS Ground Inspection | EPSS Ground Inspection | EPSS, | EPSS | EPSS |  |  |  | , | FALSE
CHANNEL 110111824 | EPSS | EPSS | EPSS | [15 empty] | Ground Inspection | [20 empty] | EPSS,Ground Inspection, | EPSS Ground Inspection | EPSS Ground Inspection | EPSS, | EPSS | EPSS | EPSS, | EPSS | EPSS |  |  |  | , | FALSE
BARTON 111094098 | EPSS | EPSS | EPSS | [15 empty] | Ground Inspection | [20 empty] | EPSS,Ground Inspection, | EPSS Ground Inspection | EPSS Ground Inspection | EPSS, | EPSS | EPSS | EPSS, | EPSS | EPSS |  |  |  | , | FALSE
OAKLAND X 1110CB | EPSS | EPSS | EPSS | [16 empty] | Ground Inspection | Ground Inspection | [18 empty] | EPSS, | EPSS | EPSS | EPSS,Ground Inspection, | EPSS Ground Inspection | EPSS Ground Inspection | EPSS,Ground Inspection, | EPSS Ground Inspection | EPSS Ground Inspection |  |  |  | , | FALSE
HUNTERS POINT (P) 1108993640 | EPSS | EPSS | EPSS | [15 empty] | Ground Inspection | Ground Inspection | [19 empty] | EPSS,Ground Inspection, | EPSS Ground Inspection | EPSS Ground Inspection | EPSS,Ground Inspection, | EPSS Ground Inspection | EPSS Ground Inspection | EPSS, | EPSS | EPSS |  |  |  | , | FALSE
LAKEWOOD 22258748 | EPSS | EPSS | EPSS | [36 empty] | EPSS, | EPSS | EPSS | EPSS, | EPSS | EPSS | EPSS, | EPSS | EPSS |  |  |  | , | FALSE
MILLBRAE 1105CB | EPSS | EPSS | EPSS | [36 empty] | EPSS, | EPSS | EPSS | EPSS, | EPSS | EPSS | EPSS, | EPSS | EPSS |  |  |  | , | FALSE
ECHO SUMMIT 11018922 | EPSS | EPSS | EPSS | [17 empty] | Ground Inspection | Non-Pole Backlog | [6 empty] | Down Conductor Detection (DCD) | [10 empty] | EPSS,Non-Pole Backlog, | EPSS Non-Pole Backlog | EPSS Non-Pole Backlog | EPSS,Down Conductor Detection (DCD), | EPSS Down Conductor Detection (DCD) | EPSS Down Conductor Detection (DCD) | EPSS,Ground Inspection, | EPSS Ground Inspection | EPSS Ground Inspection |  |  |  | , | FALSE
ROSSMOOR 1104CB | EPSS | EPSS | EPSS | [14 empty] | Aerial Inspection |  | Ground Inspection | Ground Inspection | Non-Pole Backlog | [17 empty] | EPSS,Non-Pole Backlog, | EPSS Non-Pole Backlog | EPSS Non-Pole Backlog | EPSS,Ground Inspection, | EPSS Ground Inspection | EPSS Ground Inspection | EPSS,Aerial Inspection,Ground Inspection, | EPSS Aerial Inspection Ground Inspection | EPSS Aerial Inspection Ground Inspection |  |  |  | , | FALSE
SAN JOSE B 1113CB | EPSS | EPSS | EPSS | [36 empty] | EPSS, | EPSS | EPSS | EPSS, | EPSS | EPSS | EPSS, | EPSS | EPSS |  |  |  | , | FALSE
WAHTOKE 1106CB | EPSS | EPSS | EPSS | [36 empty] | EPSS, | EPSS | EPSS | EPSS, | EPSS | EPSS | EPSS, | EPSS | EPSS |  |  |  | , | FALSE
PUEBLO 1103CB | EPSS | EPSS | EPSS | [16 empty] | Ground Inspection | [19 empty] | EPSS, | EPSS | EPSS | EPSS,Ground Inspection, | EPSS Ground Inspection | EPSS Ground Inspection | EPSS, | EPSS | EPSS |  |  |  | , | FALSE
EDES 1101CR148 | EPSS | EPSS | EPSS | [36 empty] | EPSS, | EPSS | EPSS | EPSS, | EPSS | EPSS | EPSS, | EPSS | EPSS |  |  |  | , | FALSE
SUISUN 1102CB | EPSS | EPSS | EPSS | [17 empty] | Ground Inspection | [18 empty] | EPSS, | EPSS | EPSS | EPSS, | EPSS | EPSS | EPSS,Ground Inspection, | EPSS Ground Inspection | EPSS Ground Inspection |  |  |  | , | FALSE
NAPA 11021360 | EPSS | EPSS | EPSS | [15 empty] | Ground Inspection | [20 empty] | EPSS,Ground Inspection, | EPSS Ground Inspection | EPSS Ground Inspection | EPSS, | EPSS | EPSS | EPSS, | EPSS | EPSS |  |  |  | , | FALSE
MT EDEN 1107MR138 | EPSS | EPSS | EPSS | [36 empty] | EPSS, | EPSS | EPSS | EPSS, | EPSS | EPSS | EPSS, | EPSS | EPSS |  |  |  | , | FALSE
WESTPARK 110874556 | EPSS | EPSS | EPSS | [16 empty] | Ground Inspection | Ground Inspection | [18 empty] | EPSS, | EPSS | EPSS | EPSS,Ground Inspection, | EPSS Ground Inspection | EPSS Ground Inspection | EPSS,Ground Inspection, | EPSS Ground Inspection | EPSS Ground Inspection |  |  |  | , | FALSE
FIGARDEN 211275770 | EPSS | EPSS | EPSS | [17 empty] | Ground Inspection | [18 empty] | EPSS, | EPSS | EPSS | EPSS, | EPSS | EPSS | EPSS,Ground Inspection, | EPSS Ground Inspection | EPSS Ground Inspection |  |  |  | , | FALSE
TRIMBLE 2118CB | EPSS | EPSS | EPSS | [15 empty] | Ground Inspection | [20 empty] | EPSS,Ground Inspection, | EPSS Ground Inspection | EPSS Ground Inspection | EPSS, | EPSS | EPSS | EPSS, | EPSS | EPSS |  |  |  | , | FALSE
SOLEDAD 21027646 | EPSS | EPSS | EPSS | [17 empty] | Ground Inspection | [18 empty] | EPSS, | EPSS | EPSS | EPSS, | EPSS | EPSS | EPSS,Ground Inspection, | EPSS Ground Inspection | EPSS Ground Inspection |  |  |  | , | FALSE
OCEANO 1103V22 | EPSS | EPSS | EPSS | [14 empty] | Aerial Inspection |  | Ground Inspection | Ground Inspection | [8 empty] | Down Conductor Detection (DCD) | [9 empty] | EPSS, | EPSS | EPSS | EPSS,Ground Inspection, | EPSS Ground Inspection | EPSS Ground Inspection | EPSS,Aerial Inspection,Ground Inspection,Down Conductor Detection (DCD), | EPSS Aerial Inspection Ground Inspection Down Conductor Detection (DCD) | EPSS Aerial Inspection Ground Inspection Down Conductor Detection (DCD) |  |  |  | , | FALSE
SANTA NELLA 110111370 | EPSS | EPSS | EPSS | [36 empty] | EPSS, | EPSS | EPSS | EPSS, | EPSS | EPSS | EPSS, | EPSS | EPSS |  |  |  | , | FALSE
TIDEWATER 210978302 | EPSS | EPSS | EPSS | [36 empty] | EPSS, | EPSS | EPSS | EPSS, | EPSS | EPSS | EPSS, | EPSS | EPSS |  |  |  | , | FALSE
ALMADEN 111149970 | EPSS | EPSS | EPSS | [17 empty] | Ground Inspection | [18 empty] | EPSS, | EPSS | EPSS | EPSS, | EPSS | EPSS | EPSS,Ground Inspection, | EPSS Ground Inspection | EPSS Ground Inspection |  |  |  | , | FALSE
WHITNEY 0402CB | EPSS | EPSS | EPSS | [36 empty] | EPSS, | EPSS | EPSS | EPSS, | EPSS | EPSS | EPSS, | EPSS | EPSS |  |  |  | , | FALSE
WEBER 11099316 | EPSS | EPSS | EPSS | [16 empty] | Ground Inspection | [19 empty] | EPSS, | EPSS | EPSS | EPSS,Ground Inspection, | EPSS Ground Inspection | EPSS Ground Inspection | EPSS, | EPSS | EPSS |  |  |  | , | FALSE
LAKEWOOD 1104CB | EPSS | EPSS | EPSS | [36 empty] | EPSS, | EPSS | EPSS | EPSS, | EPSS | EPSS | EPSS, | EPSS | EPSS |  |  |  | , | FALSE
BAY MEADOWS 2101410526 | EPSS | EPSS | EPSS | [36 empty] | EPSS, | EPSS | EPSS | EPSS, | EPSS | EPSS | EPSS, | EPSS | EPSS |  |  |  | , | FALSE
HUNTERS POINT (P) 110775148 | EPSS | EPSS | EPSS | [15 empty] | Ground Inspection | [20 empty] | EPSS,Ground Inspection, | EPSS Ground Inspection | EPSS Ground Inspection | EPSS, | EPSS | EPSS | EPSS, | EPSS | EPSS |  |  |  | , | FALSE
EL PATIO 1109CB | EPSS | EPSS | EPSS | [15 empty] | Ground Inspection | Ground Inspection | [19 empty] | EPSS,Ground Inspection, | EPSS Ground Inspection | EPSS Ground Inspection | EPSS,Ground Inspection, | EPSS Ground Inspection | EPSS Ground Inspection | EPSS, | EPSS | EPSS |  |  |  | , | FALSE
OAKLAND L 1101829806 | EPSS | EPSS | EPSS | [15 empty] | Ground Inspection | [20 empty] | EPSS,Ground Inspection, | EPSS Ground Inspection | EPSS Ground Inspection | EPSS, | EPSS | EPSS | EPSS, | EPSS | EPSS |  |  |  | , | FALSE
TIDEWATER 2104CB | EPSS | EPSS | EPSS | [15 empty] | Ground Inspection | [20 empty] | EPSS,Ground Inspection, | EPSS Ground Inspection | EPSS Ground Inspection | EPSS, | EPSS | EPSS | EPSS, | EPSS | EPSS |  |  |  | , | FALSE
BOGUE 11027020 | EPSS | EPSS | EPSS | [36 empty] | EPSS, | EPSS | EPSS | EPSS, | EPSS | EPSS | EPSS, | EPSS | EPSS |  |  |  | , | FALSE
VACAVILLE 110569806 | EPSS | EPSS | EPSS | [16 empty] | Ground Inspection | Ground Inspection | [18 empty] | EPSS, | EPSS | EPSS | EPSS,Ground Inspection, | EPSS Ground Inspection | EPSS Ground Inspection | EPSS,Ground Inspection, | EPSS Ground Inspection | EPSS Ground Inspection |  |  |  | , | FALSE
LAKEVILLE 1102367100 | EPSS | EPSS | EPSS | [17 empty] | Ground Inspection | [8 empty] | Down Conductor Detection (DCD) | [9 empty] | EPSS, | EPSS | EPSS | EPSS, | EPSS | EPSS | EPSS,Ground Inspection,Down Conductor Detection (DCD), | EPSS Ground Inspection Down Conductor Detection (DCD) | EPSS Ground Inspection Down Conductor Detection (DCD) |  |  |  | , | FALSE
EAST STOCKTON 1101530016 | EPSS | EPSS | EPSS | [16 empty] | Ground Inspection | [19 empty] | EPSS, | EPSS | EPSS | EPSS,Ground Inspection, | EPSS Ground Inspection | EPSS Ground Inspection | EPSS, | EPSS | EPSS |  |  |  | , | FALSE
OAKLAND C 1121829656 | EPSS | EPSS | EPSS | [15 empty] | Ground Inspection | [20 empty] | EPSS,Ground Inspection, | EPSS Ground Inspection | EPSS Ground Inspection | EPSS, | EPSS | EPSS | EPSS, | EPSS | EPSS |  |  |  | , | FALSE
WAHTOKE 1109CB | EPSS | EPSS | EPSS | [17 empty] | Ground Inspection | [18 empty] | EPSS, | EPSS | EPSS | EPSS, | EPSS | EPSS | EPSS,Ground Inspection, | EPSS Ground Inspection | EPSS Ground Inspection |  |  |  | , | FALSE
STOCKTON ACRES 0401CB | EPSS | EPSS | EPSS | [15 empty] | Ground Inspection | Ground Inspection | [19 empty] | EPSS,Ground Inspection, | EPSS Ground Inspection | EPSS Ground Inspection | EPSS,Ground Inspection, | EPSS Ground Inspection | EPSS Ground Inspection | EPSS, | EPSS | EPSS |  |  |  | , | FALSE
BURLINGAME 2101A80 | EPSS | EPSS | EPSS | [36 empty] | EPSS, | EPSS | EPSS | EPSS, | EPSS | EPSS | EPSS, | EPSS | EPSS |  |  |  | , | FALSE
PUEBLO 1102662 | EPSS | EPSS | EPSS | [15 empty] | Ground Inspection |  | Ground Inspection | [18 empty] | EPSS,Ground Inspection, | EPSS Ground Inspection | EPSS Ground Inspection | EPSS, | EPSS | EPSS | EPSS,Ground Inspection, | EPSS Ground Inspection | EPSS Ground Inspection |  |  |  | , | FALSE
NOTRE DAME 1103CB | EPSS | EPSS | EPSS | [36 empty] | EPSS, | EPSS | EPSS | EPSS, | EPSS | EPSS | EPSS, | EPSS | EPSS |  |  |  | , | FALSE
WEEDPATCH 110217701 | EPSS | EPSS | EPSS | [15 empty] | Ground Inspection | [20 empty] | EPSS,Ground Inspection, | EPSS Ground Inspection | EPSS Ground Inspection | EPSS, | EPSS | EPSS | EPSS, | EPSS | EPSS |  |  |  | , | FALSE
BARTON 1111CB | EPSS | EPSS | EPSS | [15 empty] | Ground Inspection | Ground Inspection | [19 empty] | EPSS,Ground Inspection, | EPSS Ground Inspection | EPSS Ground Inspection | EPSS,Ground Inspection, | EPSS Ground Inspection | EPSS Ground Inspection | EPSS, | EPSS | EPSS |  |  |  | , | FALSE
LAS GALLINAS A 1107CB | EPSS | EPSS | EPSS | [36 empty] | EPSS, | EPSS | EPSS | EPSS, | EPSS | EPSS | EPSS, | EPSS | EPSS |  |  |  | , | FALSE
SANTA ROSA A 1110CB | EPSS | EPSS | EPSS | [17 empty] | Ground Inspection | [18 empty] | EPSS, | EPSS | EPSS | EPSS, | EPSS | EPSS | EPSS,Ground Inspection, | EPSS Ground Inspection | EPSS Ground Inspection |  |  |  | , | FALSE
PUEBLO 110298730 | EPSS | EPSS | EPSS | [15 empty] | Ground Inspection | [20 empty] | EPSS,Ground Inspection, | EPSS Ground Inspection | EPSS Ground Inspection | EPSS, | EPSS | EPSS | EPSS, | EPSS | EPSS |  |  |  | , | FALSE
WEBER 111113724 | EPSS | EPSS | EPSS | [16 empty] | Ground Inspection | [19 empty] | EPSS, | EPSS | EPSS | EPSS,Ground Inspection, | EPSS Ground Inspection | EPSS Ground Inspection | EPSS, | EPSS | EPSS |  |  |  | , | FALSE
PLEASANT GROVE 2103CB | EPSS | EPSS | EPSS | [17 empty] | Ground Inspection | [18 empty] | EPSS, | EPSS | EPSS | EPSS, | EPSS | EPSS | EPSS,Ground Inspection, | EPSS Ground Inspection | EPSS Ground Inspection |  |  |  | , | FALSE
NORD 11063307 | EPSS | EPSS | EPSS | [15 empty] | Ground Inspection | [20 empty] | EPSS,Ground Inspection, | EPSS Ground Inspection | EPSS Ground Inspection | EPSS, | EPSS | EPSS | EPSS, | EPSS | EPSS |  |  |  | , | FALSE
SWIFT 2102XR440 | EPSS | EPSS | EPSS | [16 empty] | Ground Inspection | Ground Inspection | [18 empty] | EPSS, | EPSS | EPSS | EPSS,Ground Inspection, | EPSS Ground Inspection | EPSS Ground Inspection | EPSS,Ground Inspection, | EPSS Ground Inspection | EPSS Ground Inspection |  |  |  | , | FALSE
NAPA 1105CB | EPSS | EPSS | EPSS | [15 empty] | Ground Inspection | Ground Inspection | [19 empty] | EPSS,Ground Inspection, | EPSS Ground Inspection | EPSS Ground Inspection | EPSS,Ground Inspection, | EPSS Ground Inspection | EPSS Ground Inspection | EPSS, | EPSS | EPSS |  |  |  | , | FALSE
CAROLANDS 04018506 | EPSS | EPSS | EPSS | [17 empty] | Ground Inspection | [18 empty] | EPSS, | EPSS | EPSS | EPSS, | EPSS | EPSS | EPSS,Ground Inspection, | EPSS Ground Inspection | EPSS Ground Inspection |  |  |  | , | FALSE
SF H 1101CB | EPSS | EPSS | EPSS | [15 empty] | Ground Inspection | Ground Inspection | [19 empty] | EPSS,Ground Inspection, | EPSS Ground Inspection | EPSS Ground Inspection | EPSS,Ground Inspection, | EPSS Ground Inspection | EPSS Ground Inspection | EPSS, | EPSS | EPSS |  |  |  | , | FALSE
FIGARDEN 210384860 | EPSS | EPSS | EPSS | [17 empty] | Ground Inspection | [18 empty] | EPSS, | EPSS | EPSS | EPSS, | EPSS | EPSS | EPSS,Ground Inspection, | EPSS Ground Inspection | EPSS Ground Inspection |  |  |  | , | FALSE
MOSHER 210738444 | EPSS | EPSS | EPSS | [17 empty] | Ground Inspection | [18 empty] | EPSS, | EPSS | EPSS | EPSS, | EPSS | EPSS | EPSS,Ground Inspection, | EPSS Ground Inspection | EPSS Ground Inspection |  |  |  | , | FALSE
WHISMAN 1104CB | EPSS | EPSS | EPSS | [17 empty] | Ground Inspection | [18 empty] | EPSS, | EPSS | EPSS | EPSS, | EPSS | EPSS | EPSS,Ground Inspection, | EPSS Ground Inspection | EPSS Ground Inspection |  |  |  | , | FALSE
BELLE HAVEN 1101CB | EPSS | EPSS | EPSS | [16 empty] | Ground Inspection | [19 empty] | EPSS, | EPSS | EPSS | EPSS,Ground Inspection, | EPSS Ground Inspection | EPSS Ground Inspection | EPSS, | EPSS | EPSS |  |  |  | , | FALSE
SF H 110612123 | EPSS | EPSS | EPSS | [16 empty] | Ground Inspection | [19 empty] | EPSS, | EPSS | EPSS | EPSS,Ground Inspection, | EPSS Ground Inspection | EPSS Ground Inspection | EPSS, | EPSS | EPSS |  |  |  | , | FALSE
MENLO 11029152 | EPSS | EPSS | EPSS | [13 empty] | Aerial Inspection |  | Ground Inspection |  | Ground Inspection | Non-Pole Backlog | [6 empty] | Down Conductor Detection (DCD) | [10 empty] | EPSS,Ground Inspection,Non-Pole Backlog, | EPSS Ground Inspection Non-Pole Backlog | EPSS Ground Inspection Non-Pole Backlog | EPSS,Aerial Inspection,Down Conductor Detection (DCD), | EPSS Aerial Inspection Down Conductor Detection (DCD) | EPSS Aerial Inspection Down Conductor Detection (DCD) | EPSS,Ground Inspection, | EPSS Ground Inspection | EPSS Ground Inspection |  |  |  | , | FALSE
BARTON 1115CB | EPSS | EPSS | EPSS | [15 empty] | Ground Inspection | Ground Inspection | [19 empty] | EPSS,Ground Inspection, | EPSS Ground Inspection | EPSS Ground Inspection | EPSS,Ground Inspection, | EPSS Ground Inspection | EPSS Ground Inspection | EPSS, | EPSS | EPSS |  |  |  | , | FALSE
POTRERO PP (A) 1103CB | EPSS | EPSS | EPSS | [15 empty] | Ground Inspection | [20 empty] | EPSS,Ground Inspection, | EPSS Ground Inspection | EPSS Ground Inspection | EPSS, | EPSS | EPSS | EPSS, | EPSS | EPSS |  |  |  | , | FALSE
LIVERMORE 1103CB | EPSS | EPSS | EPSS | [15 empty] | Ground Inspection | [20 empty] | EPSS,Ground Inspection, | EPSS Ground Inspection | EPSS Ground Inspection | EPSS, | EPSS | EPSS | EPSS, | EPSS | EPSS |  |  |  | , | FALSE
HAMMER 1109CB | EPSS | EPSS | EPSS | [16 empty] | Ground Inspection | [19 empty] | EPSS, | EPSS | EPSS | EPSS,Ground Inspection, | EPSS Ground Inspection | EPSS Ground Inspection | EPSS, | EPSS | EPSS |  |  |  | , | FALSE
RICHMOND R 1120CB | EPSS | EPSS | EPSS | [36 empty] | EPSS, | EPSS | EPSS | EPSS, | EPSS | EPSS | EPSS, | EPSS | EPSS |  |  |  | , | FALSE
VIERRA 170313694 | EPSS | EPSS | EPSS | [17 empty] | Ground Inspection | [18 empty] | EPSS, | EPSS | EPSS | EPSS, | EPSS | EPSS | EPSS,Ground Inspection, | EPSS Ground Inspection | EPSS Ground Inspection |  |  |  | , | FALSE
DEL MAR 210551694 | EPSS | EPSS | EPSS | [16 empty] | Ground Inspection | Ground Inspection | [18 empty] | EPSS, | EPSS | EPSS | EPSS,Ground Inspection, | EPSS Ground Inspection | EPSS Ground Inspection | EPSS,Ground Inspection, | EPSS Ground Inspection | EPSS Ground Inspection |  |  |  | , | FALSE
PINEDALE 2109CB | EPSS | EPSS | EPSS | [17 empty] | Ground Inspection | [18 empty] | EPSS, | EPSS | EPSS | EPSS, | EPSS | EPSS | EPSS,Ground Inspection, | EPSS Ground Inspection | EPSS Ground Inspection |  |  |  | , | FALSE
DAVIS 110520567 | EPSS | EPSS | EPSS | [15 empty] | Ground Inspection | [20 empty] | EPSS,Ground Inspection, | EPSS Ground Inspection | EPSS Ground Inspection | EPSS, | EPSS | EPSS | EPSS, | EPSS | EPSS |  |  |  | , | FALSE
PAUL SWEET 210712222 | EPSS | EPSS | EPSS | [36 empty] | EPSS, | EPSS | EPSS | EPSS, | EPSS | EPSS | EPSS, | EPSS | EPSS |  |  |  | , | FALSE
BASALT 1105CB | EPSS | EPSS | EPSS | [15 empty] | Ground Inspection | [20 empty] | EPSS,Ground Inspection, | EPSS Ground Inspection | EPSS Ground Inspection | EPSS, | EPSS | EPSS | EPSS, | EPSS | EPSS |  |  |  | , | FALSE
WEST SACRAMENTO 111022412 | EPSS | EPSS | EPSS | [36 empty] | EPSS, | EPSS | EPSS | EPSS, | EPSS | EPSS | EPSS, | EPSS | EPSS |  |  |  | , | FALSE
SARATOGA 1105CB | EPSS | EPSS | EPSS | [15 empty] | Ground Inspection | [20 empty] | EPSS,Ground Inspection, | EPSS Ground Inspection | EPSS Ground Inspection | EPSS, | EPSS | EPSS | EPSS, | EPSS | EPSS |  |  |  | , | FALSE
JARVIS 1104CB | EPSS | EPSS | EPSS | [36 empty] | EPSS, | EPSS | EPSS | EPSS, | EPSS | EPSS | EPSS, | EPSS | EPSS |  |  |  | , | FALSE
PEABODY 210769886 | EPSS | EPSS | EPSS | [36 empty] | EPSS, | EPSS | EPSS | EPSS, | EPSS | EPSS | EPSS, | EPSS | EPSS |  |  |  | , | FALSE
SF G 0401CB | EPSS | EPSS | EPSS | [36 empty] | EPSS, | EPSS | EPSS | EPSS, | EPSS | EPSS | EPSS, | EPSS | EPSS |  |  |  | , | FALSE
WOODSIDE 11049016 | EPSS | EPSS | EPSS | [36 empty] | EPSS, | EPSS | EPSS | EPSS, | EPSS | EPSS | EPSS, | EPSS | EPSS |  |  |  | , | FALSE
SARATOGA 1111CB | EPSS | EPSS | EPSS | [15 empty] | Ground Inspection | Ground Inspection | [19 empty] | EPSS,Ground Inspection, | EPSS Ground Inspection | EPSS Ground Inspection | EPSS,Ground Inspection, | EPSS Ground Inspection | EPSS Ground Inspection | EPSS, | EPSS | EPSS |  |  |  | , | FALSE
MOLINO 1102535 | EPSS | EPSS | EPSS | [17 empty] | Ground Inspection | [18 empty] | EPSS, | EPSS | EPSS | EPSS, | EPSS | EPSS | EPSS,Ground Inspection, | EPSS Ground Inspection | EPSS Ground Inspection |  |  |  | , | FALSE
SAN RAFAEL 1102480 | EPSS | EPSS | EPSS | [16 empty] | Ground Inspection | [19 empty] | EPSS, | EPSS | EPSS | EPSS,Ground Inspection, | EPSS Ground Inspection | EPSS Ground Inspection | EPSS, | EPSS | EPSS |  |  |  | , | FALSE
WEST SACRAMENTO 1108CB | EPSS | EPSS | EPSS | [36 empty] | EPSS, | EPSS | EPSS | EPSS, | EPSS | EPSS | EPSS, | EPSS | EPSS |  |  |  | , | FALSE
SNEATH LANE 110210287 | EPSS | EPSS | EPSS | [15 empty] | Ground Inspection |  | Ground Inspection | [18 empty] | EPSS,Ground Inspection, | EPSS Ground Inspection | EPSS Ground Inspection | EPSS, | EPSS | EPSS | EPSS,Ground Inspection, | EPSS Ground Inspection | EPSS Ground Inspection |  |  |  | , | FALSE
OAKLAND C 1121CB | EPSS | EPSS | EPSS | [15 empty] | Ground Inspection | Ground Inspection | [19 empty] | EPSS,Ground Inspection, | EPSS Ground Inspection | EPSS Ground Inspection | EPSS,Ground Inspection, | EPSS Ground Inspection | EPSS Ground Inspection | EPSS, | EPSS | EPSS |  |  |  | , | FALSE
SYCAMORE CREEK 11051763 | EPSS | EPSS | EPSS | [15 empty] | Ground Inspection |  | Ground Inspection | [18 empty] | EPSS,Ground Inspection, | EPSS Ground Inspection | EPSS Ground Inspection | EPSS, | EPSS | EPSS | EPSS,Ground Inspection, | EPSS Ground Inspection | EPSS Ground Inspection |  |  |  | , | FALSE
MISSION (X) 1118CB | EPSS | EPSS | EPSS | [36 empty] | EPSS, | EPSS | EPSS | EPSS, | EPSS | EPSS | EPSS, | EPSS | EPSS |  |  |  | , | FALSE
VACA DIXON 110531546 | EPSS | EPSS | EPSS | [16 empty] | Ground Inspection | [19 empty] | EPSS, | EPSS | EPSS | EPSS,Ground Inspection, | EPSS Ground Inspection | EPSS Ground Inspection | EPSS, | EPSS | EPSS |  |  |  | , | FALSE
STAGG 1105CB | EPSS | EPSS | EPSS | [15 empty] | Ground Inspection | [20 empty] | EPSS,Ground Inspection, | EPSS Ground Inspection | EPSS Ground Inspection | EPSS, | EPSS | EPSS | EPSS, | EPSS | EPSS |  |  |  | , | FALSE
STOREY 1106315398 | EPSS | EPSS | EPSS | [15 empty] | Ground Inspection | [20 empty] | EPSS,Ground Inspection, | EPSS Ground Inspection | EPSS Ground Inspection | EPSS, | EPSS | EPSS | EPSS, | EPSS | EPSS |  |  |  | , | FALSE
NAPA 1109CB | EPSS | EPSS | EPSS | [15 empty] | Ground Inspection |  | Ground Inspection | [18 empty] | EPSS,Ground Inspection, | EPSS Ground Inspection | EPSS Ground Inspection | EPSS, | EPSS | EPSS | EPSS,Ground Inspection, | EPSS Ground Inspection | EPSS Ground Inspection |  |  |  | , | FALSE
TRACY 1109CB | EPSS | EPSS | EPSS | [17 empty] | Ground Inspection | [18 empty] | EPSS, | EPSS | EPSS | EPSS, | EPSS | EPSS | EPSS,Ground Inspection, | EPSS Ground Inspection | EPSS Ground Inspection |  |  |  | , | FALSE
NEWHALL 1109CUS5328 | EPSS | EPSS | EPSS | [36 empty] | EPSS, | EPSS | EPSS | EPSS, | EPSS | EPSS | EPSS, | EPSS | EPSS |  |  |  | , | FALSE
EL PATIO 1104XR096 | EPSS | EPSS | EPSS | [16 empty] | Ground Inspection | [19 empty] | EPSS, | EPSS | EPSS | EPSS,Ground Inspection, | EPSS Ground Inspection | EPSS Ground Inspection | EPSS, | EPSS | EPSS |  |  |  | , | FALSE
EVERGREEN 2104XR150 | EPSS | EPSS | EPSS | [16 empty] | Ground Inspection | Ground Inspection | [18 empty] | EPSS, | EPSS | EPSS | EPSS,Ground Inspection, | EPSS Ground Inspection | EPSS Ground Inspection | EPSS,Ground Inspection, | EPSS Ground Inspection | EPSS Ground Inspection |  |  |  | , | FALSE
OAK PARK 0401CB | EPSS | EPSS | EPSS | [15 empty] | Ground Inspection | Ground Inspection | [19 empty] | EPSS,Ground Inspection, | EPSS Ground Inspection | EPSS Ground Inspection | EPSS,Ground Inspection, | EPSS Ground Inspection | EPSS Ground Inspection | EPSS, | EPSS | EPSS |  |  |  | , | FALSE
MANTECA 170866580 | EPSS | EPSS | EPSS | [36 empty] | EPSS, | EPSS | EPSS | EPSS, | EPSS | EPSS | EPSS, | EPSS | EPSS |  |  |  | , | FALSE
CALIFORNIA AVE 1102CB | EPSS | EPSS | EPSS | [15 empty] | Ground Inspection | [20 empty] | EPSS,Ground Inspection, | EPSS Ground Inspection | EPSS Ground Inspection | EPSS, | EPSS | EPSS | EPSS, | EPSS | EPSS |  |  |  | , | FALSE
WEST SACRAMENTO 1105CB | EPSS | EPSS | EPSS | [36 empty] | EPSS, | EPSS | EPSS | EPSS, | EPSS | EPSS | EPSS, | EPSS | EPSS |  |  |  | , | FALSE
OAKLAND J 1101CB | EPSS | EPSS | EPSS | [17 empty] | Ground Inspection | [18 empty] | EPSS, | EPSS | EPSS | EPSS, | EPSS | EPSS | EPSS,Ground Inspection, | EPSS Ground Inspection | EPSS Ground Inspection |  |  |  | , | FALSE
SAN JOSE A 1112XR066 | EPSS | EPSS | EPSS | [16 empty] | Ground Inspection | Ground Inspection | [18 empty] | EPSS, | EPSS | EPSS | EPSS,Ground Inspection, | EPSS Ground Inspection | EPSS Ground Inspection | EPSS,Ground Inspection, | EPSS Ground Inspection | EPSS Ground Inspection |  |  |  | , | FALSE
LARKIN (Y) 1138CB | EPSS | EPSS | EPSS | [36 empty] | EPSS, | EPSS | EPSS | EPSS, | EPSS | EPSS | EPSS, | EPSS | EPSS |  |  |  | , | FALSE
SHARON 1101CB | EPSS | EPSS | EPSS | [16 empty] | Ground Inspection | [19 empty] | EPSS, | EPSS | EPSS | EPSS,Ground Inspection, | EPSS Ground Inspection | EPSS Ground Inspection | EPSS, | EPSS | EPSS |  |  |  | , | FALSE
SYCAMORE CREEK 1110CB | EPSS | EPSS | EPSS | [15 empty] | Ground Inspection | [20 empty] | EPSS,Ground Inspection, | EPSS Ground Inspection | EPSS Ground Inspection | EPSS, | EPSS | EPSS | EPSS, | EPSS | EPSS |  |  |  | , | FALSE
SAN CARLOS 1101CB | EPSS | EPSS | EPSS | [16 empty] | Ground Inspection | [19 empty] | EPSS, | EPSS | EPSS | EPSS,Ground Inspection, | EPSS Ground Inspection | EPSS Ground Inspection | EPSS, | EPSS | EPSS |  |  |  | , | FALSE
VIEJO 2204746866 | EPSS | EPSS | EPSS | [14 empty] | Aerial Inspection | Ground Inspection | Ground Inspection | [10 empty] | Line Sensors | [8 empty] | EPSS,Ground Inspection,Line Sensors, | EPSS Ground Inspection Line Sensors | EPSS Ground Inspection Line Sensors | EPSS,Ground Inspection, | EPSS Ground Inspection | EPSS Ground Inspection | EPSS,Aerial Inspection, | EPSS Aerial Inspection | EPSS Aerial Inspection |  |  |  | , | FALSE
HOLLISTER 2102113634 | EPSS | EPSS | EPSS | [13 empty] | Aerial Inspection | Aerial Inspection | Ground Inspection | Ground Inspection | Ground Inspection | [7 empty] | Down Conductor Detection (DCD) | [10 empty] | EPSS,Ground Inspection, | EPSS Ground Inspection | EPSS Ground Inspection | EPSS,Aerial Inspection,Ground Inspection,Down Conductor Detection (DCD), | EPSS Aerial Inspection Ground Inspection Down Conductor Detection (DCD) | EPSS Aerial Inspection Ground Inspection Down Conductor Detection (DCD) | EPSS,Aerial Inspection,Ground Inspection, | EPSS Aerial Inspection Ground Inspection | EPSS Aerial Inspection Ground Inspection |  |  |  | , | FALSE
MILLBRAE 040479782 | EPSS | EPSS | EPSS | [36 empty] | EPSS, | EPSS | EPSS | EPSS, | EPSS | EPSS | EPSS, | EPSS | EPSS |  |  |  | , | FALSE
HAMMER 110414704 | EPSS | EPSS | EPSS | [16 empty] | Ground Inspection | [19 empty] | EPSS, | EPSS | EPSS | EPSS,Ground Inspection, | EPSS Ground Inspection | EPSS Ground Inspection | EPSS, | EPSS | EPSS |  |  |  | , | FALSE
SF E 1107CB | EPSS | EPSS | EPSS | [15 empty] | Ground Inspection | Ground Inspection | Ground Inspection | [18 empty] | EPSS,Ground Inspection, | EPSS Ground Inspection | EPSS Ground Inspection | EPSS,Ground Inspection, | EPSS Ground Inspection | EPSS Ground Inspection | EPSS,Ground Inspection, | EPSS Ground Inspection | EPSS Ground Inspection |  |  |  | , | FALSE
SYCAMORE CREEK 11022536 | EPSS | EPSS | EPSS | [15 empty] | Ground Inspection | [20 empty] | EPSS,Ground Inspection, | EPSS Ground Inspection | EPSS Ground Inspection | EPSS, | EPSS | EPSS | EPSS, | EPSS | EPSS |  |  |  | , | FALSE
TRACY 0405CB | EPSS | EPSS | EPSS | [36 empty] | EPSS, | EPSS | EPSS | EPSS, | EPSS | EPSS | EPSS, | EPSS | EPSS |  |  |  | , | FALSE
OAKLAND J 1103CB | EPSS | EPSS | EPSS | [17 empty] | Ground Inspection | [18 empty] | EPSS, | EPSS | EPSS | EPSS, | EPSS | EPSS | EPSS,Ground Inspection, | EPSS Ground Inspection | EPSS Ground Inspection |  |  |  | , | FALSE
FORT ORD 210779670 | EPSS | EPSS | EPSS | [17 empty] | Ground Inspection | [7 empty] | Down Conductor Detection (DCD) |  | Line Sensors | [8 empty] | EPSS,Line Sensors, | EPSS Line Sensors | EPSS Line Sensors | EPSS,Down Conductor Detection (DCD), | EPSS Down Conductor Detection (DCD) | EPSS Down Conductor Detection (DCD) | EPSS,Ground Inspection, | EPSS Ground Inspection | EPSS Ground Inspection |  |  |  | , | FALSE
STONE 1101CB | EPSS | EPSS | EPSS | [16 empty] | Ground Inspection | Ground Inspection | [18 empty] | EPSS, | EPSS | EPSS | EPSS,Ground Inspection, | EPSS Ground Inspection | EPSS Ground Inspection | EPSS,Ground Inspection, | EPSS Ground Inspection | EPSS Ground Inspection |  |  |  | , | FALSE
MAGUNDEN 1105878284 | EPSS | EPSS | EPSS | [36 empty] | EPSS, | EPSS | EPSS | EPSS, | EPSS | EPSS | EPSS, | EPSS | EPSS |  |  |  | , | FALSE
HAMMER 1104CB | EPSS | EPSS | EPSS | [16 empty] | Ground Inspection | [19 empty] | EPSS, | EPSS | EPSS | EPSS,Ground Inspection, | EPSS Ground Inspection | EPSS Ground Inspection | EPSS, | EPSS | EPSS |  |  |  | , | FALSE
SALINAS 110422050 | EPSS | EPSS | EPSS | [17 empty] | Ground Inspection | [18 empty] | EPSS, | EPSS | EPSS | EPSS, | EPSS | EPSS | EPSS,Ground Inspection, | EPSS Ground Inspection | EPSS Ground Inspection |  |  |  | , | FALSE
FRUITVALE 1106CB | EPSS | EPSS | EPSS | [16 empty] | Ground Inspection | [19 empty] | EPSS, | EPSS | EPSS | EPSS,Ground Inspection, | EPSS Ground Inspection | EPSS Ground Inspection | EPSS, | EPSS | EPSS |  |  |  | , | FALSE
LAMMERS 110211806 | EPSS | EPSS | EPSS | [36 empty] | EPSS, | EPSS | EPSS | EPSS, | EPSS | EPSS | EPSS, | EPSS | EPSS |  |  |  | , | FALSE
WOODLAND 110422652 | EPSS | EPSS | EPSS | [36 empty] | EPSS, | EPSS | EPSS | EPSS, | EPSS | EPSS | EPSS, | EPSS | EPSS |  |  |  | , | FALSE
STOCKDALE 21114035 | EPSS | EPSS | EPSS | [17 empty] | Ground Inspection | [18 empty] | EPSS, | EPSS | EPSS | EPSS, | EPSS | EPSS | EPSS,Ground Inspection, | EPSS Ground Inspection | EPSS Ground Inspection |  |  |  | , | FALSE
SAN LEANDRO U 1109CB | EPSS | EPSS | EPSS | [36 empty] | EPSS, | EPSS | EPSS | EPSS, | EPSS | EPSS | EPSS, | EPSS | EPSS |  |  |  | , | FALSE
STELLING 111160020 | EPSS | EPSS | EPSS | [36 empty] | EPSS, | EPSS | EPSS | EPSS, | EPSS | EPSS | EPSS, | EPSS | EPSS |  |  |  | , | FALSE
VACAVILLE 1107CB | EPSS | EPSS | EPSS | [16 empty] | Ground Inspection | Ground Inspection | [18 empty] | EPSS, | EPSS | EPSS | EPSS,Ground Inspection, | EPSS Ground Inspection | EPSS Ground Inspection | EPSS,Ground Inspection, | EPSS Ground Inspection | EPSS Ground Inspection |  |  |  | , | FALSE
FULTON 1104CB | EPSS | EPSS | EPSS | [17 empty] | Ground Inspection | [18 empty] | EPSS, | EPSS | EPSS | EPSS, | EPSS | EPSS | EPSS,Ground Inspection, | EPSS Ground Inspection | EPSS Ground Inspection |  |  |  | , | FALSE
DALY CITY 11121565 | EPSS | EPSS | EPSS | [16 empty] | Ground Inspection | [19 empty] | EPSS, | EPSS | EPSS | EPSS,Ground Inspection, | EPSS Ground Inspection | EPSS Ground Inspection | EPSS, | EPSS | EPSS |  |  |  | , | FALSE
SUISUN 110418802 | EPSS | EPSS | EPSS | [36 empty] | EPSS, | EPSS | EPSS | EPSS, | EPSS | EPSS | EPSS, | EPSS | EPSS |  |  |  | , | FALSE
POINT PINOLE 1103CB | EPSS | EPSS | EPSS | [15 empty] | Ground Inspection | [20 empty] | EPSS,Ground Inspection, | EPSS Ground Inspection | EPSS Ground Inspection | EPSS, | EPSS | EPSS | EPSS, | EPSS | EPSS |  |  |  | , | FALSE
WOODLAND 1107388804 | EPSS | EPSS | EPSS | [36 empty] | EPSS, | EPSS | EPSS | EPSS, | EPSS | EPSS | EPSS, | EPSS | EPSS |  |  |  | , | FALSE
REDWOOD CITY 1101CB | EPSS | EPSS | EPSS | [16 empty] | Ground Inspection | [19 empty] | EPSS, | EPSS | EPSS | EPSS,Ground Inspection, | EPSS Ground Inspection | EPSS Ground Inspection | EPSS, | EPSS | EPSS |  |  |  | , | FALSE
EAST GRAND 110784276 | EPSS | EPSS | EPSS | [17 empty] | Ground Inspection | [18 empty] | EPSS, | EPSS | EPSS | EPSS, | EPSS | EPSS | EPSS,Ground Inspection, | EPSS Ground Inspection | EPSS Ground Inspection |  |  |  | , | FALSE
CASTRO VALLEY 1109MR250 | EPSS | EPSS | EPSS | [16 empty] | Ground Inspection | Ground Inspection | [18 empty] | EPSS, | EPSS | EPSS | EPSS,Ground Inspection, | EPSS Ground Inspection | EPSS Ground Inspection | EPSS,Ground Inspection, | EPSS Ground Inspection | EPSS Ground Inspection |  |  |  | , | FALSE
WEBER 1102CB | EPSS | EPSS | EPSS | [15 empty] | Ground Inspection | Ground Inspection | [19 empty] | EPSS,Ground Inspection, | EPSS Ground Inspection | EPSS Ground Inspection | EPSS,Ground Inspection, | EPSS Ground Inspection | EPSS Ground Inspection | EPSS, | EPSS | EPSS |  |  |  | , | FALSE
STOCKTON A 110442574 | EPSS | EPSS | EPSS | [15 empty] | Ground Inspection | [20 empty] | EPSS,Ground Inspection, | EPSS Ground Inspection | EPSS Ground Inspection | EPSS, | EPSS | EPSS | EPSS, | EPSS | EPSS |  |  |  | , | FALSE
BUENA VISTA 1102CB | EPSS | EPSS | EPSS | [36 empty] | EPSS, | EPSS | EPSS | EPSS, | EPSS | EPSS | EPSS, | EPSS | EPSS |  |  |  | , | FALSE
BULLARD 11019527 | EPSS | EPSS | EPSS | [15 empty] | Ground Inspection |  | Ground Inspection | [18 empty] | EPSS,Ground Inspection, | EPSS Ground Inspection | EPSS Ground Inspection | EPSS, | EPSS | EPSS | EPSS,Ground Inspection, | EPSS Ground Inspection | EPSS Ground Inspection |  |  |  | , | FALSE
MILPITAS 1106CB | EPSS | EPSS | EPSS | [15 empty] | Ground Inspection | [20 empty] | EPSS,Ground Inspection, | EPSS Ground Inspection | EPSS Ground Inspection | EPSS, | EPSS | EPSS | EPSS, | EPSS | EPSS |  |  |  | , | FALSE
GLENWOOD 1102CB | EPSS | EPSS | EPSS | [16 empty] | Ground Inspection | Ground Inspection | [18 empty] | EPSS, | EPSS | EPSS | EPSS,Ground Inspection, | EPSS Ground Inspection | EPSS Ground Inspection | EPSS,Ground Inspection, | EPSS Ground Inspection | EPSS Ground Inspection |  |  |  | , | FALSE
DAIRYLAND 1105306810 | EPSS | EPSS | EPSS | [36 empty] | EPSS, | EPSS | EPSS | EPSS, | EPSS | EPSS | EPSS, | EPSS | EPSS |  |  |  | , | FALSE
ASHLAN AVE 1104D10406 | EPSS | EPSS | EPSS | [36 empty] | EPSS, | EPSS | EPSS | EPSS, | EPSS | EPSS | EPSS, | EPSS | EPSS |  |  |  | , | FALSE
GLENWOOD 0406CB | EPSS | EPSS | EPSS | [16 empty] | Ground Inspection | Ground Inspection | [18 empty] | EPSS, | EPSS | EPSS | EPSS,Ground Inspection, | EPSS Ground Inspection | EPSS Ground Inspection | EPSS,Ground Inspection, | EPSS Ground Inspection | EPSS Ground Inspection |  |  |  | , | FALSE
PEABODY 210741980 | EPSS | EPSS | EPSS | [36 empty] | EPSS, | EPSS | EPSS | EPSS, | EPSS | EPSS | EPSS, | EPSS | EPSS |  |  |  | , | FALSE
MALAGA 1111CB | EPSS | EPSS | EPSS | [15 empty] | Ground Inspection | Ground Inspection | [19 empty] | EPSS,Ground Inspection, | EPSS Ground Inspection | EPSS Ground Inspection | EPSS,Ground Inspection, | EPSS Ground Inspection | EPSS Ground Inspection | EPSS, | EPSS | EPSS |  |  |  | , | FALSE
CONTRA COSTA 211521471 | EPSS | EPSS | EPSS | [16 empty] | Ground Inspection | [19 empty] | EPSS, | EPSS | EPSS | EPSS,Ground Inspection, | EPSS Ground Inspection | EPSS Ground Inspection | EPSS, | EPSS | EPSS |  |  |  | , | FALSE
HUNTERS POINT (P) 1105875780 | EPSS | EPSS | EPSS | [16 empty] | Ground Inspection | [19 empty] | EPSS, | EPSS | EPSS | EPSS,Ground Inspection, | EPSS Ground Inspection | EPSS Ground Inspection | EPSS, | EPSS | EPSS |  |  |  | , | FALSE
PLAINFIELD 110522322 | EPSS | EPSS | EPSS | [36 empty] | EPSS, | EPSS | EPSS | EPSS, | EPSS | EPSS | EPSS, | EPSS | EPSS |  |  |  | , | FALSE
MANCHESTER 110133068 | EPSS | EPSS | EPSS | [15 empty] | Ground Inspection |  | Ground Inspection | [18 empty] | EPSS,Ground Inspection, | EPSS Ground Inspection | EPSS Ground Inspection | EPSS, | EPSS | EPSS | EPSS,Ground Inspection, | EPSS Ground Inspection | EPSS Ground Inspection |  |  |  | , | FALSE
CHANNEL 110249982 | EPSS | EPSS | EPSS | [15 empty] | Ground Inspection | Ground Inspection | [19 empty] | EPSS,Ground Inspection, | EPSS Ground Inspection | EPSS Ground Inspection | EPSS,Ground Inspection, | EPSS Ground Inspection | EPSS Ground Inspection | EPSS, | EPSS | EPSS |  |  |  | , | FALSE
SYCAMORE CREEK 1103CB | EPSS | EPSS | EPSS | [17 empty] | Ground Inspection | [18 empty] | EPSS, | EPSS | EPSS | EPSS, | EPSS | EPSS | EPSS,Ground Inspection, | EPSS Ground Inspection | EPSS Ground Inspection |  |  |  | , | FALSE
SAN RAFAEL 110648752 | EPSS | EPSS | EPSS | [13 empty] | Aerial Inspection |  | Ground Inspection |  | Ground Inspection | [18 empty] | EPSS,Ground Inspection, | EPSS Ground Inspection | EPSS Ground Inspection | EPSS,Aerial Inspection, | EPSS Aerial Inspection | EPSS Aerial Inspection | EPSS,Ground Inspection, | EPSS Ground Inspection | EPSS Ground Inspection |  |  |  | , | FALSE
SAN RAMON 2103CB | EPSS | EPSS | EPSS | [36 empty] | EPSS, | EPSS | EPSS | EPSS, | EPSS | EPSS | EPSS, | EPSS | EPSS |  |  |  | , | FALSE
SALINAS 110393720 | EPSS | EPSS | EPSS | [17 empty] | Ground Inspection | [18 empty] | EPSS, | EPSS | EPSS | EPSS, | EPSS | EPSS | EPSS,Ground Inspection, | EPSS Ground Inspection | EPSS Ground Inspection |  |  |  | , | FALSE
OAKLAND D 1117CB | EPSS | EPSS | EPSS | [36 empty] | EPSS, | EPSS | EPSS | EPSS, | EPSS | EPSS | EPSS, | EPSS | EPSS |  |  |  | , | FALSE
CALIFORNIA AVE 1106R651 | EPSS | EPSS | EPSS | [15 empty] | Ground Inspection | Ground Inspection | [19 empty] | EPSS,Ground Inspection, | EPSS Ground Inspection | EPSS Ground Inspection | EPSS,Ground Inspection, | EPSS Ground Inspection | EPSS Ground Inspection | EPSS, | EPSS | EPSS |  |  |  | , | FALSE
PACIFIC GROVE 0424CB | EPSS | EPSS | EPSS | [16 empty] | Ground Inspection | [19 empty] | EPSS, | EPSS | EPSS | EPSS,Ground Inspection, | EPSS Ground Inspection | EPSS Ground Inspection | EPSS, | EPSS | EPSS |  |  |  | , | FALSE
VACAVILLE 1105CB | EPSS | EPSS | EPSS | [16 empty] | Ground Inspection | [19 empty] | EPSS, | EPSS | EPSS | EPSS,Ground Inspection, | EPSS Ground Inspection | EPSS Ground Inspection | EPSS, | EPSS | EPSS |  |  |  | , | FALSE
SOLEDAD 210435306 | EPSS | EPSS | EPSS | [17 empty] | Ground Inspection | [18 empty] | EPSS, | EPSS | EPSS | EPSS, | EPSS | EPSS | EPSS,Ground Inspection, | EPSS Ground Inspection | EPSS Ground Inspection |  |  |  | , | FALSE
FORT ORD 2108CB | EPSS | EPSS | EPSS | [36 empty] | EPSS, | EPSS | EPSS | EPSS, | EPSS | EPSS | EPSS, | EPSS | EPSS |  |  |  | , | FALSE
RANCHERS COTTON 110179852 | EPSS | EPSS | EPSS | [15 empty] | Ground Inspection | [20 empty] | EPSS,Ground Inspection, | EPSS Ground Inspection | EPSS Ground Inspection | EPSS, | EPSS | EPSS | EPSS, | EPSS | EPSS |  |  |  | , | FALSE
BARTON 1112CB | EPSS | EPSS | EPSS | [15 empty] | Ground Inspection | Ground Inspection | [19 empty] | EPSS,Ground Inspection, | EPSS Ground Inspection | EPSS Ground Inspection | EPSS,Ground Inspection, | EPSS Ground Inspection | EPSS Ground Inspection | EPSS, | EPSS | EPSS |  |  |  | , | FALSE
AVENAL 210192528 | EPSS | EPSS | EPSS | [16 empty] | Ground Inspection | [19 empty] | EPSS, | EPSS | EPSS | EPSS,Ground Inspection, | EPSS Ground Inspection | EPSS Ground Inspection | EPSS, | EPSS | EPSS |  |  |  | , | FALSE
HICKS 2111XR210 | EPSS | EPSS | EPSS | [17 empty] | Ground Inspection | [18 empty] | EPSS, | EPSS | EPSS | EPSS, | EPSS | EPSS | EPSS,Ground Inspection, | EPSS Ground Inspection | EPSS Ground Inspection |  |  |  | , | FALSE
PAUL SWEET 2107CB | EPSS | EPSS | EPSS | [16 empty] | Ground Inspection | Ground Inspection | [18 empty] | EPSS, | EPSS | EPSS | EPSS,Ground Inspection, | EPSS Ground Inspection | EPSS Ground Inspection | EPSS,Ground Inspection, | EPSS Ground Inspection | EPSS Ground Inspection |  |  |  | , | FALSE
SF E 1103555674 | EPSS | EPSS | EPSS | [15 empty] | Ground Inspection | [20 empty] | EPSS,Ground Inspection, | EPSS Ground Inspection | EPSS Ground Inspection | EPSS, | EPSS | EPSS | EPSS, | EPSS | EPSS |  |  |  | , | FALSE
SAUSALITO 0402CB | EPSS | EPSS | EPSS | [13 empty] | Aerial Inspection |  | Ground Inspection | Ground Inspection | [19 empty] | EPSS,Ground Inspection, | EPSS Ground Inspection | EPSS Ground Inspection | EPSS,Aerial Inspection,Ground Inspection, | EPSS Aerial Inspection Ground Inspection | EPSS Aerial Inspection Ground Inspection | EPSS, | EPSS | EPSS |  |  |  | , | FALSE
BALFOUR 11016142 | EPSS | EPSS | EPSS | [17 empty] | Ground Inspection | [18 empty] | EPSS, | EPSS | EPSS | EPSS, | EPSS | EPSS | EPSS,Ground Inspection, | EPSS Ground Inspection | EPSS Ground Inspection |  |  |  | , | FALSE
HUMBOLDT BAY 11027600 | EPSS | EPSS | EPSS | [15 empty] | Ground Inspection | [20 empty] | EPSS,Ground Inspection, | EPSS Ground Inspection | EPSS Ground Inspection | EPSS, | EPSS | EPSS | EPSS, | EPSS | EPSS |  |  |  | , | FALSE
ASHLAN AVE 1108R3320 | EPSS | EPSS | EPSS | [36 empty] | EPSS, | EPSS | EPSS | EPSS, | EPSS | EPSS | EPSS, | EPSS | EPSS |  |  |  | , | FALSE
OAKLAND J 111710136 | EPSS | EPSS | EPSS | [36 empty] | EPSS, | EPSS | EPSS | EPSS, | EPSS | EPSS | EPSS, | EPSS | EPSS |  |  |  | , | FALSE
MARYSVILLE 1104CB | EPSS | EPSS | EPSS | [36 empty] | EPSS, | EPSS | EPSS | EPSS, | EPSS | EPSS | EPSS, | EPSS | EPSS |  |  |  | , | FALSE
SANGER 110437372 | EPSS | EPSS | EPSS | [16 empty] | Ground Inspection | [19 empty] | EPSS, | EPSS | EPSS | EPSS,Ground Inspection, | EPSS Ground Inspection | EPSS Ground Inspection | EPSS, | EPSS | EPSS |  |  |  | , | FALSE
NEWARK 21KV 2104CB | EPSS | EPSS | EPSS | [15 empty] | Ground Inspection |  | Ground Inspection | [18 empty] | EPSS,Ground Inspection, | EPSS Ground Inspection | EPSS Ground Inspection | EPSS, | EPSS | EPSS | EPSS,Ground Inspection, | EPSS Ground Inspection | EPSS Ground Inspection |  |  |  | , | FALSE
EL PATIO 1111CB | EPSS | EPSS | EPSS | [15 empty] | Ground Inspection | [20 empty] | EPSS,Ground Inspection, | EPSS Ground Inspection | EPSS Ground Inspection | EPSS, | EPSS | EPSS | EPSS, | EPSS | EPSS |  |  |  | , | FALSE
LAMMERS 1106CB | EPSS | EPSS | EPSS | [36 empty] | EPSS, | EPSS | EPSS | EPSS, | EPSS | EPSS | EPSS, | EPSS | EPSS |  |  |  | , | FALSE
SAN MATEO 0409CB | EPSS | EPSS | EPSS | [36 empty] | EPSS, | EPSS | EPSS | EPSS, | EPSS | EPSS | EPSS, | EPSS | EPSS |  |  |  | , | FALSE
MAGUNDEN 2108636808 | EPSS | EPSS | EPSS | [36 empty] | EPSS, | EPSS | EPSS | EPSS, | EPSS | EPSS | EPSS, | EPSS | EPSS |  |  |  | , | FALSE
SAN JOSE B 1108XR406 | EPSS | EPSS | EPSS | [36 empty] | EPSS, | EPSS | EPSS | EPSS, | EPSS | EPSS | EPSS, | EPSS | EPSS |  |  |  | , | FALSE
ROCKLIN 1102CB | EPSS | EPSS | EPSS | [15 empty] | Ground Inspection | Ground Inspection | Ground Inspection | [18 empty] | EPSS,Ground Inspection, | EPSS Ground Inspection | EPSS Ground Inspection | EPSS,Ground Inspection, | EPSS Ground Inspection | EPSS Ground Inspection | EPSS,Ground Inspection, | EPSS Ground Inspection | EPSS Ground Inspection |  |  |  | , | FALSE
WOODSIDE 11029046 | EPSS | EPSS | EPSS | [36 empty] | EPSS, | EPSS | EPSS | EPSS, | EPSS | EPSS | EPSS, | EPSS | EPSS |  |  |  | , | FALSE
WEBER 1114832888 | EPSS | EPSS | EPSS | [16 empty] | Ground Inspection | [19 empty] | EPSS, | EPSS | EPSS | EPSS,Ground Inspection, | EPSS Ground Inspection | EPSS Ground Inspection | EPSS, | EPSS | EPSS |  |  |  | , | FALSE
DEEPWATER 1109CB | EPSS | EPSS | EPSS | [15 empty] | Ground Inspection | [20 empty] | EPSS,Ground Inspection, | EPSS Ground Inspection | EPSS Ground Inspection | EPSS, | EPSS | EPSS | EPSS, | EPSS | EPSS |  |  |  | , | FALSE
DEL MONTE 2105109480 | EPSS | EPSS | EPSS | [15 empty] | Ground Inspection | Ground Inspection | [19 empty] | EPSS,Ground Inspection, | EPSS Ground Inspection | EPSS Ground Inspection | EPSS,Ground Inspection, | EPSS Ground Inspection | EPSS Ground Inspection | EPSS, | EPSS | EPSS |  |  |  | , | FALSE
WESTPARK 110314893 | EPSS | EPSS | EPSS | [16 empty] | Ground Inspection | Ground Inspection | [18 empty] | EPSS, | EPSS | EPSS | EPSS,Ground Inspection, | EPSS Ground Inspection | EPSS Ground Inspection | EPSS,Ground Inspection, | EPSS Ground Inspection | EPSS Ground Inspection |  |  |  | , | FALSE
LARKIN (Y) 1127338022 | EPSS | EPSS | EPSS | [15 empty] | Ground Inspection | [20 empty] | EPSS,Ground Inspection, | EPSS Ground Inspection | EPSS Ground Inspection | EPSS, | EPSS | EPSS | EPSS, | EPSS | EPSS |  |  |  | , | FALSE
BARTON 1101899908 | EPSS | EPSS | EPSS | [15 empty] | Ground Inspection | Ground Inspection | [19 empty] | EPSS,Ground Inspection, | EPSS Ground Inspection | EPSS Ground Inspection | EPSS,Ground Inspection, | EPSS Ground Inspection | EPSS Ground Inspection | EPSS, | EPSS | EPSS |  |  |  | , | FALSE
CONTRA COSTA 2104A505R | EPSS | EPSS | EPSS | [36 empty] | EPSS, | EPSS | EPSS | EPSS, | EPSS | EPSS | EPSS, | EPSS | EPSS |  |  |  | , | FALSE
STONE 110995808 | EPSS | EPSS | EPSS | [16 empty] | Ground Inspection | Ground Inspection | [18 empty] | EPSS, | EPSS | EPSS | EPSS,Ground Inspection, | EPSS Ground Inspection | EPSS Ground Inspection | EPSS,Ground Inspection, | EPSS Ground Inspection | EPSS Ground Inspection |  |  |  | , | FALSE
HICKS 1109CB | EPSS | EPSS | EPSS | [16 empty] | Ground Inspection | Ground Inspection | [18 empty] | EPSS, | EPSS | EPSS | EPSS,Ground Inspection, | EPSS Ground Inspection | EPSS Ground Inspection | EPSS,Ground Inspection, | EPSS Ground Inspection | EPSS Ground Inspection |  |  |  | , | FALSE
MADERA 1102CB | EPSS | EPSS | EPSS | [17 empty] | Ground Inspection | [18 empty] | EPSS, | EPSS | EPSS | EPSS, | EPSS | EPSS | EPSS,Ground Inspection, | EPSS Ground Inspection | EPSS Ground Inspection |  |  |  | , | FALSE
TIDEWATER 210949552 | EPSS | EPSS | EPSS | [36 empty] | EPSS, | EPSS | EPSS | EPSS, | EPSS | EPSS | EPSS, | EPSS | EPSS |  |  |  | , | FALSE
ASHLAN AVE 2118CB | EPSS | EPSS | EPSS | [17 empty] | Ground Inspection | [18 empty] | EPSS, | EPSS | EPSS | EPSS, | EPSS | EPSS | EPSS,Ground Inspection, | EPSS Ground Inspection | EPSS Ground Inspection |  |  |  | , | FALSE
SANTA ROSA A 1112102 | EPSS | EPSS | EPSS | [17 empty] | Ground Inspection | [18 empty] | EPSS, | EPSS | EPSS | EPSS, | EPSS | EPSS | EPSS,Ground Inspection, | EPSS Ground Inspection | EPSS Ground Inspection |  |  |  | , | FALSE
NOTRE DAME 11022420 | EPSS | EPSS | EPSS | [17 empty] | Ground Inspection | [18 empty] | EPSS, | EPSS | EPSS | EPSS, | EPSS | EPSS | EPSS,Ground Inspection, | EPSS Ground Inspection | EPSS Ground Inspection |  |  |  | , | FALSE
SAN RAFAEL 1106837 | EPSS | EPSS | EPSS | [17 empty] | Ground Inspection | [18 empty] | EPSS, | EPSS | EPSS | EPSS, | EPSS | EPSS | EPSS,Ground Inspection, | EPSS Ground Inspection | EPSS Ground Inspection |  |  |  | , | FALSE
DEL MONTE 210533708 | EPSS | EPSS | EPSS | [15 empty] | Ground Inspection | [20 empty] | EPSS,Ground Inspection, | EPSS Ground Inspection | EPSS Ground Inspection | EPSS, | EPSS | EPSS | EPSS, | EPSS | EPSS |  |  |  | , | FALSE
SAN RAFAEL 1101310 | EPSS | EPSS | EPSS | [14 empty] | Aerial Inspection | Ground Inspection | Ground Inspection | Ground Inspection | Non-Pole Backlog | [6 empty] | Down Conductor Detection (DCD) | [10 empty] | EPSS,Ground Inspection,Non-Pole Backlog, | EPSS Ground Inspection Non-Pole Backlog | EPSS Ground Inspection Non-Pole Backlog | EPSS,Ground Inspection,Down Conductor Detection (DCD), | EPSS Ground Inspection Down Conductor Detection (DCD) | EPSS Ground Inspection Down Conductor Detection (DCD) | EPSS,Aerial Inspection,Ground Inspection, | EPSS Aerial Inspection Ground Inspection | EPSS Aerial Inspection Ground Inspection |  |  |  | , | FALSE
ROCKLIN 1104CB | EPSS | EPSS | EPSS | [16 empty] | Ground Inspection | [19 empty] | EPSS, | EPSS | EPSS | EPSS,Ground Inspection, | EPSS Ground Inspection | EPSS Ground Inspection | EPSS, | EPSS | EPSS |  |  |  | , | FALSE
OROVILLE 1102CB | EPSS | EPSS | EPSS | [17 empty] | Ground Inspection | [18 empty] | EPSS, | EPSS | EPSS | EPSS, | EPSS | EPSS | EPSS,Ground Inspection, | EPSS Ground Inspection | EPSS Ground Inspection |  |  |  | , | FALSE
SAN JOSE A 0405CB | EPSS | EPSS | EPSS | [17 empty] | Ground Inspection | [18 empty] | EPSS, | EPSS | EPSS | EPSS, | EPSS | EPSS | EPSS,Ground Inspection, | EPSS Ground Inspection | EPSS Ground Inspection |  |  |  | , | FALSE
OCEANO 1102V50 | EPSS | EPSS | EPSS | [17 empty] | Ground Inspection | [18 empty] | EPSS, | EPSS | EPSS | EPSS, | EPSS | EPSS | EPSS,Ground Inspection, | EPSS Ground Inspection | EPSS Ground Inspection |  |  |  | , | FALSE
SAN JOSE B 1111CB | EPSS | EPSS | EPSS | [36 empty] | EPSS, | EPSS | EPSS | EPSS, | EPSS | EPSS | EPSS, | EPSS | EPSS |  |  |  | , | FALSE
MANTECA 1703CB | EPSS | EPSS | EPSS | [36 empty] | EPSS, | EPSS | EPSS | EPSS, | EPSS | EPSS | EPSS, | EPSS | EPSS |  |  |  | , | FALSE
BAY MEADOWS 2101912030 | EPSS | EPSS | EPSS | [36 empty] | EPSS, | EPSS | EPSS | EPSS, | EPSS | EPSS | EPSS, | EPSS | EPSS |  |  |  | , | FALSE
SYCAMORE CREEK 11102570 | EPSS | EPSS | EPSS | [15 empty] | Ground Inspection | [20 empty] | EPSS,Ground Inspection, | EPSS Ground Inspection | EPSS Ground Inspection | EPSS, | EPSS | EPSS | EPSS, | EPSS | EPSS |  |  |  | , | FALSE
RICHMOND R 1125BR310 | EPSS | EPSS | EPSS | [36 empty] | EPSS, | EPSS | EPSS | EPSS, | EPSS | EPSS | EPSS, | EPSS | EPSS |  |  |  | , | FALSE
EL PATIO 1108CB | EPSS | EPSS | EPSS | [16 empty] | Ground Inspection | Ground Inspection | [18 empty] | EPSS, | EPSS | EPSS | EPSS,Ground Inspection, | EPSS Ground Inspection | EPSS Ground Inspection | EPSS,Ground Inspection, | EPSS Ground Inspection | EPSS Ground Inspection |  |  |  | , | FALSE
SNEATH LANE 110210255 | EPSS | EPSS | EPSS | [15 empty] | Ground Inspection | Ground Inspection | Ground Inspection | [18 empty] | EPSS,Ground Inspection, | EPSS Ground Inspection | EPSS Ground Inspection | EPSS,Ground Inspection, | EPSS Ground Inspection | EPSS Ground Inspection | EPSS,Ground Inspection, | EPSS Ground Inspection | EPSS Ground Inspection |  |  |  | , | FALSE
CARQUINEZ 110383138 | EPSS | EPSS | EPSS | [16 empty] | Ground Inspection | Ground Inspection | [18 empty] | EPSS, | EPSS | EPSS | EPSS,Ground Inspection, | EPSS Ground Inspection | EPSS Ground Inspection | EPSS,Ground Inspection, | EPSS Ground Inspection | EPSS Ground Inspection |  |  |  | , | FALSE
DEL MONTE 21059454 | EPSS | EPSS | EPSS | [15 empty] | Ground Inspection | [20 empty] | EPSS,Ground Inspection, | EPSS Ground Inspection | EPSS Ground Inspection | EPSS, | EPSS | EPSS | EPSS, | EPSS | EPSS |  |  |  | , | FALSE
IGNACIO 1105CB | EPSS | EPSS | EPSS | [17 empty] | Ground Inspection | [18 empty] | EPSS, | EPSS | EPSS | EPSS, | EPSS | EPSS | EPSS,Ground Inspection, | EPSS Ground Inspection | EPSS Ground Inspection |  |  |  | , | FALSE
RICHMOND R 1119CB | EPSS | EPSS | EPSS | [36 empty] | EPSS, | EPSS | EPSS | EPSS, | EPSS | EPSS | EPSS, | EPSS | EPSS |  |  |  | , | FALSE
OAKLAND J 1108CB | EPSS | EPSS | EPSS | [17 empty] | Ground Inspection | [18 empty] | EPSS, | EPSS | EPSS | EPSS, | EPSS | EPSS | EPSS,Ground Inspection, | EPSS Ground Inspection | EPSS Ground Inspection |  |  |  | , | FALSE
KIRKER 21065792 | EPSS | EPSS | EPSS | [36 empty] | EPSS, | EPSS | EPSS | EPSS, | EPSS | EPSS | EPSS, | EPSS | EPSS |  |  |  | , | FALSE
RENFRO 2103CB | EPSS | EPSS | EPSS | [16 empty] | Ground Inspection | [19 empty] | EPSS, | EPSS | EPSS | EPSS,Ground Inspection, | EPSS Ground Inspection | EPSS Ground Inspection | EPSS, | EPSS | EPSS |  |  |  | , | FALSE
SAN MATEO 0404CB | EPSS | EPSS | EPSS | [36 empty] | EPSS, | EPSS | EPSS | EPSS, | EPSS | EPSS | EPSS, | EPSS | EPSS |  |  |  | , | FALSE
BAY MEADOWS 110439402 | EPSS | EPSS | EPSS | [36 empty] | EPSS, | EPSS | EPSS | EPSS, | EPSS | EPSS | EPSS, | EPSS | EPSS |  |  |  | , | FALSE
LAS POSITAS 2105775742 | EPSS | EPSS | EPSS | [36 empty] | EPSS, | EPSS | EPSS | EPSS, | EPSS | EPSS | EPSS, | EPSS | EPSS |  |  |  | , | FALSE
BELLEVUE 110242164 | EPSS | EPSS | EPSS | [17 empty] | Ground Inspection | [18 empty] | EPSS, | EPSS | EPSS | EPSS, | EPSS | EPSS | EPSS,Ground Inspection, | EPSS Ground Inspection | EPSS Ground Inspection |  |  |  | , | FALSE
POTRERO PP (A) 1105CB | EPSS | EPSS | EPSS | [15 empty] | Ground Inspection | Ground Inspection | [19 empty] | EPSS,Ground Inspection, | EPSS Ground Inspection | EPSS Ground Inspection | EPSS,Ground Inspection, | EPSS Ground Inspection | EPSS Ground Inspection | EPSS, | EPSS | EPSS |  |  |  | , | FALSE
NAPA 1112CB | EPSS | EPSS | EPSS | [15 empty] | Ground Inspection | [20 empty] | EPSS,Ground Inspection, | EPSS Ground Inspection | EPSS Ground Inspection | EPSS, | EPSS | EPSS | EPSS, | EPSS | EPSS |  |  |  | , | FALSE
PEASE 1105CB | EPSS | EPSS | EPSS | [15 empty] | Ground Inspection | [20 empty] | EPSS,Ground Inspection, | EPSS Ground Inspection | EPSS Ground Inspection | EPSS, | EPSS | EPSS | EPSS, | EPSS | EPSS |  |  |  | , | FALSE
HARTER 1104CB | EPSS | EPSS | EPSS | [36 empty] | EPSS, | EPSS | EPSS | EPSS, | EPSS | EPSS | EPSS, | EPSS | EPSS |  |  |  | , | FALSE
STONE 1104CB | EPSS | EPSS | EPSS | [16 empty] | Ground Inspection | Ground Inspection | [18 empty] | EPSS, | EPSS | EPSS | EPSS,Ground Inspection, | EPSS Ground Inspection | EPSS Ground Inspection | EPSS,Ground Inspection, | EPSS Ground Inspection | EPSS Ground Inspection |  |  |  | , | FALSE
OAKLAND C 1114CR416 | EPSS | EPSS | EPSS | [16 empty] | Ground Inspection | [19 empty] | EPSS, | EPSS | EPSS | EPSS,Ground Inspection, | EPSS Ground Inspection | EPSS Ground Inspection | EPSS, | EPSS | EPSS |  |  |  | , | FALSE
KIRKER 210475648 | EPSS | EPSS | EPSS | [13 empty] | Aerial Inspection |  | Ground Inspection | [11 empty] | Line Sensors | [8 empty] | EPSS,Ground Inspection,Line Sensors, | EPSS Ground Inspection Line Sensors | EPSS Ground Inspection Line Sensors | EPSS,Aerial Inspection, | EPSS Aerial Inspection | EPSS Aerial Inspection | EPSS, | EPSS | EPSS |  |  |  | , | FALSE
MILPITAS 1109XR372 | EPSS | EPSS | EPSS | [15 empty] | Ground Inspection | [20 empty] | EPSS,Ground Inspection, | EPSS Ground Inspection | EPSS Ground Inspection | EPSS, | EPSS | EPSS | EPSS, | EPSS | EPSS |  |  |  | , | FALSE
SHEPHERD 2110CB | EPSS | EPSS | EPSS | [15 empty] | Ground Inspection | [20 empty] | EPSS,Ground Inspection, | EPSS Ground Inspection | EPSS Ground Inspection | EPSS, | EPSS | EPSS | EPSS, | EPSS | EPSS |  |  |  | , | FALSE
VINEYARD 2106CB | EPSS | EPSS | EPSS | [17 empty] | Ground Inspection | [18 empty] | EPSS, | EPSS | EPSS | EPSS, | EPSS | EPSS | EPSS,Ground Inspection, | EPSS Ground Inspection | EPSS Ground Inspection |  |  |  | , | FALSE
PAUL SWEET 2108CB | EPSS | EPSS | EPSS | [16 empty] | Ground Inspection | Ground Inspection | [18 empty] | EPSS, | EPSS | EPSS | EPSS,Ground Inspection, | EPSS Ground Inspection | EPSS Ground Inspection | EPSS,Ground Inspection, | EPSS Ground Inspection | EPSS Ground Inspection |  |  |  | , | FALSE
MILLBRAE 1102CB | EPSS | EPSS | EPSS | [36 empty] | EPSS, | EPSS | EPSS | EPSS, | EPSS | EPSS | EPSS, | EPSS | EPSS |  |  |  | , | FALSE
DEL MONTE 210276218 | EPSS | EPSS | EPSS | [15 empty] | Ground Inspection | [20 empty] | EPSS,Ground Inspection, | EPSS Ground Inspection | EPSS Ground Inspection | EPSS, | EPSS | EPSS | EPSS, | EPSS | EPSS |  |  |  | , | FALSE
POTRERO PP (A) 1110CB | EPSS | EPSS | EPSS | [15 empty] | Ground Inspection | [20 empty] | EPSS,Ground Inspection, | EPSS Ground Inspection | EPSS Ground Inspection | EPSS, | EPSS | EPSS | EPSS, | EPSS | EPSS |  |  |  | , | FALSE
ROSSMOOR 1101L501R | EPSS | EPSS | EPSS | [13 empty] | Aerial Inspection |  | Ground Inspection |  | Ground Inspection | [18 empty] | EPSS,Ground Inspection, | EPSS Ground Inspection | EPSS Ground Inspection | EPSS,Aerial Inspection, | EPSS Aerial Inspection | EPSS Aerial Inspection | EPSS,Ground Inspection, | EPSS Ground Inspection | EPSS Ground Inspection |  |  |  | , | FALSE
SHEPHERD 2112R4588 | EPSS | EPSS | EPSS | [36 empty] | EPSS, | EPSS | EPSS | EPSS, | EPSS | EPSS | EPSS, | EPSS | EPSS |  |  |  | , | FALSE
SAN JOSE B 1101CB | EPSS | EPSS | EPSS | [36 empty] | EPSS, | EPSS | EPSS | EPSS, | EPSS | EPSS | EPSS, | EPSS | EPSS |  |  |  | , | FALSE
LAKEWOOD 2226CB | EPSS | EPSS | EPSS | [17 empty] | Ground Inspection | [18 empty] | EPSS, | EPSS | EPSS | EPSS, | EPSS | EPSS | EPSS,Ground Inspection, | EPSS Ground Inspection | EPSS Ground Inspection |  |  |  | , | FALSE
BOGUE 110751666 | EPSS | EPSS | EPSS | [36 empty] | EPSS, | EPSS | EPSS | EPSS, | EPSS | EPSS | EPSS, | EPSS | EPSS |  |  |  | , | FALSE
STONE 1110XR458 | EPSS | EPSS | EPSS | [16 empty] | Ground Inspection | Ground Inspection | [18 empty] | EPSS, | EPSS | EPSS | EPSS,Ground Inspection, | EPSS Ground Inspection | EPSS Ground Inspection | EPSS,Ground Inspection, | EPSS Ground Inspection | EPSS Ground Inspection |  |  |  | , | FALSE
VALLEJO C 0401CB | EPSS | EPSS | EPSS | [36 empty] | EPSS, | EPSS | EPSS | EPSS, | EPSS | EPSS | EPSS, | EPSS | EPSS |  |  |  | , | FALSE
HIGHLANDS 110487040 | EPSS | EPSS | EPSS | [13 empty] | Aerial Inspection |  | Ground Inspection | [20 empty] | EPSS,Ground Inspection, | EPSS Ground Inspection | EPSS Ground Inspection | EPSS,Aerial Inspection, | EPSS Aerial Inspection | EPSS Aerial Inspection | EPSS, | EPSS | EPSS |  |  |  | , | FALSE
RICHMOND R 1128CB | EPSS | EPSS | EPSS | [36 empty] | EPSS, | EPSS | EPSS | EPSS, | EPSS | EPSS | EPSS, | EPSS | EPSS |  |  |  | , | FALSE
GREENBRAE 1104CB | EPSS | EPSS | EPSS | [13 empty] | Aerial Inspection |  | Ground Inspection | Ground Inspection | [19 empty] | EPSS,Ground Inspection, | EPSS Ground Inspection | EPSS Ground Inspection | EPSS,Aerial Inspection,Ground Inspection, | EPSS Aerial Inspection Ground Inspection | EPSS Aerial Inspection Ground Inspection | EPSS, | EPSS | EPSS |  |  |  | , | FALSE
SF N 040671068 | EPSS | EPSS | EPSS | [36 empty] | EPSS, | EPSS | EPSS | EPSS, | EPSS | EPSS | EPSS, | EPSS | EPSS |  |  |  | , | FALSE
TERMINOUS 1102CB | EPSS | EPSS | EPSS | [36 empty] | EPSS, | EPSS | EPSS | EPSS, | EPSS | EPSS | EPSS, | EPSS | EPSS |  |  |  | , | FALSE
TASSAJARA 210791094 | EPSS | EPSS | EPSS | [16 empty] | Ground Inspection | [19 empty] | EPSS, | EPSS | EPSS | EPSS,Ground Inspection, | EPSS Ground Inspection | EPSS Ground Inspection | EPSS, | EPSS | EPSS |  |  |  | , | FALSE
STOREY 11052830 | EPSS | EPSS | EPSS | [15 empty] | Ground Inspection | [20 empty] | EPSS,Ground Inspection, | EPSS Ground Inspection | EPSS Ground Inspection | EPSS, | EPSS | EPSS | EPSS, | EPSS | EPSS |  |  |  | , | FALSE
HUNTERS POINT (P) 110790058 | EPSS | EPSS | EPSS | [15 empty] | Ground Inspection | Ground Inspection | Ground Inspection | [18 empty] | EPSS,Ground Inspection, | EPSS Ground Inspection | EPSS Ground Inspection | EPSS,Ground Inspection, | EPSS Ground Inspection | EPSS Ground Inspection | EPSS,Ground Inspection, | EPSS Ground Inspection | EPSS Ground Inspection |  |  |  | , | FALSE
JARVIS 1101CB | EPSS | EPSS | EPSS | [36 empty] | EPSS, | EPSS | EPSS | EPSS, | EPSS | EPSS | EPSS, | EPSS | EPSS |  |  |  | , | FALSE
SYCAMORE CREEK 11112602 | EPSS | EPSS | EPSS | [13 empty] | Aerial Inspection |  | Ground Inspection | [20 empty] | EPSS,Ground Inspection, | EPSS Ground Inspection | EPSS Ground Inspection | EPSS,Aerial Inspection, | EPSS Aerial Inspection | EPSS Aerial Inspection | EPSS, | EPSS | EPSS |  |  |  | , | FALSE
SERRAMONTE 11046055 | EPSS | EPSS | EPSS | [16 empty] | Ground Inspection | [19 empty] | EPSS, | EPSS | EPSS | EPSS,Ground Inspection, | EPSS Ground Inspection | EPSS Ground Inspection | EPSS, | EPSS | EPSS |  |  |  | , | FALSE
SAN JOSE B 1105CB | EPSS | EPSS | EPSS | [17 empty] | Ground Inspection | [18 empty] | EPSS, | EPSS | EPSS | EPSS, | EPSS | EPSS | EPSS,Ground Inspection, | EPSS Ground Inspection | EPSS Ground Inspection |  |  |  | , | FALSE
VIEJO 22029100 | EPSS | EPSS | EPSS | [16 empty] | Ground Inspection | [10 empty] | Line Sensors | [8 empty] | EPSS,Line Sensors, | EPSS Line Sensors | EPSS Line Sensors | EPSS,Ground Inspection, | EPSS Ground Inspection | EPSS Ground Inspection | EPSS, | EPSS | EPSS |  |  |  | , | FALSE
SF K 0404CB | EPSS | EPSS | EPSS | [36 empty] | EPSS, | EPSS | EPSS | EPSS, | EPSS | EPSS | EPSS, | EPSS | EPSS |  |  |  | , | FALSE
MAGUNDEN 1101CB | EPSS | EPSS | EPSS | [36 empty] | EPSS, | EPSS | EPSS | EPSS, | EPSS | EPSS | EPSS, | EPSS | EPSS |  |  |  | , | FALSE
WEST SACRAMENTO 1110CB | EPSS | EPSS | EPSS | [36 empty] | EPSS, | EPSS | EPSS | EPSS, | EPSS | EPSS | EPSS, | EPSS | EPSS |  |  |  | , | FALSE
EL CAPITAN 110630980 | EPSS | EPSS | EPSS | [15 empty] | Ground Inspection |  | Ground Inspection | [18 empty] | EPSS,Ground Inspection, | EPSS Ground Inspection | EPSS Ground Inspection | EPSS, | EPSS | EPSS | EPSS,Ground Inspection, | EPSS Ground Inspection | EPSS Ground Inspection |  |  |  | , | FALSE
SAN JOSE A 0407CB | EPSS | EPSS | EPSS | [17 empty] | Ground Inspection | [18 empty] | EPSS, | EPSS | EPSS | EPSS, | EPSS | EPSS | EPSS,Ground Inspection, | EPSS Ground Inspection | EPSS Ground Inspection |  |  |  | , | FALSE
STELLING 1103LL02 | EPSS | EPSS | EPSS | [36 empty] | EPSS, | EPSS | EPSS | EPSS, | EPSS | EPSS | EPSS, | EPSS | EPSS |  |  |  | , | FALSE
MT EDEN 1101MR112 | EPSS | EPSS | EPSS | [16 empty] | Ground Inspection | [19 empty] | EPSS, | EPSS | EPSS | EPSS,Ground Inspection, | EPSS Ground Inspection | EPSS Ground Inspection | EPSS, | EPSS | EPSS |  |  |  | , | FALSE
RENFRO 2102CB | EPSS | EPSS | EPSS | [16 empty] | Ground Inspection | [19 empty] | EPSS, | EPSS | EPSS | EPSS,Ground Inspection, | EPSS Ground Inspection | EPSS Ground Inspection | EPSS, | EPSS | EPSS |  |  |  | , | FALSE
REDWOOD CITY 110476624 | EPSS | EPSS | EPSS | [16 empty] | Ground Inspection | [19 empty] | EPSS, | EPSS | EPSS | EPSS,Ground Inspection, | EPSS Ground Inspection | EPSS Ground Inspection | EPSS, | EPSS | EPSS |  |  |  | , | FALSE
MAGUNDEN 1106CB | EPSS | EPSS | EPSS | [36 empty] | EPSS, | EPSS | EPSS | EPSS, | EPSS | EPSS | EPSS, | EPSS | EPSS |  |  |  | , | FALSE
VACAVILLE 1110CB | EPSS | EPSS | EPSS | [16 empty] | Ground Inspection | [19 empty] | EPSS, | EPSS | EPSS | EPSS,Ground Inspection, | EPSS Ground Inspection | EPSS Ground Inspection | EPSS, | EPSS | EPSS |  |  |  | , | FALSE
OAKLAND I 0401CB | EPSS | EPSS | EPSS | [36 empty] | EPSS, | EPSS | EPSS | EPSS, | EPSS | EPSS | EPSS, | EPSS | EPSS |  |  |  | , | FALSE
CHANNEL 1102CB | EPSS | EPSS | EPSS | [15 empty] | Ground Inspection | Ground Inspection | [19 empty] | EPSS,Ground Inspection, | EPSS Ground Inspection | EPSS Ground Inspection | EPSS,Ground Inspection, | EPSS Ground Inspection | EPSS Ground Inspection | EPSS, | EPSS | EPSS |  |  |  | , | FALSE
FRANKLIN 1103CB | EPSS | EPSS | EPSS | [15 empty] | Ground Inspection | [20 empty] | EPSS,Ground Inspection, | EPSS Ground Inspection | EPSS Ground Inspection | EPSS, | EPSS | EPSS | EPSS, | EPSS | EPSS |  |  |  | , | FALSE
STAGG 210763320 | EPSS | EPSS | EPSS | [15 empty] | Ground Inspection | [20 empty] | EPSS,Ground Inspection, | EPSS Ground Inspection | EPSS Ground Inspection | EPSS, | EPSS | EPSS | EPSS, | EPSS | EPSS |  |  |  | , | FALSE
SAN RAFAEL 1109535284 | EPSS | EPSS | EPSS | [14 empty] | Aerial Inspection |  | Ground Inspection | Ground Inspection | [7 empty] | Down Conductor Detection (DCD) | [10 empty] | EPSS, | EPSS | EPSS | EPSS,Ground Inspection,Down Conductor Detection (DCD), | EPSS Ground Inspection Down Conductor Detection (DCD) | EPSS Ground Inspection Down Conductor Detection (DCD) | EPSS,Aerial Inspection,Ground Inspection, | EPSS Aerial Inspection Ground Inspection | EPSS Aerial Inspection Ground Inspection |  |  |  | , | FALSE
VIEJO 22022014 | EPSS | EPSS | EPSS | [16 empty] | Ground Inspection | Ground Inspection | [9 empty] | Line Sensors | [8 empty] | EPSS,Line Sensors, | EPSS Line Sensors | EPSS Line Sensors | EPSS,Ground Inspection, | EPSS Ground Inspection | EPSS Ground Inspection | EPSS,Ground Inspection, | EPSS Ground Inspection | EPSS Ground Inspection |  |  |  | , | FALSE
BURLINGAME 0404CB | EPSS | EPSS | EPSS | [36 empty] | EPSS, | EPSS | EPSS | EPSS, | EPSS | EPSS | EPSS, | EPSS | EPSS |  |  |  | , | FALSE
EAST GRAND 1114CB | EPSS | EPSS | EPSS | [36 empty] | EPSS, | EPSS | EPSS | EPSS, | EPSS | EPSS | EPSS, | EPSS | EPSS |  |  |  | , | FALSE
SARATOGA 110413314 | EPSS | EPSS | EPSS | [16 empty] | Ground Inspection | [19 empty] | EPSS, | EPSS | EPSS | EPSS,Ground Inspection, | EPSS Ground Inspection | EPSS Ground Inspection | EPSS, | EPSS | EPSS |  |  |  | , | FALSE
SANTA YNEZ 1102CB | EPSS | EPSS | EPSS | [14 empty] | Aerial Inspection |  | Ground Inspection | Ground Inspection | [18 empty] | EPSS, | EPSS | EPSS | EPSS,Ground Inspection, | EPSS Ground Inspection | EPSS Ground Inspection | EPSS,Aerial Inspection,Ground Inspection, | EPSS Aerial Inspection Ground Inspection | EPSS Aerial Inspection Ground Inspection |  |  |  | , | FALSE
SAN CARLOS 0401CB | EPSS | EPSS | EPSS | [16 empty] | Ground Inspection | [19 empty] | EPSS, | EPSS | EPSS | EPSS,Ground Inspection, | EPSS Ground Inspection | EPSS Ground Inspection | EPSS, | EPSS | EPSS |  |  |  | , | FALSE
SF H 110365488 | EPSS | EPSS | EPSS | [16 empty] | Ground Inspection | [19 empty] | EPSS, | EPSS | EPSS | EPSS,Ground Inspection, | EPSS Ground Inspection | EPSS Ground Inspection | EPSS, | EPSS | EPSS |  |  |  | , | FALSE
BARTON 111664447 | EPSS | EPSS | EPSS | [15 empty] | Ground Inspection |  | Ground Inspection | [18 empty] | EPSS,Ground Inspection, | EPSS Ground Inspection | EPSS Ground Inspection | EPSS, | EPSS | EPSS | EPSS,Ground Inspection, | EPSS Ground Inspection | EPSS Ground Inspection |  |  |  | , | FALSE
BARTON 1110D8931 | EPSS | EPSS | EPSS | [15 empty] | Ground Inspection | [20 empty] | EPSS,Ground Inspection, | EPSS Ground Inspection | EPSS Ground Inspection | EPSS, | EPSS | EPSS | EPSS, | EPSS | EPSS |  |  |  | , | FALSE
STELLING 1111CB | EPSS | EPSS | EPSS | [36 empty] | EPSS, | EPSS | EPSS | EPSS, | EPSS | EPSS | EPSS, | EPSS | EPSS |  |  |  | , | FALSE
EDES 1103CR358 | EPSS | EPSS | EPSS | [36 empty] | EPSS, | EPSS | EPSS | EPSS, | EPSS | EPSS | EPSS, | EPSS | EPSS |  |  |  | , | FALSE
FRANKLIN 1102P168 | EPSS | EPSS | EPSS | [15 empty] | Ground Inspection | [20 empty] | EPSS,Ground Inspection, | EPSS Ground Inspection | EPSS Ground Inspection | EPSS, | EPSS | EPSS | EPSS, | EPSS | EPSS |  |  |  | , | FALSE
CAROLANDS 0403CB | EPSS | EPSS | EPSS | [36 empty] | EPSS, | EPSS | EPSS | EPSS, | EPSS | EPSS | EPSS, | EPSS | EPSS |  |  |  | , | FALSE
ANDERSON 1102CB | EPSS | EPSS | EPSS | [36 empty] | EPSS, | EPSS | EPSS | EPSS, | EPSS | EPSS | EPSS, | EPSS | EPSS |  |  |  | , | FALSE
TRACY 110514012 | EPSS | EPSS | EPSS | [36 empty] | EPSS, | EPSS | EPSS | EPSS, | EPSS | EPSS | EPSS, | EPSS | EPSS |  |  |  | , | FALSE
GABILAN 1101989608 | EPSS | EPSS | EPSS | [14 empty] | Aerial Inspection |  | Ground Inspection | [9 empty] | Down Conductor Detection (DCD) | [9 empty] | EPSS, | EPSS | EPSS | EPSS,Ground Inspection, | EPSS Ground Inspection | EPSS Ground Inspection | EPSS,Aerial Inspection,Down Conductor Detection (DCD), | EPSS Aerial Inspection Down Conductor Detection (DCD) | EPSS Aerial Inspection Down Conductor Detection (DCD) |  |  |  | , | FALSE
STAGG 110159806 | EPSS | EPSS | EPSS | [15 empty] | Ground Inspection | Ground Inspection | [19 empty] | EPSS,Ground Inspection, | EPSS Ground Inspection | EPSS Ground Inspection | EPSS,Ground Inspection, | EPSS Ground Inspection | EPSS Ground Inspection | EPSS, | EPSS | EPSS |  |  |  | , | FALSE
DALY CITY 110415369 | EPSS | EPSS | EPSS | [16 empty] | Ground Inspection | [19 empty] | EPSS, | EPSS | EPSS | EPSS,Ground Inspection, | EPSS Ground Inspection | EPSS Ground Inspection | EPSS, | EPSS | EPSS |  |  |  | , | FALSE
FORT ORD 1101131442 | EPSS | EPSS | EPSS | [17 empty] | Ground Inspection | [18 empty] | EPSS, | EPSS | EPSS | EPSS, | EPSS | EPSS | EPSS,Ground Inspection, | EPSS Ground Inspection | EPSS Ground Inspection |  |  |  | , | FALSE
CALIFORNIA AVE 1116D6132 | EPSS | EPSS | EPSS | [15 empty] | Ground Inspection | [20 empty] | EPSS,Ground Inspection, | EPSS Ground Inspection | EPSS Ground Inspection | EPSS, | EPSS | EPSS | EPSS, | EPSS | EPSS |  |  |  | , | FALSE
DUMBARTON 1108CB | EPSS | EPSS | EPSS | [16 empty] | Ground Inspection | [19 empty] | EPSS, | EPSS | EPSS | EPSS,Ground Inspection, | EPSS Ground Inspection | EPSS Ground Inspection | EPSS, | EPSS | EPSS |  |  |  | , | FALSE
SONOMA 11061678 | EPSS | EPSS | EPSS | [36 empty] | EPSS, | EPSS | EPSS | EPSS, | EPSS | EPSS | EPSS, | EPSS | EPSS |  |  |  | , | FALSE
SANTA MARIA 1112M140 | EPSS | EPSS | EPSS | [36 empty] | EPSS, | EPSS | EPSS | EPSS, | EPSS | EPSS | EPSS, | EPSS | EPSS |  |  |  | , | FALSE
OAKLAND D 0406CB | EPSS | EPSS | EPSS | [15 empty] | Ground Inspection | [20 empty] | EPSS,Ground Inspection, | EPSS Ground Inspection | EPSS Ground Inspection | EPSS, | EPSS | EPSS | EPSS, | EPSS | EPSS |  |  |  | , | FALSE
MOLINO 1104468882 | EPSS | EPSS | EPSS | [36 empty] | EPSS, | EPSS | EPSS | EPSS, | EPSS | EPSS | EPSS, | EPSS | EPSS |  |  |  | , | FALSE
SAN LEANDRO U 1112CB | EPSS | EPSS | EPSS | [16 empty] | Ground Inspection | [19 empty] | EPSS, | EPSS | EPSS | EPSS,Ground Inspection, | EPSS Ground Inspection | EPSS Ground Inspection | EPSS, | EPSS | EPSS |  |  |  | , | FALSE
STOREY 110713000 | EPSS | EPSS | EPSS | [15 empty] | Ground Inspection | [20 empty] | EPSS,Ground Inspection, | EPSS Ground Inspection | EPSS Ground Inspection | EPSS, | EPSS | EPSS | EPSS, | EPSS | EPSS |  |  |  | , | FALSE
HATTON 110240465 | EPSS | EPSS | EPSS | [17 empty] | Ground Inspection | [18 empty] | EPSS, | EPSS | EPSS | EPSS, | EPSS | EPSS | EPSS,Ground Inspection, | EPSS Ground Inspection | EPSS Ground Inspection |  |  |  | , | FALSE
SF H 110944832 | EPSS | EPSS | EPSS | [15 empty] | Ground Inspection | Ground Inspection | Ground Inspection | [18 empty] | EPSS,Ground Inspection, | EPSS Ground Inspection | EPSS Ground Inspection | EPSS,Ground Inspection, | EPSS Ground Inspection | EPSS Ground Inspection | EPSS,Ground Inspection, | EPSS Ground Inspection | EPSS Ground Inspection |  |  |  | , | FALSE
OAKLAND C 1117465596 | EPSS | EPSS | EPSS | [15 empty] | Ground Inspection | [20 empty] | EPSS,Ground Inspection, | EPSS Ground Inspection | EPSS Ground Inspection | EPSS, | EPSS | EPSS | EPSS, | EPSS | EPSS |  |  |  | , | FALSE
AIRWAYS 1104CB | EPSS | EPSS | EPSS | [15 empty] | Ground Inspection | Ground Inspection | [19 empty] | EPSS,Ground Inspection, | EPSS Ground Inspection | EPSS Ground Inspection | EPSS,Ground Inspection, | EPSS Ground Inspection | EPSS Ground Inspection | EPSS, | EPSS | EPSS |  |  |  | , | FALSE
SAN JOSE B 1105XR506 | EPSS | EPSS | EPSS | [36 empty] | EPSS, | EPSS | EPSS | EPSS, | EPSS | EPSS | EPSS, | EPSS | EPSS |  |  |  | , | FALSE
SAN PABLO 1105BR142 | EPSS | EPSS | EPSS | [36 empty] | EPSS, | EPSS | EPSS | EPSS, | EPSS | EPSS | EPSS, | EPSS | EPSS |  |  |  | , | FALSE
SF H 0404CB | EPSS | EPSS | EPSS | [15 empty] | Ground Inspection | Ground Inspection | [19 empty] | EPSS,Ground Inspection, | EPSS Ground Inspection | EPSS Ground Inspection | EPSS,Ground Inspection, | EPSS Ground Inspection | EPSS Ground Inspection | EPSS, | EPSS | EPSS |  |  |  | , | FALSE
WINDSOR 1101CB | EPSS | EPSS | EPSS | [15 empty] | Ground Inspection | [20 empty] | EPSS,Ground Inspection, | EPSS Ground Inspection | EPSS Ground Inspection | EPSS, | EPSS | EPSS | EPSS, | EPSS | EPSS |  |  |  | , | FALSE
KONOCTI 1108430588 | EPSS | EPSS | EPSS | [14 empty] | Aerial Inspection |  | Ground Inspection | [7 empty] | Down Conductor Detection (DCD) | [11 empty] | EPSS,Down Conductor Detection (DCD), | EPSS Down Conductor Detection (DCD) | EPSS Down Conductor Detection (DCD) | EPSS,Ground Inspection, | EPSS Ground Inspection | EPSS Ground Inspection | EPSS,Aerial Inspection, | EPSS Aerial Inspection | EPSS Aerial Inspection |  |  |  | , | FALSE
SAN JOSE B 1115XR448 | EPSS | EPSS | EPSS | [17 empty] | Ground Inspection | [18 empty] | EPSS, | EPSS | EPSS | EPSS, | EPSS | EPSS | EPSS,Ground Inspection, | EPSS Ground Inspection | EPSS Ground Inspection |  |  |  | , | FALSE
CONTRA COSTA 211375910 | EPSS | EPSS | EPSS | [16 empty] | Ground Inspection | Ground Inspection | [18 empty] | EPSS, | EPSS | EPSS | EPSS,Ground Inspection, | EPSS Ground Inspection | EPSS Ground Inspection | EPSS,Ground Inspection, | EPSS Ground Inspection | EPSS Ground Inspection |  |  |  | , | FALSE
SALINAS 1103CB | EPSS | EPSS | EPSS | [17 empty] | Ground Inspection | [18 empty] | EPSS, | EPSS | EPSS | EPSS, | EPSS | EPSS | EPSS,Ground Inspection, | EPSS Ground Inspection | EPSS Ground Inspection |  |  |  | , | FALSE
SANTA ROSA A 1105CB | EPSS | EPSS | EPSS | [17 empty] | Ground Inspection | [18 empty] | EPSS, | EPSS | EPSS | EPSS, | EPSS | EPSS | EPSS,Ground Inspection, | EPSS Ground Inspection | EPSS Ground Inspection |  |  |  | , | FALSE
SARATOGA 1114XR540 | EPSS | EPSS | EPSS | [17 empty] | Ground Inspection | [18 empty] | EPSS, | EPSS | EPSS | EPSS, | EPSS | EPSS | EPSS,Ground Inspection, | EPSS Ground Inspection | EPSS Ground Inspection |  |  |  | , | FALSE
FIGARDEN 211358912 | EPSS | EPSS | EPSS | [17 empty] | Ground Inspection | [18 empty] | EPSS, | EPSS | EPSS | EPSS, | EPSS | EPSS | EPSS,Ground Inspection, | EPSS Ground Inspection | EPSS Ground Inspection |  |  |  | , | FALSE
CLAYTON 2216C544R | EPSS | EPSS | EPSS | [17 empty] | Ground Inspection | [18 empty] | EPSS, | EPSS | EPSS | EPSS, | EPSS | EPSS | EPSS,Ground Inspection, | EPSS Ground Inspection | EPSS Ground Inspection |  |  |  | , | FALSE
SAN CARLOS 0406CB | EPSS | EPSS | EPSS | [16 empty] | Ground Inspection | [19 empty] | EPSS, | EPSS | EPSS | EPSS,Ground Inspection, | EPSS Ground Inspection | EPSS Ground Inspection | EPSS, | EPSS | EPSS |  |  |  | , | FALSE
EAST GRAND 1105CB | EPSS | EPSS | EPSS | [17 empty] | Ground Inspection | [18 empty] | EPSS, | EPSS | EPSS | EPSS, | EPSS | EPSS | EPSS,Ground Inspection, | EPSS Ground Inspection | EPSS Ground Inspection |  |  |  | , | FALSE
NAPA 1109700752 | EPSS | EPSS | EPSS | [15 empty] | Ground Inspection |  | Ground Inspection | [18 empty] | EPSS,Ground Inspection, | EPSS Ground Inspection | EPSS Ground Inspection | EPSS, | EPSS | EPSS | EPSS,Ground Inspection, | EPSS Ground Inspection | EPSS Ground Inspection |  |  |  | , | FALSE
STOCKTON A 1110CB | EPSS | EPSS | EPSS | [15 empty] | Ground Inspection | [20 empty] | EPSS,Ground Inspection, | EPSS Ground Inspection | EPSS Ground Inspection | EPSS, | EPSS | EPSS | EPSS, | EPSS | EPSS |  |  |  | , | FALSE
VACA DIXON 110965548 | EPSS | EPSS | EPSS | [16 empty] | Ground Inspection | [19 empty] | EPSS, | EPSS | EPSS | EPSS,Ground Inspection, | EPSS Ground Inspection | EPSS Ground Inspection | EPSS, | EPSS | EPSS |  |  |  | , | FALSE
NEWARK 21KV 2102MR223 | EPSS | EPSS | EPSS | [15 empty] | Ground Inspection | [20 empty] | EPSS,Ground Inspection, | EPSS Ground Inspection | EPSS Ground Inspection | EPSS, | EPSS | EPSS | EPSS, | EPSS | EPSS |  |  |  | , | FALSE
HAMMER 110812452 | EPSS | EPSS | EPSS | [16 empty] | Ground Inspection | [19 empty] | EPSS, | EPSS | EPSS | EPSS,Ground Inspection, | EPSS Ground Inspection | EPSS Ground Inspection | EPSS, | EPSS | EPSS |  |  |  | , | FALSE
MALAGA 1110CB | EPSS | EPSS | EPSS | [15 empty] | Ground Inspection | Ground Inspection | [19 empty] | EPSS,Ground Inspection, | EPSS Ground Inspection | EPSS Ground Inspection | EPSS,Ground Inspection, | EPSS Ground Inspection | EPSS Ground Inspection | EPSS, | EPSS | EPSS |  |  |  | , | FALSE
TASSAJARA 2107CB | EPSS | EPSS | EPSS | [16 empty] | Ground Inspection | [19 empty] | EPSS, | EPSS | EPSS | EPSS,Ground Inspection, | EPSS Ground Inspection | EPSS Ground Inspection | EPSS, | EPSS | EPSS |  |  |  | , | FALSE
COUNTRY CLUB 0402CB | EPSS | EPSS | EPSS | [15 empty] | Ground Inspection | Ground Inspection | [19 empty] | EPSS,Ground Inspection, | EPSS Ground Inspection | EPSS Ground Inspection | EPSS,Ground Inspection, | EPSS Ground Inspection | EPSS Ground Inspection | EPSS, | EPSS | EPSS |  |  |  | , | FALSE
MANTECA 1702CB | EPSS | EPSS | EPSS | [15 empty] | Ground Inspection | [20 empty] | EPSS,Ground Inspection, | EPSS Ground Inspection | EPSS Ground Inspection | EPSS, | EPSS | EPSS | EPSS, | EPSS | EPSS |  |  |  | , | FALSE
LOCKEFORD 2102CB | EPSS | EPSS | EPSS | [27 empty] | Line Sensors | [8 empty] | EPSS,Line Sensors, | EPSS Line Sensors | EPSS Line Sensors | EPSS, | EPSS | EPSS | EPSS, | EPSS | EPSS |  |  |  | , | FALSE
COLUMBUS 1109CB | EPSS | EPSS | EPSS | [36 empty] | EPSS, | EPSS | EPSS | EPSS, | EPSS | EPSS | EPSS, | EPSS | EPSS |  |  |  | , | FALSE
MANZANITA 04039680 | EPSS | EPSS | EPSS | [15 empty] | Ground Inspection | [20 empty] | EPSS,Ground Inspection, | EPSS Ground Inspection | EPSS Ground Inspection | EPSS, | EPSS | EPSS | EPSS, | EPSS | EPSS |  |  |  | , | FALSE
SANTA ROSA A 111179354 | EPSS | EPSS | EPSS | [24 empty] | Down Conductor Detection (DCD) |  |  | Line Sensors | [8 empty] | EPSS,Down Conductor Detection (DCD),Line Sensors, | EPSS Down Conductor Detection (DCD) Line Sensors | EPSS Down Conductor Detection (DCD) Line Sensors | EPSS, | EPSS | EPSS | EPSS, | EPSS | EPSS |  |  |  | , | FALSE
STONE 1107CB | EPSS | EPSS | EPSS | [16 empty] | Ground Inspection | Ground Inspection | [18 empty] | EPSS, | EPSS | EPSS | EPSS,Ground Inspection, | EPSS Ground Inspection | EPSS Ground Inspection | EPSS,Ground Inspection, | EPSS Ground Inspection | EPSS Ground Inspection |  |  |  | , | FALSE
SAN MATEO 0410CB | EPSS | EPSS | EPSS | [36 empty] | EPSS, | EPSS | EPSS | EPSS, | EPSS | EPSS | EPSS, | EPSS | EPSS |  |  |  | , | FALSE
MILPITAS 2111CB | EPSS | EPSS | EPSS | [15 empty] | Ground Inspection | [20 empty] | EPSS,Ground Inspection, | EPSS Ground Inspection | EPSS Ground Inspection | EPSS, | EPSS | EPSS | EPSS, | EPSS | EPSS |  |  |  | , | FALSE
SAN JOSE A 1112CB | EPSS | EPSS | EPSS | [16 empty] | Ground Inspection | Ground Inspection | [18 empty] | EPSS, | EPSS | EPSS | EPSS,Ground Inspection, | EPSS Ground Inspection | EPSS Ground Inspection | EPSS,Ground Inspection, | EPSS Ground Inspection | EPSS Ground Inspection |  |  |  | , | FALSE
DEL MONTE 21039452 | EPSS | EPSS | EPSS | [15 empty] | Ground Inspection | [11 empty] | Line Sensors | [8 empty] | EPSS,Ground Inspection,Line Sensors, | EPSS Ground Inspection Line Sensors | EPSS Ground Inspection Line Sensors | EPSS, | EPSS | EPSS | EPSS, | EPSS | EPSS |  |  |  | , | FALSE
SAN LEANDRO U 1111CB | EPSS | EPSS | EPSS | [16 empty] | Ground Inspection | [19 empty] | EPSS, | EPSS | EPSS | EPSS,Ground Inspection, | EPSS Ground Inspection | EPSS Ground Inspection | EPSS, | EPSS | EPSS |  |  |  | , | FALSE
LARKIN (Y) 1110CB | EPSS | EPSS | EPSS | [15 empty] | Ground Inspection | [20 empty] | EPSS,Ground Inspection, | EPSS Ground Inspection | EPSS Ground Inspection | EPSS, | EPSS | EPSS | EPSS, | EPSS | EPSS |  |  |  | , | FALSE
HARTER 1106CB | EPSS | EPSS | EPSS | [36 empty] | EPSS, | EPSS | EPSS | EPSS, | EPSS | EPSS | EPSS, | EPSS | EPSS |  |  |  | , | FALSE
WOLFE 111435446 | EPSS | EPSS | EPSS | [17 empty] | Ground Inspection | [18 empty] | EPSS, | EPSS | EPSS | EPSS, | EPSS | EPSS | EPSS,Ground Inspection, | EPSS Ground Inspection | EPSS Ground Inspection |  |  |  | , | FALSE
DAVIS 1102294582 | EPSS | EPSS | EPSS | [15 empty] | Ground Inspection | [20 empty] | EPSS,Ground Inspection, | EPSS Ground Inspection | EPSS Ground Inspection | EPSS, | EPSS | EPSS | EPSS, | EPSS | EPSS |  |  |  | , | FALSE
OROVILLE 11042588 | EPSS | EPSS | EPSS | [14 empty] | Aerial Inspection |  | Ground Inspection | Ground Inspection | [18 empty] | EPSS, | EPSS | EPSS | EPSS,Ground Inspection, | EPSS Ground Inspection | EPSS Ground Inspection | EPSS,Aerial Inspection,Ground Inspection, | EPSS Aerial Inspection Ground Inspection | EPSS Aerial Inspection Ground Inspection |  |  |  | , | FALSE
PEASE 110551698 | EPSS | EPSS | EPSS | [36 empty] | EPSS, | EPSS | EPSS | EPSS, | EPSS | EPSS | EPSS, | EPSS | EPSS |  |  |  | , | FALSE
MORGAN HILL 2111XR354 | EPSS | EPSS | EPSS | [13 empty] | Aerial Inspection |  | Ground Inspection |  | Ground Inspection | [18 empty] | EPSS,Ground Inspection, | EPSS Ground Inspection | EPSS Ground Inspection | EPSS,Aerial Inspection, | EPSS Aerial Inspection | EPSS Aerial Inspection | EPSS,Ground Inspection, | EPSS Ground Inspection | EPSS Ground Inspection |  |  |  | , | FALSE
MAGUNDEN 110115264 | EPSS | EPSS | EPSS | [36 empty] | EPSS, | EPSS | EPSS | EPSS, | EPSS | EPSS | EPSS, | EPSS | EPSS |  |  |  | , | FALSE
POTTER VALLEY P H 1105990354 | EPSS | EPSS | EPSS | [14 empty] | Aerial Inspection |  | Ground Inspection | [19 empty] | EPSS, | EPSS | EPSS | EPSS,Ground Inspection, | EPSS Ground Inspection | EPSS Ground Inspection | EPSS,Aerial Inspection, | EPSS Aerial Inspection | EPSS Aerial Inspection |  |  |  | , | FALSE
NEWARK 12KV 1103MR823 | EPSS | EPSS | EPSS | [36 empty] | EPSS, | EPSS | EPSS | EPSS, | EPSS | EPSS | EPSS, | EPSS | EPSS |  |  |  | , | FALSE
SANTA ROSA A 1108CB | EPSS | EPSS | EPSS | [17 empty] | Ground Inspection | [18 empty] | EPSS, | EPSS | EPSS | EPSS, | EPSS | EPSS | EPSS,Ground Inspection, | EPSS Ground Inspection | EPSS Ground Inspection |  |  |  | , | FALSE
COUNTRY CLUB 0401CB | EPSS | EPSS | EPSS | [15 empty] | Ground Inspection | Ground Inspection | [19 empty] | EPSS,Ground Inspection, | EPSS Ground Inspection | EPSS Ground Inspection | EPSS,Ground Inspection, | EPSS Ground Inspection | EPSS Ground Inspection | EPSS, | EPSS | EPSS |  |  |  | , | FALSE
CLOVIS 1101CB | EPSS | EPSS | EPSS | [15 empty] | Ground Inspection | Ground Inspection | [19 empty] | EPSS,Ground Inspection, | EPSS Ground Inspection | EPSS Ground Inspection | EPSS,Ground Inspection, | EPSS Ground Inspection | EPSS Ground Inspection | EPSS, | EPSS | EPSS |  |  |  | , | FALSE
MEADOW LANE 210856034 | EPSS | EPSS | EPSS | [15 empty] | Ground Inspection | [20 empty] | EPSS,Ground Inspection, | EPSS Ground Inspection | EPSS Ground Inspection | EPSS, | EPSS | EPSS | EPSS, | EPSS | EPSS |  |  |  | , | FALSE
VACAVILLE 110941782 | EPSS | EPSS | EPSS | [13 empty] | Aerial Inspection |  | Ground Inspection | Ground Inspection | Ground Inspection | [7 empty] | Down Conductor Detection (DCD) | [10 empty] | EPSS,Ground Inspection, | EPSS Ground Inspection | EPSS Ground Inspection | EPSS,Aerial Inspection,Ground Inspection,Down Conductor Detection (DCD), | EPSS Aerial Inspection Ground Inspection Down Conductor Detection (DCD) | EPSS Aerial Inspection Ground Inspection Down Conductor Detection (DCD) | EPSS,Ground Inspection, | EPSS Ground Inspection | EPSS Ground Inspection |  |  |  | , | FALSE
OAKLAND C 1113CB | EPSS | EPSS | EPSS | [15 empty] | Ground Inspection | Ground Inspection | [19 empty] | EPSS,Ground Inspection, | EPSS Ground Inspection | EPSS Ground Inspection | EPSS,Ground Inspection, | EPSS Ground Inspection | EPSS Ground Inspection | EPSS, | EPSS | EPSS |  |  |  | , | FALSE
TIDEWATER 210965264 | EPSS | EPSS | EPSS | [36 empty] | EPSS, | EPSS | EPSS | EPSS, | EPSS | EPSS | EPSS, | EPSS | EPSS |  |  |  | , | FALSE
STOCKTON A 1102CB | EPSS | EPSS | EPSS | [15 empty] | Ground Inspection | [20 empty] | EPSS,Ground Inspection, | EPSS Ground Inspection | EPSS Ground Inspection | EPSS, | EPSS | EPSS | EPSS, | EPSS | EPSS |  |  |  | , | FALSE
NORD 110348020 | EPSS | EPSS | EPSS | [15 empty] | Ground Inspection | [20 empty] | EPSS,Ground Inspection, | EPSS Ground Inspection | EPSS Ground Inspection | EPSS, | EPSS | EPSS | EPSS, | EPSS | EPSS |  |  |  | , | FALSE
SAN LEANDRO U 1116MR592 | EPSS | EPSS | EPSS | [36 empty] | EPSS, | EPSS | EPSS | EPSS, | EPSS | EPSS | EPSS, | EPSS | EPSS |  |  |  | , | FALSE
HICKS 1112CB | EPSS | EPSS | EPSS | [17 empty] | Ground Inspection | [18 empty] | EPSS, | EPSS | EPSS | EPSS, | EPSS | EPSS | EPSS,Ground Inspection, | EPSS Ground Inspection | EPSS Ground Inspection |  |  |  | , | FALSE
PEABODY 211340336 | EPSS | EPSS | EPSS | [36 empty] | EPSS, | EPSS | EPSS | EPSS, | EPSS | EPSS | EPSS, | EPSS | EPSS |  |  |  | , | FALSE
MEADOW LANE 210395110 | EPSS | EPSS | EPSS | [36 empty] | EPSS, | EPSS | EPSS | EPSS, | EPSS | EPSS | EPSS, | EPSS | EPSS |  |  |  | , | FALSE
WEST SACRAMENTO 1107CB | EPSS | EPSS | EPSS | [36 empty] | EPSS, | EPSS | EPSS | EPSS, | EPSS | EPSS | EPSS, | EPSS | EPSS |  |  |  | , | FALSE
OAKLAND C 1119CB | EPSS | EPSS | EPSS | [16 empty] | Ground Inspection | [19 empty] | EPSS, | EPSS | EPSS | EPSS,Ground Inspection, | EPSS Ground Inspection | EPSS Ground Inspection | EPSS, | EPSS | EPSS |  |  |  | , | FALSE
FMC 1108CB | EPSS | EPSS | EPSS | [17 empty] | Ground Inspection | [18 empty] | EPSS, | EPSS | EPSS | EPSS, | EPSS | EPSS | EPSS,Ground Inspection, | EPSS Ground Inspection | EPSS Ground Inspection |  |  |  | , | FALSE
BELLEVUE 210342412 | EPSS | EPSS | EPSS | [17 empty] | Ground Inspection | [18 empty] | EPSS, | EPSS | EPSS | EPSS, | EPSS | EPSS | EPSS,Ground Inspection, | EPSS Ground Inspection | EPSS Ground Inspection |  |  |  | , | FALSE
BELLE HAVEN 1106287588 | EPSS | EPSS | EPSS | [16 empty] | Ground Inspection | [19 empty] | EPSS, | EPSS | EPSS | EPSS,Ground Inspection, | EPSS Ground Inspection | EPSS Ground Inspection | EPSS, | EPSS | EPSS |  |  |  | , | FALSE
BELLEVUE 110275956 | EPSS | EPSS | EPSS | [17 empty] | Ground Inspection | [18 empty] | EPSS, | EPSS | EPSS | EPSS, | EPSS | EPSS | EPSS,Ground Inspection, | EPSS Ground Inspection | EPSS Ground Inspection |  |  |  | , | FALSE
VASONA 1105CB | EPSS | EPSS | EPSS | [15 empty] | Ground Inspection | Ground Inspection | [19 empty] | EPSS,Ground Inspection, | EPSS Ground Inspection | EPSS Ground Inspection | EPSS,Ground Inspection, | EPSS Ground Inspection | EPSS Ground Inspection | EPSS, | EPSS | EPSS |  |  |  | , | FALSE
OAKLAND C 1109CB | EPSS | EPSS | EPSS | [17 empty] | Ground Inspection | [18 empty] | EPSS, | EPSS | EPSS | EPSS, | EPSS | EPSS | EPSS,Ground Inspection, | EPSS Ground Inspection | EPSS Ground Inspection |  |  |  | , | FALSE
LAS PULGAS 0404CB | EPSS | EPSS | EPSS | [16 empty] | Ground Inspection | [19 empty] | EPSS, | EPSS | EPSS | EPSS,Ground Inspection, | EPSS Ground Inspection | EPSS Ground Inspection | EPSS, | EPSS | EPSS |  |  |  | , | FALSE
PAUL SWEET 210349370 | EPSS | EPSS | EPSS | [17 empty] | Ground Inspection | [18 empty] | EPSS, | EPSS | EPSS | EPSS, | EPSS | EPSS | EPSS,Ground Inspection, | EPSS Ground Inspection | EPSS Ground Inspection |  |  |  | , | FALSE
BRENTWOOD 2110CB | EPSS | EPSS | EPSS | [13 empty] | Aerial Inspection |  | Ground Inspection | [20 empty] | EPSS,Ground Inspection, | EPSS Ground Inspection | EPSS Ground Inspection | EPSS,Aerial Inspection, | EPSS Aerial Inspection | EPSS Aerial Inspection | EPSS, | EPSS | EPSS |  |  |  | , | FALSE
VALLEJO B 0411CB | EPSS | EPSS | EPSS | [36 empty] | EPSS, | EPSS | EPSS | EPSS, | EPSS | EPSS | EPSS, | EPSS | EPSS |  |  |  | , | FALSE
EL PATIO 1107CB | EPSS | EPSS | EPSS | [15 empty] | Ground Inspection | Ground Inspection | [19 empty] | EPSS,Ground Inspection, | EPSS Ground Inspection | EPSS Ground Inspection | EPSS,Ground Inspection, | EPSS Ground Inspection | EPSS Ground Inspection | EPSS, | EPSS | EPSS |  |  |  | , | FALSE
CLAYTON 221442582 | EPSS | EPSS | EPSS | [36 empty] | EPSS, | EPSS | EPSS | EPSS, | EPSS | EPSS | EPSS, | EPSS | EPSS |  |  |  | , | FALSE
FORT ORD 210633694 | EPSS | EPSS | EPSS | [27 empty] | Line Sensors | [8 empty] | EPSS,Line Sensors, | EPSS Line Sensors | EPSS Line Sensors | EPSS, | EPSS | EPSS | EPSS, | EPSS | EPSS |  |  |  | , | FALSE
HAMMER 1101CB | EPSS | EPSS | EPSS | [16 empty] | Ground Inspection | [19 empty] | EPSS, | EPSS | EPSS | EPSS,Ground Inspection, | EPSS Ground Inspection | EPSS Ground Inspection | EPSS, | EPSS | EPSS |  |  |  | , | FALSE
MILLBRAE 110480106 | EPSS | EPSS | EPSS | [36 empty] | EPSS, | EPSS | EPSS | EPSS, | EPSS | EPSS | EPSS, | EPSS | EPSS |  |  |  | , | FALSE
CONTRA COSTA 2107K526R | EPSS | EPSS | EPSS | [16 empty] | Ground Inspection | [19 empty] | EPSS, | EPSS | EPSS | EPSS,Ground Inspection, | EPSS Ground Inspection | EPSS Ground Inspection | EPSS, | EPSS | EPSS |  |  |  | , | FALSE
POTRERO PP (A) 110338452 | EPSS | EPSS | EPSS | [15 empty] | Ground Inspection | [20 empty] | EPSS,Ground Inspection, | EPSS Ground Inspection | EPSS Ground Inspection | EPSS, | EPSS | EPSS | EPSS, | EPSS | EPSS |  |  |  | , | FALSE
COUNTRY CLUB 1106CB | EPSS | EPSS | EPSS | [15 empty] | Ground Inspection | Ground Inspection | [19 empty] | EPSS,Ground Inspection, | EPSS Ground Inspection | EPSS Ground Inspection | EPSS,Ground Inspection, | EPSS Ground Inspection | EPSS Ground Inspection | EPSS, | EPSS | EPSS |  |  |  | , | FALSE
CARBONA 1103CB | EPSS | EPSS | EPSS | [17 empty] | Ground Inspection | [18 empty] | EPSS, | EPSS | EPSS | EPSS, | EPSS | EPSS | EPSS,Ground Inspection, | EPSS Ground Inspection | EPSS Ground Inspection |  |  |  | , | FALSE
ATWATER 1106CB | EPSS | EPSS | EPSS | [16 empty] | Ground Inspection | [19 empty] | EPSS, | EPSS | EPSS | EPSS,Ground Inspection, | EPSS Ground Inspection | EPSS Ground Inspection | EPSS, | EPSS | EPSS |  |  |  | , | FALSE
SAN LUIS OBISPO 1108CB | EPSS | EPSS | EPSS | [14 empty] | Aerial Inspection |  | Ground Inspection | Ground Inspection | [18 empty] | EPSS, | EPSS | EPSS | EPSS,Ground Inspection, | EPSS Ground Inspection | EPSS Ground Inspection | EPSS,Aerial Inspection,Ground Inspection, | EPSS Aerial Inspection Ground Inspection | EPSS Aerial Inspection Ground Inspection |  |  |  | , | FALSE
WILLOWS A 1103CB | EPSS | EPSS | EPSS | [36 empty] | EPSS, | EPSS | EPSS | EPSS, | EPSS | EPSS | EPSS, | EPSS | EPSS |  |  |  | , | FALSE
7TH STANDARD 21021499 | EPSS | EPSS | EPSS | [15 empty] | Ground Inspection | [20 empty] | EPSS,Ground Inspection, | EPSS Ground Inspection | EPSS Ground Inspection | EPSS, | EPSS | EPSS | EPSS, | EPSS | EPSS |  |  |  | , | FALSE
TRIMBLE 1105CB | EPSS | EPSS | EPSS | [36 empty] | EPSS, | EPSS | EPSS | EPSS, | EPSS | EPSS | EPSS, | EPSS | EPSS |  |  |  | , | FALSE
HUNTERS POINT (P) 1104CB | EPSS | EPSS | EPSS | [16 empty] | Ground Inspection | [19 empty] | EPSS, | EPSS | EPSS | EPSS,Ground Inspection, | EPSS Ground Inspection | EPSS Ground Inspection | EPSS, | EPSS | EPSS |  |  |  | , | FALSE
BRENTWOOD 2105B503R | EPSS | EPSS | EPSS | [15 empty] | Ground Inspection | [20 empty] | EPSS,Ground Inspection, | EPSS Ground Inspection | EPSS Ground Inspection | EPSS, | EPSS | EPSS | EPSS, | EPSS | EPSS |  |  |  | , | FALSE
EL PATIO 1113LC02 | EPSS | EPSS | EPSS | [15 empty] | Ground Inspection | Ground Inspection | [19 empty] | EPSS,Ground Inspection, | EPSS Ground Inspection | EPSS Ground Inspection | EPSS,Ground Inspection, | EPSS Ground Inspection | EPSS Ground Inspection | EPSS, | EPSS | EPSS |  |  |  | , | FALSE
COLUMBUS 110614325 | EPSS | EPSS | EPSS | [36 empty] | EPSS, | EPSS | EPSS | EPSS, | EPSS | EPSS | EPSS, | EPSS | EPSS |  |  |  | , | FALSE
STELLING 1111LL04 | EPSS | EPSS | EPSS | [36 empty] | EPSS, | EPSS | EPSS | EPSS, | EPSS | EPSS | EPSS, | EPSS | EPSS |  |  |  | , | FALSE
MOUNTAIN VIEW 1104LM26 | EPSS | EPSS | EPSS | [17 empty] | Ground Inspection | [18 empty] | EPSS, | EPSS | EPSS | EPSS, | EPSS | EPSS | EPSS,Ground Inspection, | EPSS Ground Inspection | EPSS Ground Inspection |  |  |  | , | FALSE
WOODLAND 1103CB | EPSS | EPSS | EPSS | [36 empty] | EPSS, | EPSS | EPSS | EPSS, | EPSS | EPSS | EPSS, | EPSS | EPSS |  |  |  | , | FALSE
EL CAPITAN 110290272 | EPSS | EPSS | EPSS | [17 empty] | Ground Inspection | [18 empty] | EPSS, | EPSS | EPSS | EPSS, | EPSS | EPSS | EPSS,Ground Inspection, | EPSS Ground Inspection | EPSS Ground Inspection |  |  |  | , | FALSE
GLENWOOD 1101CB | EPSS | EPSS | EPSS | [16 empty] | Ground Inspection | [19 empty] | EPSS, | EPSS | EPSS | EPSS,Ground Inspection, | EPSS Ground Inspection | EPSS Ground Inspection | EPSS, | EPSS | EPSS |  |  |  | , | FALSE
OAKLAND J 1102CB | EPSS | EPSS | EPSS | [17 empty] | Ground Inspection | [9 empty] | Line Sensors | [8 empty] | EPSS,Line Sensors, | EPSS Line Sensors | EPSS Line Sensors | EPSS, | EPSS | EPSS | EPSS,Ground Inspection, | EPSS Ground Inspection | EPSS Ground Inspection |  |  |  | , | FALSE
OAKLAND D 0406235358 | EPSS | EPSS | EPSS | [15 empty] | Ground Inspection | [20 empty] | EPSS,Ground Inspection, | EPSS Ground Inspection | EPSS Ground Inspection | EPSS, | EPSS | EPSS | EPSS, | EPSS | EPSS |  |  |  | , | FALSE
OAKLAND X 111223947 | EPSS | EPSS | EPSS | [15 empty] | Ground Inspection | [20 empty] | EPSS,Ground Inspection, | EPSS Ground Inspection | EPSS Ground Inspection | EPSS, | EPSS | EPSS | EPSS, | EPSS | EPSS |  |  |  | , | FALSE
PANAMA 21011128 | EPSS | EPSS | EPSS | [17 empty] | Ground Inspection | [18 empty] | EPSS, | EPSS | EPSS | EPSS, | EPSS | EPSS | EPSS,Ground Inspection, | EPSS Ground Inspection | EPSS Ground Inspection |  |  |  | , | FALSE
STONE 1101XR472 | EPSS | EPSS | EPSS | [16 empty] | Ground Inspection | Ground Inspection | [18 empty] | EPSS, | EPSS | EPSS | EPSS,Ground Inspection, | EPSS Ground Inspection | EPSS Ground Inspection | EPSS,Ground Inspection, | EPSS Ground Inspection | EPSS Ground Inspection |  |  |  | , | FALSE
EMBARCADERO (Z) 1119CB | EPSS | EPSS | EPSS | [15 empty] | Ground Inspection | [20 empty] | EPSS,Ground Inspection, | EPSS Ground Inspection | EPSS Ground Inspection | EPSS, | EPSS | EPSS | EPSS, | EPSS | EPSS |  |  |  | , | FALSE
NEWARK 21KV 2107MR595 | EPSS | EPSS | EPSS | [36 empty] | EPSS, | EPSS | EPSS | EPSS, | EPSS | EPSS | EPSS, | EPSS | EPSS |  |  |  | , | FALSE
BELLE HAVEN 11068916 | EPSS | EPSS | EPSS | [16 empty] | Ground Inspection | [19 empty] | EPSS, | EPSS | EPSS | EPSS,Ground Inspection, | EPSS Ground Inspection | EPSS Ground Inspection | EPSS, | EPSS | EPSS |  |  |  | , | FALSE
WEEDPATCH 11012405 | EPSS | EPSS | EPSS | [15 empty] | Ground Inspection | [20 empty] | EPSS,Ground Inspection, | EPSS Ground Inspection | EPSS Ground Inspection | EPSS, | EPSS | EPSS | EPSS, | EPSS | EPSS |  |  |  | , | FALSE
DEL MONTE 210596246 | EPSS | EPSS | EPSS | [15 empty] | Ground Inspection | Ground Inspection | [19 empty] | EPSS,Ground Inspection, | EPSS Ground Inspection | EPSS Ground Inspection | EPSS,Ground Inspection, | EPSS Ground Inspection | EPSS Ground Inspection | EPSS, | EPSS | EPSS |  |  |  | , | FALSE
RAWSON 1103CB | EPSS | EPSS | EPSS | [15 empty] | Ground Inspection |  | Ground Inspection | [18 empty] | EPSS,Ground Inspection, | EPSS Ground Inspection | EPSS Ground Inspection | EPSS, | EPSS | EPSS | EPSS,Ground Inspection, | EPSS Ground Inspection | EPSS Ground Inspection |  |  |  | , | FALSE
WYANDOTTE 1109CB | EPSS | EPSS | EPSS | [13 empty] | Aerial Inspection |  | Ground Inspection | [20 empty] | EPSS,Ground Inspection, | EPSS Ground Inspection | EPSS Ground Inspection | EPSS,Aerial Inspection, | EPSS Aerial Inspection | EPSS Aerial Inspection | EPSS, | EPSS | EPSS |  |  |  | , | FALSE
TRACY 111011900 | EPSS | EPSS | EPSS | [36 empty] | EPSS, | EPSS | EPSS | EPSS, | EPSS | EPSS | EPSS, | EPSS | EPSS |  |  |  | , | FALSE
HALF MOON BAY 11029114 | EPSS | EPSS | EPSS | [15 empty] | Ground Inspection | [20 empty] | EPSS,Ground Inspection, | EPSS Ground Inspection | EPSS Ground Inspection | EPSS, | EPSS | EPSS | EPSS, | EPSS | EPSS |  |  |  | , | FALSE
WEST LANE 110195948 | EPSS | EPSS | EPSS | [15 empty] | Ground Inspection | Ground Inspection | [19 empty] | EPSS,Ground Inspection, | EPSS Ground Inspection | EPSS Ground Inspection | EPSS,Ground Inspection, | EPSS Ground Inspection | EPSS Ground Inspection | EPSS, | EPSS | EPSS |  |  |  | , | FALSE
EL CERRITO G 111451228 | EPSS | EPSS | EPSS | [36 empty] | EPSS, | EPSS | EPSS | EPSS, | EPSS | EPSS | EPSS, | EPSS | EPSS |  |  |  | , | FALSE
TRINIDAD 1102CB | EPSS | EPSS | EPSS | [15 empty] | Ground Inspection | [20 empty] | EPSS,Ground Inspection, | EPSS Ground Inspection | EPSS Ground Inspection | EPSS, | EPSS | EPSS | EPSS, | EPSS | EPSS |  |  |  | , | FALSE
CANAL 1104CB | EPSS | EPSS | EPSS | [36 empty] | EPSS, | EPSS | EPSS | EPSS, | EPSS | EPSS | EPSS, | EPSS | EPSS |  |  |  | , | FALSE
VINEYARD 2106MR168 | EPSS | EPSS | EPSS | [17 empty] | Ground Inspection | [18 empty] | EPSS, | EPSS | EPSS | EPSS, | EPSS | EPSS | EPSS,Ground Inspection, | EPSS Ground Inspection | EPSS Ground Inspection |  |  |  | , | FALSE
SAN MATEO 04048554 | EPSS | EPSS | EPSS | [13 empty] | Aerial Inspection |  | Ground Inspection | [20 empty] | EPSS,Ground Inspection, | EPSS Ground Inspection | EPSS Ground Inspection | EPSS,Aerial Inspection, | EPSS Aerial Inspection | EPSS Aerial Inspection | EPSS, | EPSS | EPSS |  |  |  | , | FALSE
HARTER 110774924 | EPSS | EPSS | EPSS | [36 empty] | EPSS, | EPSS | EPSS | EPSS, | EPSS | EPSS | EPSS, | EPSS | EPSS |  |  |  | , | FALSE
MILLBRAE 0403CB | EPSS | EPSS | EPSS | [36 empty] | EPSS, | EPSS | EPSS | EPSS, | EPSS | EPSS | EPSS, | EPSS | EPSS |  |  |  | , | FALSE
RICHMOND R 1118CB | EPSS | EPSS | EPSS | [36 empty] | EPSS, | EPSS | EPSS | EPSS, | EPSS | EPSS | EPSS, | EPSS | EPSS |  |  |  | , | FALSE
BRITTON 1115CB | EPSS | EPSS | EPSS | [36 empty] | EPSS, | EPSS | EPSS | EPSS, | EPSS | EPSS | EPSS, | EPSS | EPSS |  |  |  | , | FALSE
CORNING 11021666 | EPSS | EPSS | EPSS | [17 empty] | Ground Inspection | [18 empty] | EPSS, | EPSS | EPSS | EPSS, | EPSS | EPSS | EPSS,Ground Inspection, | EPSS Ground Inspection | EPSS Ground Inspection |  |  |  | , | FALSE
MERCED 21029740 | EPSS | EPSS | EPSS | [15 empty] | Ground Inspection |  | Ground Inspection | [18 empty] | EPSS,Ground Inspection, | EPSS Ground Inspection | EPSS Ground Inspection | EPSS, | EPSS | EPSS | EPSS,Ground Inspection, | EPSS Ground Inspection | EPSS Ground Inspection |  |  |  | , | FALSE
FRUITVALE 1104CB | EPSS | EPSS | EPSS | [16 empty] | Ground Inspection | [19 empty] | EPSS, | EPSS | EPSS | EPSS,Ground Inspection, | EPSS Ground Inspection | EPSS Ground Inspection | EPSS, | EPSS | EPSS |  |  |  | , | FALSE
SWIFT 210646779 | EPSS | EPSS | EPSS | [16 empty] | Ground Inspection | [19 empty] | EPSS, | EPSS | EPSS | EPSS,Ground Inspection, | EPSS Ground Inspection | EPSS Ground Inspection | EPSS, | EPSS | EPSS |  |  |  | , | FALSE
FIGARDEN 210584594 | EPSS | EPSS | EPSS | [17 empty] | Ground Inspection | [18 empty] | EPSS, | EPSS | EPSS | EPSS, | EPSS | EPSS | EPSS,Ground Inspection, | EPSS Ground Inspection | EPSS Ground Inspection |  |  |  | , | FALSE
EL PATIO 1112XR604 | EPSS | EPSS | EPSS | [16 empty] | Ground Inspection | [19 empty] | EPSS, | EPSS | EPSS | EPSS,Ground Inspection, | EPSS Ground Inspection | EPSS Ground Inspection | EPSS, | EPSS | EPSS |  |  |  | , | FALSE
NAPA 111038966 | EPSS | EPSS | EPSS | [15 empty] | Ground Inspection | Ground Inspection | [19 empty] | EPSS,Ground Inspection, | EPSS Ground Inspection | EPSS Ground Inspection | EPSS,Ground Inspection, | EPSS Ground Inspection | EPSS Ground Inspection | EPSS, | EPSS | EPSS |  |  |  | , | FALSE
CONTRA COSTA 2103CB | EPSS | EPSS | EPSS | [36 empty] | EPSS, | EPSS | EPSS | EPSS, | EPSS | EPSS | EPSS, | EPSS | EPSS |  |  |  | , | FALSE
EL CAPITAN 110511480 | EPSS | EPSS | EPSS | [15 empty] | Ground Inspection | [20 empty] | EPSS,Ground Inspection, | EPSS Ground Inspection | EPSS Ground Inspection | EPSS, | EPSS | EPSS | EPSS, | EPSS | EPSS |  |  |  | , | FALSE
SONOMA 1106CB | EPSS | EPSS | EPSS | [36 empty] | EPSS, | EPSS | EPSS | EPSS, | EPSS | EPSS | EPSS, | EPSS | EPSS |  |  |  | , | FALSE
EIGHT MILE 210238448 | EPSS | EPSS | EPSS | [17 empty] | Ground Inspection | [18 empty] | EPSS, | EPSS | EPSS | EPSS, | EPSS | EPSS | EPSS,Ground Inspection, | EPSS Ground Inspection | EPSS Ground Inspection |  |  |  | , | FALSE
DAVIS 1107CB | EPSS | EPSS | EPSS | [15 empty] | Ground Inspection | [20 empty] | EPSS,Ground Inspection, | EPSS Ground Inspection | EPSS Ground Inspection | EPSS, | EPSS | EPSS | EPSS, | EPSS | EPSS |  |  |  | , | FALSE
WEST LANE 110214604 | EPSS | EPSS | EPSS | [15 empty] | Ground Inspection | Ground Inspection | [19 empty] | EPSS,Ground Inspection, | EPSS Ground Inspection | EPSS Ground Inspection | EPSS,Ground Inspection, | EPSS Ground Inspection | EPSS Ground Inspection | EPSS, | EPSS | EPSS |  |  |  | , | FALSE
BERKELEY F 1105CB | EPSS | EPSS | EPSS | [14 empty] | Aerial Inspection |  | Ground Inspection | Ground Inspection | Non-Pole Backlog | [14 empty] | Pole Backlog |  |  | EPSS,Non-Pole Backlog,Pole Backlog, | EPSS Non-Pole Backlog Pole Backlog | EPSS Non-Pole Backlog Pole Backlog | EPSS,Ground Inspection, | EPSS Ground Inspection | EPSS Ground Inspection | EPSS,Aerial Inspection,Ground Inspection, | EPSS Aerial Inspection Ground Inspection | EPSS Aerial Inspection Ground Inspection |  |  |  | , | FALSE
NORTECH 2111CB | EPSS | EPSS | EPSS | [15 empty] | Ground Inspection | [20 empty] | EPSS,Ground Inspection, | EPSS Ground Inspection | EPSS Ground Inspection | EPSS, | EPSS | EPSS | EPSS, | EPSS | EPSS |  |  |  | , | FALSE
WEST SACRAMENTO 110820222 | EPSS | EPSS | EPSS | [36 empty] | EPSS, | EPSS | EPSS | EPSS, | EPSS | EPSS | EPSS, | EPSS | EPSS |  |  |  | , | FALSE
CLARKSVILLE 2110CB | EPSS | EPSS | EPSS | [15 empty] | Ground Inspection | [20 empty] | EPSS,Ground Inspection, | EPSS Ground Inspection | EPSS Ground Inspection | EPSS, | EPSS | EPSS | EPSS, | EPSS | EPSS |  |  |  | , | FALSE
SAN MATEO 0408CB | EPSS | EPSS | EPSS | [36 empty] | EPSS, | EPSS | EPSS | EPSS, | EPSS | EPSS | EPSS, | EPSS | EPSS |  |  |  | , | FALSE
CANAL 1102CB | EPSS | EPSS | EPSS | [36 empty] | EPSS, | EPSS | EPSS | EPSS, | EPSS | EPSS | EPSS, | EPSS | EPSS |  |  |  | , | FALSE
MANTECA 170414784 | EPSS | EPSS | EPSS | [36 empty] | EPSS, | EPSS | EPSS | EPSS, | EPSS | EPSS | EPSS, | EPSS | EPSS |  |  |  | , | FALSE
ALMADEN 1111CB | EPSS | EPSS | EPSS | [17 empty] | Ground Inspection | [18 empty] | EPSS, | EPSS | EPSS | EPSS, | EPSS | EPSS | EPSS,Ground Inspection, | EPSS Ground Inspection | EPSS Ground Inspection |  |  |  | , | FALSE
RICHMOND R 1124BR300 | EPSS | EPSS | EPSS | [36 empty] | EPSS, | EPSS | EPSS | EPSS, | EPSS | EPSS | EPSS, | EPSS | EPSS |  |  |  | , | FALSE
LLAGAS 2102CB | EPSS | EPSS | EPSS | [15 empty] | Ground Inspection | Ground Inspection | [19 empty] | EPSS,Ground Inspection, | EPSS Ground Inspection | EPSS Ground Inspection | EPSS,Ground Inspection, | EPSS Ground Inspection | EPSS Ground Inspection | EPSS, | EPSS | EPSS |  |  |  | , | FALSE
WEST LANE 1101CB | EPSS | EPSS | EPSS | [16 empty] | Ground Inspection | [19 empty] | EPSS, | EPSS | EPSS | EPSS,Ground Inspection, | EPSS Ground Inspection | EPSS Ground Inspection | EPSS, | EPSS | EPSS |  |  |  | , | FALSE
REDWOOD CITY 1103CB | EPSS | EPSS | EPSS | [16 empty] | Ground Inspection | [19 empty] | EPSS, | EPSS | EPSS | EPSS,Ground Inspection, | EPSS Ground Inspection | EPSS Ground Inspection | EPSS, | EPSS | EPSS |  |  |  | , | FALSE
MANTECA 1707621318 | EPSS | EPSS | EPSS | [15 empty] | Ground Inspection |  | Ground Inspection | [18 empty] | EPSS,Ground Inspection, | EPSS Ground Inspection | EPSS Ground Inspection | EPSS, | EPSS | EPSS | EPSS,Ground Inspection, | EPSS Ground Inspection | EPSS Ground Inspection |  |  |  | , | FALSE
RALSTON 1101100040 | EPSS | EPSS | EPSS | [8 empty] | Expulsion Fuse Replacement | [8 empty] | Ground Inspection | [18 empty] | EPSS, | EPSS | EPSS | EPSS, | EPSS | EPSS | EPSS,Expulsion Fuse Replacement,Ground Inspection, | EPSS Expulsion Fuse Replacement Ground Inspection | EPSS Expulsion Fuse Replacement Ground Inspection |  |  |  | , | FALSE
CONTRA COSTA 2107CB | EPSS | EPSS | EPSS | [16 empty] | Ground Inspection | [19 empty] | EPSS, | EPSS | EPSS | EPSS,Ground Inspection, | EPSS Ground Inspection | EPSS Ground Inspection | EPSS, | EPSS | EPSS |  |  |  | , | FALSE
POINT ARENA 110137426 | EPSS | EPSS | EPSS | [14 empty] | Aerial Inspection |  | Ground Inspection | [19 empty] | EPSS, | EPSS | EPSS | EPSS,Ground Inspection, | EPSS Ground Inspection | EPSS Ground Inspection | EPSS,Aerial Inspection, | EPSS Aerial Inspection | EPSS Aerial Inspection |  |  |  | , | FALSE
OAKLAND J 1117CR190 | EPSS | EPSS | EPSS | [17 empty] | Ground Inspection | [18 empty] | EPSS, | EPSS | EPSS | EPSS, | EPSS | EPSS | EPSS,Ground Inspection, | EPSS Ground Inspection | EPSS Ground Inspection |  |  |  | , | FALSE
TEVIS 2104145344 | EPSS | EPSS | EPSS | [16 empty] | Ground Inspection | [19 empty] | EPSS, | EPSS | EPSS | EPSS,Ground Inspection, | EPSS Ground Inspection | EPSS Ground Inspection | EPSS, | EPSS | EPSS |  |  |  | , | FALSE
NEWARK 21KV 2108MR117 | EPSS | EPSS | EPSS | [15 empty] | Ground Inspection | [20 empty] | EPSS,Ground Inspection, | EPSS Ground Inspection | EPSS Ground Inspection | EPSS, | EPSS | EPSS | EPSS, | EPSS | EPSS |  |  |  | , | FALSE
18TH STREET 0401CB | EPSS | EPSS | EPSS | [36 empty] | EPSS, | EPSS | EPSS | EPSS, | EPSS | EPSS | EPSS, | EPSS | EPSS |  |  |  | , | FALSE
MANTECA 1701992915 | EPSS | EPSS | EPSS | [36 empty] | EPSS, | EPSS | EPSS | EPSS, | EPSS | EPSS | EPSS, | EPSS | EPSS |  |  |  | , | FALSE
BERESFORD 0402CB | EPSS | EPSS | EPSS | [13 empty] | Aerial Inspection |  | Ground Inspection | [20 empty] | EPSS,Ground Inspection, | EPSS Ground Inspection | EPSS Ground Inspection | EPSS,Aerial Inspection, | EPSS Aerial Inspection | EPSS Aerial Inspection | EPSS, | EPSS | EPSS |  |  |  | , | FALSE
WOODLAND 111222552 | EPSS | EPSS | EPSS | [36 empty] | EPSS, | EPSS | EPSS | EPSS, | EPSS | EPSS | EPSS, | EPSS | EPSS |  |  |  | , | FALSE
TIDEWATER 210756052 | EPSS | EPSS | EPSS | [15 empty] | Ground Inspection | [20 empty] | EPSS,Ground Inspection, | EPSS Ground Inspection | EPSS Ground Inspection | EPSS, | EPSS | EPSS | EPSS, | EPSS | EPSS |  |  |  | , | FALSE
MEADOW LANE 210388136 | EPSS | EPSS | EPSS | [17 empty] | Ground Inspection | [18 empty] | EPSS, | EPSS | EPSS | EPSS, | EPSS | EPSS | EPSS,Ground Inspection, | EPSS Ground Inspection | EPSS Ground Inspection |  |  |  | , | FALSE
EAST STOCKTON 1102CB | EPSS | EPSS | EPSS | [16 empty] | Ground Inspection | [19 empty] | EPSS, | EPSS | EPSS | EPSS,Ground Inspection, | EPSS Ground Inspection | EPSS Ground Inspection | EPSS, | EPSS | EPSS |  |  |  | , | FALSE
HAMMER 1105CB | EPSS | EPSS | EPSS | [16 empty] | Ground Inspection | [19 empty] | EPSS, | EPSS | EPSS | EPSS,Ground Inspection, | EPSS Ground Inspection | EPSS Ground Inspection | EPSS, | EPSS | EPSS |  |  |  | , | FALSE
CLAYTON 221798080 | EPSS | EPSS | EPSS | [36 empty] | EPSS, | EPSS | EPSS | EPSS, | EPSS | EPSS | EPSS, | EPSS | EPSS |  |  |  | , | FALSE
DALY CITY 1110CB | EPSS | EPSS | EPSS | [15 empty] | Ground Inspection | Ground Inspection | [19 empty] | EPSS,Ground Inspection, | EPSS Ground Inspection | EPSS Ground Inspection | EPSS,Ground Inspection, | EPSS Ground Inspection | EPSS Ground Inspection | EPSS, | EPSS | EPSS |  |  |  | , | FALSE
EL CERRITO G 1110BR240 | EPSS | EPSS | EPSS | [16 empty] | Ground Inspection | Ground Inspection | [18 empty] | EPSS, | EPSS | EPSS | EPSS,Ground Inspection, | EPSS Ground Inspection | EPSS Ground Inspection | EPSS,Ground Inspection, | EPSS Ground Inspection | EPSS Ground Inspection |  |  |  | , | FALSE
MOUNTAIN VIEW 1111CB | EPSS | EPSS | EPSS | [17 empty] | Ground Inspection | [18 empty] | EPSS, | EPSS | EPSS | EPSS, | EPSS | EPSS | EPSS,Ground Inspection, | EPSS Ground Inspection | EPSS Ground Inspection |  |  |  | , | FALSE
COLUSA 110141792 | EPSS | EPSS | EPSS | [15 empty] | Ground Inspection | Ground Inspection | [19 empty] | EPSS,Ground Inspection, | EPSS Ground Inspection | EPSS Ground Inspection | EPSS,Ground Inspection, | EPSS Ground Inspection | EPSS Ground Inspection | EPSS, | EPSS | EPSS |  |  |  | , | FALSE
VASONA 1104CB | EPSS | EPSS | EPSS | [16 empty] | Ground Inspection | [19 empty] | EPSS, | EPSS | EPSS | EPSS,Ground Inspection, | EPSS Ground Inspection | EPSS Ground Inspection | EPSS, | EPSS | EPSS |  |  |  | , | FALSE
MANTECA 170193022 | EPSS | EPSS | EPSS | [36 empty] | EPSS, | EPSS | EPSS | EPSS, | EPSS | EPSS | EPSS, | EPSS | EPSS |  |  |  | , | FALSE
SAN MATEO 2102897982 | EPSS | EPSS | EPSS | [36 empty] | EPSS, | EPSS | EPSS | EPSS, | EPSS | EPSS | EPSS, | EPSS | EPSS |  |  |  | , | FALSE
SF L 0402CB | EPSS | EPSS | EPSS | [17 empty] | Ground Inspection | [18 empty] | EPSS, | EPSS | EPSS | EPSS, | EPSS | EPSS | EPSS,Ground Inspection, | EPSS Ground Inspection | EPSS Ground Inspection |  |  |  | , | FALSE
ALTO 1123CB | EPSS | EPSS | EPSS | [15 empty] | Ground Inspection | Ground Inspection | Ground Inspection | [18 empty] | EPSS,Ground Inspection, | EPSS Ground Inspection | EPSS Ground Inspection | EPSS,Ground Inspection, | EPSS Ground Inspection | EPSS Ground Inspection | EPSS,Ground Inspection, | EPSS Ground Inspection | EPSS Ground Inspection |  |  |  | , | FALSE
SF K 0408CB | EPSS | EPSS | EPSS | [36 empty] | EPSS, | EPSS | EPSS | EPSS, | EPSS | EPSS | EPSS, | EPSS | EPSS |  |  |  | , | FALSE
RED BLUFF 1101CB | EPSS | EPSS | EPSS | [15 empty] | Ground Inspection | [20 empty] | EPSS,Ground Inspection, | EPSS Ground Inspection | EPSS Ground Inspection | EPSS, | EPSS | EPSS | EPSS, | EPSS | EPSS |  |  |  | , | FALSE
JARVIS 110662269 | EPSS | EPSS | EPSS | [36 empty] | EPSS, | EPSS | EPSS | EPSS, | EPSS | EPSS | EPSS, | EPSS | EPSS |  |  |  | , | FALSE
SAN MATEO 210155256 | EPSS | EPSS | EPSS | [36 empty] | EPSS, | EPSS | EPSS | EPSS, | EPSS | EPSS | EPSS, | EPSS | EPSS |  |  |  | , | FALSE
SOLEDAD 2104413916 | EPSS | EPSS | EPSS | [17 empty] | Ground Inspection | [18 empty] | EPSS, | EPSS | EPSS | EPSS, | EPSS | EPSS | EPSS,Ground Inspection, | EPSS Ground Inspection | EPSS Ground Inspection |  |  |  | , | FALSE
TRACY 1103CB | EPSS | EPSS | EPSS | [16 empty] | Ground Inspection | [19 empty] | EPSS, | EPSS | EPSS | EPSS,Ground Inspection, | EPSS Ground Inspection | EPSS Ground Inspection | EPSS, | EPSS | EPSS |  |  |  | , | FALSE
SAUSALITO 0401CB | EPSS | EPSS | EPSS | [16 empty] | Ground Inspection | [19 empty] | EPSS, | EPSS | EPSS | EPSS,Ground Inspection, | EPSS Ground Inspection | EPSS Ground Inspection | EPSS, | EPSS | EPSS |  |  |  | , | FALSE
SARATOGA 1110XR396 | EPSS | EPSS | EPSS | [16 empty] | Ground Inspection | [19 empty] | EPSS, | EPSS | EPSS | EPSS,Ground Inspection, | EPSS Ground Inspection | EPSS Ground Inspection | EPSS, | EPSS | EPSS |  |  |  | , | FALSE
OAKLAND D 1131CR430 | EPSS | EPSS | EPSS | [15 empty] | Ground Inspection | [20 empty] | EPSS,Ground Inspection, | EPSS Ground Inspection | EPSS Ground Inspection | EPSS, | EPSS | EPSS | EPSS, | EPSS | EPSS |  |  |  | , | FALSE
SUISUN 1105CB | EPSS | EPSS | EPSS | [36 empty] | EPSS, | EPSS | EPSS | EPSS, | EPSS | EPSS | EPSS, | EPSS | EPSS |  |  |  | , | FALSE
PAUL SWEET 2108467366 | EPSS | EPSS | EPSS | [17 empty] | Ground Inspection | [18 empty] | EPSS, | EPSS | EPSS | EPSS, | EPSS | EPSS | EPSS,Ground Inspection, | EPSS Ground Inspection | EPSS Ground Inspection |  |  |  | , | FALSE
IONE 1101CB | EPSS | EPSS | EPSS | [14 empty] | Aerial Inspection | Ground Inspection | Ground Inspection | Ground Inspection | [18 empty] | EPSS,Ground Inspection, | EPSS Ground Inspection | EPSS Ground Inspection | EPSS,Ground Inspection, | EPSS Ground Inspection | EPSS Ground Inspection | EPSS,Aerial Inspection,Ground Inspection, | EPSS Aerial Inspection Ground Inspection | EPSS Aerial Inspection Ground Inspection |  |  |  | , | FALSE
EL CERRITO G 1113BR282 | EPSS | EPSS | EPSS | [17 empty] | Ground Inspection | [18 empty] | EPSS, | EPSS | EPSS | EPSS, | EPSS | EPSS | EPSS,Ground Inspection, | EPSS Ground Inspection | EPSS Ground Inspection |  |  |  | , | FALSE
OAKLAND C 1120CB | EPSS | EPSS | EPSS | [15 empty] | Ground Inspection | Ground Inspection | [19 empty] | EPSS,Ground Inspection, | EPSS Ground Inspection | EPSS Ground Inspection | EPSS,Ground Inspection, | EPSS Ground Inspection | EPSS Ground Inspection | EPSS, | EPSS | EPSS |  |  |  | , | FALSE
BAY MEADOWS 110411223 | EPSS | EPSS | EPSS | [36 empty] | EPSS, | EPSS | EPSS | EPSS, | EPSS | EPSS | EPSS, | EPSS | EPSS |  |  |  | , | FALSE
NORD 110334040 | EPSS | EPSS | EPSS | [15 empty] | Ground Inspection | [20 empty] | EPSS,Ground Inspection, | EPSS Ground Inspection | EPSS Ground Inspection | EPSS, | EPSS | EPSS | EPSS, | EPSS | EPSS |  |  |  | , | FALSE
RIO BRAVO 110432450 | EPSS | EPSS | EPSS | [15 empty] | Ground Inspection | [20 empty] | EPSS,Ground Inspection, | EPSS Ground Inspection | EPSS Ground Inspection | EPSS, | EPSS | EPSS | EPSS, | EPSS | EPSS |  |  |  | , | FALSE
CAYUCOS 1102317156 | EPSS | EPSS | EPSS | [15 empty] | Ground Inspection |  | Ground Inspection | [18 empty] | EPSS,Ground Inspection, | EPSS Ground Inspection | EPSS Ground Inspection | EPSS, | EPSS | EPSS | EPSS,Ground Inspection, | EPSS Ground Inspection | EPSS Ground Inspection |  |  |  | , | FALSE
KING CITY 1103723816 | EPSS | EPSS | EPSS | [36 empty] | EPSS, | EPSS | EPSS | EPSS, | EPSS | EPSS | EPSS, | EPSS | EPSS |  |  |  | , | FALSE
AIRWAYS 110894718 | EPSS | EPSS | EPSS | [15 empty] | Ground Inspection | [20 empty] | EPSS,Ground Inspection, | EPSS Ground Inspection | EPSS Ground Inspection | EPSS, | EPSS | EPSS | EPSS, | EPSS | EPSS |  |  |  | , | FALSE
MANTECA 170880800 | EPSS | EPSS | EPSS | [36 empty] | EPSS, | EPSS | EPSS | EPSS, | EPSS | EPSS | EPSS, | EPSS | EPSS |  |  |  | , | FALSE
SNEATH LANE 110275844 | EPSS | EPSS | EPSS | [14 empty] | Aerial Inspection | Ground Inspection | Ground Inspection | Ground Inspection | [18 empty] | EPSS,Ground Inspection, | EPSS Ground Inspection | EPSS Ground Inspection | EPSS,Ground Inspection, | EPSS Ground Inspection | EPSS Ground Inspection | EPSS,Aerial Inspection,Ground Inspection, | EPSS Aerial Inspection Ground Inspection | EPSS Aerial Inspection Ground Inspection |  |  |  | , | FALSE
DAVIS 110168458 | EPSS | EPSS | EPSS | [15 empty] | Ground Inspection | [20 empty] | EPSS,Ground Inspection, | EPSS Ground Inspection | EPSS Ground Inspection | EPSS, | EPSS | EPSS | EPSS, | EPSS | EPSS |  |  |  | , | FALSE
STONE 1110XR456 | EPSS | EPSS | EPSS | [16 empty] | Ground Inspection | Ground Inspection | [18 empty] | EPSS, | EPSS | EPSS | EPSS,Ground Inspection, | EPSS Ground Inspection | EPSS Ground Inspection | EPSS,Ground Inspection, | EPSS Ground Inspection | EPSS Ground Inspection |  |  |  | , | FALSE
HAMMER 11058624 | EPSS | EPSS | EPSS | [36 empty] | EPSS, | EPSS | EPSS | EPSS, | EPSS | EPSS | EPSS, | EPSS | EPSS |  |  |  | , | FALSE
SF H 1106CB | EPSS | EPSS | EPSS | [15 empty] | Ground Inspection | Ground Inspection | [19 empty] | EPSS,Ground Inspection, | EPSS Ground Inspection | EPSS Ground Inspection | EPSS,Ground Inspection, | EPSS Ground Inspection | EPSS Ground Inspection | EPSS, | EPSS | EPSS |  |  |  | , | FALSE
SYCAMORE CREEK 1107CB | EPSS | EPSS | EPSS | [15 empty] | Ground Inspection |  | Ground Inspection | [18 empty] | EPSS,Ground Inspection, | EPSS Ground Inspection | EPSS Ground Inspection | EPSS, | EPSS | EPSS | EPSS,Ground Inspection, | EPSS Ground Inspection | EPSS Ground Inspection |  |  |  | , | FALSE
LAKEWOOD 211082806 | EPSS | EPSS | EPSS | [16 empty] | Ground Inspection | [19 empty] | EPSS, | EPSS | EPSS | EPSS,Ground Inspection, | EPSS Ground Inspection | EPSS Ground Inspection | EPSS, | EPSS | EPSS |  |  |  | , | FALSE
MABURY 1105CB | EPSS | EPSS | EPSS | [36 empty] | EPSS, | EPSS | EPSS | EPSS, | EPSS | EPSS | EPSS, | EPSS | EPSS |  |  |  | , | FALSE
EAST STOCKTON 110169982 | EPSS | EPSS | EPSS | [16 empty] | Ground Inspection | [19 empty] | EPSS, | EPSS | EPSS | EPSS,Ground Inspection, | EPSS Ground Inspection | EPSS Ground Inspection | EPSS, | EPSS | EPSS |  |  |  | , | FALSE
MEADOW LANE 2106C558R | EPSS | EPSS | EPSS | [15 empty] | Ground Inspection | [20 empty] | EPSS,Ground Inspection, | EPSS Ground Inspection | EPSS Ground Inspection | EPSS, | EPSS | EPSS | EPSS, | EPSS | EPSS |  |  |  | , | FALSE
LODI 110164912 | EPSS | EPSS | EPSS | [17 empty] | Ground Inspection | [18 empty] | EPSS, | EPSS | EPSS | EPSS, | EPSS | EPSS | EPSS,Ground Inspection, | EPSS Ground Inspection | EPSS Ground Inspection |  |  |  | , | FALSE
BAKERSFIELD 1101CB | EPSS | EPSS | EPSS | [36 empty] | EPSS, | EPSS | EPSS | EPSS, | EPSS | EPSS | EPSS, | EPSS | EPSS |  |  |  | , | FALSE
STONE 1107XR168 | EPSS | EPSS | EPSS | [16 empty] | Ground Inspection | [19 empty] | EPSS, | EPSS | EPSS | EPSS,Ground Inspection, | EPSS Ground Inspection | EPSS Ground Inspection | EPSS, | EPSS | EPSS |  |  |  | , | FALSE
SALINAS 110922364 | EPSS | EPSS | EPSS | [36 empty] | EPSS, | EPSS | EPSS | EPSS, | EPSS | EPSS | EPSS, | EPSS | EPSS |  |  |  | , | FALSE
SANTA ROSA A 1108626 | EPSS | EPSS | EPSS | [13 empty] | Aerial Inspection |  | Ground Inspection | [10 empty] | Down Conductor Detection (DCD) | [9 empty] | EPSS,Ground Inspection, | EPSS Ground Inspection | EPSS Ground Inspection | EPSS,Aerial Inspection, | EPSS Aerial Inspection | EPSS Aerial Inspection | EPSS,Down Conductor Detection (DCD), | EPSS Down Conductor Detection (DCD) | EPSS Down Conductor Detection (DCD) |  |  |  | , | FALSE
MILLBRAE 11072030 | EPSS | EPSS | EPSS | [36 empty] | EPSS, | EPSS | EPSS | EPSS, | EPSS | EPSS | EPSS, | EPSS | EPSS |  |  |  | , | FALSE
SAN LEANDRO U 1103CB | EPSS | EPSS | EPSS | [16 empty] | Ground Inspection | [19 empty] | EPSS, | EPSS | EPSS | EPSS,Ground Inspection, | EPSS Ground Inspection | EPSS Ground Inspection | EPSS, | EPSS | EPSS |  |  |  | , | FALSE
PACIFIC GROVE 0422CB | EPSS | EPSS | EPSS | [15 empty] | Ground Inspection | Ground Inspection | [19 empty] | EPSS,Ground Inspection, | EPSS Ground Inspection | EPSS Ground Inspection | EPSS,Ground Inspection, | EPSS Ground Inspection | EPSS Ground Inspection | EPSS, | EPSS | EPSS |  |  |  | , | FALSE
RESEARCH 2101CB | EPSS | EPSS | EPSS | [16 empty] | Ground Inspection | [19 empty] | EPSS, | EPSS | EPSS | EPSS,Ground Inspection, | EPSS Ground Inspection | EPSS Ground Inspection | EPSS, | EPSS | EPSS |  |  |  | , | FALSE
DAVIS 1108CB | EPSS | EPSS | EPSS | [15 empty] | Ground Inspection | [20 empty] | EPSS,Ground Inspection, | EPSS Ground Inspection | EPSS Ground Inspection | EPSS, | EPSS | EPSS | EPSS, | EPSS | EPSS |  |  |  | , | FALSE
INDUSTRIAL ACRES 0411CB | EPSS | EPSS | EPSS | [15 empty] | Ground Inspection |  | Ground Inspection | [18 empty] | EPSS,Ground Inspection, | EPSS Ground Inspection | EPSS Ground Inspection | EPSS, | EPSS | EPSS | EPSS,Ground Inspection, | EPSS Ground Inspection | EPSS Ground Inspection |  |  |  | , | FALSE
ANDERSON 11011390 | EPSS | EPSS | EPSS | [36 empty] | EPSS, | EPSS | EPSS | EPSS, | EPSS | EPSS | EPSS, | EPSS | EPSS |  |  |  | , | FALSE
MARINA (F) 1103CB | EPSS | EPSS | EPSS | [36 empty] | EPSS, | EPSS | EPSS | EPSS, | EPSS | EPSS | EPSS, | EPSS | EPSS |  |  |  | , | FALSE
OAKLAND K 1101CR172 | EPSS | EPSS | EPSS | [14 empty] | Aerial Inspection |  | Ground Inspection | Ground Inspection | [18 empty] | EPSS, | EPSS | EPSS | EPSS,Ground Inspection, | EPSS Ground Inspection | EPSS Ground Inspection | EPSS,Aerial Inspection,Ground Inspection, | EPSS Aerial Inspection Ground Inspection | EPSS Aerial Inspection Ground Inspection |  |  |  | , | FALSE
EDES 1101CR230 | EPSS | EPSS | EPSS | [36 empty] | EPSS, | EPSS | EPSS | EPSS, | EPSS | EPSS | EPSS, | EPSS | EPSS |  |  |  | , | FALSE
WOODLAND 1108CB | EPSS | EPSS | EPSS | [17 empty] | Ground Inspection | [18 empty] | EPSS, | EPSS | EPSS | EPSS, | EPSS | EPSS | EPSS,Ground Inspection, | EPSS Ground Inspection | EPSS Ground Inspection |  |  |  | , | FALSE
EDES 1103CR136 | EPSS | EPSS | EPSS | [36 empty] | EPSS, | EPSS | EPSS | EPSS, | EPSS | EPSS | EPSS, | EPSS | EPSS |  |  |  | , | FALSE
RAINBOW 1103CB | EPSS | EPSS | EPSS | [16 empty] | Ground Inspection | [19 empty] | EPSS, | EPSS | EPSS | EPSS,Ground Inspection, | EPSS Ground Inspection | EPSS Ground Inspection | EPSS, | EPSS | EPSS |  |  |  | , | FALSE
PACIFIC GROVE 04212616 | EPSS | EPSS | EPSS | [15 empty] | Ground Inspection | Ground Inspection | [19 empty] | EPSS,Ground Inspection, | EPSS Ground Inspection | EPSS Ground Inspection | EPSS,Ground Inspection, | EPSS Ground Inspection | EPSS Ground Inspection | EPSS, | EPSS | EPSS |  |  |  | , | FALSE
COUNTRY CLUB 1104CB | EPSS | EPSS | EPSS | [16 empty] | Ground Inspection | [19 empty] | EPSS, | EPSS | EPSS | EPSS,Ground Inspection, | EPSS Ground Inspection | EPSS Ground Inspection | EPSS, | EPSS | EPSS |  |  |  | , | FALSE
NORD 1105CB | EPSS | EPSS | EPSS | [15 empty] | Ground Inspection | [20 empty] | EPSS,Ground Inspection, | EPSS Ground Inspection | EPSS Ground Inspection | EPSS, | EPSS | EPSS | EPSS, | EPSS | EPSS |  |  |  | , | FALSE
DEL MONTE 21039106 | EPSS | EPSS | EPSS | [14 empty] | Aerial Inspection | Ground Inspection | Ground Inspection | Ground Inspection | [9 empty] | Line Sensors | [8 empty] | EPSS,Ground Inspection,Line Sensors, | EPSS Ground Inspection Line Sensors | EPSS Ground Inspection Line Sensors | EPSS,Ground Inspection, | EPSS Ground Inspection | EPSS Ground Inspection | EPSS,Aerial Inspection,Ground Inspection, | EPSS Aerial Inspection Ground Inspection | EPSS Aerial Inspection Ground Inspection |  |  |  | , | FALSE
MT EDEN 1112MR538 | EPSS | EPSS | EPSS | [17 empty] | Ground Inspection | [18 empty] | EPSS, | EPSS | EPSS | EPSS, | EPSS | EPSS | EPSS,Ground Inspection, | EPSS Ground Inspection | EPSS Ground Inspection |  |  |  | , | FALSE
SWIFT 2106XR060 | EPSS | EPSS | EPSS | [16 empty] | Ground Inspection | Ground Inspection | [18 empty] | EPSS, | EPSS | EPSS | EPSS,Ground Inspection, | EPSS Ground Inspection | EPSS Ground Inspection | EPSS,Ground Inspection, | EPSS Ground Inspection | EPSS Ground Inspection |  |  |  | , | FALSE
CALIFORNIA AVE 1116D8892 | EPSS | EPSS | EPSS | [15 empty] | Ground Inspection | [20 empty] | EPSS,Ground Inspection, | EPSS Ground Inspection | EPSS Ground Inspection | EPSS, | EPSS | EPSS | EPSS, | EPSS | EPSS |  |  |  | , | FALSE
GREEN VALLEY 210412776 | EPSS | EPSS | EPSS | [17 empty] | Ground Inspection | [18 empty] | EPSS, | EPSS | EPSS | EPSS, | EPSS | EPSS | EPSS,Ground Inspection, | EPSS Ground Inspection | EPSS Ground Inspection |  |  |  | , | FALSE
STELLING 1103CB | EPSS | EPSS | EPSS | [36 empty] | EPSS, | EPSS | EPSS | EPSS, | EPSS | EPSS | EPSS, | EPSS | EPSS |  |  |  | , | FALSE
SANTA ROSA A 111298576 | EPSS | EPSS | EPSS | [17 empty] | Ground Inspection | [18 empty] | EPSS, | EPSS | EPSS | EPSS, | EPSS | EPSS | EPSS,Ground Inspection, | EPSS Ground Inspection | EPSS Ground Inspection |  |  |  | , | FALSE
MILPITAS 1109CB | EPSS | EPSS | EPSS | [15 empty] | Ground Inspection | [20 empty] | EPSS,Ground Inspection, | EPSS Ground Inspection | EPSS Ground Inspection | EPSS, | EPSS | EPSS | EPSS, | EPSS | EPSS |  |  |  | , | FALSE
ASHLAN AVE 210536538 | EPSS | EPSS | EPSS | [17 empty] | Ground Inspection | [18 empty] | EPSS, | EPSS | EPSS | EPSS, | EPSS | EPSS | EPSS,Ground Inspection, | EPSS Ground Inspection | EPSS Ground Inspection |  |  |  | , | FALSE
COPPERMINE 1104556430 | EPSS | EPSS | EPSS | [9 empty] | Surge Arrestor Replacement |  |  |  | Aerial Inspection |  | Ground Inspection |  | Ground Inspection | [7 empty] | Down Conductor Detection (DCD) | [10 empty] | EPSS,Surge Arrestor Replacement,Ground Inspection, | EPSS Surge Arrestor Replacement Ground Inspection | EPSS Surge Arrestor Replacement Ground Inspection | EPSS,Aerial Inspection,Down Conductor Detection (DCD), | EPSS Aerial Inspection Down Conductor Detection (DCD) | EPSS Aerial Inspection Down Conductor Detection (DCD) | EPSS,Ground Inspection, | EPSS Ground Inspection | EPSS Ground Inspection |  |  |  | , | FALSE
BELMONT 1102CB | EPSS | EPSS | EPSS | [15 empty] | Ground Inspection | Ground Inspection | [19 empty] | EPSS,Ground Inspection, | EPSS Ground Inspection | EPSS Ground Inspection | EPSS,Ground Inspection, | EPSS Ground Inspection | EPSS Ground Inspection | EPSS, | EPSS | EPSS |  |  |  | , | FALSE
OAKLAND D 1130CB | EPSS | EPSS | EPSS | [15 empty] | Ground Inspection | Ground Inspection | [19 empty] | EPSS,Ground Inspection, | EPSS Ground Inspection | EPSS Ground Inspection | EPSS,Ground Inspection, | EPSS Ground Inspection | EPSS Ground Inspection | EPSS, | EPSS | EPSS |  |  |  | , | FALSE
EL PATIO 1113CB | EPSS | EPSS | EPSS | [15 empty] | Ground Inspection | [20 empty] | EPSS,Ground Inspection, | EPSS Ground Inspection | EPSS Ground Inspection | EPSS, | EPSS | EPSS | EPSS, | EPSS | EPSS |  |  |  | , | FALSE
SARATOGA 1110XR228 | EPSS | EPSS | EPSS | [16 empty] | Ground Inspection | [19 empty] | EPSS, | EPSS | EPSS | EPSS,Ground Inspection, | EPSS Ground Inspection | EPSS Ground Inspection | EPSS, | EPSS | EPSS |  |  |  | , | FALSE
EDENVALE 2113CB | EPSS | EPSS | EPSS | [13 empty] | Aerial Inspection |  | Ground Inspection |  | Ground Inspection | [18 empty] | EPSS,Ground Inspection, | EPSS Ground Inspection | EPSS Ground Inspection | EPSS,Aerial Inspection, | EPSS Aerial Inspection | EPSS Aerial Inspection | EPSS,Ground Inspection, | EPSS Ground Inspection | EPSS Ground Inspection |  |  |  | , | FALSE
MC KEE 1104XR100 | EPSS | EPSS | EPSS | [16 empty] | Ground Inspection | [19 empty] | EPSS, | EPSS | EPSS | EPSS,Ground Inspection, | EPSS Ground Inspection | EPSS Ground Inspection | EPSS, | EPSS | EPSS |  |  |  | , | FALSE
SF E 0408CB | EPSS | EPSS | EPSS | [15 empty] | Ground Inspection | Ground Inspection | [19 empty] | EPSS,Ground Inspection, | EPSS Ground Inspection | EPSS Ground Inspection | EPSS,Ground Inspection, | EPSS Ground Inspection | EPSS Ground Inspection | EPSS, | EPSS | EPSS |  |  |  | , | FALSE
BRITTON 1104CB | EPSS | EPSS | EPSS | [17 empty] | Ground Inspection | [18 empty] | EPSS, | EPSS | EPSS | EPSS, | EPSS | EPSS | EPSS,Ground Inspection, | EPSS Ground Inspection | EPSS Ground Inspection |  |  |  | , | FALSE
COTTLE 170426578 | EPSS | EPSS | EPSS | [15 empty] | Ground Inspection | [20 empty] | EPSS,Ground Inspection, | EPSS Ground Inspection | EPSS Ground Inspection | EPSS, | EPSS | EPSS | EPSS, | EPSS | EPSS |  |  |  | , | FALSE
LAS GALLINAS A 1103CB | EPSS | EPSS | EPSS | [13 empty] | Aerial Inspection |  | Ground Inspection | [20 empty] | EPSS,Ground Inspection, | EPSS Ground Inspection | EPSS Ground Inspection | EPSS,Aerial Inspection, | EPSS Aerial Inspection | EPSS Aerial Inspection | EPSS, | EPSS | EPSS |  |  |  | , | FALSE
LAMONT 110349134 | EPSS | EPSS | EPSS | [15 empty] | Ground Inspection |  | Ground Inspection | [18 empty] | EPSS,Ground Inspection, | EPSS Ground Inspection | EPSS Ground Inspection | EPSS, | EPSS | EPSS | EPSS,Ground Inspection, | EPSS Ground Inspection | EPSS Ground Inspection |  |  |  | , | FALSE
WHISMAN 1108CB | EPSS | EPSS | EPSS | [17 empty] | Ground Inspection | [18 empty] | EPSS, | EPSS | EPSS | EPSS, | EPSS | EPSS | EPSS,Ground Inspection, | EPSS Ground Inspection | EPSS Ground Inspection |  |  |  | , | FALSE
BOGUE 1107CB | EPSS | EPSS | EPSS | [36 empty] | EPSS, | EPSS | EPSS | EPSS, | EPSS | EPSS | EPSS, | EPSS | EPSS |  |  |  | , | FALSE
CLOVIS 110599912 | EPSS | EPSS | EPSS | [15 empty] | Ground Inspection | [20 empty] | EPSS,Ground Inspection, | EPSS Ground Inspection | EPSS Ground Inspection | EPSS, | EPSS | EPSS | EPSS, | EPSS | EPSS |  |  |  | , | FALSE
CRESSEY 210464194 | EPSS | EPSS | EPSS | [36 empty] | EPSS, | EPSS | EPSS | EPSS, | EPSS | EPSS | EPSS, | EPSS | EPSS |  |  |  | , | FALSE
SOLEDAD 21027644 | EPSS | EPSS | EPSS | [17 empty] | Ground Inspection | [18 empty] | EPSS, | EPSS | EPSS | EPSS, | EPSS | EPSS | EPSS,Ground Inspection, | EPSS Ground Inspection | EPSS Ground Inspection |  |  |  | , | FALSE
TIDEWATER 21098830 | EPSS | EPSS | EPSS | [36 empty] | EPSS, | EPSS | EPSS | EPSS, | EPSS | EPSS | EPSS, | EPSS | EPSS |  |  |  | , | FALSE
COTTLE 1704795368 | EPSS | EPSS | EPSS | [15 empty] | Ground Inspection | [20 empty] | EPSS,Ground Inspection, | EPSS Ground Inspection | EPSS Ground Inspection | EPSS, | EPSS | EPSS | EPSS, | EPSS | EPSS |  |  |  | , | FALSE
SARATOGA 1114XR418 | EPSS | EPSS | EPSS | [16 empty] | Ground Inspection | Ground Inspection | [18 empty] | EPSS, | EPSS | EPSS | EPSS,Ground Inspection, | EPSS Ground Inspection | EPSS Ground Inspection | EPSS,Ground Inspection, | EPSS Ground Inspection | EPSS Ground Inspection |  |  |  | , | FALSE
JANES CREEK 1104CB | EPSS | EPSS | EPSS | [16 empty] | Ground Inspection | [19 empty] | EPSS, | EPSS | EPSS | EPSS,Ground Inspection, | EPSS Ground Inspection | EPSS Ground Inspection | EPSS, | EPSS | EPSS |  |  |  | , | FALSE
FORT ORD 11019518 | EPSS | EPSS | EPSS | [17 empty] | Ground Inspection | [18 empty] | EPSS, | EPSS | EPSS | EPSS, | EPSS | EPSS | EPSS,Ground Inspection, | EPSS Ground Inspection | EPSS Ground Inspection |  |  |  | , | FALSE
ROUGH AND READY ISLA 110295784 | EPSS | EPSS | EPSS | [15 empty] | Ground Inspection | [20 empty] | EPSS,Ground Inspection, | EPSS Ground Inspection | EPSS Ground Inspection | EPSS, | EPSS | EPSS | EPSS, | EPSS | EPSS |  |  |  | , | FALSE
HAMMER 110175256 | EPSS | EPSS | EPSS | [16 empty] | Ground Inspection | [19 empty] | EPSS, | EPSS | EPSS | EPSS,Ground Inspection, | EPSS Ground Inspection | EPSS Ground Inspection | EPSS, | EPSS | EPSS |  |  |  | , | FALSE
AVENAL 2103CB | EPSS | EPSS | EPSS | [16 empty] | Ground Inspection | [19 empty] | EPSS, | EPSS | EPSS | EPSS,Ground Inspection, | EPSS Ground Inspection | EPSS Ground Inspection | EPSS, | EPSS | EPSS |  |  |  | , | FALSE
AVENAL 2102CB | EPSS | EPSS | EPSS | [16 empty] | Ground Inspection | [19 empty] | EPSS, | EPSS | EPSS | EPSS,Ground Inspection, | EPSS Ground Inspection | EPSS Ground Inspection | EPSS, | EPSS | EPSS |  |  |  | , | FALSE
WESTPARK 110849636 | EPSS | EPSS | EPSS | [16 empty] | Ground Inspection | Ground Inspection | [18 empty] | EPSS, | EPSS | EPSS | EPSS,Ground Inspection, | EPSS Ground Inspection | EPSS Ground Inspection | EPSS,Ground Inspection, | EPSS Ground Inspection | EPSS Ground Inspection |  |  |  | , | FALSE
KIRKER 210639188 | EPSS | EPSS | EPSS | [36 empty] | EPSS, | EPSS | EPSS | EPSS, | EPSS | EPSS | EPSS, | EPSS | EPSS |  |  |  | , | FALSE
BUTTE 1103883320 | EPSS | EPSS | EPSS | [36 empty] | EPSS, | EPSS | EPSS | EPSS, | EPSS | EPSS | EPSS, | EPSS | EPSS |  |  |  | , | FALSE
SARATOGA 1111XR416 | EPSS | EPSS | EPSS | [15 empty] | Ground Inspection | Ground Inspection | [19 empty] | EPSS,Ground Inspection, | EPSS Ground Inspection | EPSS Ground Inspection | EPSS,Ground Inspection, | EPSS Ground Inspection | EPSS Ground Inspection | EPSS, | EPSS | EPSS |  |  |  | , | FALSE
PUEBLO 2102CB | EPSS | EPSS | EPSS | [36 empty] | EPSS, | EPSS | EPSS | EPSS, | EPSS | EPSS | EPSS, | EPSS | EPSS |  |  |  | , | FALSE
SF L 110299986 | EPSS | EPSS | EPSS | [36 empty] | EPSS, | EPSS | EPSS | EPSS, | EPSS | EPSS | EPSS, | EPSS | EPSS |  |  |  | , | FALSE
SAN JOSE B 1105XR238 | EPSS | EPSS | EPSS | [17 empty] | Ground Inspection | [18 empty] | EPSS, | EPSS | EPSS | EPSS, | EPSS | EPSS | EPSS,Ground Inspection, | EPSS Ground Inspection | EPSS Ground Inspection |  |  |  | , | FALSE
OAKLAND C 1116CB | EPSS | EPSS | EPSS | [15 empty] | Ground Inspection | [20 empty] | EPSS,Ground Inspection, | EPSS Ground Inspection | EPSS Ground Inspection | EPSS, | EPSS | EPSS | EPSS, | EPSS | EPSS |  |  |  | , | FALSE
CARBONA 110458036 | EPSS | EPSS | EPSS | [36 empty] | EPSS, | EPSS | EPSS | EPSS, | EPSS | EPSS | EPSS, | EPSS | EPSS |  |  |  | , | FALSE
MOLINO 1102384 | EPSS | EPSS | EPSS | [17 empty] | Ground Inspection | [18 empty] | EPSS, | EPSS | EPSS | EPSS, | EPSS | EPSS | EPSS,Ground Inspection, | EPSS Ground Inspection | EPSS Ground Inspection |  |  |  | , | FALSE
PIERCY 2110CB | EPSS | EPSS | EPSS | [16 empty] | Ground Inspection | [19 empty] | EPSS, | EPSS | EPSS | EPSS,Ground Inspection, | EPSS Ground Inspection | EPSS Ground Inspection | EPSS, | EPSS | EPSS |  |  |  | , | FALSE
HURON 1109CB | EPSS | EPSS | EPSS | [36 empty] | EPSS, | EPSS | EPSS | EPSS, | EPSS | EPSS | EPSS, | EPSS | EPSS |  |  |  | , | FALSE
MISSION (X) 111012451 | EPSS | EPSS | EPSS | [36 empty] | EPSS, | EPSS | EPSS | EPSS, | EPSS | EPSS | EPSS, | EPSS | EPSS |  |  |  | , | FALSE
MONROE 110681758 | EPSS | EPSS | EPSS | [36 empty] | EPSS, | EPSS | EPSS | EPSS, | EPSS | EPSS | EPSS, | EPSS | EPSS |  |  |  | , | FALSE
OAKLAND X 1115CR294 | EPSS | EPSS | EPSS | [15 empty] | Ground Inspection | [20 empty] | EPSS,Ground Inspection, | EPSS Ground Inspection | EPSS Ground Inspection | EPSS, | EPSS | EPSS | EPSS, | EPSS | EPSS |  |  |  | , | FALSE
CARQUINEZ 1105CB | EPSS | EPSS | EPSS | [36 empty] | EPSS, | EPSS | EPSS | EPSS, | EPSS | EPSS | EPSS, | EPSS | EPSS |  |  |  | , | FALSE
NORD 1106CB | EPSS | EPSS | EPSS | [15 empty] | Ground Inspection | [20 empty] | EPSS,Ground Inspection, | EPSS Ground Inspection | EPSS Ground Inspection | EPSS, | EPSS | EPSS | EPSS, | EPSS | EPSS |  |  |  | , | FALSE
VALLEY VIEW 1103P160 | EPSS | EPSS | EPSS | [14 empty] | Aerial Inspection | Ground Inspection | Ground Inspection | [19 empty] | EPSS,Ground Inspection, | EPSS Ground Inspection | EPSS Ground Inspection | EPSS,Ground Inspection, | EPSS Ground Inspection | EPSS Ground Inspection | EPSS,Aerial Inspection, | EPSS Aerial Inspection | EPSS Aerial Inspection |  |  |  | , | FALSE
BOGUE 1104CB | EPSS | EPSS | EPSS | [15 empty] | Ground Inspection | [20 empty] | EPSS,Ground Inspection, | EPSS Ground Inspection | EPSS Ground Inspection | EPSS, | EPSS | EPSS | EPSS, | EPSS | EPSS |  |  |  | , | FALSE
EL CAPITAN 1106CB | EPSS | EPSS | EPSS | [17 empty] | Ground Inspection | [18 empty] | EPSS, | EPSS | EPSS | EPSS, | EPSS | EPSS | EPSS,Ground Inspection, | EPSS Ground Inspection | EPSS Ground Inspection |  |  |  | , | FALSE
CAROLANDS 040387073 | EPSS | EPSS | EPSS | [36 empty] | EPSS, | EPSS | EPSS | EPSS, | EPSS | EPSS | EPSS, | EPSS | EPSS |  |  |  | , | FALSE
EL CERRITO G 1110BR126 | EPSS | EPSS | EPSS | [17 empty] | Ground Inspection | [18 empty] | EPSS, | EPSS | EPSS | EPSS, | EPSS | EPSS | EPSS,Ground Inspection, | EPSS Ground Inspection | EPSS Ground Inspection |  |  |  | , | FALSE
STONE 1109CB | EPSS | EPSS | EPSS | [16 empty] | Ground Inspection | Ground Inspection | [18 empty] | EPSS, | EPSS | EPSS | EPSS,Ground Inspection, | EPSS Ground Inspection | EPSS Ground Inspection | EPSS,Ground Inspection, | EPSS Ground Inspection | EPSS Ground Inspection |  |  |  | , | FALSE
PUEBLO 1102671 | EPSS | EPSS | EPSS | [14 empty] | Aerial Inspection | Ground Inspection | Ground Inspection | [19 empty] | EPSS,Ground Inspection, | EPSS Ground Inspection | EPSS Ground Inspection | EPSS,Ground Inspection, | EPSS Ground Inspection | EPSS Ground Inspection | EPSS,Aerial Inspection, | EPSS Aerial Inspection | EPSS Aerial Inspection |  |  |  | , | FALSE
VINEYARD 2110946322 | EPSS | EPSS | EPSS | [13 empty] | Aerial Inspection |  | Ground Inspection | [20 empty] | EPSS,Ground Inspection, | EPSS Ground Inspection | EPSS Ground Inspection | EPSS,Aerial Inspection, | EPSS Aerial Inspection | EPSS Aerial Inspection | EPSS, | EPSS | EPSS |  |  |  | , | FALSE
OAKLAND J 1111CR374 | EPSS | EPSS | EPSS | [17 empty] | Ground Inspection | [18 empty] | EPSS, | EPSS | EPSS | EPSS, | EPSS | EPSS | EPSS,Ground Inspection, | EPSS Ground Inspection | EPSS Ground Inspection |  |  |  | , | FALSE
MORAGA 1103E510R | EPSS | EPSS | EPSS | [16 empty] | Ground Inspection | [8 empty] | Down Conductor Detection (DCD) | [10 empty] | EPSS, | EPSS | EPSS | EPSS,Ground Inspection,Down Conductor Detection (DCD), | EPSS Ground Inspection Down Conductor Detection (DCD) | EPSS Ground Inspection Down Conductor Detection (DCD) | EPSS, | EPSS | EPSS |  |  |  | , | FALSE
WEBER 1110CB | EPSS | EPSS | EPSS | [15 empty] | Ground Inspection | Ground Inspection | [19 empty] | EPSS,Ground Inspection, | EPSS Ground Inspection | EPSS Ground Inspection | EPSS,Ground Inspection, | EPSS Ground Inspection | EPSS Ground Inspection | EPSS, | EPSS | EPSS |  |  |  | , | FALSE
WYANDOTTE 1106CB | EPSS | EPSS | EPSS | [17 empty] | Ground Inspection | [18 empty] | EPSS, | EPSS | EPSS | EPSS, | EPSS | EPSS | EPSS,Ground Inspection, | EPSS Ground Inspection | EPSS Ground Inspection |  |  |  | , | FALSE
MAGUNDEN 1105CB | EPSS | EPSS | EPSS | [36 empty] | EPSS, | EPSS | EPSS | EPSS, | EPSS | EPSS | EPSS, | EPSS | EPSS |  |  |  | , | FALSE
BAY MEADOWS 210248770 | EPSS | EPSS | EPSS | [15 empty] | Ground Inspection | Ground Inspection | [19 empty] | EPSS,Ground Inspection, | EPSS Ground Inspection | EPSS Ground Inspection | EPSS,Ground Inspection, | EPSS Ground Inspection | EPSS Ground Inspection | EPSS, | EPSS | EPSS |  |  |  | , | FALSE
WHISMAN 1103CB | EPSS | EPSS | EPSS | [17 empty] | Ground Inspection | [18 empty] | EPSS, | EPSS | EPSS | EPSS, | EPSS | EPSS | EPSS,Ground Inspection, | EPSS Ground Inspection | EPSS Ground Inspection |  |  |  | , | FALSE
LARKIN (Y) 1127971378 | EPSS | EPSS | EPSS | [15 empty] | Ground Inspection | [20 empty] | EPSS,Ground Inspection, | EPSS Ground Inspection | EPSS Ground Inspection | EPSS, | EPSS | EPSS | EPSS, | EPSS | EPSS |  |  |  | , | FALSE
BAHIA 1102CB | EPSS | EPSS | EPSS | [17 empty] | Ground Inspection | [18 empty] | EPSS, | EPSS | EPSS | EPSS, | EPSS | EPSS | EPSS,Ground Inspection, | EPSS Ground Inspection | EPSS Ground Inspection |  |  |  | , | FALSE
KERN POWER 210565342 | EPSS | EPSS | EPSS | [16 empty] | Ground Inspection | [19 empty] | EPSS, | EPSS | EPSS | EPSS,Ground Inspection, | EPSS Ground Inspection | EPSS Ground Inspection | EPSS, | EPSS | EPSS |  |  |  | , | FALSE
OAKLAND D 0408CB | EPSS | EPSS | EPSS | [15 empty] | Ground Inspection | [20 empty] | EPSS,Ground Inspection, | EPSS Ground Inspection | EPSS Ground Inspection | EPSS, | EPSS | EPSS | EPSS, | EPSS | EPSS |  |  |  | , | FALSE
HALF MOON BAY 1101821698 | EPSS | EPSS | EPSS | [13 empty] | Aerial Inspection |  | Ground Inspection |  | Ground Inspection | Non-Pole Backlog | [17 empty] | EPSS,Ground Inspection,Non-Pole Backlog, | EPSS Ground Inspection Non-Pole Backlog | EPSS Ground Inspection Non-Pole Backlog | EPSS,Aerial Inspection, | EPSS Aerial Inspection | EPSS Aerial Inspection | EPSS,Ground Inspection, | EPSS Ground Inspection | EPSS Ground Inspection |  |  |  | , | FALSE
FIGARDEN 211191186 | EPSS | EPSS | EPSS | [17 empty] | Ground Inspection | [18 empty] | EPSS, | EPSS | EPSS | EPSS, | EPSS | EPSS | EPSS,Ground Inspection, | EPSS Ground Inspection | EPSS Ground Inspection |  |  |  | , | FALSE
LOYOLA 1101CB | EPSS | EPSS | EPSS | [17 empty] | Ground Inspection | [18 empty] | EPSS, | EPSS | EPSS | EPSS, | EPSS | EPSS | EPSS,Ground Inspection, | EPSS Ground Inspection | EPSS Ground Inspection |  |  |  | , | FALSE
RINCON 1102640 | EPSS | EPSS | EPSS | [13 empty] | Aerial Inspection |  | Ground Inspection | Ground Inspection | Ground Inspection | [7 empty] | Down Conductor Detection (DCD) | [10 empty] | EPSS,Ground Inspection, | EPSS Ground Inspection | EPSS Ground Inspection | EPSS,Aerial Inspection,Ground Inspection,Down Conductor Detection (DCD), | EPSS Aerial Inspection Ground Inspection Down Conductor Detection (DCD) | EPSS Aerial Inspection Ground Inspection Down Conductor Detection (DCD) | EPSS,Ground Inspection, | EPSS Ground Inspection | EPSS Ground Inspection |  |  |  | , | FALSE
VASONA 1103CB | EPSS | EPSS | EPSS | [16 empty] | Ground Inspection | [19 empty] | EPSS, | EPSS | EPSS | EPSS,Ground Inspection, | EPSS Ground Inspection | EPSS Ground Inspection | EPSS, | EPSS | EPSS |  |  |  | , | FALSE
ORLAND B 1102CB | EPSS | EPSS | EPSS | [17 empty] | Ground Inspection | [18 empty] | EPSS, | EPSS | EPSS | EPSS, | EPSS | EPSS | EPSS,Ground Inspection, | EPSS Ground Inspection | EPSS Ground Inspection |  |  |  | , | FALSE
FULTON 1107CB | EPSS | EPSS | EPSS | [15 empty] | Ground Inspection |  | Ground Inspection | [18 empty] | EPSS,Ground Inspection, | EPSS Ground Inspection | EPSS Ground Inspection | EPSS, | EPSS | EPSS | EPSS,Ground Inspection, | EPSS Ground Inspection | EPSS Ground Inspection |  |  |  | , | FALSE
SF H 110114687 | EPSS | EPSS | EPSS | [16 empty] | Ground Inspection | [19 empty] | EPSS, | EPSS | EPSS | EPSS,Ground Inspection, | EPSS Ground Inspection | EPSS Ground Inspection | EPSS, | EPSS | EPSS |  |  |  | , | FALSE
SAN LEANDRO U 1116MR590 | EPSS | EPSS | EPSS | [36 empty] | EPSS, | EPSS | EPSS | EPSS, | EPSS | EPSS | EPSS, | EPSS | EPSS |  |  |  | , | FALSE
STUART 0404CB | EPSS | EPSS | EPSS | [16 empty] | Ground Inspection | [19 empty] | EPSS, | EPSS | EPSS | EPSS,Ground Inspection, | EPSS Ground Inspection | EPSS Ground Inspection | EPSS, | EPSS | EPSS |  |  |  | , | FALSE
COLUMBUS 11051767 | EPSS | EPSS | EPSS | [36 empty] | EPSS, | EPSS | EPSS | EPSS, | EPSS | EPSS | EPSS, | EPSS | EPSS |  |  |  | , | FALSE
POTRERO PP (A) 1113CB | EPSS | EPSS | EPSS | [15 empty] | Ground Inspection | [20 empty] | EPSS,Ground Inspection, | EPSS Ground Inspection | EPSS Ground Inspection | EPSS, | EPSS | EPSS | EPSS, | EPSS | EPSS |  |  |  | , | FALSE
MC KEE 111169100 | EPSS | EPSS | EPSS | [15 empty] | Ground Inspection | Ground Inspection | [19 empty] | EPSS,Ground Inspection, | EPSS Ground Inspection | EPSS Ground Inspection | EPSS,Ground Inspection, | EPSS Ground Inspection | EPSS Ground Inspection | EPSS, | EPSS | EPSS |  |  |  | , | FALSE
OAKLAND J 1101CR352 | EPSS | EPSS | EPSS | [36 empty] | EPSS, | EPSS | EPSS | EPSS, | EPSS | EPSS | EPSS, | EPSS | EPSS |  |  |  | , | FALSE
MORGAN HILL 2108CB | EPSS | EPSS | EPSS | [13 empty] | Aerial Inspection | Aerial Inspection | Ground Inspection | Ground Inspection | Ground Inspection | [18 empty] | EPSS,Ground Inspection, | EPSS Ground Inspection | EPSS Ground Inspection | EPSS,Aerial Inspection,Ground Inspection, | EPSS Aerial Inspection Ground Inspection | EPSS Aerial Inspection Ground Inspection | EPSS,Aerial Inspection,Ground Inspection, | EPSS Aerial Inspection Ground Inspection | EPSS Aerial Inspection Ground Inspection |  |  |  | , | FALSE
NAPA 110549856 | EPSS | EPSS | EPSS | [15 empty] | Ground Inspection | [20 empty] | EPSS,Ground Inspection, | EPSS Ground Inspection | EPSS Ground Inspection | EPSS, | EPSS | EPSS | EPSS, | EPSS | EPSS |  |  |  | , | FALSE
RIVERBANK 17169170 | EPSS | EPSS | EPSS | [36 empty] | EPSS, | EPSS | EPSS | EPSS, | EPSS | EPSS | EPSS, | EPSS | EPSS |  |  |  | , | FALSE
DEL MAR 210551692 | EPSS | EPSS | EPSS | [17 empty] | Ground Inspection | [18 empty] | EPSS, | EPSS | EPSS | EPSS, | EPSS | EPSS | EPSS,Ground Inspection, | EPSS Ground Inspection | EPSS Ground Inspection |  |  |  | , | FALSE
KING CITY 1102CB | EPSS | EPSS | EPSS | [36 empty] | EPSS, | EPSS | EPSS | EPSS, | EPSS | EPSS | EPSS, | EPSS | EPSS |  |  |  | , | FALSE
EVERGREEN 2101XR112 | EPSS | EPSS | EPSS | [16 empty] | Ground Inspection | Ground Inspection | [18 empty] | EPSS, | EPSS | EPSS | EPSS,Ground Inspection, | EPSS Ground Inspection | EPSS Ground Inspection | EPSS,Ground Inspection, | EPSS Ground Inspection | EPSS Ground Inspection |  |  |  | , | FALSE
DIXON 1105CB | EPSS | EPSS | EPSS | [15 empty] | Ground Inspection | [20 empty] | EPSS,Ground Inspection, | EPSS Ground Inspection | EPSS Ground Inspection | EPSS, | EPSS | EPSS | EPSS, | EPSS | EPSS |  |  |  | , | FALSE
MAGUNDEN 11064445 | EPSS | EPSS | EPSS | [36 empty] | EPSS, | EPSS | EPSS | EPSS, | EPSS | EPSS | EPSS, | EPSS | EPSS |  |  |  | , | FALSE
IGNACIO 1104CB | EPSS | EPSS | EPSS | [17 empty] | Ground Inspection | [18 empty] | EPSS, | EPSS | EPSS | EPSS, | EPSS | EPSS | EPSS,Ground Inspection, | EPSS Ground Inspection | EPSS Ground Inspection |  |  |  | , | FALSE
TASSAJARA 210883368 | EPSS | EPSS | EPSS | [14 empty] | Aerial Inspection |  | Ground Inspection | [19 empty] | EPSS, | EPSS | EPSS | EPSS,Ground Inspection, | EPSS Ground Inspection | EPSS Ground Inspection | EPSS,Aerial Inspection, | EPSS Aerial Inspection | EPSS Aerial Inspection |  |  |  | , | FALSE
KIRKER 210618742 | EPSS | EPSS | EPSS | [36 empty] | EPSS, | EPSS | EPSS | EPSS, | EPSS | EPSS | EPSS, | EPSS | EPSS |  |  |  | , | FALSE
BOGUE 11071386 | EPSS | EPSS | EPSS | [36 empty] | EPSS, | EPSS | EPSS | EPSS, | EPSS | EPSS | EPSS, | EPSS | EPSS |  |  |  | , | FALSE
MILLBRAE 1101135416 | EPSS | EPSS | EPSS | [36 empty] | EPSS, | EPSS | EPSS | EPSS, | EPSS | EPSS | EPSS, | EPSS | EPSS |  |  |  | , | FALSE
OAKLAND J 1118CB | EPSS | EPSS | EPSS | [36 empty] | EPSS, | EPSS | EPSS | EPSS, | EPSS | EPSS | EPSS, | EPSS | EPSS |  |  |  | , | FALSE
BELLE HAVEN 1106CB | EPSS | EPSS | EPSS | [16 empty] | Ground Inspection | Ground Inspection | [18 empty] | EPSS, | EPSS | EPSS | EPSS,Ground Inspection, | EPSS Ground Inspection | EPSS Ground Inspection | EPSS,Ground Inspection, | EPSS Ground Inspection | EPSS Ground Inspection |  |  |  | , | FALSE
SANTA MARIA 1112M108 | EPSS | EPSS | EPSS | [36 empty] | EPSS, | EPSS | EPSS | EPSS, | EPSS | EPSS | EPSS, | EPSS | EPSS |  |  |  | , | FALSE
TRACY 110214018 | EPSS | EPSS | EPSS | [36 empty] | EPSS, | EPSS | EPSS | EPSS, | EPSS | EPSS | EPSS, | EPSS | EPSS |  |  |  | , | FALSE
MERCED 21029450 | EPSS | EPSS | EPSS | [15 empty] | Ground Inspection | [20 empty] | EPSS,Ground Inspection, | EPSS Ground Inspection | EPSS Ground Inspection | EPSS, | EPSS | EPSS | EPSS, | EPSS | EPSS |  |  |  | , | FALSE
BELLEVUE 2103940234 | EPSS | EPSS | EPSS | [17 empty] | Ground Inspection | [18 empty] | EPSS, | EPSS | EPSS | EPSS, | EPSS | EPSS | EPSS,Ground Inspection, | EPSS Ground Inspection | EPSS Ground Inspection |  |  |  | , | FALSE
NORTECH 21107561 | EPSS | EPSS | EPSS | [15 empty] | Ground Inspection | [20 empty] | EPSS,Ground Inspection, | EPSS Ground Inspection | EPSS Ground Inspection | EPSS, | EPSS | EPSS | EPSS, | EPSS | EPSS |  |  |  | , | FALSE
CORNING 1104CB | EPSS | EPSS | EPSS | [17 empty] | Ground Inspection | [18 empty] | EPSS, | EPSS | EPSS | EPSS, | EPSS | EPSS | EPSS,Ground Inspection, | EPSS Ground Inspection | EPSS Ground Inspection |  |  |  | , | FALSE
SF L 1102CB | EPSS | EPSS | EPSS | [17 empty] | Ground Inspection | [18 empty] | EPSS, | EPSS | EPSS | EPSS, | EPSS | EPSS | EPSS,Ground Inspection, | EPSS Ground Inspection | EPSS Ground Inspection |  |  |  | , | FALSE
BELLE HAVEN 0401CB | EPSS | EPSS | EPSS | [16 empty] | Ground Inspection | Ground Inspection | [18 empty] | EPSS, | EPSS | EPSS | EPSS,Ground Inspection, | EPSS Ground Inspection | EPSS Ground Inspection | EPSS,Ground Inspection, | EPSS Ground Inspection | EPSS Ground Inspection |  |  |  | , | FALSE
OAKLAND X 1112CR25 | EPSS | EPSS | EPSS | [15 empty] | Ground Inspection | [20 empty] | EPSS,Ground Inspection, | EPSS Ground Inspection | EPSS Ground Inspection | EPSS, | EPSS | EPSS | EPSS, | EPSS | EPSS |  |  |  | , | FALSE
MC CALL 1105CB | EPSS | EPSS | EPSS | [17 empty] | Ground Inspection | [18 empty] | EPSS, | EPSS | EPSS | EPSS, | EPSS | EPSS | EPSS,Ground Inspection, | EPSS Ground Inspection | EPSS Ground Inspection |  |  |  | , | FALSE
STOCKDALE 2114CB | EPSS | EPSS | EPSS | [17 empty] | Ground Inspection | [18 empty] | EPSS, | EPSS | EPSS | EPSS, | EPSS | EPSS | EPSS,Ground Inspection, | EPSS Ground Inspection | EPSS Ground Inspection |  |  |  | , | FALSE
RICHMOND R 1129BR148 | EPSS | EPSS | EPSS | [36 empty] | EPSS, | EPSS | EPSS | EPSS, | EPSS | EPSS | EPSS, | EPSS | EPSS |  |  |  | , | FALSE
DIXON LANDING 2109CB | EPSS | EPSS | EPSS | [15 empty] | Ground Inspection | [20 empty] | EPSS,Ground Inspection, | EPSS Ground Inspection | EPSS Ground Inspection | EPSS, | EPSS | EPSS | EPSS, | EPSS | EPSS |  |  |  | , | FALSE
STOCKTON A 1106CB | EPSS | EPSS | EPSS | [15 empty] | Ground Inspection | [20 empty] | EPSS,Ground Inspection, | EPSS Ground Inspection | EPSS Ground Inspection | EPSS, | EPSS | EPSS | EPSS, | EPSS | EPSS |  |  |  | , | FALSE
SAN JOSE A 111297886 | EPSS | EPSS | EPSS | [16 empty] | Ground Inspection | Ground Inspection | [18 empty] | EPSS, | EPSS | EPSS | EPSS,Ground Inspection, | EPSS Ground Inspection | EPSS Ground Inspection | EPSS,Ground Inspection, | EPSS Ground Inspection | EPSS Ground Inspection |  |  |  | , | FALSE
MADERA 1118205056 | EPSS | EPSS | EPSS | [15 empty] | Ground Inspection | [20 empty] | EPSS,Ground Inspection, | EPSS Ground Inspection | EPSS Ground Inspection | EPSS, | EPSS | EPSS | EPSS, | EPSS | EPSS |  |  |  | , | FALSE
SUISUN 110779930 | EPSS | EPSS | EPSS | [17 empty] | Ground Inspection | [18 empty] | EPSS, | EPSS | EPSS | EPSS, | EPSS | EPSS | EPSS,Ground Inspection, | EPSS Ground Inspection | EPSS Ground Inspection |  |  |  | , | FALSE
BELMONT 1105CB | EPSS | EPSS | EPSS | [15 empty] | Ground Inspection | [20 empty] | EPSS,Ground Inspection, | EPSS Ground Inspection | EPSS Ground Inspection | EPSS, | EPSS | EPSS | EPSS, | EPSS | EPSS |  |  |  | , | FALSE
MABURY 1101CB | EPSS | EPSS | EPSS | [17 empty] | Ground Inspection | [18 empty] | EPSS, | EPSS | EPSS | EPSS, | EPSS | EPSS | EPSS,Ground Inspection, | EPSS Ground Inspection | EPSS Ground Inspection |  |  |  | , | FALSE
LINCOLN 1101CB | EPSS | EPSS | EPSS | [17 empty] | Ground Inspection | [18 empty] | EPSS, | EPSS | EPSS | EPSS, | EPSS | EPSS | EPSS,Ground Inspection, | EPSS Ground Inspection | EPSS Ground Inspection |  |  |  | , | FALSE
FORT ORD 210531972 | EPSS | EPSS | EPSS | [15 empty] | Ground Inspection | [20 empty] | EPSS,Ground Inspection, | EPSS Ground Inspection | EPSS Ground Inspection | EPSS, | EPSS | EPSS | EPSS, | EPSS | EPSS |  |  |  | , | FALSE
MADERA 11126360 | EPSS | EPSS | EPSS | [36 empty] | EPSS, | EPSS | EPSS | EPSS, | EPSS | EPSS | EPSS, | EPSS | EPSS |  |  |  | , | FALSE
CLAYTON 2217C500R | EPSS | EPSS | EPSS | [36 empty] | EPSS, | EPSS | EPSS | EPSS, | EPSS | EPSS | EPSS, | EPSS | EPSS |  |  |  | , | FALSE
HICKS 2103CB | EPSS | EPSS | EPSS | [13 empty] | Aerial Inspection | Aerial Inspection | Ground Inspection | Ground Inspection | Ground Inspection | Non-Pole Backlog | [17 empty] | EPSS,Ground Inspection,Non-Pole Backlog, | EPSS Ground Inspection Non-Pole Backlog | EPSS Ground Inspection Non-Pole Backlog | EPSS,Aerial Inspection,Ground Inspection, | EPSS Aerial Inspection Ground Inspection | EPSS Aerial Inspection Ground Inspection | EPSS,Aerial Inspection,Ground Inspection, | EPSS Aerial Inspection Ground Inspection | EPSS Aerial Inspection Ground Inspection |  |  |  | , | FALSE
BRITTON 110779156 | EPSS | EPSS | EPSS | [36 empty] | EPSS, | EPSS | EPSS | EPSS, | EPSS | EPSS | EPSS, | EPSS | EPSS |  |  |  | , | FALSE
FIGARDEN 211255614 | EPSS | EPSS | EPSS | [17 empty] | Ground Inspection | [18 empty] | EPSS, | EPSS | EPSS | EPSS, | EPSS | EPSS | EPSS,Ground Inspection, | EPSS Ground Inspection | EPSS Ground Inspection |  |  |  | , | FALSE
STONE 1101XR478 | EPSS | EPSS | EPSS | [16 empty] | Ground Inspection | Ground Inspection | [18 empty] | EPSS, | EPSS | EPSS | EPSS,Ground Inspection, | EPSS Ground Inspection | EPSS Ground Inspection | EPSS,Ground Inspection, | EPSS Ground Inspection | EPSS Ground Inspection |  |  |  | , | FALSE
ASHLAN AVE 1113R2990 | EPSS | EPSS | EPSS | [17 empty] | Ground Inspection | [18 empty] | EPSS, | EPSS | EPSS | EPSS, | EPSS | EPSS | EPSS,Ground Inspection, | EPSS Ground Inspection | EPSS Ground Inspection |  |  |  | , | FALSE
RICHMOND R 1129439370 | EPSS | EPSS | EPSS | [36 empty] | EPSS, | EPSS | EPSS | EPSS, | EPSS | EPSS | EPSS, | EPSS | EPSS |  |  |  | , | FALSE
EDES 1111MR220 | EPSS | EPSS | EPSS | [16 empty] | Ground Inspection | [19 empty] | EPSS, | EPSS | EPSS | EPSS,Ground Inspection, | EPSS Ground Inspection | EPSS Ground Inspection | EPSS, | EPSS | EPSS |  |  |  | , | FALSE
SAUSALITO 1101CB | EPSS | EPSS | EPSS | [16 empty] | Ground Inspection | [19 empty] | EPSS, | EPSS | EPSS | EPSS,Ground Inspection, | EPSS Ground Inspection | EPSS Ground Inspection | EPSS, | EPSS | EPSS |  |  |  | , | FALSE
ROB ROY 210511028 | EPSS | EPSS | EPSS | [15 empty] | Ground Inspection | Ground Inspection | [19 empty] | EPSS,Ground Inspection, | EPSS Ground Inspection | EPSS Ground Inspection | EPSS,Ground Inspection, | EPSS Ground Inspection | EPSS Ground Inspection | EPSS, | EPSS | EPSS |  |  |  | , | FALSE
DALY CITY 110812513 | EPSS | EPSS | EPSS | [15 empty] | Ground Inspection | Ground Inspection | [19 empty] | EPSS,Ground Inspection, | EPSS Ground Inspection | EPSS Ground Inspection | EPSS,Ground Inspection, | EPSS Ground Inspection | EPSS Ground Inspection | EPSS, | EPSS | EPSS |  |  |  | , | FALSE
JARVIS 1106CB | EPSS | EPSS | EPSS | [36 empty] | EPSS, | EPSS | EPSS | EPSS, | EPSS | EPSS | EPSS, | EPSS | EPSS |  |  |  | , | FALSE
CORNING 1101CB | EPSS | EPSS | EPSS | [17 empty] | Ground Inspection | [18 empty] | EPSS, | EPSS | EPSS | EPSS, | EPSS | EPSS | EPSS,Ground Inspection, | EPSS Ground Inspection | EPSS Ground Inspection |  |  |  | , | FALSE
LOYOLA 1102LL64 | EPSS | EPSS | EPSS | [13 empty] | Aerial Inspection |  | Ground Inspection |  | Ground Inspection | [18 empty] | EPSS,Ground Inspection, | EPSS Ground Inspection | EPSS Ground Inspection | EPSS,Aerial Inspection, | EPSS Aerial Inspection | EPSS Aerial Inspection | EPSS,Ground Inspection, | EPSS Ground Inspection | EPSS Ground Inspection |  |  |  | , | FALSE
SARATOGA 1108CB | EPSS | EPSS | EPSS | [15 empty] | Ground Inspection | Ground Inspection | [19 empty] | EPSS,Ground Inspection, | EPSS Ground Inspection | EPSS Ground Inspection | EPSS,Ground Inspection, | EPSS Ground Inspection | EPSS Ground Inspection | EPSS, | EPSS | EPSS |  |  |  | , | FALSE
CLAYTON 221738248 | EPSS | EPSS | EPSS | [36 empty] | EPSS, | EPSS | EPSS | EPSS, | EPSS | EPSS | EPSS, | EPSS | EPSS |  |  |  | , | FALSE
WHISMAN 1110CB | EPSS | EPSS | EPSS | [17 empty] | Ground Inspection | [18 empty] | EPSS, | EPSS | EPSS | EPSS, | EPSS | EPSS | EPSS,Ground Inspection, | EPSS Ground Inspection | EPSS Ground Inspection |  |  |  | , | FALSE
JARVIS 1108MR366 | EPSS | EPSS | EPSS | [13 empty] | Aerial Inspection |  | Ground Inspection | [9 empty] | Down Conductor Detection (DCD) | [10 empty] | EPSS,Ground Inspection, | EPSS Ground Inspection | EPSS Ground Inspection | EPSS,Aerial Inspection,Down Conductor Detection (DCD), | EPSS Aerial Inspection Down Conductor Detection (DCD) | EPSS Aerial Inspection Down Conductor Detection (DCD) | EPSS, | EPSS | EPSS |  |  |  | , | FALSE
NAPA 110349050 | EPSS | EPSS | EPSS | [15 empty] | Ground Inspection | [20 empty] | EPSS,Ground Inspection, | EPSS Ground Inspection | EPSS Ground Inspection | EPSS, | EPSS | EPSS | EPSS, | EPSS | EPSS |  |  |  | , | FALSE
LAS GALLINAS A 1107662 | EPSS | EPSS | EPSS | [36 empty] | EPSS, | EPSS | EPSS | EPSS, | EPSS | EPSS | EPSS, | EPSS | EPSS |  |  |  | , | FALSE
SAN CARLOS 1103CB | EPSS | EPSS | EPSS | [16 empty] | Ground Inspection | [19 empty] | EPSS, | EPSS | EPSS | EPSS,Ground Inspection, | EPSS Ground Inspection | EPSS Ground Inspection | EPSS, | EPSS | EPSS |  |  |  | , | FALSE
COUNTRY CLUB 110173018 | EPSS | EPSS | EPSS | [16 empty] | Ground Inspection | [19 empty] | EPSS, | EPSS | EPSS | EPSS,Ground Inspection, | EPSS Ground Inspection | EPSS Ground Inspection | EPSS, | EPSS | EPSS |  |  |  | , | FALSE
KINGSBURG 110279838 | EPSS | EPSS | EPSS | [36 empty] | EPSS, | EPSS | EPSS | EPSS, | EPSS | EPSS | EPSS, | EPSS | EPSS |  |  |  | , | FALSE
ALTO 112087204 | EPSS | EPSS | EPSS | [15 empty] | Ground Inspection | Ground Inspection | [19 empty] | EPSS,Ground Inspection, | EPSS Ground Inspection | EPSS Ground Inspection | EPSS,Ground Inspection, | EPSS Ground Inspection | EPSS Ground Inspection | EPSS, | EPSS | EPSS |  |  |  | , | FALSE
PACIFIC GROVE 0421CB | EPSS | EPSS | EPSS | [16 empty] | Ground Inspection | [19 empty] | EPSS, | EPSS | EPSS | EPSS,Ground Inspection, | EPSS Ground Inspection | EPSS Ground Inspection | EPSS, | EPSS | EPSS |  |  |  | , | FALSE
SAN MATEO 0407CB | EPSS | EPSS | EPSS | [36 empty] | EPSS, | EPSS | EPSS | EPSS, | EPSS | EPSS | EPSS, | EPSS | EPSS |  |  |  | , | FALSE
EUREKA E 110498682 | EPSS | EPSS | EPSS | [36 empty] | EPSS, | EPSS | EPSS | EPSS, | EPSS | EPSS | EPSS, | EPSS | EPSS |  |  |  | , | FALSE
EL CERRITO G 1102BR230 | EPSS | EPSS | EPSS | [36 empty] | EPSS, | EPSS | EPSS | EPSS, | EPSS | EPSS | EPSS, | EPSS | EPSS |  |  |  | , | FALSE
SAN JOSE B 1107XR464 | EPSS | EPSS | EPSS | [36 empty] | EPSS, | EPSS | EPSS | EPSS, | EPSS | EPSS | EPSS, | EPSS | EPSS |  |  |  | , | FALSE
SALINAS 110722414 | EPSS | EPSS | EPSS | [36 empty] | EPSS, | EPSS | EPSS | EPSS, | EPSS | EPSS | EPSS, | EPSS | EPSS |  |  |  | , | FALSE
BELLE HAVEN 1104CB | EPSS | EPSS | EPSS | [16 empty] | Ground Inspection | Ground Inspection | [18 empty] | EPSS, | EPSS | EPSS | EPSS,Ground Inspection, | EPSS Ground Inspection | EPSS Ground Inspection | EPSS,Ground Inspection, | EPSS Ground Inspection | EPSS Ground Inspection |  |  |  | , | FALSE
SAN RAFAEL 1103258864 | EPSS | EPSS | EPSS | [16 empty] | Ground Inspection | [19 empty] | EPSS, | EPSS | EPSS | EPSS,Ground Inspection, | EPSS Ground Inspection | EPSS Ground Inspection | EPSS, | EPSS | EPSS |  |  |  | , | FALSE
LARKIN (Y) 112738696 | EPSS | EPSS | EPSS | [15 empty] | Ground Inspection | [20 empty] | EPSS,Ground Inspection, | EPSS Ground Inspection | EPSS Ground Inspection | EPSS, | EPSS | EPSS | EPSS, | EPSS | EPSS |  |  |  | , | FALSE
SF E 0401CB | EPSS | EPSS | EPSS | [15 empty] | Ground Inspection |  | Ground Inspection | [18 empty] | EPSS,Ground Inspection, | EPSS Ground Inspection | EPSS Ground Inspection | EPSS, | EPSS | EPSS | EPSS,Ground Inspection, | EPSS Ground Inspection | EPSS Ground Inspection |  |  |  | , | FALSE
WEBER 11059148 | EPSS | EPSS | EPSS | [15 empty] | Ground Inspection | Ground Inspection | [19 empty] | EPSS,Ground Inspection, | EPSS Ground Inspection | EPSS Ground Inspection | EPSS,Ground Inspection, | EPSS Ground Inspection | EPSS Ground Inspection | EPSS, | EPSS | EPSS |  |  |  | , | FALSE
RADUM 1102CB | EPSS | EPSS | EPSS | [17 empty] | Ground Inspection | [18 empty] | EPSS, | EPSS | EPSS | EPSS, | EPSS | EPSS | EPSS,Ground Inspection, | EPSS Ground Inspection | EPSS Ground Inspection |  |  |  | , | FALSE
ERTA 0404CB | EPSS | EPSS | EPSS | [16 empty] | Ground Inspection | Ground Inspection | [18 empty] | EPSS, | EPSS | EPSS | EPSS,Ground Inspection, | EPSS Ground Inspection | EPSS Ground Inspection | EPSS,Ground Inspection, | EPSS Ground Inspection | EPSS Ground Inspection |  |  |  | , | FALSE
SARATOGA 1111XR538 | EPSS | EPSS | EPSS | [15 empty] | Ground Inspection | Ground Inspection | [19 empty] | EPSS,Ground Inspection, | EPSS Ground Inspection | EPSS Ground Inspection | EPSS,Ground Inspection, | EPSS Ground Inspection | EPSS Ground Inspection | EPSS, | EPSS | EPSS |  |  |  | , | FALSE
BAHIA 11031628 | EPSS | EPSS | EPSS | [15 empty] | Ground Inspection | [20 empty] | EPSS,Ground Inspection, | EPSS Ground Inspection | EPSS Ground Inspection | EPSS, | EPSS | EPSS | EPSS, | EPSS | EPSS |  |  |  | , | FALSE
CARBONA 1104CB | EPSS | EPSS | EPSS | [17 empty] | Ground Inspection | [18 empty] | EPSS, | EPSS | EPSS | EPSS, | EPSS | EPSS | EPSS,Ground Inspection, | EPSS Ground Inspection | EPSS Ground Inspection |  |  |  | , | FALSE
MT EDEN 1106MR222 | EPSS | EPSS | EPSS | [16 empty] | Ground Inspection | [19 empty] | EPSS, | EPSS | EPSS | EPSS,Ground Inspection, | EPSS Ground Inspection | EPSS Ground Inspection | EPSS, | EPSS | EPSS |  |  |  | , | FALSE
FELLOWS 2104CB | EPSS | EPSS | EPSS | [36 empty] | EPSS, | EPSS | EPSS | EPSS, | EPSS | EPSS | EPSS, | EPSS | EPSS |  |  |  | , | FALSE
CANAL 110336722 | EPSS | EPSS | EPSS | [36 empty] | EPSS, | EPSS | EPSS | EPSS, | EPSS | EPSS | EPSS, | EPSS | EPSS |  |  |  | , | FALSE
WEST FRESNO 1104D3042 | EPSS | EPSS | EPSS | [15 empty] | Ground Inspection | [20 empty] | EPSS,Ground Inspection, | EPSS Ground Inspection | EPSS Ground Inspection | EPSS, | EPSS | EPSS | EPSS, | EPSS | EPSS |  |  |  | , | FALSE
BELLEVUE 2101CB | EPSS | EPSS | EPSS | [6 empty] | Expulsion Fuse Replacement | [6 empty] | Aerial Inspection | Aerial Inspection | Ground Inspection | Ground Inspection | Ground Inspection | [18 empty] | EPSS,Expulsion Fuse Replacement,Ground Inspection, | EPSS Expulsion Fuse Replacement Ground Inspection | EPSS Expulsion Fuse Replacement Ground Inspection | EPSS,Aerial Inspection,Ground Inspection, | EPSS Aerial Inspection Ground Inspection | EPSS Aerial Inspection Ground Inspection | EPSS,Aerial Inspection,Ground Inspection, | EPSS Aerial Inspection Ground Inspection | EPSS Aerial Inspection Ground Inspection |  |  |  | , | FALSE
CHEROKEE 1101CB | EPSS | EPSS | EPSS | [16 empty] | Ground Inspection | Ground Inspection | [18 empty] | EPSS, | EPSS | EPSS | EPSS,Ground Inspection, | EPSS Ground Inspection | EPSS Ground Inspection | EPSS,Ground Inspection, | EPSS Ground Inspection | EPSS Ground Inspection |  |  |  | , | FALSE
OLIVEHURST 1103CB | EPSS | EPSS | EPSS | [15 empty] | Ground Inspection | [20 empty] | EPSS,Ground Inspection, | EPSS Ground Inspection | EPSS Ground Inspection | EPSS, | EPSS | EPSS | EPSS, | EPSS | EPSS |  |  |  | , | FALSE
SF H 11016225 | EPSS | EPSS | EPSS | [15 empty] | Ground Inspection | [20 empty] | EPSS,Ground Inspection, | EPSS Ground Inspection | EPSS Ground Inspection | EPSS, | EPSS | EPSS | EPSS, | EPSS | EPSS |  |  |  | , | FALSE
PUEBLO 1103857188 | EPSS | EPSS | EPSS | [16 empty] | Ground Inspection | [19 empty] | EPSS, | EPSS | EPSS | EPSS,Ground Inspection, | EPSS Ground Inspection | EPSS Ground Inspection | EPSS, | EPSS | EPSS |  |  |  | , | FALSE
PIERCY 2109XR378 | EPSS | EPSS | EPSS | [16 empty] | Ground Inspection | Ground Inspection | [18 empty] | EPSS, | EPSS | EPSS | EPSS,Ground Inspection, | EPSS Ground Inspection | EPSS Ground Inspection | EPSS,Ground Inspection, | EPSS Ground Inspection | EPSS Ground Inspection |  |  |  | , | FALSE
HUNTERS POINT (P) 1102CB | EPSS | EPSS | EPSS | [16 empty] | Ground Inspection | [19 empty] | EPSS, | EPSS | EPSS | EPSS,Ground Inspection, | EPSS Ground Inspection | EPSS Ground Inspection | EPSS, | EPSS | EPSS |  |  |  | , | FALSE
TIDEWATER 2110C561R | EPSS | EPSS | EPSS | [15 empty] | Ground Inspection | [20 empty] | EPSS,Ground Inspection, | EPSS Ground Inspection | EPSS Ground Inspection | EPSS, | EPSS | EPSS | EPSS, | EPSS | EPSS |  |  |  | , | FALSE
OAKLAND J 1106CR262 | EPSS | EPSS | EPSS | [36 empty] | EPSS, | EPSS | EPSS | EPSS, | EPSS | EPSS | EPSS, | EPSS | EPSS |  |  |  | , | FALSE
HAMMER 110614602 | EPSS | EPSS | EPSS | [36 empty] | EPSS, | EPSS | EPSS | EPSS, | EPSS | EPSS | EPSS, | EPSS | EPSS |  |  |  | , | FALSE
OAKLAND C 1114CR440 | EPSS | EPSS | EPSS | [16 empty] | Ground Inspection | Ground Inspection | [18 empty] | EPSS, | EPSS | EPSS | EPSS,Ground Inspection, | EPSS Ground Inspection | EPSS Ground Inspection | EPSS,Ground Inspection, | EPSS Ground Inspection | EPSS Ground Inspection |  |  |  | , | FALSE
SOLEDAD 21053076 | EPSS | EPSS | EPSS | [15 empty] | Ground Inspection | [20 empty] | EPSS,Ground Inspection, | EPSS Ground Inspection | EPSS Ground Inspection | EPSS, | EPSS | EPSS | EPSS, | EPSS | EPSS |  |  |  | , | FALSE
COLUSA 1101929414 | EPSS | EPSS | EPSS | [15 empty] | Ground Inspection | Ground Inspection | [19 empty] | EPSS,Ground Inspection, | EPSS Ground Inspection | EPSS Ground Inspection | EPSS,Ground Inspection, | EPSS Ground Inspection | EPSS Ground Inspection | EPSS, | EPSS | EPSS |  |  |  | , | FALSE
BELL 111056214 | EPSS | EPSS | EPSS | [14 empty] | Aerial Inspection |  | Ground Inspection | Ground Inspection | [18 empty] | EPSS, | EPSS | EPSS | EPSS,Ground Inspection, | EPSS Ground Inspection | EPSS Ground Inspection | EPSS,Aerial Inspection,Ground Inspection, | EPSS Aerial Inspection Ground Inspection | EPSS Aerial Inspection Ground Inspection |  |  |  | , | FALSE
COTTLE 17029890 | EPSS | EPSS | EPSS | [15 empty] | Ground Inspection | Ground Inspection | [19 empty] | EPSS,Ground Inspection, | EPSS Ground Inspection | EPSS Ground Inspection | EPSS,Ground Inspection, | EPSS Ground Inspection | EPSS Ground Inspection | EPSS, | EPSS | EPSS |  |  |  | , | FALSE
SNEATH LANE 11071277 | EPSS | EPSS | EPSS | [13 empty] | Aerial Inspection | Aerial Inspection | Ground Inspection | Ground Inspection | [19 empty] | EPSS,Ground Inspection, | EPSS Ground Inspection | EPSS Ground Inspection | EPSS,Aerial Inspection,Ground Inspection, | EPSS Aerial Inspection Ground Inspection | EPSS Aerial Inspection Ground Inspection | EPSS,Aerial Inspection, | EPSS Aerial Inspection | EPSS Aerial Inspection |  |  |  | , | FALSE
WOODSIDE 11028862 | EPSS | EPSS | EPSS | [14 empty] | Aerial Inspection |  | Ground Inspection | [19 empty] | EPSS, | EPSS | EPSS | EPSS,Ground Inspection, | EPSS Ground Inspection | EPSS Ground Inspection | EPSS,Aerial Inspection, | EPSS Aerial Inspection | EPSS Aerial Inspection |  |  |  | , | FALSE
MC KEE 1110CB | EPSS | EPSS | EPSS | [16 empty] | Ground Inspection | [19 empty] | EPSS, | EPSS | EPSS | EPSS,Ground Inspection, | EPSS Ground Inspection | EPSS Ground Inspection | EPSS, | EPSS | EPSS |  |  |  | , | FALSE
SF N 11026213 | EPSS | EPSS | EPSS | [36 empty] | EPSS, | EPSS | EPSS | EPSS, | EPSS | EPSS | EPSS, | EPSS | EPSS |  |  |  | , | FALSE
BUTTE 11062616 | EPSS | EPSS | EPSS | [15 empty] | Ground Inspection |  | Ground Inspection | [18 empty] | EPSS,Ground Inspection, | EPSS Ground Inspection | EPSS Ground Inspection | EPSS, | EPSS | EPSS | EPSS,Ground Inspection, | EPSS Ground Inspection | EPSS Ground Inspection |  |  |  | , | FALSE
STONE 1107XR166 | EPSS | EPSS | EPSS | [36 empty] | EPSS, | EPSS | EPSS | EPSS, | EPSS | EPSS | EPSS, | EPSS | EPSS |  |  |  | , | FALSE
CONCORD NO 1 0401CB | EPSS | EPSS | EPSS | [36 empty] | EPSS, | EPSS | EPSS | EPSS, | EPSS | EPSS | EPSS, | EPSS | EPSS |  |  |  | , | FALSE
LAKEWOOD 1104W526R | EPSS | EPSS | EPSS | [36 empty] | EPSS, | EPSS | EPSS | EPSS, | EPSS | EPSS | EPSS, | EPSS | EPSS |  |  |  | , | FALSE
NORTH TOWER 1104CB | EPSS | EPSS | EPSS | [15 empty] | Ground Inspection |  | Ground Inspection | [18 empty] | EPSS,Ground Inspection, | EPSS Ground Inspection | EPSS Ground Inspection | EPSS, | EPSS | EPSS | EPSS,Ground Inspection, | EPSS Ground Inspection | EPSS Ground Inspection |  |  |  | , | FALSE
ROSSMOOR 1104L530R | EPSS | EPSS | EPSS | [17 empty] | Ground Inspection | [18 empty] | EPSS, | EPSS | EPSS | EPSS, | EPSS | EPSS | EPSS,Ground Inspection, | EPSS Ground Inspection | EPSS Ground Inspection |  |  |  | , | FALSE
SF E 110310485 | EPSS | EPSS | EPSS | [15 empty] | Ground Inspection | [20 empty] | EPSS,Ground Inspection, | EPSS Ground Inspection | EPSS Ground Inspection | EPSS, | EPSS | EPSS | EPSS, | EPSS | EPSS |  |  |  | , | FALSE
OAKLAND J 1115CB | EPSS | EPSS | EPSS | [17 empty] | Ground Inspection | [18 empty] | EPSS, | EPSS | EPSS | EPSS, | EPSS | EPSS | EPSS,Ground Inspection, | EPSS Ground Inspection | EPSS Ground Inspection |  |  |  | , | FALSE
FRUITVALE 11044645 | EPSS | EPSS | EPSS | [16 empty] | Ground Inspection | [19 empty] | EPSS, | EPSS | EPSS | EPSS,Ground Inspection, | EPSS Ground Inspection | EPSS Ground Inspection | EPSS, | EPSS | EPSS |  |  |  | , | FALSE
SF L 110246994 | EPSS | EPSS | EPSS | [36 empty] | EPSS, | EPSS | EPSS | EPSS, | EPSS | EPSS | EPSS, | EPSS | EPSS |  |  |  | , | FALSE
RINCON 1101839669 | EPSS | EPSS | EPSS | [16 empty] | Ground Inspection | Ground Inspection | [6 empty] | Down Conductor Detection (DCD) | [11 empty] | EPSS,Down Conductor Detection (DCD), | EPSS Down Conductor Detection (DCD) | EPSS Down Conductor Detection (DCD) | EPSS,Ground Inspection, | EPSS Ground Inspection | EPSS Ground Inspection | EPSS,Ground Inspection, | EPSS Ground Inspection | EPSS Ground Inspection |  |  |  | , | FALSE
OAKLAND L 1105CB | EPSS | EPSS | EPSS | [15 empty] | Ground Inspection | [20 empty] | EPSS,Ground Inspection, | EPSS Ground Inspection | EPSS Ground Inspection | EPSS, | EPSS | EPSS | EPSS, | EPSS | EPSS |  |  |  | , | FALSE
RED BLUFF 110529222 | EPSS | EPSS | EPSS | [15 empty] | Ground Inspection |  | Ground Inspection | [18 empty] | EPSS,Ground Inspection, | EPSS Ground Inspection | EPSS Ground Inspection | EPSS, | EPSS | EPSS | EPSS,Ground Inspection, | EPSS Ground Inspection | EPSS Ground Inspection |  |  |  | , | FALSE
PANAMA 210213071 | EPSS | EPSS | EPSS | [36 empty] | EPSS, | EPSS | EPSS | EPSS, | EPSS | EPSS | EPSS, | EPSS | EPSS |  |  |  | , | FALSE
SF H 110313203 | EPSS | EPSS | EPSS | [16 empty] | Ground Inspection | [19 empty] | EPSS, | EPSS | EPSS | EPSS,Ground Inspection, | EPSS Ground Inspection | EPSS Ground Inspection | EPSS, | EPSS | EPSS |  |  |  | , | FALSE
LAWRENCE 1106CB | EPSS | EPSS | EPSS | [17 empty] | Ground Inspection | [18 empty] | EPSS, | EPSS | EPSS | EPSS, | EPSS | EPSS | EPSS,Ground Inspection, | EPSS Ground Inspection | EPSS Ground Inspection |  |  |  | , | FALSE
SONOMA 110213367 | EPSS | EPSS | EPSS | [36 empty] | EPSS, | EPSS | EPSS | EPSS, | EPSS | EPSS | EPSS, | EPSS | EPSS |  |  |  | , | FALSE
LERDO 11112483 | EPSS | EPSS | EPSS | [15 empty] | Ground Inspection | [20 empty] | EPSS,Ground Inspection, | EPSS Ground Inspection | EPSS Ground Inspection | EPSS, | EPSS | EPSS | EPSS, | EPSS | EPSS |  |  |  | , | FALSE
ARLINGTON 0401404226 | EPSS | EPSS | EPSS | [14 empty] | Aerial Inspection |  | Ground Inspection | Ground Inspection | [18 empty] | EPSS, | EPSS | EPSS | EPSS,Ground Inspection, | EPSS Ground Inspection | EPSS Ground Inspection | EPSS,Aerial Inspection,Ground Inspection, | EPSS Aerial Inspection Ground Inspection | EPSS Aerial Inspection Ground Inspection |  |  |  | , | FALSE
STAGG 210790102 | EPSS | EPSS | EPSS | [16 empty] | Ground Inspection | [19 empty] | EPSS, | EPSS | EPSS | EPSS,Ground Inspection, | EPSS Ground Inspection | EPSS Ground Inspection | EPSS, | EPSS | EPSS |  |  |  | , | FALSE
EAST MARYSVILLE 1107CB | EPSS | EPSS | EPSS | [36 empty] | EPSS, | EPSS | EPSS | EPSS, | EPSS | EPSS | EPSS, | EPSS | EPSS |  |  |  | , | FALSE
BRITTON 1107LV66 | EPSS | EPSS | EPSS | [36 empty] | EPSS, | EPSS | EPSS | EPSS, | EPSS | EPSS | EPSS, | EPSS | EPSS |  |  |  | , | FALSE
BOGUE 1102CB | EPSS | EPSS | EPSS | [36 empty] | EPSS, | EPSS | EPSS | EPSS, | EPSS | EPSS | EPSS, | EPSS | EPSS |  |  |  | , | FALSE
CASTRO VALLEY 1105CB | EPSS | EPSS | EPSS | [16 empty] | Ground Inspection | [19 empty] | EPSS, | EPSS | EPSS | EPSS,Ground Inspection, | EPSS Ground Inspection | EPSS Ground Inspection | EPSS, | EPSS | EPSS |  |  |  | , | FALSE
CANAL 110478274 | EPSS | EPSS | EPSS | [36 empty] | EPSS, | EPSS | EPSS | EPSS, | EPSS | EPSS | EPSS, | EPSS | EPSS |  |  |  | , | FALSE
EL CERRITO G 1110BR236 | EPSS | EPSS | EPSS | [13 empty] | Aerial Inspection | Aerial Inspection | Ground Inspection | Ground Inspection | Ground Inspection | [18 empty] | EPSS,Ground Inspection, | EPSS Ground Inspection | EPSS Ground Inspection | EPSS,Aerial Inspection,Ground Inspection, | EPSS Aerial Inspection Ground Inspection | EPSS Aerial Inspection Ground Inspection | EPSS,Aerial Inspection,Ground Inspection, | EPSS Aerial Inspection Ground Inspection | EPSS Aerial Inspection Ground Inspection |  |  |  | , | FALSE
DALY CITY 1105101 | EPSS | EPSS | EPSS | [15 empty] | Ground Inspection | Ground Inspection | Ground Inspection | [18 empty] | EPSS,Ground Inspection, | EPSS Ground Inspection | EPSS Ground Inspection | EPSS,Ground Inspection, | EPSS Ground Inspection | EPSS Ground Inspection | EPSS,Ground Inspection, | EPSS Ground Inspection | EPSS Ground Inspection |  |  |  | , | FALSE
DALY CITY 1112CB | EPSS | EPSS | EPSS | [15 empty] | Ground Inspection | Ground Inspection | [19 empty] | EPSS,Ground Inspection, | EPSS Ground Inspection | EPSS Ground Inspection | EPSS,Ground Inspection, | EPSS Ground Inspection | EPSS Ground Inspection | EPSS, | EPSS | EPSS |  |  |  | , | FALSE
COTTLE 1702526442 | EPSS | EPSS | EPSS | [15 empty] | Ground Inspection | [20 empty] | EPSS,Ground Inspection, | EPSS Ground Inspection | EPSS Ground Inspection | EPSS, | EPSS | EPSS | EPSS, | EPSS | EPSS |  |  |  | , | FALSE
MARINA (F) 0401CB | EPSS | EPSS | EPSS | [15 empty] | Ground Inspection | [20 empty] | EPSS,Ground Inspection, | EPSS Ground Inspection | EPSS Ground Inspection | EPSS, | EPSS | EPSS | EPSS, | EPSS | EPSS |  |  |  | , | FALSE
WEST LANE 110161986 | EPSS | EPSS | EPSS | [16 empty] | Ground Inspection | [19 empty] | EPSS, | EPSS | EPSS | EPSS,Ground Inspection, | EPSS Ground Inspection | EPSS Ground Inspection | EPSS, | EPSS | EPSS |  |  |  | , | FALSE
JARVIS 1103MR226 | EPSS | EPSS | EPSS | [36 empty] | EPSS, | EPSS | EPSS | EPSS, | EPSS | EPSS | EPSS, | EPSS | EPSS |  |  |  | , | FALSE
MALAGA 1104CB | EPSS | EPSS | EPSS | [15 empty] | Ground Inspection | Ground Inspection | [19 empty] | EPSS,Ground Inspection, | EPSS Ground Inspection | EPSS Ground Inspection | EPSS,Ground Inspection, | EPSS Ground Inspection | EPSS Ground Inspection | EPSS, | EPSS | EPSS |  |  |  | , | FALSE
STAGG 11019212 | EPSS | EPSS | EPSS | [15 empty] | Ground Inspection | Ground Inspection | [19 empty] | EPSS,Ground Inspection, | EPSS Ground Inspection | EPSS Ground Inspection | EPSS,Ground Inspection, | EPSS Ground Inspection | EPSS Ground Inspection | EPSS, | EPSS | EPSS |  |  |  | , | FALSE
SUISUN 1104CB | EPSS | EPSS | EPSS | [36 empty] | EPSS, | EPSS | EPSS | EPSS, | EPSS | EPSS | EPSS, | EPSS | EPSS |  |  |  | , | FALSE
LOS MOLINOS 1101297862 | EPSS | EPSS | EPSS | [14 empty] | Aerial Inspection |  | Ground Inspection | Ground Inspection | [7 empty] | Down Conductor Detection (DCD) | [10 empty] | EPSS, | EPSS | EPSS | EPSS,Ground Inspection,Down Conductor Detection (DCD), | EPSS Ground Inspection Down Conductor Detection (DCD) | EPSS Ground Inspection Down Conductor Detection (DCD) | EPSS,Aerial Inspection,Ground Inspection, | EPSS Aerial Inspection Ground Inspection | EPSS Aerial Inspection Ground Inspection |  |  |  | , | FALSE
BRITTON 1112CB | EPSS | EPSS | EPSS | [36 empty] | EPSS, | EPSS | EPSS | EPSS, | EPSS | EPSS | EPSS, | EPSS | EPSS |  |  |  | , | FALSE
MARYSVILLE 1102CB | EPSS | EPSS | EPSS | [36 empty] | EPSS, | EPSS | EPSS | EPSS, | EPSS | EPSS | EPSS, | EPSS | EPSS |  |  |  | , | FALSE
MILPITAS 2110XR404 | EPSS | EPSS | EPSS | [15 empty] | Ground Inspection | [20 empty] | EPSS,Ground Inspection, | EPSS Ground Inspection | EPSS Ground Inspection | EPSS, | EPSS | EPSS | EPSS, | EPSS | EPSS |  |  |  | , | FALSE
TASSAJARA 2112D569R | EPSS | EPSS | EPSS | [16 empty] | Ground Inspection | [19 empty] | EPSS, | EPSS | EPSS | EPSS,Ground Inspection, | EPSS Ground Inspection | EPSS Ground Inspection | EPSS, | EPSS | EPSS |  |  |  | , | FALSE
EL PATIO 1109XR568 | EPSS | EPSS | EPSS | [15 empty] | Ground Inspection | Ground Inspection | [19 empty] | EPSS,Ground Inspection, | EPSS Ground Inspection | EPSS Ground Inspection | EPSS,Ground Inspection, | EPSS Ground Inspection | EPSS Ground Inspection | EPSS, | EPSS | EPSS |  |  |  | , | FALSE
RIVERBANK 171690450 | EPSS | EPSS | EPSS | [36 empty] | EPSS, | EPSS | EPSS | EPSS, | EPSS | EPSS | EPSS, | EPSS | EPSS |  |  |  | , | FALSE
LAS GALLINAS A 1104CB | EPSS | EPSS | EPSS | [36 empty] | EPSS, | EPSS | EPSS | EPSS, | EPSS | EPSS | EPSS, | EPSS | EPSS |  |  |  | , | FALSE
CASTROVILLE 2104CB | EPSS | EPSS | EPSS | [16 empty] | Ground Inspection | Ground Inspection | [18 empty] | EPSS, | EPSS | EPSS | EPSS,Ground Inspection, | EPSS Ground Inspection | EPSS Ground Inspection | EPSS,Ground Inspection, | EPSS Ground Inspection | EPSS Ground Inspection |  |  |  | , | FALSE
LAKEWOOD 210757670 | EPSS | EPSS | EPSS | [15 empty] | Ground Inspection | [20 empty] | EPSS,Ground Inspection, | EPSS Ground Inspection | EPSS Ground Inspection | EPSS, | EPSS | EPSS | EPSS, | EPSS | EPSS |  |  |  | , | FALSE
SAN RAMON 2104MR376 | EPSS | EPSS | EPSS | [36 empty] | EPSS, | EPSS | EPSS | EPSS, | EPSS | EPSS | EPSS, | EPSS | EPSS |  |  |  | , | FALSE
LLAGAS 2103XR286 | EPSS | EPSS | EPSS | [15 empty] | Ground Inspection | [20 empty] | EPSS,Ground Inspection, | EPSS Ground Inspection | EPSS Ground Inspection | EPSS, | EPSS | EPSS | EPSS, | EPSS | EPSS |  |  |  | , | FALSE
PARSONS 0401CB | EPSS | EPSS | EPSS | [16 empty] | Ground Inspection | [19 empty] | EPSS, | EPSS | EPSS | EPSS,Ground Inspection, | EPSS Ground Inspection | EPSS Ground Inspection | EPSS, | EPSS | EPSS |  |  |  | , | FALSE
PETALUMA C 1102CB | EPSS | EPSS | EPSS | [36 empty] | EPSS, | EPSS | EPSS | EPSS, | EPSS | EPSS | EPSS, | EPSS | EPSS |  |  |  | , | FALSE
OAKLAND X 1114CR124 | EPSS | EPSS | EPSS | [16 empty] | Ground Inspection | Ground Inspection | [18 empty] | EPSS, | EPSS | EPSS | EPSS,Ground Inspection, | EPSS Ground Inspection | EPSS Ground Inspection | EPSS,Ground Inspection, | EPSS Ground Inspection | EPSS Ground Inspection |  |  |  | , | FALSE
STOCKDALE 21121466 | EPSS | EPSS | EPSS | [17 empty] | Ground Inspection | [18 empty] | EPSS, | EPSS | EPSS | EPSS, | EPSS | EPSS | EPSS,Ground Inspection, | EPSS Ground Inspection | EPSS Ground Inspection |  |  |  | , | FALSE
EL PATIO 1112CB | EPSS | EPSS | EPSS | [15 empty] | Ground Inspection | Ground Inspection | [19 empty] | EPSS,Ground Inspection, | EPSS Ground Inspection | EPSS Ground Inspection | EPSS,Ground Inspection, | EPSS Ground Inspection | EPSS Ground Inspection | EPSS, | EPSS | EPSS |  |  |  | , | FALSE
WYANDOTTE 110697550 | EPSS | EPSS | EPSS | [36 empty] | EPSS, | EPSS | EPSS | EPSS, | EPSS | EPSS | EPSS, | EPSS | EPSS |  |  |  | , | FALSE
REDWOOD CITY 1105CB | EPSS | EPSS | EPSS | [16 empty] | Ground Inspection | Ground Inspection | [18 empty] | EPSS, | EPSS | EPSS | EPSS,Ground Inspection, | EPSS Ground Inspection | EPSS Ground Inspection | EPSS,Ground Inspection, | EPSS Ground Inspection | EPSS Ground Inspection |  |  |  | , | FALSE
HOLLISTER 2103CB | EPSS | EPSS | EPSS | [17 empty] | Ground Inspection | [18 empty] | EPSS, | EPSS | EPSS | EPSS, | EPSS | EPSS | EPSS,Ground Inspection, | EPSS Ground Inspection | EPSS Ground Inspection |  |  |  | , | FALSE
LARKIN (Y) 112032934 | EPSS | EPSS | EPSS | [15 empty] | Ground Inspection | [20 empty] | EPSS,Ground Inspection, | EPSS Ground Inspection | EPSS Ground Inspection | EPSS, | EPSS | EPSS | EPSS, | EPSS | EPSS |  |  |  | , | FALSE
MANTECA 1705391150 | EPSS | EPSS | EPSS | [36 empty] | EPSS, | EPSS | EPSS | EPSS, | EPSS | EPSS | EPSS, | EPSS | EPSS |  |  |  | , | FALSE
CARBONA 1102CB | EPSS | EPSS | EPSS | [17 empty] | Ground Inspection | [18 empty] | EPSS, | EPSS | EPSS | EPSS, | EPSS | EPSS | EPSS,Ground Inspection, | EPSS Ground Inspection | EPSS Ground Inspection |  |  |  | , | FALSE
VACA DIXON 1104CB | EPSS | EPSS | EPSS | [16 empty] | Ground Inspection | Ground Inspection | [18 empty] | EPSS, | EPSS | EPSS | EPSS,Ground Inspection, | EPSS Ground Inspection | EPSS Ground Inspection | EPSS,Ground Inspection, | EPSS Ground Inspection | EPSS Ground Inspection |  |  |  | , | FALSE
BELMONT 110281412 | EPSS | EPSS | EPSS | [15 empty] | Ground Inspection | [20 empty] | EPSS,Ground Inspection, | EPSS Ground Inspection | EPSS Ground Inspection | EPSS, | EPSS | EPSS | EPSS, | EPSS | EPSS |  |  |  | , | FALSE
LAKEWOOD 2226W505R | EPSS | EPSS | EPSS | [36 empty] | EPSS, | EPSS | EPSS | EPSS, | EPSS | EPSS | EPSS, | EPSS | EPSS |  |  |  | , | FALSE
BURLINGAME 0405CB | EPSS | EPSS | EPSS | [36 empty] | EPSS, | EPSS | EPSS | EPSS, | EPSS | EPSS | EPSS, | EPSS | EPSS |  |  |  | , | FALSE
ALMADEN 1102743078 | EPSS | EPSS | EPSS | [16 empty] | Ground Inspection | Ground Inspection | [18 empty] | EPSS, | EPSS | EPSS | EPSS,Ground Inspection, | EPSS Ground Inspection | EPSS Ground Inspection | EPSS,Ground Inspection, | EPSS Ground Inspection | EPSS Ground Inspection |  |  |  | , | FALSE
FMC 1105XR052 | EPSS | EPSS | EPSS | [17 empty] | Ground Inspection | [18 empty] | EPSS, | EPSS | EPSS | EPSS, | EPSS | EPSS | EPSS,Ground Inspection, | EPSS Ground Inspection | EPSS Ground Inspection |  |  |  | , | FALSE
OAKLAND J 0409CB | EPSS | EPSS | EPSS | [17 empty] | Ground Inspection | [18 empty] | EPSS, | EPSS | EPSS | EPSS, | EPSS | EPSS | EPSS,Ground Inspection, | EPSS Ground Inspection | EPSS Ground Inspection |  |  |  | , | FALSE
LONE TREE 2101CB | EPSS | EPSS | EPSS | [16 empty] | Ground Inspection | [19 empty] | EPSS, | EPSS | EPSS | EPSS,Ground Inspection, | EPSS Ground Inspection | EPSS Ground Inspection | EPSS, | EPSS | EPSS |  |  |  | , | FALSE
SANGER 1106CB | EPSS | EPSS | EPSS | [16 empty] | Ground Inspection | [19 empty] | EPSS, | EPSS | EPSS | EPSS,Ground Inspection, | EPSS Ground Inspection | EPSS Ground Inspection | EPSS, | EPSS | EPSS |  |  |  | , | FALSE
OAKLAND J 0403CB | EPSS | EPSS | EPSS | [17 empty] | Ground Inspection | [18 empty] | EPSS, | EPSS | EPSS | EPSS, | EPSS | EPSS | EPSS,Ground Inspection, | EPSS Ground Inspection | EPSS Ground Inspection |  |  |  | , | FALSE
WOODSIDE 110179892 | EPSS | EPSS | EPSS | [17 empty] | Ground Inspection | [7 empty] | Down Conductor Detection (DCD) | [10 empty] | EPSS, | EPSS | EPSS | EPSS,Down Conductor Detection (DCD), | EPSS Down Conductor Detection (DCD) | EPSS Down Conductor Detection (DCD) | EPSS,Ground Inspection, | EPSS Ground Inspection | EPSS Ground Inspection |  |  |  | , | FALSE
LODI 110268142 | EPSS | EPSS | EPSS | [17 empty] | Ground Inspection | [18 empty] | EPSS, | EPSS | EPSS | EPSS, | EPSS | EPSS | EPSS,Ground Inspection, | EPSS Ground Inspection | EPSS Ground Inspection |  |  |  | , | FALSE
MT EDEN 1112CB | EPSS | EPSS | EPSS | [17 empty] | Ground Inspection | [18 empty] | EPSS, | EPSS | EPSS | EPSS, | EPSS | EPSS | EPSS,Ground Inspection, | EPSS Ground Inspection | EPSS Ground Inspection |  |  |  | , | FALSE
HUNTERS POINT (P) 1105CB | EPSS | EPSS | EPSS | [16 empty] | Ground Inspection | [19 empty] | EPSS, | EPSS | EPSS | EPSS,Ground Inspection, | EPSS Ground Inspection | EPSS Ground Inspection | EPSS, | EPSS | EPSS |  |  |  | , | FALSE
LAKEWOOD 222464093 | EPSS | EPSS | EPSS | [16 empty] | Ground Inspection | [8 empty] | Down Conductor Detection (DCD) | [10 empty] | EPSS, | EPSS | EPSS | EPSS,Ground Inspection,Down Conductor Detection (DCD), | EPSS Ground Inspection Down Conductor Detection (DCD) | EPSS Ground Inspection Down Conductor Detection (DCD) | EPSS, | EPSS | EPSS |  |  |  | , | FALSE
LAKEWOOD 211021345 | EPSS | EPSS | EPSS | [16 empty] | Ground Inspection | [19 empty] | EPSS, | EPSS | EPSS | EPSS,Ground Inspection, | EPSS Ground Inspection | EPSS Ground Inspection | EPSS, | EPSS | EPSS |  |  |  | , | FALSE
MOUNTAIN VIEW 1104CB | EPSS | EPSS | EPSS | [17 empty] | Ground Inspection | [18 empty] | EPSS, | EPSS | EPSS | EPSS, | EPSS | EPSS | EPSS,Ground Inspection, | EPSS Ground Inspection | EPSS Ground Inspection |  |  |  | , | FALSE
HAMMER 1103CB | EPSS | EPSS | EPSS | [16 empty] | Ground Inspection | [19 empty] | EPSS, | EPSS | EPSS | EPSS,Ground Inspection, | EPSS Ground Inspection | EPSS Ground Inspection | EPSS, | EPSS | EPSS |  |  |  | , | FALSE
SARATOGA 1110XR574 | EPSS | EPSS | EPSS | [15 empty] | Ground Inspection | Ground Inspection | [19 empty] | EPSS,Ground Inspection, | EPSS Ground Inspection | EPSS Ground Inspection | EPSS,Ground Inspection, | EPSS Ground Inspection | EPSS Ground Inspection | EPSS, | EPSS | EPSS |  |  |  | , | FALSE
PACIFICA 1102934870 | EPSS | EPSS | EPSS | [14 empty] | Aerial Inspection |  | Ground Inspection | [8 empty] | Down Conductor Detection (DCD) | [10 empty] | EPSS, | EPSS | EPSS | EPSS,Ground Inspection,Down Conductor Detection (DCD), | EPSS Ground Inspection Down Conductor Detection (DCD) | EPSS Ground Inspection Down Conductor Detection (DCD) | EPSS,Aerial Inspection, | EPSS Aerial Inspection | EPSS Aerial Inspection |  |  |  | , | FALSE
DOS PALOS 1102CB | EPSS | EPSS | EPSS | [36 empty] | EPSS, | EPSS | EPSS | EPSS, | EPSS | EPSS | EPSS, | EPSS | EPSS |  |  |  | , | FALSE
MEADOW LANE 210379492 | EPSS | EPSS | EPSS | [17 empty] | Ground Inspection | [18 empty] | EPSS, | EPSS | EPSS | EPSS, | EPSS | EPSS | EPSS,Ground Inspection, | EPSS Ground Inspection | EPSS Ground Inspection |  |  |  | , | FALSE
FORT ORD 21069136 | EPSS | EPSS | EPSS | [27 empty] | Line Sensors | [8 empty] | EPSS,Line Sensors, | EPSS Line Sensors | EPSS Line Sensors | EPSS, | EPSS | EPSS | EPSS, | EPSS | EPSS |  |  |  | , | FALSE
ASHLAN AVE 1106R4494 | EPSS | EPSS | EPSS | [36 empty] | EPSS, | EPSS | EPSS | EPSS, | EPSS | EPSS | EPSS, | EPSS | EPSS |  |  |  | , | FALSE
MOUNTAIN VIEW 1108CB | EPSS | EPSS | EPSS | [17 empty] | Ground Inspection | [18 empty] | EPSS, | EPSS | EPSS | EPSS, | EPSS | EPSS | EPSS,Ground Inspection, | EPSS Ground Inspection | EPSS Ground Inspection |  |  |  | , | FALSE
EL CERRITO G 1107CB | EPSS | EPSS | EPSS | [17 empty] | Ground Inspection | [18 empty] | EPSS, | EPSS | EPSS | EPSS, | EPSS | EPSS | EPSS,Ground Inspection, | EPSS Ground Inspection | EPSS Ground Inspection |  |  |  | , | FALSE
SF G 0402CB | EPSS | EPSS | EPSS | [36 empty] | EPSS, | EPSS | EPSS | EPSS, | EPSS | EPSS | EPSS, | EPSS | EPSS |  |  |  | , | FALSE
WAHTOKE 1109479598 | EPSS | EPSS | EPSS | [16 empty] | Ground Inspection | [19 empty] | EPSS, | EPSS | EPSS | EPSS,Ground Inspection, | EPSS Ground Inspection | EPSS Ground Inspection | EPSS, | EPSS | EPSS |  |  |  | , | FALSE
WOODLAND 1102CB | EPSS | EPSS | EPSS | [17 empty] | Ground Inspection | [18 empty] | EPSS, | EPSS | EPSS | EPSS, | EPSS | EPSS | EPSS,Ground Inspection, | EPSS Ground Inspection | EPSS Ground Inspection |  |  |  | , | FALSE
SARATOGA 1103LC82 | EPSS | EPSS | EPSS | [14 empty] | Aerial Inspection | Ground Inspection | Ground Inspection | [8 empty] | Down Conductor Detection (DCD) | [10 empty] | EPSS,Ground Inspection, | EPSS Ground Inspection | EPSS Ground Inspection | EPSS,Ground Inspection,Down Conductor Detection (DCD), | EPSS Ground Inspection Down Conductor Detection (DCD) | EPSS Ground Inspection Down Conductor Detection (DCD) | EPSS,Aerial Inspection, | EPSS Aerial Inspection | EPSS Aerial Inspection |  |  |  | , | FALSE
STELLING 1108LL20 | EPSS | EPSS | EPSS | [36 empty] | EPSS, | EPSS | EPSS | EPSS, | EPSS | EPSS | EPSS, | EPSS | EPSS |  |  |  | , | FALSE
PUEBLO 2101654716 | EPSS | EPSS | EPSS | [16 empty] | Ground Inspection | [19 empty] | EPSS, | EPSS | EPSS | EPSS,Ground Inspection, | EPSS Ground Inspection | EPSS Ground Inspection | EPSS, | EPSS | EPSS |  |  |  | , | FALSE
LAKEWOOD 2110139484 | EPSS | EPSS | EPSS | [16 empty] | Ground Inspection | [19 empty] | EPSS, | EPSS | EPSS | EPSS,Ground Inspection, | EPSS Ground Inspection | EPSS Ground Inspection | EPSS, | EPSS | EPSS |  |  |  | , | FALSE
RIPON 1704464030 | EPSS | EPSS | EPSS | [17 empty] | Ground Inspection | [18 empty] | EPSS, | EPSS | EPSS | EPSS, | EPSS | EPSS | EPSS,Ground Inspection, | EPSS Ground Inspection | EPSS Ground Inspection |  |  |  | , | FALSE
SF E 0406CB | EPSS | EPSS | EPSS | [15 empty] | Ground Inspection | [20 empty] | EPSS,Ground Inspection, | EPSS Ground Inspection | EPSS Ground Inspection | EPSS, | EPSS | EPSS | EPSS, | EPSS | EPSS |  |  |  | , | FALSE
SALINAS 1106CB | EPSS | EPSS | EPSS | [17 empty] | Ground Inspection | [18 empty] | EPSS, | EPSS | EPSS | EPSS, | EPSS | EPSS | EPSS,Ground Inspection, | EPSS Ground Inspection | EPSS Ground Inspection |  |  |  | , | FALSE
TYLER 1103CB | EPSS | EPSS | EPSS | [15 empty] | Ground Inspection | [20 empty] | EPSS,Ground Inspection, | EPSS Ground Inspection | EPSS Ground Inspection | EPSS, | EPSS | EPSS | EPSS, | EPSS | EPSS |  |  |  | , | FALSE
SAN JOSE B 110769776 | EPSS | EPSS | EPSS | [17 empty] | Ground Inspection | [18 empty] | EPSS, | EPSS | EPSS | EPSS, | EPSS | EPSS | EPSS,Ground Inspection, | EPSS Ground Inspection | EPSS Ground Inspection |  |  |  | , | FALSE
ELECTRA 110213414 | EPSS | EPSS | EPSS | [16 empty] | Ground Inspection | [19 empty] | EPSS, | EPSS | EPSS | EPSS,Ground Inspection, | EPSS Ground Inspection | EPSS Ground Inspection | EPSS, | EPSS | EPSS |  |  |  | , | FALSE
MABURY 1103CB | EPSS | EPSS | EPSS | [17 empty] | Ground Inspection | [18 empty] | EPSS, | EPSS | EPSS | EPSS, | EPSS | EPSS | EPSS,Ground Inspection, | EPSS Ground Inspection | EPSS Ground Inspection |  |  |  | , | FALSE
BRENTWOOD 210556344 | EPSS | EPSS | EPSS | [15 empty] | Ground Inspection | [20 empty] | EPSS,Ground Inspection, | EPSS Ground Inspection | EPSS Ground Inspection | EPSS, | EPSS | EPSS | EPSS, | EPSS | EPSS |  |  |  | , | FALSE
SARANAP 0401CB | EPSS | EPSS | EPSS | [17 empty] | Ground Inspection | [18 empty] | EPSS, | EPSS | EPSS | EPSS, | EPSS | EPSS | EPSS,Ground Inspection, | EPSS Ground Inspection | EPSS Ground Inspection |  |  |  | , | FALSE
WATERLOO 11022964 | EPSS | EPSS | EPSS | [16 empty] | Ground Inspection | [19 empty] | EPSS, | EPSS | EPSS | EPSS,Ground Inspection, | EPSS Ground Inspection | EPSS Ground Inspection | EPSS, | EPSS | EPSS |  |  |  | , | FALSE
EDES 1113CB | EPSS | EPSS | EPSS | [36 empty] | EPSS, | EPSS | EPSS | EPSS, | EPSS | EPSS | EPSS, | EPSS | EPSS |  |  |  | , | FALSE
SERRAMONTE 110412705 | EPSS | EPSS | EPSS | [14 empty] | Aerial Inspection |  | Ground Inspection | [19 empty] | EPSS, | EPSS | EPSS | EPSS,Ground Inspection, | EPSS Ground Inspection | EPSS Ground Inspection | EPSS,Aerial Inspection, | EPSS Aerial Inspection | EPSS Aerial Inspection |  |  |  | , | FALSE
DEL MONTE 110195818 | EPSS | EPSS | EPSS | [15 empty] | Ground Inspection | [20 empty] | EPSS,Ground Inspection, | EPSS Ground Inspection | EPSS Ground Inspection | EPSS, | EPSS | EPSS | EPSS, | EPSS | EPSS |  |  |  | , | FALSE
KERN OIL 11102852 | EPSS | EPSS | EPSS | [16 empty] | Ground Inspection | [19 empty] | EPSS, | EPSS | EPSS | EPSS,Ground Inspection, | EPSS Ground Inspection | EPSS Ground Inspection | EPSS, | EPSS | EPSS |  |  |  | , | FALSE
MABURY 1106XR116 | EPSS | EPSS | EPSS | [36 empty] | EPSS, | EPSS | EPSS | EPSS, | EPSS | EPSS | EPSS, | EPSS | EPSS |  |  |  | , | FALSE
HALF MOON BAY 110264293 | EPSS | EPSS | EPSS | [36 empty] | EPSS, | EPSS | EPSS | EPSS, | EPSS | EPSS | EPSS, | EPSS | EPSS |  |  |  | , | FALSE
VALLEJO B 0414CB | EPSS | EPSS | EPSS | [17 empty] | Ground Inspection | [18 empty] | EPSS, | EPSS | EPSS | EPSS, | EPSS | EPSS | EPSS,Ground Inspection, | EPSS Ground Inspection | EPSS Ground Inspection |  |  |  | , | FALSE
LOS OSITOS 2103CB | EPSS | EPSS | EPSS | [16 empty] | Ground Inspection | [10 empty] | Line Sensors | [8 empty] | EPSS,Line Sensors, | EPSS Line Sensors | EPSS Line Sensors | EPSS,Ground Inspection, | EPSS Ground Inspection | EPSS Ground Inspection | EPSS, | EPSS | EPSS |  |  |  | , | FALSE
STELLING 1113LL24 | EPSS | EPSS | EPSS | [17 empty] | Ground Inspection | [18 empty] | EPSS, | EPSS | EPSS | EPSS, | EPSS | EPSS | EPSS,Ground Inspection, | EPSS Ground Inspection | EPSS Ground Inspection |  |  |  | , | FALSE
EL PATIO 1103XR022 | EPSS | EPSS | EPSS | [16 empty] | Ground Inspection | Ground Inspection | [18 empty] | EPSS, | EPSS | EPSS | EPSS,Ground Inspection, | EPSS Ground Inspection | EPSS Ground Inspection | EPSS,Ground Inspection, | EPSS Ground Inspection | EPSS Ground Inspection |  |  |  | , | FALSE
MANTECA 1708878023 | EPSS | EPSS | EPSS | [16 empty] | Ground Inspection | [19 empty] | EPSS, | EPSS | EPSS | EPSS,Ground Inspection, | EPSS Ground Inspection | EPSS Ground Inspection | EPSS, | EPSS | EPSS |  |  |  | , | FALSE
WHISMAN 1102CB | EPSS | EPSS | EPSS | [17 empty] | Ground Inspection | [18 empty] | EPSS, | EPSS | EPSS | EPSS, | EPSS | EPSS | EPSS,Ground Inspection, | EPSS Ground Inspection | EPSS Ground Inspection |  |  |  | , | FALSE
CASTRO VALLEY 1108MR215 | EPSS | EPSS | EPSS | [16 empty] | Ground Inspection | [19 empty] | EPSS, | EPSS | EPSS | EPSS,Ground Inspection, | EPSS Ground Inspection | EPSS Ground Inspection | EPSS, | EPSS | EPSS |  |  |  | , | FALSE
HALF MOON BAY 11039112 | EPSS | EPSS | EPSS | [13 empty] | Aerial Inspection |  | Ground Inspection | [9 empty] | Down Conductor Detection (DCD) |  | Line Sensors | [8 empty] | EPSS,Ground Inspection,Line Sensors, | EPSS Ground Inspection Line Sensors | EPSS Ground Inspection Line Sensors | EPSS,Aerial Inspection,Down Conductor Detection (DCD), | EPSS Aerial Inspection Down Conductor Detection (DCD) | EPSS Aerial Inspection Down Conductor Detection (DCD) | EPSS, | EPSS | EPSS |  |  |  | , | FALSE
VALLEY VIEW 1105P190 | EPSS | EPSS | EPSS | [13 empty] | Aerial Inspection |  | Ground Inspection | [20 empty] | EPSS,Ground Inspection, | EPSS Ground Inspection | EPSS Ground Inspection | EPSS,Aerial Inspection, | EPSS Aerial Inspection | EPSS Aerial Inspection | EPSS, | EPSS | EPSS |  |  |  | , | FALSE
POTRERO PP (A) 11176695 | EPSS | EPSS | EPSS | [15 empty] | Ground Inspection | Ground Inspection | Ground Inspection | [18 empty] | EPSS,Ground Inspection, | EPSS Ground Inspection | EPSS Ground Inspection | EPSS,Ground Inspection, | EPSS Ground Inspection | EPSS Ground Inspection | EPSS,Ground Inspection, | EPSS Ground Inspection | EPSS Ground Inspection |  |  |  | , | FALSE
SAN LEANDRO U 1113MR203 | EPSS | EPSS | EPSS | [16 empty] | Ground Inspection | [19 empty] | EPSS, | EPSS | EPSS | EPSS,Ground Inspection, | EPSS Ground Inspection | EPSS Ground Inspection | EPSS, | EPSS | EPSS |  |  |  | , | FALSE
EVERGREEN 2105XR170 | EPSS | EPSS | EPSS | [16 empty] | Ground Inspection | [19 empty] | EPSS, | EPSS | EPSS | EPSS,Ground Inspection, | EPSS Ground Inspection | EPSS Ground Inspection | EPSS, | EPSS | EPSS |  |  |  | , | FALSE
MISSION (X) 111342336 | EPSS | EPSS | EPSS | [15 empty] | Ground Inspection | [20 empty] | EPSS,Ground Inspection, | EPSS Ground Inspection | EPSS Ground Inspection | EPSS, | EPSS | EPSS | EPSS, | EPSS | EPSS |  |  |  | , | FALSE
DIXON LANDING 2101XR590 | EPSS | EPSS | EPSS | [15 empty] | Ground Inspection |  | Ground Inspection | [18 empty] | EPSS,Ground Inspection, | EPSS Ground Inspection | EPSS Ground Inspection | EPSS, | EPSS | EPSS | EPSS,Ground Inspection, | EPSS Ground Inspection | EPSS Ground Inspection |  |  |  | , | FALSE
DEL MAR 21051270 | EPSS | EPSS | EPSS | [17 empty] | Ground Inspection | [18 empty] | EPSS, | EPSS | EPSS | EPSS, | EPSS | EPSS | EPSS,Ground Inspection, | EPSS Ground Inspection | EPSS Ground Inspection |  |  |  | , | FALSE
SAN LEANDRO U 1114CB | EPSS | EPSS | EPSS | [16 empty] | Ground Inspection | Ground Inspection | [18 empty] | EPSS, | EPSS | EPSS | EPSS,Ground Inspection, | EPSS Ground Inspection | EPSS Ground Inspection | EPSS,Ground Inspection, | EPSS Ground Inspection | EPSS Ground Inspection |  |  |  | , | FALSE
NORTH TOWER 1108CB | EPSS | EPSS | EPSS | [15 empty] | Ground Inspection |  | Ground Inspection | [18 empty] | EPSS,Ground Inspection, | EPSS Ground Inspection | EPSS Ground Inspection | EPSS, | EPSS | EPSS | EPSS,Ground Inspection, | EPSS Ground Inspection | EPSS Ground Inspection |  |  |  | , | FALSE
DUNBAR 1102264 | EPSS | EPSS | EPSS | [24 empty] | Down Conductor Detection (DCD) | [11 empty] | EPSS,Down Conductor Detection (DCD), | EPSS Down Conductor Detection (DCD) | EPSS Down Conductor Detection (DCD) | EPSS, | EPSS | EPSS | EPSS, | EPSS | EPSS |  |  |  | , | FALSE
SALINAS 110624521 | EPSS | EPSS | EPSS | [36 empty] | EPSS, | EPSS | EPSS | EPSS, | EPSS | EPSS | EPSS, | EPSS | EPSS |  |  |  | , | FALSE
COLUMBUS 11094443 | EPSS | EPSS | EPSS | [36 empty] | EPSS, | EPSS | EPSS | EPSS, | EPSS | EPSS | EPSS, | EPSS | EPSS |  |  |  | , | FALSE
ALMADEN 1102XR278 | EPSS | EPSS | EPSS | [16 empty] | Ground Inspection | [19 empty] | EPSS, | EPSS | EPSS | EPSS,Ground Inspection, | EPSS Ground Inspection | EPSS Ground Inspection | EPSS, | EPSS | EPSS |  |  |  | , | FALSE
AIRWAYS 1106CB | EPSS | EPSS | EPSS | [15 empty] | Ground Inspection | Ground Inspection | [19 empty] | EPSS,Ground Inspection, | EPSS Ground Inspection | EPSS Ground Inspection | EPSS,Ground Inspection, | EPSS Ground Inspection | EPSS Ground Inspection | EPSS, | EPSS | EPSS |  |  |  | , | FALSE
YOSEMITE 0401CB | EPSS | EPSS | EPSS | [15 empty] | Ground Inspection | Ground Inspection | [19 empty] | EPSS,Ground Inspection, | EPSS Ground Inspection | EPSS Ground Inspection | EPSS,Ground Inspection, | EPSS Ground Inspection | EPSS Ground Inspection | EPSS, | EPSS | EPSS |  |  |  | , | FALSE
REDWOOD CITY 0409CB | EPSS | EPSS | EPSS | [16 empty] | Ground Inspection | [19 empty] | EPSS, | EPSS | EPSS | EPSS,Ground Inspection, | EPSS Ground Inspection | EPSS Ground Inspection | EPSS, | EPSS | EPSS |  |  |  | , | FALSE
MALAGA 1105CB | EPSS | EPSS | EPSS | [15 empty] | Ground Inspection | Ground Inspection | [19 empty] | EPSS,Ground Inspection, | EPSS Ground Inspection | EPSS Ground Inspection | EPSS,Ground Inspection, | EPSS Ground Inspection | EPSS Ground Inspection | EPSS, | EPSS | EPSS |  |  |  | , | FALSE
EVERGREEN 2103CB | EPSS | EPSS | EPSS | [16 empty] | Ground Inspection | Ground Inspection | [18 empty] | EPSS, | EPSS | EPSS | EPSS,Ground Inspection, | EPSS Ground Inspection | EPSS Ground Inspection | EPSS,Ground Inspection, | EPSS Ground Inspection | EPSS Ground Inspection |  |  |  | , | FALSE
DAVIS 110123072 | EPSS | EPSS | EPSS | [15 empty] | Ground Inspection | [20 empty] | EPSS,Ground Inspection, | EPSS Ground Inspection | EPSS Ground Inspection | EPSS, | EPSS | EPSS | EPSS, | EPSS | EPSS |  |  |  | , | FALSE
LAS POSITAS 2107CB | EPSS | EPSS | EPSS | [15 empty] | Ground Inspection | [20 empty] | EPSS,Ground Inspection, | EPSS Ground Inspection | EPSS Ground Inspection | EPSS, | EPSS | EPSS | EPSS, | EPSS | EPSS |  |  |  | , | FALSE
STOREY 110799922 | EPSS | EPSS | EPSS | [15 empty] | Ground Inspection | [20 empty] | EPSS,Ground Inspection, | EPSS Ground Inspection | EPSS Ground Inspection | EPSS, | EPSS | EPSS | EPSS, | EPSS | EPSS |  |  |  | , | FALSE
SWIFT 2107CB | EPSS | EPSS | EPSS | [16 empty] | Ground Inspection | Ground Inspection | [18 empty] | EPSS, | EPSS | EPSS | EPSS,Ground Inspection, | EPSS Ground Inspection | EPSS Ground Inspection | EPSS,Ground Inspection, | EPSS Ground Inspection | EPSS Ground Inspection |  |  |  | , | FALSE
MT EDEN 1101CB | EPSS | EPSS | EPSS | [17 empty] | Ground Inspection | [18 empty] | EPSS, | EPSS | EPSS | EPSS, | EPSS | EPSS | EPSS,Ground Inspection, | EPSS Ground Inspection | EPSS Ground Inspection |  |  |  | , | FALSE
SANTA MARIA 1108CB | EPSS | EPSS | EPSS | [36 empty] | EPSS, | EPSS | EPSS | EPSS, | EPSS | EPSS | EPSS, | EPSS | EPSS |  |  |  | , | FALSE
CALISTOGA 1101134232 | EPSS | EPSS | EPSS | [13 empty] | Aerial Inspection |  |  | Ground Inspection | Ground Inspection | [18 empty] | EPSS, | EPSS | EPSS | EPSS,Aerial Inspection,Ground Inspection, | EPSS Aerial Inspection Ground Inspection | EPSS Aerial Inspection Ground Inspection | EPSS,Ground Inspection, | EPSS Ground Inspection | EPSS Ground Inspection |  |  |  | , | FALSE
RICHMOND R 1129BR224 | EPSS | EPSS | EPSS | [36 empty] | EPSS, | EPSS | EPSS | EPSS, | EPSS | EPSS | EPSS, | EPSS | EPSS |  |  |  | , | FALSE
WHISMAN 1101CB | EPSS | EPSS | EPSS | [17 empty] | Ground Inspection | [18 empty] | EPSS, | EPSS | EPSS | EPSS, | EPSS | EPSS | EPSS,Ground Inspection, | EPSS Ground Inspection | EPSS Ground Inspection |  |  |  | , | FALSE
MC KEE 1109CB | EPSS | EPSS | EPSS | [36 empty] | EPSS, | EPSS | EPSS | EPSS, | EPSS | EPSS | EPSS, | EPSS | EPSS |  |  |  | , | FALSE
WEEDPATCH 11024106 | EPSS | EPSS | EPSS | [15 empty] | Ground Inspection | [20 empty] | EPSS,Ground Inspection, | EPSS Ground Inspection | EPSS Ground Inspection | EPSS, | EPSS | EPSS | EPSS, | EPSS | EPSS |  |  |  | , | FALSE
MOLINO 11015034 | EPSS | EPSS | EPSS | [27 empty] | Line Sensors | [8 empty] | EPSS,Line Sensors, | EPSS Line Sensors | EPSS Line Sensors | EPSS, | EPSS | EPSS | EPSS, | EPSS | EPSS |  |  |  | , | FALSE
BERKELEY F 1104CB | EPSS | EPSS | EPSS | [16 empty] | Ground Inspection | [19 empty] | EPSS, | EPSS | EPSS | EPSS,Ground Inspection, | EPSS Ground Inspection | EPSS Ground Inspection | EPSS, | EPSS | EPSS |  |  |  | , | FALSE
HUNTERS POINT (P) 110212301 | EPSS | EPSS | EPSS | [15 empty] | Ground Inspection | Ground Inspection | [19 empty] | EPSS,Ground Inspection, | EPSS Ground Inspection | EPSS Ground Inspection | EPSS,Ground Inspection, | EPSS Ground Inspection | EPSS Ground Inspection | EPSS, | EPSS | EPSS |  |  |  | , | FALSE
OAKLAND L 1106CB | EPSS | EPSS | EPSS | [15 empty] | Ground Inspection | [20 empty] | EPSS,Ground Inspection, | EPSS Ground Inspection | EPSS Ground Inspection | EPSS, | EPSS | EPSS | EPSS, | EPSS | EPSS |  |  |  | , | FALSE
SF J 0406CB | EPSS | EPSS | EPSS | [15 empty] | Ground Inspection | [20 empty] | EPSS,Ground Inspection, | EPSS Ground Inspection | EPSS Ground Inspection | EPSS, | EPSS | EPSS | EPSS, | EPSS | EPSS |  |  |  | , | FALSE
CASTROVILLE 210422316 | EPSS | EPSS | EPSS | [16 empty] | Ground Inspection | Ground Inspection | [18 empty] | EPSS, | EPSS | EPSS | EPSS,Ground Inspection, | EPSS Ground Inspection | EPSS Ground Inspection | EPSS,Ground Inspection, | EPSS Ground Inspection | EPSS Ground Inspection |  |  |  | , | FALSE
EAST STOCKTON 110214316 | EPSS | EPSS | EPSS | [16 empty] | Ground Inspection | [19 empty] | EPSS, | EPSS | EPSS | EPSS,Ground Inspection, | EPSS Ground Inspection | EPSS Ground Inspection | EPSS, | EPSS | EPSS |  |  |  | , | FALSE
MT EDEN 1101MR618 | EPSS | EPSS | EPSS | [16 empty] | Ground Inspection | Ground Inspection | [18 empty] | EPSS, | EPSS | EPSS | EPSS,Ground Inspection, | EPSS Ground Inspection | EPSS Ground Inspection | EPSS,Ground Inspection, | EPSS Ground Inspection | EPSS Ground Inspection |  |  |  | , | FALSE
KERN POWER 21052256 | EPSS | EPSS | EPSS | [16 empty] | Ground Inspection | [19 empty] | EPSS, | EPSS | EPSS | EPSS,Ground Inspection, | EPSS Ground Inspection | EPSS Ground Inspection | EPSS, | EPSS | EPSS |  |  |  | , | FALSE
RED BLUFF 1103CB | EPSS | EPSS | EPSS | [13 empty] | Aerial Inspection |  | Ground Inspection | [20 empty] | EPSS,Ground Inspection, | EPSS Ground Inspection | EPSS Ground Inspection | EPSS,Aerial Inspection, | EPSS Aerial Inspection | EPSS Aerial Inspection | EPSS, | EPSS | EPSS |  |  |  | , | FALSE
SOTO 0402CB | EPSS | EPSS | EPSS | [16 empty] | Ground Inspection | Ground Inspection | [18 empty] | EPSS, | EPSS | EPSS | EPSS,Ground Inspection, | EPSS Ground Inspection | EPSS Ground Inspection | EPSS,Ground Inspection, | EPSS Ground Inspection | EPSS Ground Inspection |  |  |  | , | FALSE
WOODWARD 2106CB | EPSS | EPSS | EPSS | [36 empty] | EPSS, | EPSS | EPSS | EPSS, | EPSS | EPSS | EPSS, | EPSS | EPSS |  |  |  | , | FALSE
EL CERRITO G 1113BR120 | EPSS | EPSS | EPSS | [17 empty] | Ground Inspection | [18 empty] | EPSS, | EPSS | EPSS | EPSS, | EPSS | EPSS | EPSS,Ground Inspection, | EPSS Ground Inspection | EPSS Ground Inspection |  |  |  | , | FALSE
SONOMA 1102CB | EPSS | EPSS | EPSS | [36 empty] | EPSS, | EPSS | EPSS | EPSS, | EPSS | EPSS | EPSS, | EPSS | EPSS |  |  |  | , | FALSE
LARKIN (Y) 111012459 | EPSS | EPSS | EPSS | [36 empty] | EPSS, | EPSS | EPSS | EPSS, | EPSS | EPSS | EPSS, | EPSS | EPSS |  |  |  | , | FALSE
NOVATO 1103CB | EPSS | EPSS | EPSS | [36 empty] | EPSS, | EPSS | EPSS | EPSS, | EPSS | EPSS | EPSS, | EPSS | EPSS |  |  |  | , | FALSE
WEST FRESNO 1110CB | EPSS | EPSS | EPSS | [16 empty] | Ground Inspection | [19 empty] | EPSS, | EPSS | EPSS | EPSS,Ground Inspection, | EPSS Ground Inspection | EPSS Ground Inspection | EPSS, | EPSS | EPSS |  |  |  | , | FALSE
SARATOGA 1112XR140 | EPSS | EPSS | EPSS | [15 empty] | Ground Inspection | Ground Inspection | [19 empty] | EPSS,Ground Inspection, | EPSS Ground Inspection | EPSS Ground Inspection | EPSS,Ground Inspection, | EPSS Ground Inspection | EPSS Ground Inspection | EPSS, | EPSS | EPSS |  |  |  | , | FALSE
SWIFT 2106918614 | EPSS | EPSS | EPSS | [16 empty] | Ground Inspection | [19 empty] | EPSS, | EPSS | EPSS | EPSS,Ground Inspection, | EPSS Ground Inspection | EPSS Ground Inspection | EPSS, | EPSS | EPSS |  |  |  | , | FALSE
MEADOW LANE 2108PH401/2 | EPSS | EPSS | EPSS | [15 empty] | Ground Inspection | [20 empty] | EPSS,Ground Inspection, | EPSS Ground Inspection | EPSS Ground Inspection | EPSS, | EPSS | EPSS | EPSS, | EPSS | EPSS |  |  |  | , | FALSE
BULLARD 110133906 | EPSS | EPSS | EPSS | [15 empty] | Ground Inspection |  | Ground Inspection | [18 empty] | EPSS,Ground Inspection, | EPSS Ground Inspection | EPSS Ground Inspection | EPSS, | EPSS | EPSS | EPSS,Ground Inspection, | EPSS Ground Inspection | EPSS Ground Inspection |  |  |  | , | FALSE
NEWARK 12KV 1107CB | EPSS | EPSS | EPSS | [15 empty] | Ground Inspection | Ground Inspection | Ground Inspection | [18 empty] | EPSS,Ground Inspection, | EPSS Ground Inspection | EPSS Ground Inspection | EPSS,Ground Inspection, | EPSS Ground Inspection | EPSS Ground Inspection | EPSS,Ground Inspection, | EPSS Ground Inspection | EPSS Ground Inspection |  |  |  | , | FALSE
SALMON CREEK 1101460 | EPSS | EPSS | EPSS | [15 empty] | Ground Inspection | [20 empty] | EPSS,Ground Inspection, | EPSS Ground Inspection | EPSS Ground Inspection | EPSS, | EPSS | EPSS | EPSS, | EPSS | EPSS |  |  |  | , | FALSE
BERKELEY F 1105BR100 | EPSS | EPSS | EPSS | [16 empty] | Ground Inspection | Ground Inspection | [18 empty] | EPSS, | EPSS | EPSS | EPSS,Ground Inspection, | EPSS Ground Inspection | EPSS Ground Inspection | EPSS,Ground Inspection, | EPSS Ground Inspection | EPSS Ground Inspection |  |  |  | , | FALSE
SALINAS 110322382 | EPSS | EPSS | EPSS | [17 empty] | Ground Inspection | [18 empty] | EPSS, | EPSS | EPSS | EPSS, | EPSS | EPSS | EPSS,Ground Inspection, | EPSS Ground Inspection | EPSS Ground Inspection |  |  |  | , | FALSE
NOTRE DAME 1104937710 | EPSS | EPSS | EPSS | [13 empty] | Aerial Inspection |  | Ground Inspection | [20 empty] | EPSS,Ground Inspection, | EPSS Ground Inspection | EPSS Ground Inspection | EPSS,Aerial Inspection, | EPSS Aerial Inspection | EPSS Aerial Inspection | EPSS, | EPSS | EPSS |  |  |  | , | FALSE
OAKLAND X 1112CR116 | EPSS | EPSS | EPSS | [15 empty] | Ground Inspection | [20 empty] | EPSS,Ground Inspection, | EPSS Ground Inspection | EPSS Ground Inspection | EPSS, | EPSS | EPSS | EPSS, | EPSS | EPSS |  |  |  | , | FALSE
LINCOLN 2108CB | EPSS | EPSS | EPSS | [17 empty] | Ground Inspection | [18 empty] | EPSS, | EPSS | EPSS | EPSS, | EPSS | EPSS | EPSS,Ground Inspection, | EPSS Ground Inspection | EPSS Ground Inspection |  |  |  | , | FALSE
SONOMA 11053742 | EPSS | EPSS | EPSS | [17 empty] | Ground Inspection | [18 empty] | EPSS, | EPSS | EPSS | EPSS, | EPSS | EPSS | EPSS,Ground Inspection, | EPSS Ground Inspection | EPSS Ground Inspection |  |  |  | , | FALSE
OAKLAND C 1109CR142 | EPSS | EPSS | EPSS | [16 empty] | Ground Inspection | Ground Inspection | [18 empty] | EPSS, | EPSS | EPSS | EPSS,Ground Inspection, | EPSS Ground Inspection | EPSS Ground Inspection | EPSS,Ground Inspection, | EPSS Ground Inspection | EPSS Ground Inspection |  |  |  | , | FALSE
ASHLAN AVE 1104R3310 | EPSS | EPSS | EPSS | [36 empty] | EPSS, | EPSS | EPSS | EPSS, | EPSS | EPSS | EPSS, | EPSS | EPSS |  |  |  | , | FALSE
WOLFE 1105CB | EPSS | EPSS | EPSS | [15 empty] | Ground Inspection | [20 empty] | EPSS,Ground Inspection, | EPSS Ground Inspection | EPSS Ground Inspection | EPSS, | EPSS | EPSS | EPSS, | EPSS | EPSS |  |  |  | , | FALSE
PAUL SWEET 210793260 | EPSS | EPSS | EPSS | [16 empty] | Ground Inspection | Ground Inspection | [18 empty] | EPSS, | EPSS | EPSS | EPSS,Ground Inspection, | EPSS Ground Inspection | EPSS Ground Inspection | EPSS,Ground Inspection, | EPSS Ground Inspection | EPSS Ground Inspection |  |  |  | , | FALSE
BAY MEADOWS 11049124 | EPSS | EPSS | EPSS | [36 empty] | EPSS, | EPSS | EPSS | EPSS, | EPSS | EPSS | EPSS, | EPSS | EPSS |  |  |  | , | FALSE
BULLARD 110182586 | EPSS | EPSS | EPSS | [15 empty] | Ground Inspection |  | Ground Inspection | [18 empty] | EPSS,Ground Inspection, | EPSS Ground Inspection | EPSS Ground Inspection | EPSS, | EPSS | EPSS | EPSS,Ground Inspection, | EPSS Ground Inspection | EPSS Ground Inspection |  |  |  | , | FALSE
OAKLAND C 1119CR286 | EPSS | EPSS | EPSS | [16 empty] | Ground Inspection | [19 empty] | EPSS, | EPSS | EPSS | EPSS,Ground Inspection, | EPSS Ground Inspection | EPSS Ground Inspection | EPSS, | EPSS | EPSS |  |  |  | , | FALSE
BAY MEADOWS 1105265162 | EPSS | EPSS | EPSS | [15 empty] | Ground Inspection | [20 empty] | EPSS,Ground Inspection, | EPSS Ground Inspection | EPSS Ground Inspection | EPSS, | EPSS | EPSS | EPSS, | EPSS | EPSS |  |  |  | , | FALSE
AIRWAYS 1103R2030 | EPSS | EPSS | EPSS | [15 empty] | Ground Inspection | Ground Inspection | [19 empty] | EPSS,Ground Inspection, | EPSS Ground Inspection | EPSS Ground Inspection | EPSS,Ground Inspection, | EPSS Ground Inspection | EPSS Ground Inspection | EPSS, | EPSS | EPSS |  |  |  | , | FALSE
FORT BRAGG A 1103CB | EPSS | EPSS | EPSS | [13 empty] | Aerial Inspection | Aerial Inspection | Ground Inspection | Ground Inspection | [19 empty] | EPSS,Ground Inspection, | EPSS Ground Inspection | EPSS Ground Inspection | EPSS,Aerial Inspection,Ground Inspection, | EPSS Aerial Inspection Ground Inspection | EPSS Aerial Inspection Ground Inspection | EPSS,Aerial Inspection, | EPSS Aerial Inspection | EPSS Aerial Inspection |  |  |  | , | FALSE
TRINIDAD 1101495696 | EPSS | EPSS | EPSS | [15 empty] | Ground Inspection | [20 empty] | EPSS,Ground Inspection, | EPSS Ground Inspection | EPSS Ground Inspection | EPSS, | EPSS | EPSS | EPSS, | EPSS | EPSS |  |  |  | , | FALSE
DUNBAR 1101835658 | EPSS | EPSS | EPSS | [17 empty] | Ground Inspection | [18 empty] | EPSS, | EPSS | EPSS | EPSS, | EPSS | EPSS | EPSS,Ground Inspection, | EPSS Ground Inspection | EPSS Ground Inspection |  |  |  | , | FALSE
WILLOWS A 1104CB | EPSS | EPSS | EPSS | [36 empty] | EPSS, | EPSS | EPSS | EPSS, | EPSS | EPSS | EPSS, | EPSS | EPSS |  |  |  | , | FALSE
FAIRWAY 1106CB | EPSS | EPSS | EPSS | [36 empty] | EPSS, | EPSS | EPSS | EPSS, | EPSS | EPSS | EPSS, | EPSS | EPSS |  |  |  | , | FALSE
EL PATIO 110447296 | EPSS | EPSS | EPSS | [16 empty] | Ground Inspection | [19 empty] | EPSS, | EPSS | EPSS | EPSS,Ground Inspection, | EPSS Ground Inspection | EPSS Ground Inspection | EPSS, | EPSS | EPSS |  |  |  | , | FALSE
ARBUCKLE 1102247832 | EPSS | EPSS | EPSS | [36 empty] | EPSS, | EPSS | EPSS | EPSS, | EPSS | EPSS | EPSS, | EPSS | EPSS |  |  |  | , | FALSE
JARVIS 1103MR245 | EPSS | EPSS | EPSS | [36 empty] | EPSS, | EPSS | EPSS | EPSS, | EPSS | EPSS | EPSS, | EPSS | EPSS |  |  |  | , | FALSE
VASONA 110548314 | EPSS | EPSS | EPSS | [15 empty] | Ground Inspection | Ground Inspection | [19 empty] | EPSS,Ground Inspection, | EPSS Ground Inspection | EPSS Ground Inspection | EPSS,Ground Inspection, | EPSS Ground Inspection | EPSS Ground Inspection | EPSS, | EPSS | EPSS |  |  |  | , | FALSE
HICKS 2111255740 | EPSS | EPSS | EPSS | [17 empty] | Ground Inspection | [18 empty] | EPSS, | EPSS | EPSS | EPSS, | EPSS | EPSS | EPSS,Ground Inspection, | EPSS Ground Inspection | EPSS Ground Inspection |  |  |  | , | FALSE
ANDERSON 11029792 | EPSS | EPSS | EPSS | [36 empty] | EPSS, | EPSS | EPSS | EPSS, | EPSS | EPSS | EPSS, | EPSS | EPSS |  |  |  | , | FALSE
OAKLAND X 1103CB | EPSS | EPSS | EPSS | [15 empty] | Ground Inspection |  | Ground Inspection | [18 empty] | EPSS,Ground Inspection, | EPSS Ground Inspection | EPSS Ground Inspection | EPSS, | EPSS | EPSS | EPSS,Ground Inspection, | EPSS Ground Inspection | EPSS Ground Inspection |  |  |  | , | FALSE
RINCON 1102644 | EPSS | EPSS | EPSS | [13 empty] | Aerial Inspection |  | Ground Inspection | Ground Inspection | [8 empty] | Down Conductor Detection (DCD) | [10 empty] | EPSS,Ground Inspection, | EPSS Ground Inspection | EPSS Ground Inspection | EPSS,Aerial Inspection,Ground Inspection,Down Conductor Detection (DCD), | EPSS Aerial Inspection Ground Inspection Down Conductor Detection (DCD) | EPSS Aerial Inspection Ground Inspection Down Conductor Detection (DCD) | EPSS, | EPSS | EPSS |  |  |  | , | FALSE
MANTECA 170636142 | EPSS | EPSS | EPSS | [36 empty] | EPSS, | EPSS | EPSS | EPSS, | EPSS | EPSS | EPSS, | EPSS | EPSS |  |  |  | , | FALSE
18TH STREET 0402CB | EPSS | EPSS | EPSS | [36 empty] | EPSS, | EPSS | EPSS | EPSS, | EPSS | EPSS | EPSS, | EPSS | EPSS |  |  |  | , | FALSE
LOGAN CREEK 210137352 | EPSS | EPSS | EPSS | [16 empty] | Ground Inspection | [19 empty] | EPSS, | EPSS | EPSS | EPSS,Ground Inspection, | EPSS Ground Inspection | EPSS Ground Inspection | EPSS, | EPSS | EPSS |  |  |  | , | FALSE
COTATI 110257108 | EPSS | EPSS | EPSS | [16 empty] | Ground Inspection | [10 empty] | Line Sensors | [8 empty] | EPSS,Line Sensors, | EPSS Line Sensors | EPSS Line Sensors | EPSS,Ground Inspection, | EPSS Ground Inspection | EPSS Ground Inspection | EPSS, | EPSS | EPSS |  |  |  | , | FALSE
KERN POWER 2105CB | EPSS | EPSS | EPSS | [16 empty] | Ground Inspection | [19 empty] | EPSS, | EPSS | EPSS | EPSS,Ground Inspection, | EPSS Ground Inspection | EPSS Ground Inspection | EPSS, | EPSS | EPSS |  |  |  | , | FALSE
SAN RAFAEL 11023997 | EPSS | EPSS | EPSS | [16 empty] | Ground Inspection | [19 empty] | EPSS, | EPSS | EPSS | EPSS,Ground Inspection, | EPSS Ground Inspection | EPSS Ground Inspection | EPSS, | EPSS | EPSS |  |  |  | , | FALSE
LAS POSITAS 2107MR199 | EPSS | EPSS | EPSS | [13 empty] | Aerial Inspection |  | Ground Inspection | [20 empty] | EPSS,Ground Inspection, | EPSS Ground Inspection | EPSS Ground Inspection | EPSS,Aerial Inspection, | EPSS Aerial Inspection | EPSS Aerial Inspection | EPSS, | EPSS | EPSS |  |  |  | , | FALSE
VIERRA 1702593096 | EPSS | EPSS | EPSS | [15 empty] | Ground Inspection | [20 empty] | EPSS,Ground Inspection, | EPSS Ground Inspection | EPSS Ground Inspection | EPSS, | EPSS | EPSS | EPSS, | EPSS | EPSS |  |  |  | , | FALSE
NEWARK 12KV 110792040 | EPSS | EPSS | EPSS | [17 empty] | Ground Inspection | [18 empty] | EPSS, | EPSS | EPSS | EPSS, | EPSS | EPSS | EPSS,Ground Inspection, | EPSS Ground Inspection | EPSS Ground Inspection |  |  |  | , | FALSE
WHISMAN 1106CB | EPSS | EPSS | EPSS | [17 empty] | Ground Inspection | [18 empty] | EPSS, | EPSS | EPSS | EPSS, | EPSS | EPSS | EPSS,Ground Inspection, | EPSS Ground Inspection | EPSS Ground Inspection |  |  |  | , | FALSE
EL CERRITO G 1103BR124 | EPSS | EPSS | EPSS | [16 empty] | Ground Inspection | Ground Inspection | [18 empty] | EPSS, | EPSS | EPSS | EPSS,Ground Inspection, | EPSS Ground Inspection | EPSS Ground Inspection | EPSS,Ground Inspection, | EPSS Ground Inspection | EPSS Ground Inspection |  |  |  | , | FALSE
MABURY 1104286586 | EPSS | EPSS | EPSS | [17 empty] | Ground Inspection | [18 empty] | EPSS, | EPSS | EPSS | EPSS, | EPSS | EPSS | EPSS,Ground Inspection, | EPSS Ground Inspection | EPSS Ground Inspection |  |  |  | , | FALSE
EVERGREEN 2105XR094 | EPSS | EPSS | EPSS | [16 empty] | Ground Inspection | [19 empty] | EPSS, | EPSS | EPSS | EPSS,Ground Inspection, | EPSS Ground Inspection | EPSS Ground Inspection | EPSS, | EPSS | EPSS |  |  |  | , | FALSE
OAKLAND J 1118CR134 | EPSS | EPSS | EPSS | [36 empty] | EPSS, | EPSS | EPSS | EPSS, | EPSS | EPSS | EPSS, | EPSS | EPSS |  |  |  | , | FALSE
BELL 1108CB | EPSS | EPSS | EPSS | [36 empty] | EPSS, | EPSS | EPSS | EPSS, | EPSS | EPSS | EPSS, | EPSS | EPSS |  |  |  | , | FALSE
MT EDEN 1112MR246 | EPSS | EPSS | EPSS | [17 empty] | Ground Inspection | [18 empty] | EPSS, | EPSS | EPSS | EPSS, | EPSS | EPSS | EPSS,Ground Inspection, | EPSS Ground Inspection | EPSS Ground Inspection |  |  |  | , | FALSE
NAPA 1106CB | EPSS | EPSS | EPSS | [15 empty] | Ground Inspection | [20 empty] | EPSS,Ground Inspection, | EPSS Ground Inspection | EPSS Ground Inspection | EPSS, | EPSS | EPSS | EPSS, | EPSS | EPSS |  |  |  | , | FALSE
STELLING 1109CB | EPSS | EPSS | EPSS | [15 empty] | Ground Inspection | [20 empty] | EPSS,Ground Inspection, | EPSS Ground Inspection | EPSS Ground Inspection | EPSS, | EPSS | EPSS | EPSS, | EPSS | EPSS |  |  |  | , | FALSE
SONOMA 1105CB | EPSS | EPSS | EPSS | [17 empty] | Ground Inspection | [18 empty] | EPSS, | EPSS | EPSS | EPSS, | EPSS | EPSS | EPSS,Ground Inspection, | EPSS Ground Inspection | EPSS Ground Inspection |  |  |  | , | FALSE
ERTA 04045308 | EPSS | EPSS | EPSS | [17 empty] | Ground Inspection | [18 empty] | EPSS, | EPSS | EPSS | EPSS, | EPSS | EPSS | EPSS,Ground Inspection, | EPSS Ground Inspection | EPSS Ground Inspection |  |  |  | , | FALSE
BORDEN 110285930 | EPSS | EPSS | EPSS | [15 empty] | Ground Inspection |  | Ground Inspection | [18 empty] | EPSS,Ground Inspection, | EPSS Ground Inspection | EPSS Ground Inspection | EPSS, | EPSS | EPSS | EPSS,Ground Inspection, | EPSS Ground Inspection | EPSS Ground Inspection |  |  |  | , | FALSE
PACIFIC GROVE 0423CB | EPSS | EPSS | EPSS | [16 empty] | Ground Inspection | [19 empty] | EPSS, | EPSS | EPSS | EPSS,Ground Inspection, | EPSS Ground Inspection | EPSS Ground Inspection | EPSS, | EPSS | EPSS |  |  |  | , | FALSE
DALY CITY 110457240 | EPSS | EPSS | EPSS | [16 empty] | Ground Inspection | [19 empty] | EPSS, | EPSS | EPSS | EPSS,Ground Inspection, | EPSS Ground Inspection | EPSS Ground Inspection | EPSS, | EPSS | EPSS |  |  |  | , | FALSE
GLENWOOD 110280757 | EPSS | EPSS | EPSS | [16 empty] | Ground Inspection | Ground Inspection | [18 empty] | EPSS, | EPSS | EPSS | EPSS,Ground Inspection, | EPSS Ground Inspection | EPSS Ground Inspection | EPSS,Ground Inspection, | EPSS Ground Inspection | EPSS Ground Inspection |  |  |  | , | FALSE
POTRERO PP (A) 1116CB | EPSS | EPSS | EPSS | [15 empty] | Ground Inspection | [20 empty] | EPSS,Ground Inspection, | EPSS Ground Inspection | EPSS Ground Inspection | EPSS, | EPSS | EPSS | EPSS, | EPSS | EPSS |  |  |  | , | FALSE
SUISUN 1108CB | EPSS | EPSS | EPSS | [17 empty] | Ground Inspection | [18 empty] | EPSS, | EPSS | EPSS | EPSS, | EPSS | EPSS | EPSS,Ground Inspection, | EPSS Ground Inspection | EPSS Ground Inspection |  |  |  | , | FALSE
ARCATA 11211206 | EPSS | EPSS | EPSS | [17 empty] | Ground Inspection | [18 empty] | EPSS, | EPSS | EPSS | EPSS, | EPSS | EPSS | EPSS,Ground Inspection, | EPSS Ground Inspection | EPSS Ground Inspection |  |  |  | , | FALSE
STONE 1110CB | EPSS | EPSS | EPSS | [16 empty] | Ground Inspection | Ground Inspection | [18 empty] | EPSS, | EPSS | EPSS | EPSS,Ground Inspection, | EPSS Ground Inspection | EPSS Ground Inspection | EPSS,Ground Inspection, | EPSS Ground Inspection | EPSS Ground Inspection |  |  |  | , | FALSE
GRANT 1107CB | EPSS | EPSS | EPSS | [16 empty] | Ground Inspection | [19 empty] | EPSS, | EPSS | EPSS | EPSS,Ground Inspection, | EPSS Ground Inspection | EPSS Ground Inspection | EPSS, | EPSS | EPSS |  |  |  | , | FALSE
ATWATER 1104CB | EPSS | EPSS | EPSS | [16 empty] | Ground Inspection | [19 empty] | EPSS, | EPSS | EPSS | EPSS,Ground Inspection, | EPSS Ground Inspection | EPSS Ground Inspection | EPSS, | EPSS | EPSS |  |  |  | , | FALSE
PAUL SWEET 210737234 | EPSS | EPSS | EPSS | [36 empty] | EPSS, | EPSS | EPSS | EPSS, | EPSS | EPSS | EPSS, | EPSS | EPSS |  |  |  | , | FALSE
LAS POSITAS 2106MR149 | EPSS | EPSS | EPSS | [15 empty] | Ground Inspection | [20 empty] | EPSS,Ground Inspection, | EPSS Ground Inspection | EPSS Ground Inspection | EPSS, | EPSS | EPSS | EPSS, | EPSS | EPSS |  |  |  | , | FALSE
STONE 110141435 | EPSS | EPSS | EPSS | [16 empty] | Ground Inspection | Ground Inspection | [18 empty] | EPSS, | EPSS | EPSS | EPSS,Ground Inspection, | EPSS Ground Inspection | EPSS Ground Inspection | EPSS,Ground Inspection, | EPSS Ground Inspection | EPSS Ground Inspection |  |  |  | , | FALSE
SAN JOSE B 1110XR306 | EPSS | EPSS | EPSS | [17 empty] | Ground Inspection | [18 empty] | EPSS, | EPSS | EPSS | EPSS, | EPSS | EPSS | EPSS,Ground Inspection, | EPSS Ground Inspection | EPSS Ground Inspection |  |  |  | , | FALSE
SAN LEANDRO U 1104CB | EPSS | EPSS | EPSS | [16 empty] | Ground Inspection | [19 empty] | EPSS, | EPSS | EPSS | EPSS,Ground Inspection, | EPSS Ground Inspection | EPSS Ground Inspection | EPSS, | EPSS | EPSS |  |  |  | , | FALSE
TIDEWATER 210447828 | EPSS | EPSS | EPSS | [15 empty] | Ground Inspection | [20 empty] | EPSS,Ground Inspection, | EPSS Ground Inspection | EPSS Ground Inspection | EPSS, | EPSS | EPSS | EPSS, | EPSS | EPSS |  |  |  | , | FALSE
LAKEWOOD 2111CB | EPSS | EPSS | EPSS | [36 empty] | EPSS, | EPSS | EPSS | EPSS, | EPSS | EPSS | EPSS, | EPSS | EPSS |  |  |  | , | FALSE
OAKLAND D 1133CB | EPSS | EPSS | EPSS | [15 empty] | Ground Inspection | [20 empty] | EPSS,Ground Inspection, | EPSS Ground Inspection | EPSS Ground Inspection | EPSS, | EPSS | EPSS | EPSS, | EPSS | EPSS |  |  |  | , | FALSE
STELLING 1112CB | EPSS | EPSS | EPSS | [36 empty] | EPSS, | EPSS | EPSS | EPSS, | EPSS | EPSS | EPSS, | EPSS | EPSS |  |  |  | , | FALSE
MT EDEN 1111CB | EPSS | EPSS | EPSS | [16 empty] | Ground Inspection | Ground Inspection | [18 empty] | EPSS, | EPSS | EPSS | EPSS,Ground Inspection, | EPSS Ground Inspection | EPSS Ground Inspection | EPSS,Ground Inspection, | EPSS Ground Inspection | EPSS Ground Inspection |  |  |  | , | FALSE
SHEPHERD 2109CB | EPSS | EPSS | EPSS | [15 empty] | Ground Inspection | [20 empty] | EPSS,Ground Inspection, | EPSS Ground Inspection | EPSS Ground Inspection | EPSS, | EPSS | EPSS | EPSS, | EPSS | EPSS |  |  |  | , | FALSE
EL CERRITO G 1112807878 | EPSS | EPSS | EPSS | [36 empty] | EPSS, | EPSS | EPSS | EPSS, | EPSS | EPSS | EPSS, | EPSS | EPSS |  |  |  | , | FALSE
SUISUN 1109CB | EPSS | EPSS | EPSS | [17 empty] | Ground Inspection | [18 empty] | EPSS, | EPSS | EPSS | EPSS, | EPSS | EPSS | EPSS,Ground Inspection, | EPSS Ground Inspection | EPSS Ground Inspection |  |  |  | , | FALSE
LAKEVILLE 1102280 | EPSS | EPSS | EPSS | [13 empty] | Aerial Inspection |  | Ground Inspection | [20 empty] | EPSS,Ground Inspection, | EPSS Ground Inspection | EPSS Ground Inspection | EPSS,Aerial Inspection, | EPSS Aerial Inspection | EPSS Aerial Inspection | EPSS, | EPSS | EPSS |  |  |  | , | FALSE
TIDEWATER 210487978 | EPSS | EPSS | EPSS | [15 empty] | Ground Inspection | [20 empty] | EPSS,Ground Inspection, | EPSS Ground Inspection | EPSS Ground Inspection | EPSS, | EPSS | EPSS | EPSS, | EPSS | EPSS |  |  |  | , | FALSE
VASONA 1101LC56 | EPSS | EPSS | EPSS | [15 empty] | Ground Inspection | Ground Inspection | [19 empty] | EPSS,Ground Inspection, | EPSS Ground Inspection | EPSS Ground Inspection | EPSS,Ground Inspection, | EPSS Ground Inspection | EPSS Ground Inspection | EPSS, | EPSS | EPSS |  |  |  | , | FALSE
RIVERBANK 1716412688 | EPSS | EPSS | EPSS | [36 empty] | EPSS, | EPSS | EPSS | EPSS, | EPSS | EPSS | EPSS, | EPSS | EPSS |  |  |  | , | FALSE
BRITTON 1108CB | EPSS | EPSS | EPSS | [36 empty] | EPSS, | EPSS | EPSS | EPSS, | EPSS | EPSS | EPSS, | EPSS | EPSS |  |  |  | , | FALSE
LAKEWOOD 2224W544R | EPSS | EPSS | EPSS | [16 empty] | Ground Inspection | Ground Inspection | [18 empty] | EPSS, | EPSS | EPSS | EPSS,Ground Inspection, | EPSS Ground Inspection | EPSS Ground Inspection | EPSS,Ground Inspection, | EPSS Ground Inspection | EPSS Ground Inspection |  |  |  | , | FALSE
STONE 1108CB | EPSS | EPSS | EPSS | [16 empty] | Ground Inspection | Ground Inspection | [18 empty] | EPSS, | EPSS | EPSS | EPSS,Ground Inspection, | EPSS Ground Inspection | EPSS Ground Inspection | EPSS,Ground Inspection, | EPSS Ground Inspection | EPSS Ground Inspection |  |  |  | , | FALSE
SANTA ROSA A 1109CB | EPSS | EPSS | EPSS | [17 empty] | Ground Inspection | [18 empty] | EPSS, | EPSS | EPSS | EPSS, | EPSS | EPSS | EPSS,Ground Inspection, | EPSS Ground Inspection | EPSS Ground Inspection |  |  |  | , | FALSE
SAUSALITO 11011270 | EPSS | EPSS | EPSS | [16 empty] | Ground Inspection | Ground Inspection | [18 empty] | EPSS, | EPSS | EPSS | EPSS,Ground Inspection, | EPSS Ground Inspection | EPSS Ground Inspection | EPSS,Ground Inspection, | EPSS Ground Inspection | EPSS Ground Inspection |  |  |  | , | FALSE
MERCED 21027050 | EPSS | EPSS | EPSS | [15 empty] | Ground Inspection |  | Ground Inspection | [18 empty] | EPSS,Ground Inspection, | EPSS Ground Inspection | EPSS Ground Inspection | EPSS, | EPSS | EPSS | EPSS,Ground Inspection, | EPSS Ground Inspection | EPSS Ground Inspection |  |  |  | , | FALSE
SAN CARLOS 0405CB | EPSS | EPSS | EPSS | [16 empty] | Ground Inspection | [19 empty] | EPSS, | EPSS | EPSS | EPSS,Ground Inspection, | EPSS Ground Inspection | EPSS Ground Inspection | EPSS, | EPSS | EPSS |  |  |  | , | FALSE
WOODLAND 110722312 | EPSS | EPSS | EPSS | [36 empty] | EPSS, | EPSS | EPSS | EPSS, | EPSS | EPSS | EPSS, | EPSS | EPSS |  |  |  | , | FALSE
CALISTOGA 1101959538 | EPSS | EPSS | EPSS | [16 empty] | Ground Inspection | [19 empty] | EPSS, | EPSS | EPSS | EPSS,Ground Inspection, | EPSS Ground Inspection | EPSS Ground Inspection | EPSS, | EPSS | EPSS |  |  |  | , | FALSE
GRANT 110281924 | EPSS | EPSS | EPSS | [16 empty] | Ground Inspection | [19 empty] | EPSS, | EPSS | EPSS | EPSS,Ground Inspection, | EPSS Ground Inspection | EPSS Ground Inspection | EPSS, | EPSS | EPSS |  |  |  | , | FALSE
KIRKER 2105A536R | EPSS | EPSS | EPSS | [16 empty] | Ground Inspection | [19 empty] | EPSS, | EPSS | EPSS | EPSS,Ground Inspection, | EPSS Ground Inspection | EPSS Ground Inspection | EPSS, | EPSS | EPSS |  |  |  | , | FALSE
LARKIN (Y) 1107907142 | EPSS | EPSS | EPSS | [36 empty] | EPSS, | EPSS | EPSS | EPSS, | EPSS | EPSS | EPSS, | EPSS | EPSS |  |  |  | , | FALSE
CORONA 1103CB | EPSS | EPSS | EPSS | [15 empty] | Ground Inspection | [20 empty] | EPSS,Ground Inspection, | EPSS Ground Inspection | EPSS Ground Inspection | EPSS, | EPSS | EPSS | EPSS, | EPSS | EPSS |  |  |  | , | FALSE
HILLSDALE 040485812 | EPSS | EPSS | EPSS | [13 empty] | Aerial Inspection |  | Ground Inspection | [20 empty] | EPSS,Ground Inspection, | EPSS Ground Inspection | EPSS Ground Inspection | EPSS,Aerial Inspection, | EPSS Aerial Inspection | EPSS Aerial Inspection | EPSS, | EPSS | EPSS |  |  |  | , | FALSE
EAST GRAND 110776054 | EPSS | EPSS | EPSS | [36 empty] | EPSS, | EPSS | EPSS | EPSS, | EPSS | EPSS | EPSS, | EPSS | EPSS |  |  |  | , | FALSE
EL CERRITO G 1104CB | EPSS | EPSS | EPSS | [16 empty] | Ground Inspection | Ground Inspection | [18 empty] | EPSS, | EPSS | EPSS | EPSS,Ground Inspection, | EPSS Ground Inspection | EPSS Ground Inspection | EPSS,Ground Inspection, | EPSS Ground Inspection | EPSS Ground Inspection |  |  |  | , | FALSE
BUELLTON 1101Y34 | EPSS | EPSS | EPSS | [17 empty] | Ground Inspection | [18 empty] | EPSS, | EPSS | EPSS | EPSS, | EPSS | EPSS | EPSS,Ground Inspection, | EPSS Ground Inspection | EPSS Ground Inspection |  |  |  | , | FALSE
PEABODY 210218112 | EPSS | EPSS | EPSS | [36 empty] | EPSS, | EPSS | EPSS | EPSS, | EPSS | EPSS | EPSS, | EPSS | EPSS |  |  |  | , | FALSE
SONOMA 1104CB | EPSS | EPSS | EPSS | [36 empty] | EPSS, | EPSS | EPSS | EPSS, | EPSS | EPSS | EPSS, | EPSS | EPSS |  |  |  | , | FALSE
HAMMER 1108CB | EPSS | EPSS | EPSS | [16 empty] | Ground Inspection | [19 empty] | EPSS, | EPSS | EPSS | EPSS,Ground Inspection, | EPSS Ground Inspection | EPSS Ground Inspection | EPSS, | EPSS | EPSS |  |  |  | , | FALSE
MOUNTAIN VIEW 1110CB | EPSS | EPSS | EPSS | [17 empty] | Ground Inspection | [18 empty] | EPSS, | EPSS | EPSS | EPSS, | EPSS | EPSS | EPSS,Ground Inspection, | EPSS Ground Inspection | EPSS Ground Inspection |  |  |  | , | FALSE
BRITTON 1109CB | EPSS | EPSS | EPSS | [36 empty] | EPSS, | EPSS | EPSS | EPSS, | EPSS | EPSS | EPSS, | EPSS | EPSS |  |  |  | , | FALSE
SAN JOSE B 1109CB | EPSS | EPSS | EPSS | [17 empty] | Ground Inspection | [18 empty] | EPSS, | EPSS | EPSS | EPSS, | EPSS | EPSS | EPSS,Ground Inspection, | EPSS Ground Inspection | EPSS Ground Inspection |  |  |  | , | FALSE
TAFT 1104CB | EPSS | EPSS | EPSS | [17 empty] | Ground Inspection | [18 empty] | EPSS, | EPSS | EPSS | EPSS, | EPSS | EPSS | EPSS,Ground Inspection, | EPSS Ground Inspection | EPSS Ground Inspection |  |  |  | , | FALSE
MC KEE 1108CB | EPSS | EPSS | EPSS | [36 empty] | EPSS, | EPSS | EPSS | EPSS, | EPSS | EPSS | EPSS, | EPSS | EPSS |  |  |  | , | FALSE
SF G 1102207276 | EPSS | EPSS | EPSS | [36 empty] | EPSS, | EPSS | EPSS | EPSS, | EPSS | EPSS | EPSS, | EPSS | EPSS |  |  |  | , | FALSE
RINCON 1102666 | EPSS | EPSS | EPSS | [16 empty] | Ground Inspection | [8 empty] | Down Conductor Detection (DCD) | [10 empty] | EPSS, | EPSS | EPSS | EPSS,Ground Inspection,Down Conductor Detection (DCD), | EPSS Ground Inspection Down Conductor Detection (DCD) | EPSS Ground Inspection Down Conductor Detection (DCD) | EPSS, | EPSS | EPSS |  |  |  | , | FALSE
MERCED 21017220 | EPSS | EPSS | EPSS | [15 empty] | Ground Inspection |  | Ground Inspection | [18 empty] | EPSS,Ground Inspection, | EPSS Ground Inspection | EPSS Ground Inspection | EPSS, | EPSS | EPSS | EPSS,Ground Inspection, | EPSS Ground Inspection | EPSS Ground Inspection |  |  |  | , | FALSE
SAN RAFAEL 11025615 | EPSS | EPSS | EPSS | [16 empty] | Ground Inspection | [19 empty] | EPSS, | EPSS | EPSS | EPSS,Ground Inspection, | EPSS Ground Inspection | EPSS Ground Inspection | EPSS, | EPSS | EPSS |  |  |  | , | FALSE
DALY CITY 110289878 | EPSS | EPSS | EPSS | [16 empty] | Ground Inspection | [19 empty] | EPSS, | EPSS | EPSS | EPSS,Ground Inspection, | EPSS Ground Inspection | EPSS Ground Inspection | EPSS, | EPSS | EPSS |  |  |  | , | FALSE
PUEBLO 210182742 | EPSS | EPSS | EPSS | [16 empty] | Ground Inspection | [19 empty] | EPSS, | EPSS | EPSS | EPSS,Ground Inspection, | EPSS Ground Inspection | EPSS Ground Inspection | EPSS, | EPSS | EPSS |  |  |  | , | FALSE
CLAYTON 2217CB | EPSS | EPSS | EPSS | [36 empty] | EPSS, | EPSS | EPSS | EPSS, | EPSS | EPSS | EPSS, | EPSS | EPSS |  |  |  | , | FALSE
MISSION (X) 112899358 | EPSS | EPSS | EPSS | [15 empty] | Ground Inspection | [20 empty] | EPSS,Ground Inspection, | EPSS Ground Inspection | EPSS Ground Inspection | EPSS, | EPSS | EPSS | EPSS, | EPSS | EPSS |  |  |  | , | FALSE
LARKIN (Y) 113584195 | EPSS | EPSS | EPSS | [36 empty] | EPSS, | EPSS | EPSS | EPSS, | EPSS | EPSS | EPSS, | EPSS | EPSS |  |  |  | , | FALSE
TRIMBLE 2114XR394 | EPSS | EPSS | EPSS | [36 empty] | EPSS, | EPSS | EPSS | EPSS, | EPSS | EPSS | EPSS, | EPSS | EPSS |  |  |  | , | FALSE
SF N 0406CB | EPSS | EPSS | EPSS | [36 empty] | EPSS, | EPSS | EPSS | EPSS, | EPSS | EPSS | EPSS, | EPSS | EPSS |  |  |  | , | FALSE
RICHMOND R 1128BR130 | EPSS | EPSS | EPSS | [36 empty] | EPSS, | EPSS | EPSS | EPSS, | EPSS | EPSS | EPSS, | EPSS | EPSS |  |  |  | , | FALSE
MILLBRAE 0401CB | EPSS | EPSS | EPSS | [36 empty] | EPSS, | EPSS | EPSS | EPSS, | EPSS | EPSS | EPSS, | EPSS | EPSS |  |  |  | , | FALSE
BELMONT 1110CB | EPSS | EPSS | EPSS | [15 empty] | Ground Inspection | Ground Inspection | [19 empty] | EPSS,Ground Inspection, | EPSS Ground Inspection | EPSS Ground Inspection | EPSS,Ground Inspection, | EPSS Ground Inspection | EPSS Ground Inspection | EPSS, | EPSS | EPSS |  |  |  | , | FALSE
PAUL SWEET 2101CB | EPSS | EPSS | EPSS | [16 empty] | Ground Inspection | Ground Inspection | [18 empty] | EPSS, | EPSS | EPSS | EPSS,Ground Inspection, | EPSS Ground Inspection | EPSS Ground Inspection | EPSS,Ground Inspection, | EPSS Ground Inspection | EPSS Ground Inspection |  |  |  | , | FALSE
SAN LEANDRO U 1108CB | EPSS | EPSS | EPSS | [16 empty] | Ground Inspection | [19 empty] | EPSS, | EPSS | EPSS | EPSS,Ground Inspection, | EPSS Ground Inspection | EPSS Ground Inspection | EPSS, | EPSS | EPSS |  |  |  | , | FALSE
ATASCADERO 1101CB | EPSS | EPSS | EPSS | [14 empty] | Aerial Inspection | Ground Inspection | Ground Inspection |  | Non-Pole Backlog | [17 empty] | EPSS,Ground Inspection,Non-Pole Backlog, | EPSS Ground Inspection Non-Pole Backlog | EPSS Ground Inspection Non-Pole Backlog | EPSS,Ground Inspection, | EPSS Ground Inspection | EPSS Ground Inspection | EPSS,Aerial Inspection, | EPSS Aerial Inspection | EPSS Aerial Inspection |  |  |  | , | FALSE
COTTONWOOD 1103CB | EPSS | EPSS | EPSS | [16 empty] | Ground Inspection | [19 empty] | EPSS, | EPSS | EPSS | EPSS,Ground Inspection, | EPSS Ground Inspection | EPSS Ground Inspection | EPSS, | EPSS | EPSS |  |  |  | , | FALSE
BRITTON 1107CB | EPSS | EPSS | EPSS | [36 empty] | EPSS, | EPSS | EPSS | EPSS, | EPSS | EPSS | EPSS, | EPSS | EPSS |  |  |  | , | FALSE
STELLING 1113LL28 | EPSS | EPSS | EPSS | [17 empty] | Ground Inspection | [18 empty] | EPSS, | EPSS | EPSS | EPSS, | EPSS | EPSS | EPSS,Ground Inspection, | EPSS Ground Inspection | EPSS Ground Inspection |  |  |  | , | FALSE
MISSION (X) 1108CB | EPSS | EPSS | EPSS | [36 empty] | EPSS, | EPSS | EPSS | EPSS, | EPSS | EPSS | EPSS, | EPSS | EPSS |  |  |  | , | FALSE
DEL MONTE 110172040 | EPSS | EPSS | EPSS | [14 empty] | Aerial Inspection | Ground Inspection | Ground Inspection | [19 empty] | EPSS,Ground Inspection, | EPSS Ground Inspection | EPSS Ground Inspection | EPSS,Ground Inspection, | EPSS Ground Inspection | EPSS Ground Inspection | EPSS,Aerial Inspection, | EPSS Aerial Inspection | EPSS Aerial Inspection |  |  |  | , | FALSE
FREMONT 1103CB | EPSS | EPSS | EPSS | [36 empty] | EPSS, | EPSS | EPSS | EPSS, | EPSS | EPSS | EPSS, | EPSS | EPSS |  |  |  | , | FALSE
ATWATER 110710500 | EPSS | EPSS | EPSS | [16 empty] | Ground Inspection | [19 empty] | EPSS, | EPSS | EPSS | EPSS,Ground Inspection, | EPSS Ground Inspection | EPSS Ground Inspection | EPSS, | EPSS | EPSS |  |  |  | , | FALSE
CASTRO VALLEY 1109CB | EPSS | EPSS | EPSS | [16 empty] | Ground Inspection | [19 empty] | EPSS, | EPSS | EPSS | EPSS,Ground Inspection, | EPSS Ground Inspection | EPSS Ground Inspection | EPSS, | EPSS | EPSS |  |  |  | , | FALSE
EDENVALE 2113XR106 | EPSS | EPSS | EPSS | [17 empty] | Ground Inspection | [18 empty] | EPSS, | EPSS | EPSS | EPSS, | EPSS | EPSS | EPSS,Ground Inspection, | EPSS Ground Inspection | EPSS Ground Inspection |  |  |  | , | FALSE
EL PATIO 1105CB | EPSS | EPSS | EPSS | [16 empty] | Ground Inspection | Ground Inspection | [18 empty] | EPSS, | EPSS | EPSS | EPSS,Ground Inspection, | EPSS Ground Inspection | EPSS Ground Inspection | EPSS,Ground Inspection, | EPSS Ground Inspection | EPSS Ground Inspection |  |  |  | , | FALSE
EAST GRAND 110739200 | EPSS | EPSS | EPSS | [36 empty] | EPSS, | EPSS | EPSS | EPSS, | EPSS | EPSS | EPSS, | EPSS | EPSS |  |  |  | , | FALSE
LARKIN (Y) 110734976 | EPSS | EPSS | EPSS | [36 empty] | EPSS, | EPSS | EPSS | EPSS, | EPSS | EPSS | EPSS, | EPSS | EPSS |  |  |  | , | FALSE
BRITTON 1113CB | EPSS | EPSS | EPSS | [17 empty] | Ground Inspection | [18 empty] | EPSS, | EPSS | EPSS | EPSS, | EPSS | EPSS | EPSS,Ground Inspection, | EPSS Ground Inspection | EPSS Ground Inspection |  |  |  | , | FALSE
RENFRO 21051594 | EPSS | EPSS | EPSS | [16 empty] | Ground Inspection | [19 empty] | EPSS, | EPSS | EPSS | EPSS,Ground Inspection, | EPSS Ground Inspection | EPSS Ground Inspection | EPSS, | EPSS | EPSS |  |  |  | , | FALSE
HICKS 2103XR068 | EPSS | EPSS | EPSS | [36 empty] | EPSS, | EPSS | EPSS | EPSS, | EPSS | EPSS | EPSS, | EPSS | EPSS |  |  |  | , | FALSE
BOGUE 11037012 | EPSS | EPSS | EPSS | [36 empty] | EPSS, | EPSS | EPSS | EPSS, | EPSS | EPSS | EPSS, | EPSS | EPSS |  |  |  | , | FALSE
RED BLUFF 1105161818 | EPSS | EPSS | EPSS | [14 empty] | Aerial Inspection | Ground Inspection | Ground Inspection | [7 empty] | Down Conductor Detection (DCD) | [11 empty] | EPSS,Ground Inspection,Down Conductor Detection (DCD), | EPSS Ground Inspection Down Conductor Detection (DCD) | EPSS Ground Inspection Down Conductor Detection (DCD) | EPSS,Ground Inspection, | EPSS Ground Inspection | EPSS Ground Inspection | EPSS,Aerial Inspection, | EPSS Aerial Inspection | EPSS Aerial Inspection |  |  |  | , | FALSE
GOLDTREE 1105912920 | EPSS | EPSS | EPSS | [15 empty] | Ground Inspection | [20 empty] | EPSS,Ground Inspection, | EPSS Ground Inspection | EPSS Ground Inspection | EPSS, | EPSS | EPSS | EPSS, | EPSS | EPSS |  |  |  | , | FALSE
BELLE HAVEN 11069150 | EPSS | EPSS | EPSS | [16 empty] | Ground Inspection | [19 empty] | EPSS, | EPSS | EPSS | EPSS,Ground Inspection, | EPSS Ground Inspection | EPSS Ground Inspection | EPSS, | EPSS | EPSS |  |  |  | , | FALSE
NORIEGA 0401CB | EPSS | EPSS | EPSS | [36 empty] | EPSS, | EPSS | EPSS | EPSS, | EPSS | EPSS | EPSS, | EPSS | EPSS |  |  |  | , | FALSE
STOCKDALE 21054854 | EPSS | EPSS | EPSS | [17 empty] | Ground Inspection | [18 empty] | EPSS, | EPSS | EPSS | EPSS, | EPSS | EPSS | EPSS,Ground Inspection, | EPSS Ground Inspection | EPSS Ground Inspection |  |  |  | , | FALSE
MT EDEN 1102CB | EPSS | EPSS | EPSS | [16 empty] | Ground Inspection | Ground Inspection | [18 empty] | EPSS, | EPSS | EPSS | EPSS,Ground Inspection, | EPSS Ground Inspection | EPSS Ground Inspection | EPSS,Ground Inspection, | EPSS Ground Inspection | EPSS Ground Inspection |  |  |  | , | FALSE
MOUNTAIN VIEW 1114CB | EPSS | EPSS | EPSS | [17 empty] | Ground Inspection | [18 empty] | EPSS, | EPSS | EPSS | EPSS, | EPSS | EPSS | EPSS,Ground Inspection, | EPSS Ground Inspection | EPSS Ground Inspection |  |  |  | , | FALSE
GREEN VALLEY 2104CB | EPSS | EPSS | EPSS | [17 empty] | Ground Inspection | [18 empty] | EPSS, | EPSS | EPSS | EPSS, | EPSS | EPSS | EPSS,Ground Inspection, | EPSS Ground Inspection | EPSS Ground Inspection |  |  |  | , | FALSE
DALY CITY 04014165 | EPSS | EPSS | EPSS | [15 empty] | Ground Inspection | [20 empty] | EPSS,Ground Inspection, | EPSS Ground Inspection | EPSS Ground Inspection | EPSS, | EPSS | EPSS | EPSS, | EPSS | EPSS |  |  |  | , | FALSE
LINCOLN 1102CB | EPSS | EPSS | EPSS | [17 empty] | Ground Inspection | [18 empty] | EPSS, | EPSS | EPSS | EPSS, | EPSS | EPSS | EPSS,Ground Inspection, | EPSS Ground Inspection | EPSS Ground Inspection |  |  |  | , | FALSE
DEL MONTE 210342226 | EPSS | EPSS | EPSS | [14 empty] | Aerial Inspection | Ground Inspection | Ground Inspection | Ground Inspection | [9 empty] | Line Sensors | [8 empty] | EPSS,Ground Inspection,Line Sensors, | EPSS Ground Inspection Line Sensors | EPSS Ground Inspection Line Sensors | EPSS,Ground Inspection, | EPSS Ground Inspection | EPSS Ground Inspection | EPSS,Aerial Inspection,Ground Inspection, | EPSS Aerial Inspection Ground Inspection | EPSS Aerial Inspection Ground Inspection |  |  |  | , | FALSE
STONE 1109XR490 | EPSS | EPSS | EPSS | [16 empty] | Ground Inspection | Ground Inspection | [18 empty] | EPSS, | EPSS | EPSS | EPSS,Ground Inspection, | EPSS Ground Inspection | EPSS Ground Inspection | EPSS,Ground Inspection, | EPSS Ground Inspection | EPSS Ground Inspection |  |  |  | , | FALSE
EIGHT MILE 21025272 | EPSS | EPSS | EPSS | [17 empty] | Ground Inspection | [18 empty] | EPSS, | EPSS | EPSS | EPSS, | EPSS | EPSS | EPSS,Ground Inspection, | EPSS Ground Inspection | EPSS Ground Inspection |  |  |  | , | FALSE
EMBARCADERO (Z) 1120CB | EPSS | EPSS | EPSS | [15 empty] | Ground Inspection | [20 empty] | EPSS,Ground Inspection, | EPSS Ground Inspection | EPSS Ground Inspection | EPSS, | EPSS | EPSS | EPSS, | EPSS | EPSS |  |  |  | , | FALSE
EL CERRITO G 1110BR238 | EPSS | EPSS | EPSS | [17 empty] | Ground Inspection | [18 empty] | EPSS, | EPSS | EPSS | EPSS, | EPSS | EPSS | EPSS,Ground Inspection, | EPSS Ground Inspection | EPSS Ground Inspection |  |  |  | , | FALSE
BAY MEADOWS 110339666 | EPSS | EPSS | EPSS | [15 empty] | Ground Inspection | [20 empty] | EPSS,Ground Inspection, | EPSS Ground Inspection | EPSS Ground Inspection | EPSS, | EPSS | EPSS | EPSS, | EPSS | EPSS |  |  |  | , | FALSE
MOUNTAIN VIEW 111360060 | EPSS | EPSS | EPSS | [17 empty] | Ground Inspection | [18 empty] | EPSS, | EPSS | EPSS | EPSS, | EPSS | EPSS | EPSS,Ground Inspection, | EPSS Ground Inspection | EPSS Ground Inspection |  |  |  | , | FALSE
OAKLAND D 1133CR292 | EPSS | EPSS | EPSS | [15 empty] | Ground Inspection | [20 empty] | EPSS,Ground Inspection, | EPSS Ground Inspection | EPSS Ground Inspection | EPSS, | EPSS | EPSS | EPSS, | EPSS | EPSS |  |  |  | , | FALSE
EL PATIO 1109XR054 | EPSS | EPSS | EPSS | [16 empty] | Ground Inspection | Ground Inspection | [18 empty] | EPSS, | EPSS | EPSS | EPSS,Ground Inspection, | EPSS Ground Inspection | EPSS Ground Inspection | EPSS,Ground Inspection, | EPSS Ground Inspection | EPSS Ground Inspection |  |  |  | , | FALSE
HICKS 1110CB | EPSS | EPSS | EPSS | [17 empty] | Ground Inspection | [18 empty] | EPSS, | EPSS | EPSS | EPSS, | EPSS | EPSS | EPSS,Ground Inspection, | EPSS Ground Inspection | EPSS Ground Inspection |  |  |  | , | FALSE
COTTLE 1707380150 | EPSS | EPSS | EPSS | [36 empty] | EPSS, | EPSS | EPSS | EPSS, | EPSS | EPSS | EPSS, | EPSS | EPSS |  |  |  | , | FALSE
DALY CITY 111210099 | EPSS | EPSS | EPSS | [16 empty] | Ground Inspection | [19 empty] | EPSS, | EPSS | EPSS | EPSS,Ground Inspection, | EPSS Ground Inspection | EPSS Ground Inspection | EPSS, | EPSS | EPSS |  |  |  | , | FALSE
CLARKSVILLE 2105385236 | EPSS | EPSS | EPSS | [15 empty] | Ground Inspection | [20 empty] | EPSS,Ground Inspection, | EPSS Ground Inspection | EPSS Ground Inspection | EPSS, | EPSS | EPSS | EPSS, | EPSS | EPSS |  |  |  | , | FALSE
NAPA 111048232 | EPSS | EPSS | EPSS | [15 empty] | Ground Inspection | Ground Inspection | [19 empty] | EPSS,Ground Inspection, | EPSS Ground Inspection | EPSS Ground Inspection | EPSS,Ground Inspection, | EPSS Ground Inspection | EPSS Ground Inspection | EPSS, | EPSS | EPSS |  |  |  | , | FALSE
MAGUNDEN 110148518 | EPSS | EPSS | EPSS | [36 empty] | EPSS, | EPSS | EPSS | EPSS, | EPSS | EPSS | EPSS, | EPSS | EPSS |  |  |  | , | FALSE
COALINGA NO 1 11099870 | EPSS | EPSS | EPSS | [15 empty] | Ground Inspection | [20 empty] | EPSS,Ground Inspection, | EPSS Ground Inspection | EPSS Ground Inspection | EPSS, | EPSS | EPSS | EPSS, | EPSS | EPSS |  |  |  | , | FALSE
UKIAH 1111CB | EPSS | EPSS | EPSS | [36 empty] | EPSS, | EPSS | EPSS | EPSS, | EPSS | EPSS | EPSS, | EPSS | EPSS |  |  |  | , | FALSE
MISSION (X) 1113CB | EPSS | EPSS | EPSS | [15 empty] | Ground Inspection | [20 empty] | EPSS,Ground Inspection, | EPSS Ground Inspection | EPSS Ground Inspection | EPSS, | EPSS | EPSS | EPSS, | EPSS | EPSS |  |  |  | , | FALSE
MC KEE 110698388 | EPSS | EPSS | EPSS | [36 empty] | EPSS, | EPSS | EPSS | EPSS, | EPSS | EPSS | EPSS, | EPSS | EPSS |  |  |  | , | FALSE
BERKELEY F 0402CB | EPSS | EPSS | EPSS | [16 empty] | Ground Inspection | Ground Inspection | [18 empty] | EPSS, | EPSS | EPSS | EPSS,Ground Inspection, | EPSS Ground Inspection | EPSS Ground Inspection | EPSS,Ground Inspection, | EPSS Ground Inspection | EPSS Ground Inspection |  |  |  | , | FALSE
SF E 11076461 | EPSS | EPSS | EPSS | [15 empty] | Ground Inspection |  | Ground Inspection | [18 empty] | EPSS,Ground Inspection, | EPSS Ground Inspection | EPSS Ground Inspection | EPSS, | EPSS | EPSS | EPSS,Ground Inspection, | EPSS Ground Inspection | EPSS Ground Inspection |  |  |  | , | FALSE
KING CITY 1103CB | EPSS | EPSS | EPSS | [36 empty] | EPSS, | EPSS | EPSS | EPSS, | EPSS | EPSS | EPSS, | EPSS | EPSS |  |  |  | , | FALSE
VASONA 1101LC68 | EPSS | EPSS | EPSS | [16 empty] | Ground Inspection | [19 empty] | EPSS, | EPSS | EPSS | EPSS,Ground Inspection, | EPSS Ground Inspection | EPSS Ground Inspection | EPSS, | EPSS | EPSS |  |  |  | , | FALSE
SAN CARLOS 0402CB | EPSS | EPSS | EPSS | [16 empty] | Ground Inspection | [19 empty] | EPSS, | EPSS | EPSS | EPSS,Ground Inspection, | EPSS Ground Inspection | EPSS Ground Inspection | EPSS, | EPSS | EPSS |  |  |  | , | FALSE
MARINA (F) 0408CB | EPSS | EPSS | EPSS | [15 empty] | Ground Inspection | [20 empty] | EPSS,Ground Inspection, | EPSS Ground Inspection | EPSS Ground Inspection | EPSS, | EPSS | EPSS | EPSS, | EPSS | EPSS |  |  |  | , | FALSE
LAS GALLINAS A 1106CB | EPSS | EPSS | EPSS | [14 empty] | Aerial Inspection |  | Ground Inspection | Ground Inspection | [18 empty] | EPSS, | EPSS | EPSS | EPSS,Ground Inspection, | EPSS Ground Inspection | EPSS Ground Inspection | EPSS,Aerial Inspection,Ground Inspection, | EPSS Aerial Inspection Ground Inspection | EPSS Aerial Inspection Ground Inspection |  |  |  | , | FALSE
SANTA ROSA A 110376232 | EPSS | EPSS | EPSS | [36 empty] | EPSS, | EPSS | EPSS | EPSS, | EPSS | EPSS | EPSS, | EPSS | EPSS |  |  |  | , | FALSE
FITCH MOUNTAIN 1112CB | EPSS | EPSS | EPSS | [15 empty] | Ground Inspection | [20 empty] | EPSS,Ground Inspection, | EPSS Ground Inspection | EPSS Ground Inspection | EPSS, | EPSS | EPSS | EPSS, | EPSS | EPSS |  |  |  | , | FALSE
PAUL SWEET 210437482 | EPSS | EPSS | EPSS | [16 empty] | Ground Inspection | [19 empty] | EPSS, | EPSS | EPSS | EPSS,Ground Inspection, | EPSS Ground Inspection | EPSS Ground Inspection | EPSS, | EPSS | EPSS |  |  |  | , | FALSE
EL PATIO 1103CB | EPSS | EPSS | EPSS | [16 empty] | Ground Inspection | [19 empty] | EPSS, | EPSS | EPSS | EPSS,Ground Inspection, | EPSS Ground Inspection | EPSS Ground Inspection | EPSS, | EPSS | EPSS |  |  |  | , | FALSE
EAST STOCKTON 0402549752 | EPSS | EPSS | EPSS | [15 empty] | Ground Inspection | Ground Inspection | [19 empty] | EPSS,Ground Inspection, | EPSS Ground Inspection | EPSS Ground Inspection | EPSS,Ground Inspection, | EPSS Ground Inspection | EPSS Ground Inspection | EPSS, | EPSS | EPSS |  |  |  | , | FALSE
CANAL 110411160 | EPSS | EPSS | EPSS | [36 empty] | EPSS, | EPSS | EPSS | EPSS, | EPSS | EPSS | EPSS, | EPSS | EPSS |  |  |  | , | FALSE
HIGHLANDS 110486807 | EPSS | EPSS | EPSS | [36 empty] | EPSS, | EPSS | EPSS | EPSS, | EPSS | EPSS | EPSS, | EPSS | EPSS |  |  |  | , | FALSE
MENLO 1103CB | EPSS | EPSS | EPSS | [17 empty] | Ground Inspection | [18 empty] | EPSS, | EPSS | EPSS | EPSS, | EPSS | EPSS | EPSS,Ground Inspection, | EPSS Ground Inspection | EPSS Ground Inspection |  |  |  | , | FALSE
ALTO 112191428 | EPSS | EPSS | EPSS | [16 empty] | Ground Inspection | [19 empty] | EPSS, | EPSS | EPSS | EPSS,Ground Inspection, | EPSS Ground Inspection | EPSS Ground Inspection | EPSS, | EPSS | EPSS |  |  |  | , | FALSE
CORNING 1104905234 | EPSS | EPSS | EPSS | [17 empty] | Ground Inspection | [18 empty] | EPSS, | EPSS | EPSS | EPSS, | EPSS | EPSS | EPSS,Ground Inspection, | EPSS Ground Inspection | EPSS Ground Inspection |  |  |  | , | FALSE
ROSSMOOR 110493664 | EPSS | EPSS | EPSS | [36 empty] | EPSS, | EPSS | EPSS | EPSS, | EPSS | EPSS | EPSS, | EPSS | EPSS |  |  |  | , | FALSE
CAROLANDS 0401CB | EPSS | EPSS | EPSS | [36 empty] | EPSS, | EPSS | EPSS | EPSS, | EPSS | EPSS | EPSS, | EPSS | EPSS |  |  |  | , | FALSE
EDENVALE 2109XR192 | EPSS | EPSS | EPSS | [17 empty] | Ground Inspection | [18 empty] | EPSS, | EPSS | EPSS | EPSS, | EPSS | EPSS | EPSS,Ground Inspection, | EPSS Ground Inspection | EPSS Ground Inspection |  |  |  | , | FALSE
EVERGREEN 2101CB | EPSS | EPSS | EPSS | [16 empty] | Ground Inspection | Ground Inspection | [18 empty] | EPSS, | EPSS | EPSS | EPSS,Ground Inspection, | EPSS Ground Inspection | EPSS Ground Inspection | EPSS,Ground Inspection, | EPSS Ground Inspection | EPSS Ground Inspection |  |  |  | , | FALSE
VIEJO 22032016 | EPSS | EPSS | EPSS | [17 empty] | Ground Inspection | [9 empty] | Line Sensors | [8 empty] | EPSS,Line Sensors, | EPSS Line Sensors | EPSS Line Sensors | EPSS, | EPSS | EPSS | EPSS,Ground Inspection, | EPSS Ground Inspection | EPSS Ground Inspection |  |  |  | , | FALSE
ORLAND B 110353574 | EPSS | EPSS | EPSS | [36 empty] | EPSS, | EPSS | EPSS | EPSS, | EPSS | EPSS | EPSS, | EPSS | EPSS |  |  |  | , | FALSE
MENLO 040365975 | EPSS | EPSS | EPSS | [17 empty] | Ground Inspection | [18 empty] | EPSS, | EPSS | EPSS | EPSS, | EPSS | EPSS | EPSS,Ground Inspection, | EPSS Ground Inspection | EPSS Ground Inspection |  |  |  | , | FALSE
COTTLE 1708CB | EPSS | EPSS | EPSS | [16 empty] | Ground Inspection | Ground Inspection | [18 empty] | EPSS, | EPSS | EPSS | EPSS,Ground Inspection, | EPSS Ground Inspection | EPSS Ground Inspection | EPSS,Ground Inspection, | EPSS Ground Inspection | EPSS Ground Inspection |  |  |  | , | FALSE
PAUL SWEET 2107239036 | EPSS | EPSS | EPSS | [36 empty] | EPSS, | EPSS | EPSS | EPSS, | EPSS | EPSS | EPSS, | EPSS | EPSS |  |  |  | , | FALSE
CAROLANDS 04038980 | EPSS | EPSS | EPSS | [36 empty] | EPSS, | EPSS | EPSS | EPSS, | EPSS | EPSS | EPSS, | EPSS | EPSS |  |  |  | , | FALSE
RICHMOND R 1126BR242 | EPSS | EPSS | EPSS | [36 empty] | EPSS, | EPSS | EPSS | EPSS, | EPSS | EPSS | EPSS, | EPSS | EPSS |  |  |  | , | FALSE
EDENVALE 2106XR240 | EPSS | EPSS | EPSS | [17 empty] | Ground Inspection | [18 empty] | EPSS, | EPSS | EPSS | EPSS, | EPSS | EPSS | EPSS,Ground Inspection, | EPSS Ground Inspection | EPSS Ground Inspection |  |  |  | , | FALSE
CORNING 1103CB | EPSS | EPSS | EPSS | [17 empty] | Ground Inspection | [18 empty] | EPSS, | EPSS | EPSS | EPSS, | EPSS | EPSS | EPSS,Ground Inspection, | EPSS Ground Inspection | EPSS Ground Inspection |  |  |  | , | FALSE
BELLEVUE 1102CB | EPSS | EPSS | EPSS | [17 empty] | Ground Inspection | [18 empty] | EPSS, | EPSS | EPSS | EPSS, | EPSS | EPSS | EPSS,Ground Inspection, | EPSS Ground Inspection | EPSS Ground Inspection |  |  |  | , | FALSE
HICKS 1111CB | EPSS | EPSS | EPSS | [16 empty] | Ground Inspection | Ground Inspection | [18 empty] | EPSS, | EPSS | EPSS | EPSS,Ground Inspection, | EPSS Ground Inspection | EPSS Ground Inspection | EPSS,Ground Inspection, | EPSS Ground Inspection | EPSS Ground Inspection |  |  |  | , | FALSE
STONE 1101XR226 | EPSS | EPSS | EPSS | [16 empty] | Ground Inspection | Ground Inspection | [18 empty] | EPSS, | EPSS | EPSS | EPSS,Ground Inspection, | EPSS Ground Inspection | EPSS Ground Inspection | EPSS,Ground Inspection, | EPSS Ground Inspection | EPSS Ground Inspection |  |  |  | , | FALSE
SF L 110213881 | EPSS | EPSS | EPSS | [36 empty] | EPSS, | EPSS | EPSS | EPSS, | EPSS | EPSS | EPSS, | EPSS | EPSS |  |  |  | , | FALSE
POTTER VALLEY P H 1105CB | EPSS | EPSS | EPSS | [14 empty] | Aerial Inspection |  | Ground Inspection | [19 empty] | EPSS, | EPSS | EPSS | EPSS,Ground Inspection, | EPSS Ground Inspection | EPSS Ground Inspection | EPSS,Aerial Inspection, | EPSS Aerial Inspection | EPSS Aerial Inspection |  |  |  | , | FALSE
LOS OSITOS 2101109138 | EPSS | EPSS | EPSS | [16 empty] | Ground Inspection | [19 empty] | EPSS, | EPSS | EPSS | EPSS,Ground Inspection, | EPSS Ground Inspection | EPSS Ground Inspection | EPSS, | EPSS | EPSS |  |  |  | , | FALSE
DUMBARTON 1103CB | EPSS | EPSS | EPSS | [16 empty] | Ground Inspection | [19 empty] | EPSS, | EPSS | EPSS | EPSS,Ground Inspection, | EPSS Ground Inspection | EPSS Ground Inspection | EPSS, | EPSS | EPSS |  |  |  | , | FALSE
SF N 1102CB | EPSS | EPSS | EPSS | [36 empty] | EPSS, | EPSS | EPSS | EPSS, | EPSS | EPSS | EPSS, | EPSS | EPSS |  |  |  | , | FALSE
OAKLAND X 1102CB | EPSS | EPSS | EPSS | [15 empty] | Ground Inspection | Ground Inspection | Ground Inspection | [18 empty] | EPSS,Ground Inspection, | EPSS Ground Inspection | EPSS Ground Inspection | EPSS,Ground Inspection, | EPSS Ground Inspection | EPSS Ground Inspection | EPSS,Ground Inspection, | EPSS Ground Inspection | EPSS Ground Inspection |  |  |  | , | FALSE
PANAMA 21021689 | EPSS | EPSS | EPSS | [36 empty] | EPSS, | EPSS | EPSS | EPSS, | EPSS | EPSS | EPSS, | EPSS | EPSS |  |  |  | , | FALSE
RICHMOND R 1129BR220 | EPSS | EPSS | EPSS | [36 empty] | EPSS, | EPSS | EPSS | EPSS, | EPSS | EPSS | EPSS, | EPSS | EPSS |  |  |  | , | FALSE
JARVIS 1104MR244 | EPSS | EPSS | EPSS | [36 empty] | EPSS, | EPSS | EPSS | EPSS, | EPSS | EPSS | EPSS, | EPSS | EPSS |  |  |  | , | FALSE
SAN CARLOS 11048942 | EPSS | EPSS | EPSS | [14 empty] | Aerial Inspection |  | Ground Inspection | Ground Inspection | Non-Pole Backlog | [7 empty] | Down Conductor Detection (DCD) | [9 empty] | EPSS,Non-Pole Backlog, | EPSS Non-Pole Backlog | EPSS Non-Pole Backlog | EPSS,Ground Inspection, | EPSS Ground Inspection | EPSS Ground Inspection | EPSS,Aerial Inspection,Ground Inspection,Down Conductor Detection (DCD), | EPSS Aerial Inspection Ground Inspection Down Conductor Detection (DCD) | EPSS Aerial Inspection Ground Inspection Down Conductor Detection (DCD) |  |  |  | , | FALSE
BURLINGAME 04039064 | EPSS | EPSS | EPSS | [36 empty] | EPSS, | EPSS | EPSS | EPSS, | EPSS | EPSS | EPSS, | EPSS | EPSS |  |  |  | , | FALSE
MOUNTAIN VIEW 110560110 | EPSS | EPSS | EPSS | [17 empty] | Ground Inspection | [18 empty] | EPSS, | EPSS | EPSS | EPSS, | EPSS | EPSS | EPSS,Ground Inspection, | EPSS Ground Inspection | EPSS Ground Inspection |  |  |  | , | FALSE
CASTRO VALLEY 1105MR201 | EPSS | EPSS | EPSS | [13 empty] | Aerial Inspection |  | Ground Inspection | Ground Inspection | [19 empty] | EPSS,Ground Inspection, | EPSS Ground Inspection | EPSS Ground Inspection | EPSS,Aerial Inspection,Ground Inspection, | EPSS Aerial Inspection Ground Inspection | EPSS Aerial Inspection Ground Inspection | EPSS, | EPSS | EPSS |  |  |  | , | FALSE
MILPITAS 1101CB | EPSS | EPSS | EPSS | [15 empty] | Ground Inspection | [20 empty] | EPSS,Ground Inspection, | EPSS Ground Inspection | EPSS Ground Inspection | EPSS, | EPSS | EPSS | EPSS, | EPSS | EPSS |  |  |  | , | FALSE
EL CAPITAN 21099420 | EPSS | EPSS | EPSS | [15 empty] | Ground Inspection |  | Ground Inspection | [18 empty] | EPSS,Ground Inspection, | EPSS Ground Inspection | EPSS Ground Inspection | EPSS, | EPSS | EPSS | EPSS,Ground Inspection, | EPSS Ground Inspection | EPSS Ground Inspection |  |  |  | , | FALSE
PEABODY 2109CB | EPSS | EPSS | EPSS | [36 empty] | EPSS, | EPSS | EPSS | EPSS, | EPSS | EPSS | EPSS, | EPSS | EPSS |  |  |  | , | FALSE
SAN LEANDRO U 1101CB | EPSS | EPSS | EPSS | [16 empty] | Ground Inspection | [19 empty] | EPSS, | EPSS | EPSS | EPSS,Ground Inspection, | EPSS Ground Inspection | EPSS Ground Inspection | EPSS, | EPSS | EPSS |  |  |  | , | FALSE
ALTO 1120500 | EPSS | EPSS | EPSS | [7 empty] | Expulsion Fuse Replacement | [6 empty] | Aerial Inspection | Ground Inspection | Ground Inspection | Ground Inspection | Non-Pole Backlog | [6 empty] | Down Conductor Detection (DCD) | [10 empty] | EPSS,Ground Inspection,Non-Pole Backlog, | EPSS Ground Inspection Non-Pole Backlog | EPSS Ground Inspection Non-Pole Backlog | EPSS,Expulsion Fuse Replacement,Ground Inspection,Down Conductor Detection (DCD), | EPSS Expulsion Fuse Replacement Ground Inspection Down Conductor Detection (DCD) | EPSS Expulsion Fuse Replacement Ground Inspection Down Conductor Detection (DCD) | EPSS,Aerial Inspection,Ground Inspection, | EPSS Aerial Inspection Ground Inspection | EPSS Aerial Inspection Ground Inspection |  |  |  | , | FALSE
BERKELEY F 1104BR116 | EPSS | EPSS | EPSS | [16 empty] | Ground Inspection | [19 empty] | EPSS, | EPSS | EPSS | EPSS,Ground Inspection, | EPSS Ground Inspection | EPSS Ground Inspection | EPSS, | EPSS | EPSS |  |  |  | , | FALSE
MALAGA 1106CB | EPSS | EPSS | EPSS | [15 empty] | Ground Inspection | Ground Inspection | [19 empty] | EPSS,Ground Inspection, | EPSS Ground Inspection | EPSS Ground Inspection | EPSS,Ground Inspection, | EPSS Ground Inspection | EPSS Ground Inspection | EPSS, | EPSS | EPSS |  |  |  | , | FALSE
GONZALES 1102CB | EPSS | EPSS | EPSS | [15 empty] | Ground Inspection | [20 empty] | EPSS,Ground Inspection, | EPSS Ground Inspection | EPSS Ground Inspection | EPSS, | EPSS | EPSS | EPSS, | EPSS | EPSS |  |  |  | , | FALSE
NEWARK 21KV 21077972 | EPSS | EPSS | EPSS | [36 empty] | EPSS, | EPSS | EPSS | EPSS, | EPSS | EPSS | EPSS, | EPSS | EPSS |  |  |  | , | FALSE
EL PATIO 1104CB | EPSS | EPSS | EPSS | [15 empty] | Ground Inspection | Ground Inspection | [19 empty] | EPSS,Ground Inspection, | EPSS Ground Inspection | EPSS Ground Inspection | EPSS,Ground Inspection, | EPSS Ground Inspection | EPSS Ground Inspection | EPSS, | EPSS | EPSS |  |  |  | , | FALSE
FMC 111190062 | EPSS | EPSS | EPSS | [17 empty] | Ground Inspection | [18 empty] | EPSS, | EPSS | EPSS | EPSS, | EPSS | EPSS | EPSS,Ground Inspection, | EPSS Ground Inspection | EPSS Ground Inspection |  |  |  | , | FALSE
DALY CITY 1106CB | EPSS | EPSS | EPSS | [15 empty] | Ground Inspection | Ground Inspection | Ground Inspection | [18 empty] | EPSS,Ground Inspection, | EPSS Ground Inspection | EPSS Ground Inspection | EPSS,Ground Inspection, | EPSS Ground Inspection | EPSS Ground Inspection | EPSS,Ground Inspection, | EPSS Ground Inspection | EPSS Ground Inspection |  |  |  | , | FALSE
WOLFE 1104LC28 | EPSS | EPSS | EPSS | [15 empty] | Ground Inspection | Ground Inspection | [19 empty] | EPSS,Ground Inspection, | EPSS Ground Inspection | EPSS Ground Inspection | EPSS,Ground Inspection, | EPSS Ground Inspection | EPSS Ground Inspection | EPSS, | EPSS | EPSS |  |  |  | , | FALSE
ARLINGTON 0401CB | EPSS | EPSS | EPSS | [16 empty] | Ground Inspection | Ground Inspection | [18 empty] | EPSS, | EPSS | EPSS | EPSS,Ground Inspection, | EPSS Ground Inspection | EPSS Ground Inspection | EPSS,Ground Inspection, | EPSS Ground Inspection | EPSS Ground Inspection |  |  |  | , | FALSE
DEL MAR 21061686 | EPSS | EPSS | EPSS | [15 empty] | Ground Inspection | Ground Inspection | [19 empty] | EPSS,Ground Inspection, | EPSS Ground Inspection | EPSS Ground Inspection | EPSS,Ground Inspection, | EPSS Ground Inspection | EPSS Ground Inspection | EPSS, | EPSS | EPSS |  |  |  | , | FALSE
SARATOGA 111319114 | EPSS | EPSS | EPSS | [15 empty] | Ground Inspection | Ground Inspection | [19 empty] | EPSS,Ground Inspection, | EPSS Ground Inspection | EPSS Ground Inspection | EPSS,Ground Inspection, | EPSS Ground Inspection | EPSS Ground Inspection | EPSS, | EPSS | EPSS |  |  |  | , | FALSE
VALLEJO B 0415865600 | EPSS | EPSS | EPSS | [17 empty] | Ground Inspection | [18 empty] | EPSS, | EPSS | EPSS | EPSS, | EPSS | EPSS | EPSS,Ground Inspection, | EPSS Ground Inspection | EPSS Ground Inspection |  |  |  | , | FALSE
WOODSIDE 11042337 | EPSS | EPSS | EPSS | [13 empty] | Aerial Inspection |  | Ground Inspection |  | Ground Inspection | [7 empty] | Down Conductor Detection (DCD) | [10 empty] | EPSS,Ground Inspection, | EPSS Ground Inspection | EPSS Ground Inspection | EPSS,Aerial Inspection,Down Conductor Detection (DCD), | EPSS Aerial Inspection Down Conductor Detection (DCD) | EPSS Aerial Inspection Down Conductor Detection (DCD) | EPSS,Ground Inspection, | EPSS Ground Inspection | EPSS Ground Inspection |  |  |  | , | FALSE
HICKS 1114CB | EPSS | EPSS | EPSS | [16 empty] | Ground Inspection | Ground Inspection | [18 empty] | EPSS, | EPSS | EPSS | EPSS,Ground Inspection, | EPSS Ground Inspection | EPSS Ground Inspection | EPSS,Ground Inspection, | EPSS Ground Inspection | EPSS Ground Inspection |  |  |  | , | FALSE
CORCORAN 1108CB | EPSS | EPSS | EPSS | [15 empty] | Ground Inspection | [20 empty] | EPSS,Ground Inspection, | EPSS Ground Inspection | EPSS Ground Inspection | EPSS, | EPSS | EPSS | EPSS, | EPSS | EPSS |  |  |  | , | FALSE
SARATOGA 11091024 | EPSS | EPSS | EPSS | [15 empty] | Ground Inspection | Ground Inspection | [19 empty] | EPSS,Ground Inspection, | EPSS Ground Inspection | EPSS Ground Inspection | EPSS,Ground Inspection, | EPSS Ground Inspection | EPSS Ground Inspection | EPSS, | EPSS | EPSS |  |  |  | , | FALSE
PIERCY 210917515 | EPSS | EPSS | EPSS | [16 empty] | Ground Inspection | Ground Inspection | [18 empty] | EPSS, | EPSS | EPSS | EPSS,Ground Inspection, | EPSS Ground Inspection | EPSS Ground Inspection | EPSS,Ground Inspection, | EPSS Ground Inspection | EPSS Ground Inspection |  |  |  | , | FALSE
OAKLAND X 1103CR410 | EPSS | EPSS | EPSS | [15 empty] | Ground Inspection | Ground Inspection | Ground Inspection | [18 empty] | EPSS,Ground Inspection, | EPSS Ground Inspection | EPSS Ground Inspection | EPSS,Ground Inspection, | EPSS Ground Inspection | EPSS Ground Inspection | EPSS,Ground Inspection, | EPSS Ground Inspection | EPSS Ground Inspection |  |  |  | , | FALSE
ATWATER 110710510 | EPSS | EPSS | EPSS | [16 empty] | Ground Inspection | [19 empty] | EPSS, | EPSS | EPSS | EPSS,Ground Inspection, | EPSS Ground Inspection | EPSS Ground Inspection | EPSS, | EPSS | EPSS |  |  |  | , | FALSE
LOCKEFORD 210167588 | EPSS | EPSS | EPSS | [17 empty] | Ground Inspection | [18 empty] | EPSS, | EPSS | EPSS | EPSS, | EPSS | EPSS | EPSS,Ground Inspection, | EPSS Ground Inspection | EPSS Ground Inspection |  |  |  | , | FALSE
BAY MEADOWS 110633524 | EPSS | EPSS | EPSS | [15 empty] | Ground Inspection | [20 empty] | EPSS,Ground Inspection, | EPSS Ground Inspection | EPSS Ground Inspection | EPSS, | EPSS | EPSS | EPSS, | EPSS | EPSS |  |  |  | , | FALSE
NEWMAN 110590470 | EPSS | EPSS | EPSS | [16 empty] | Ground Inspection | [19 empty] | EPSS, | EPSS | EPSS | EPSS,Ground Inspection, | EPSS Ground Inspection | EPSS Ground Inspection | EPSS, | EPSS | EPSS |  |  |  | , | FALSE
SONOMA 1103418 | EPSS | EPSS | EPSS | [36 empty] | EPSS, | EPSS | EPSS | EPSS, | EPSS | EPSS | EPSS, | EPSS | EPSS |  |  |  | , | FALSE
SYCAMORE CREEK 1101CB | EPSS | EPSS | EPSS | [15 empty] | Ground Inspection | [20 empty] | EPSS,Ground Inspection, | EPSS Ground Inspection | EPSS Ground Inspection | EPSS, | EPSS | EPSS | EPSS, | EPSS | EPSS |  |  |  | , | FALSE
SAN RAMON 2104CB | EPSS | EPSS | EPSS | [36 empty] | EPSS, | EPSS | EPSS | EPSS, | EPSS | EPSS | EPSS, | EPSS | EPSS |  |  |  | , | FALSE
BELMONT 1104458906 | EPSS | EPSS | EPSS | [15 empty] | Ground Inspection | Ground Inspection | [19 empty] | EPSS,Ground Inspection, | EPSS Ground Inspection | EPSS Ground Inspection | EPSS,Ground Inspection, | EPSS Ground Inspection | EPSS Ground Inspection | EPSS, | EPSS | EPSS |  |  |  | , | FALSE
LAWRENCE 1104CB | EPSS | EPSS | EPSS | [17 empty] | Ground Inspection | [18 empty] | EPSS, | EPSS | EPSS | EPSS, | EPSS | EPSS | EPSS,Ground Inspection, | EPSS Ground Inspection | EPSS Ground Inspection |  |  |  | , | FALSE
RAINBOW 110563342 | EPSS | EPSS | EPSS | [16 empty] | Ground Inspection | [19 empty] | EPSS, | EPSS | EPSS | EPSS,Ground Inspection, | EPSS Ground Inspection | EPSS Ground Inspection | EPSS, | EPSS | EPSS |  |  |  | , | FALSE
BURLINGAME 04049066 | EPSS | EPSS | EPSS | [36 empty] | EPSS, | EPSS | EPSS | EPSS, | EPSS | EPSS | EPSS, | EPSS | EPSS |  |  |  | , | FALSE
RIPON 1703CB | EPSS | EPSS | EPSS | [15 empty] | Ground Inspection | [20 empty] | EPSS,Ground Inspection, | EPSS Ground Inspection | EPSS Ground Inspection | EPSS, | EPSS | EPSS | EPSS, | EPSS | EPSS |  |  |  | , | FALSE
BELMONT 11038956 | EPSS | EPSS | EPSS | [15 empty] | Ground Inspection |  | Ground Inspection | [18 empty] | EPSS,Ground Inspection, | EPSS Ground Inspection | EPSS Ground Inspection | EPSS, | EPSS | EPSS | EPSS,Ground Inspection, | EPSS Ground Inspection | EPSS Ground Inspection |  |  |  | , | FALSE
WOODLAND 1110CB | EPSS | EPSS | EPSS | [36 empty] | EPSS, | EPSS | EPSS | EPSS, | EPSS | EPSS | EPSS, | EPSS | EPSS |  |  |  | , | FALSE
LONE TREE 2102B558R | EPSS | EPSS | EPSS | [17 empty] | Ground Inspection | [18 empty] | EPSS, | EPSS | EPSS | EPSS, | EPSS | EPSS | EPSS,Ground Inspection, | EPSS Ground Inspection | EPSS Ground Inspection |  |  |  | , | FALSE
STOCKDALE 110512306 | EPSS | EPSS | EPSS | [17 empty] | Ground Inspection | [18 empty] | EPSS, | EPSS | EPSS | EPSS, | EPSS | EPSS | EPSS,Ground Inspection, | EPSS Ground Inspection | EPSS Ground Inspection |  |  |  | , | FALSE
WILSON 110290190 | EPSS | EPSS | EPSS | [17 empty] | Ground Inspection | [18 empty] | EPSS, | EPSS | EPSS | EPSS, | EPSS | EPSS | EPSS,Ground Inspection, | EPSS Ground Inspection | EPSS Ground Inspection |  |  |  | , | FALSE
RICHMOND R 1127BR104 | EPSS | EPSS | EPSS | [36 empty] | EPSS, | EPSS | EPSS | EPSS, | EPSS | EPSS | EPSS, | EPSS | EPSS |  |  |  | , | FALSE
DIXON LANDING 2102393382 | EPSS | EPSS | EPSS | [15 empty] | Ground Inspection | [20 empty] | EPSS,Ground Inspection, | EPSS Ground Inspection | EPSS Ground Inspection | EPSS, | EPSS | EPSS | EPSS, | EPSS | EPSS |  |  |  | , | FALSE
MAGUNDEN 1108804974 | EPSS | EPSS | EPSS | [36 empty] | EPSS, | EPSS | EPSS | EPSS, | EPSS | EPSS | EPSS, | EPSS | EPSS |  |  |  | , | FALSE
SANTA MARIA 1110CB | EPSS | EPSS | EPSS | [36 empty] | EPSS, | EPSS | EPSS | EPSS, | EPSS | EPSS | EPSS, | EPSS | EPSS |  |  |  | , | FALSE
TAFT 11042337 | EPSS | EPSS | EPSS | [16 empty] | Ground Inspection | Ground Inspection | [18 empty] | EPSS, | EPSS | EPSS | EPSS,Ground Inspection, | EPSS Ground Inspection | EPSS Ground Inspection | EPSS,Ground Inspection, | EPSS Ground Inspection | EPSS Ground Inspection |  |  |  | , | FALSE
OAKLAND D 1105CB | EPSS | EPSS | EPSS | [15 empty] | Ground Inspection | Ground Inspection | [19 empty] | EPSS,Ground Inspection, | EPSS Ground Inspection | EPSS Ground Inspection | EPSS,Ground Inspection, | EPSS Ground Inspection | EPSS Ground Inspection | EPSS, | EPSS | EPSS |  |  |  | , | FALSE
MOLINO 1101CB | EPSS | EPSS | EPSS | [27 empty] | Line Sensors | [8 empty] | EPSS,Line Sensors, | EPSS Line Sensors | EPSS Line Sensors | EPSS, | EPSS | EPSS | EPSS, | EPSS | EPSS |  |  |  | , | FALSE
KERMAN 110863970 | EPSS | EPSS | EPSS | [36 empty] | EPSS, | EPSS | EPSS | EPSS, | EPSS | EPSS | EPSS, | EPSS | EPSS |  |  |  | , | FALSE
SULLIVAN 0402CB | EPSS | EPSS | EPSS | [15 empty] | Ground Inspection | Ground Inspection | [19 empty] | EPSS,Ground Inspection, | EPSS Ground Inspection | EPSS Ground Inspection | EPSS,Ground Inspection, | EPSS Ground Inspection | EPSS Ground Inspection | EPSS, | EPSS | EPSS |  |  |  | , | FALSE
TAFT 11063065 | EPSS | EPSS | EPSS | [16 empty] | Ground Inspection | Ground Inspection | [18 empty] | EPSS, | EPSS | EPSS | EPSS,Ground Inspection, | EPSS Ground Inspection | EPSS Ground Inspection | EPSS,Ground Inspection, | EPSS Ground Inspection | EPSS Ground Inspection |  |  |  | , | FALSE
LAS PULGAS 0402CB | EPSS | EPSS | EPSS | [16 empty] | Ground Inspection | [19 empty] | EPSS, | EPSS | EPSS | EPSS,Ground Inspection, | EPSS Ground Inspection | EPSS Ground Inspection | EPSS, | EPSS | EPSS |  |  |  | , | FALSE
LLAGAS 2103XR402 | EPSS | EPSS | EPSS | [36 empty] | EPSS, | EPSS | EPSS | EPSS, | EPSS | EPSS | EPSS, | EPSS | EPSS |  |  |  | , | FALSE
OAKLAND D 1131CB | EPSS | EPSS | EPSS | [15 empty] | Ground Inspection | [20 empty] | EPSS,Ground Inspection, | EPSS Ground Inspection | EPSS Ground Inspection | EPSS, | EPSS | EPSS | EPSS, | EPSS | EPSS |  |  |  | , | FALSE
WEST SACRAMENTO 110920032 | EPSS | EPSS | EPSS | [36 empty] | EPSS, | EPSS | EPSS | EPSS, | EPSS | EPSS | EPSS, | EPSS | EPSS |  |  |  | , | FALSE
RIVERBANK 1713435672 | EPSS | EPSS | EPSS | [15 empty] | Ground Inspection | [20 empty] | EPSS,Ground Inspection, | EPSS Ground Inspection | EPSS Ground Inspection | EPSS, | EPSS | EPSS | EPSS, | EPSS | EPSS |  |  |  | , | FALSE
PLUMAS 2106CB | EPSS | EPSS | EPSS | [15 empty] | Ground Inspection | Ground Inspection | Ground Inspection | [18 empty] | EPSS,Ground Inspection, | EPSS Ground Inspection | EPSS Ground Inspection | EPSS,Ground Inspection, | EPSS Ground Inspection | EPSS Ground Inspection | EPSS,Ground Inspection, | EPSS Ground Inspection | EPSS Ground Inspection |  |  |  | , | FALSE
PARKWAY 1101CB | EPSS | EPSS | EPSS | [17 empty] | Ground Inspection | [18 empty] | EPSS, | EPSS | EPSS | EPSS, | EPSS | EPSS | EPSS,Ground Inspection, | EPSS Ground Inspection | EPSS Ground Inspection |  |  |  | , | FALSE
DALY CITY 1108CB | EPSS | EPSS | EPSS | [15 empty] | Ground Inspection | Ground Inspection | [19 empty] | EPSS,Ground Inspection, | EPSS Ground Inspection | EPSS Ground Inspection | EPSS,Ground Inspection, | EPSS Ground Inspection | EPSS Ground Inspection | EPSS, | EPSS | EPSS |  |  |  | , | FALSE
SAN LUIS OBISPO 1105994498 | EPSS | EPSS | EPSS | [36 empty] | EPSS, | EPSS | EPSS | EPSS, | EPSS | EPSS | EPSS, | EPSS | EPSS |  |  |  | , | FALSE
EDES 1114CR156 | EPSS | EPSS | EPSS | [36 empty] | EPSS, | EPSS | EPSS | EPSS, | EPSS | EPSS | EPSS, | EPSS | EPSS |  |  |  | , | FALSE
DUMBARTON 1108MR561 | EPSS | EPSS | EPSS | [16 empty] | Ground Inspection | [19 empty] | EPSS, | EPSS | EPSS | EPSS,Ground Inspection, | EPSS Ground Inspection | EPSS Ground Inspection | EPSS, | EPSS | EPSS |  |  |  | , | FALSE
MONROE 1104CB | EPSS | EPSS | EPSS | [36 empty] | EPSS, | EPSS | EPSS | EPSS, | EPSS | EPSS | EPSS, | EPSS | EPSS |  |  |  | , | FALSE
BURLINGAME 0401CB | EPSS | EPSS | EPSS | [36 empty] | EPSS, | EPSS | EPSS | EPSS, | EPSS | EPSS | EPSS, | EPSS | EPSS |  |  |  | , | FALSE
MOLINO 110276066 | EPSS | EPSS | EPSS | [17 empty] | Ground Inspection | [18 empty] | EPSS, | EPSS | EPSS | EPSS, | EPSS | EPSS | EPSS,Ground Inspection, | EPSS Ground Inspection | EPSS Ground Inspection |  |  |  | , | FALSE
RESEARCH 2102CB | EPSS | EPSS | EPSS | [16 empty] | Ground Inspection | [19 empty] | EPSS, | EPSS | EPSS | EPSS,Ground Inspection, | EPSS Ground Inspection | EPSS Ground Inspection | EPSS, | EPSS | EPSS |  |  |  | , | FALSE
SF H 111041644 | EPSS | EPSS | EPSS | [15 empty] | Ground Inspection | [20 empty] | EPSS,Ground Inspection, | EPSS Ground Inspection | EPSS Ground Inspection | EPSS, | EPSS | EPSS | EPSS, | EPSS | EPSS |  |  |  | , | FALSE
BELLE HAVEN 1103CB | EPSS | EPSS | EPSS | [16 empty] | Ground Inspection | Ground Inspection | [18 empty] | EPSS, | EPSS | EPSS | EPSS,Ground Inspection, | EPSS Ground Inspection | EPSS Ground Inspection | EPSS,Ground Inspection, | EPSS Ground Inspection | EPSS Ground Inspection |  |  |  | , | FALSE
EVERGREEN 2101XR080 | EPSS | EPSS | EPSS | [16 empty] | Ground Inspection | [19 empty] | EPSS, | EPSS | EPSS | EPSS,Ground Inspection, | EPSS Ground Inspection | EPSS Ground Inspection | EPSS, | EPSS | EPSS |  |  |  | , | FALSE
EDES 1103CB | EPSS | EPSS | EPSS | [36 empty] | EPSS, | EPSS | EPSS | EPSS, | EPSS | EPSS | EPSS, | EPSS | EPSS |  |  |  | , | FALSE
OAKLAND D 1105BR138 | EPSS | EPSS | EPSS | [16 empty] | Ground Inspection | [19 empty] | EPSS, | EPSS | EPSS | EPSS,Ground Inspection, | EPSS Ground Inspection | EPSS Ground Inspection | EPSS, | EPSS | EPSS |  |  |  | , | FALSE
KIRKER 210719592 | EPSS | EPSS | EPSS | [36 empty] | EPSS, | EPSS | EPSS | EPSS, | EPSS | EPSS | EPSS, | EPSS | EPSS |  |  |  | , | FALSE
OAKLAND I 0402CB | EPSS | EPSS | EPSS | [36 empty] | EPSS, | EPSS | EPSS | EPSS, | EPSS | EPSS | EPSS, | EPSS | EPSS |  |  |  | , | FALSE
LEMOORE 1102CB | EPSS | EPSS | EPSS | [17 empty] | Ground Inspection | [18 empty] | EPSS, | EPSS | EPSS | EPSS, | EPSS | EPSS | EPSS,Ground Inspection, | EPSS Ground Inspection | EPSS Ground Inspection |  |  |  | , | FALSE
MC KEE 1111CB | EPSS | EPSS | EPSS | [15 empty] | Ground Inspection | [20 empty] | EPSS,Ground Inspection, | EPSS Ground Inspection | EPSS Ground Inspection | EPSS, | EPSS | EPSS | EPSS, | EPSS | EPSS |  |  |  | , | FALSE
BRENTWOOD 2108CB | EPSS | EPSS | EPSS | [15 empty] | Ground Inspection |  | Ground Inspection | [18 empty] | EPSS,Ground Inspection, | EPSS Ground Inspection | EPSS Ground Inspection | EPSS, | EPSS | EPSS | EPSS,Ground Inspection, | EPSS Ground Inspection | EPSS Ground Inspection |  |  |  | , | FALSE
SAN RAMON 2104MR143 | EPSS | EPSS | EPSS | [36 empty] | EPSS, | EPSS | EPSS | EPSS, | EPSS | EPSS | EPSS, | EPSS | EPSS |  |  |  | , | FALSE
TIDEWATER 2108520863 | EPSS | EPSS | EPSS | [36 empty] | EPSS, | EPSS | EPSS | EPSS, | EPSS | EPSS | EPSS, | EPSS | EPSS |  |  |  | , | FALSE
MALAGA 110690812 | EPSS | EPSS | EPSS | [15 empty] | Ground Inspection | [20 empty] | EPSS,Ground Inspection, | EPSS Ground Inspection | EPSS Ground Inspection | EPSS, | EPSS | EPSS | EPSS, | EPSS | EPSS |  |  |  | , | FALSE
BERKELEY F 1105BR168 | EPSS | EPSS | EPSS | [16 empty] | Ground Inspection | [19 empty] | EPSS, | EPSS | EPSS | EPSS,Ground Inspection, | EPSS Ground Inspection | EPSS Ground Inspection | EPSS, | EPSS | EPSS |  |  |  | , | FALSE
OAKLAND X 1103CR408 | EPSS | EPSS | EPSS | [17 empty] | Ground Inspection | [18 empty] | EPSS, | EPSS | EPSS | EPSS, | EPSS | EPSS | EPSS,Ground Inspection, | EPSS Ground Inspection | EPSS Ground Inspection |  |  |  | , | FALSE
MISSION (X) 0401CB | EPSS | EPSS | EPSS | [15 empty] | Ground Inspection | [20 empty] | EPSS,Ground Inspection, | EPSS Ground Inspection | EPSS Ground Inspection | EPSS, | EPSS | EPSS | EPSS, | EPSS | EPSS |  |  |  | , | FALSE
VIERRA 1702CB | EPSS | EPSS | EPSS | [36 empty] | EPSS, | EPSS | EPSS | EPSS, | EPSS | EPSS | EPSS, | EPSS | EPSS |  |  |  | , | FALSE
BERKELEY T 0401CB | EPSS | EPSS | EPSS | [16 empty] | Ground Inspection | [19 empty] | EPSS, | EPSS | EPSS | EPSS,Ground Inspection, | EPSS Ground Inspection | EPSS Ground Inspection | EPSS, | EPSS | EPSS |  |  |  | , | FALSE
LOCKEFORD 210243430 | EPSS | EPSS | EPSS | [27 empty] | Line Sensors | [8 empty] | EPSS,Line Sensors, | EPSS Line Sensors | EPSS Line Sensors | EPSS, | EPSS | EPSS | EPSS, | EPSS | EPSS |  |  |  | , | FALSE
MALAGA 1108CB | EPSS | EPSS | EPSS | [15 empty] | Ground Inspection | Ground Inspection | [19 empty] | EPSS,Ground Inspection, | EPSS Ground Inspection | EPSS Ground Inspection | EPSS,Ground Inspection, | EPSS Ground Inspection | EPSS Ground Inspection | EPSS, | EPSS | EPSS |  |  |  | , | FALSE
ALMADEN 1102XR216 | EPSS | EPSS | EPSS | [16 empty] | Ground Inspection | Ground Inspection | [18 empty] | EPSS, | EPSS | EPSS | EPSS,Ground Inspection, | EPSS Ground Inspection | EPSS Ground Inspection | EPSS,Ground Inspection, | EPSS Ground Inspection | EPSS Ground Inspection |  |  |  | , | FALSE
SF G 0406CB | EPSS | EPSS | EPSS | [36 empty] | EPSS, | EPSS | EPSS | EPSS, | EPSS | EPSS | EPSS, | EPSS | EPSS |  |  |  | , | FALSE
EL CERRITO G 1112BR152 | EPSS | EPSS | EPSS | [36 empty] | EPSS, | EPSS | EPSS | EPSS, | EPSS | EPSS | EPSS, | EPSS | EPSS |  |  |  | , | FALSE
LOGAN CREEK 210157110 | EPSS | EPSS | EPSS | [36 empty] | EPSS, | EPSS | EPSS | EPSS, | EPSS | EPSS | EPSS, | EPSS | EPSS |  |  |  | , | FALSE
CASTRO VALLEY 1107CB | EPSS | EPSS | EPSS | [16 empty] | Ground Inspection | [19 empty] | EPSS, | EPSS | EPSS | EPSS,Ground Inspection, | EPSS Ground Inspection | EPSS Ground Inspection | EPSS, | EPSS | EPSS |  |  |  | , | FALSE
SF K 0410CB | EPSS | EPSS | EPSS | [36 empty] | EPSS, | EPSS | EPSS | EPSS, | EPSS | EPSS | EPSS, | EPSS | EPSS |  |  |  | , | FALSE
MILLBRAE 1108341881 | EPSS | EPSS | EPSS | [36 empty] | EPSS, | EPSS | EPSS | EPSS, | EPSS | EPSS | EPSS, | EPSS | EPSS |  |  |  | , | FALSE
SF H 111071826 | EPSS | EPSS | EPSS | [15 empty] | Ground Inspection | [20 empty] | EPSS,Ground Inspection, | EPSS Ground Inspection | EPSS Ground Inspection | EPSS, | EPSS | EPSS | EPSS, | EPSS | EPSS |  |  |  | , | FALSE
EDENVALE 2106XR436 | EPSS | EPSS | EPSS | [17 empty] | Ground Inspection | [18 empty] | EPSS, | EPSS | EPSS | EPSS, | EPSS | EPSS | EPSS,Ground Inspection, | EPSS Ground Inspection | EPSS Ground Inspection |  |  |  | , | FALSE
ARCATA 1121CB | EPSS | EPSS | EPSS | [16 empty] | Ground Inspection | Ground Inspection | [18 empty] | EPSS, | EPSS | EPSS | EPSS,Ground Inspection, | EPSS Ground Inspection | EPSS Ground Inspection | EPSS,Ground Inspection, | EPSS Ground Inspection | EPSS Ground Inspection |  |  |  | , | FALSE
DEEPWATER 1105CB | EPSS | EPSS | EPSS | [15 empty] | Ground Inspection | [20 empty] | EPSS,Ground Inspection, | EPSS Ground Inspection | EPSS Ground Inspection | EPSS, | EPSS | EPSS | EPSS, | EPSS | EPSS |  |  |  | , | FALSE
JARVIS 1111MR120 | EPSS | EPSS | EPSS | [36 empty] | EPSS, | EPSS | EPSS | EPSS, | EPSS | EPSS | EPSS, | EPSS | EPSS |  |  |  | , | FALSE
SHAFTER 1101CB | EPSS | EPSS | EPSS | [36 empty] | EPSS, | EPSS | EPSS | EPSS, | EPSS | EPSS | EPSS, | EPSS | EPSS |  |  |  | , | FALSE
LLAGAS 2103CB | EPSS | EPSS | EPSS | [15 empty] | Ground Inspection | Ground Inspection | [19 empty] | EPSS,Ground Inspection, | EPSS Ground Inspection | EPSS Ground Inspection | EPSS,Ground Inspection, | EPSS Ground Inspection | EPSS Ground Inspection | EPSS, | EPSS | EPSS |  |  |  | , | FALSE
EDENVALE 2105CB | EPSS | EPSS | EPSS | [15 empty] | Ground Inspection | Ground Inspection | Ground Inspection | [18 empty] | EPSS,Ground Inspection, | EPSS Ground Inspection | EPSS Ground Inspection | EPSS,Ground Inspection, | EPSS Ground Inspection | EPSS Ground Inspection | EPSS,Ground Inspection, | EPSS Ground Inspection | EPSS Ground Inspection |  |  |  | , | FALSE
SF E 1105CB | EPSS | EPSS | EPSS | [36 empty] | EPSS, | EPSS | EPSS | EPSS, | EPSS | EPSS | EPSS, | EPSS | EPSS |  |  |  | , | FALSE
LAKEWOOD 211090650 | EPSS | EPSS | EPSS | [16 empty] | Ground Inspection | [19 empty] | EPSS, | EPSS | EPSS | EPSS,Ground Inspection, | EPSS Ground Inspection | EPSS Ground Inspection | EPSS, | EPSS | EPSS |  |  |  | , | FALSE
SUISUN 1106CB | EPSS | EPSS | EPSS | [17 empty] | Ground Inspection | [18 empty] | EPSS, | EPSS | EPSS | EPSS, | EPSS | EPSS | EPSS,Ground Inspection, | EPSS Ground Inspection | EPSS Ground Inspection |  |  |  | , | FALSE
VASONA 1108LC30 | EPSS | EPSS | EPSS | [16 empty] | Ground Inspection | Ground Inspection | [18 empty] | EPSS, | EPSS | EPSS | EPSS,Ground Inspection, | EPSS Ground Inspection | EPSS Ground Inspection | EPSS,Ground Inspection, | EPSS Ground Inspection | EPSS Ground Inspection |  |  |  | , | FALSE
MC KEE 1105CB | EPSS | EPSS | EPSS | [36 empty] | EPSS, | EPSS | EPSS | EPSS, | EPSS | EPSS | EPSS, | EPSS | EPSS |  |  |  | , | FALSE
PUEBLO 1104CB | EPSS | EPSS | EPSS | [14 empty] | Aerial Inspection |  | Ground Inspection | [19 empty] | EPSS, | EPSS | EPSS | EPSS,Ground Inspection, | EPSS Ground Inspection | EPSS Ground Inspection | EPSS,Aerial Inspection, | EPSS Aerial Inspection | EPSS Aerial Inspection |  |  |  | , | FALSE
DUMBARTON 1109CB | EPSS | EPSS | EPSS | [16 empty] | Ground Inspection | [19 empty] | EPSS, | EPSS | EPSS | EPSS,Ground Inspection, | EPSS Ground Inspection | EPSS Ground Inspection | EPSS, | EPSS | EPSS |  |  |  | , | FALSE
OAKLAND D 1104CB | EPSS | EPSS | EPSS | [15 empty] | Ground Inspection | [20 empty] | EPSS,Ground Inspection, | EPSS Ground Inspection | EPSS Ground Inspection | EPSS, | EPSS | EPSS | EPSS, | EPSS | EPSS |  |  |  | , | FALSE
OAKLAND J 0401CB | EPSS | EPSS | EPSS | [17 empty] | Ground Inspection | [18 empty] | EPSS, | EPSS | EPSS | EPSS, | EPSS | EPSS | EPSS,Ground Inspection, | EPSS Ground Inspection | EPSS Ground Inspection |  |  |  | , | FALSE
COALINGA NO 2 1104CB | EPSS | EPSS | EPSS | [36 empty] | EPSS, | EPSS | EPSS | EPSS, | EPSS | EPSS | EPSS, | EPSS | EPSS |  |  |  | , | FALSE
JARVIS 1106MR687 | EPSS | EPSS | EPSS | [36 empty] | EPSS, | EPSS | EPSS | EPSS, | EPSS | EPSS | EPSS, | EPSS | EPSS |  |  |  | , | FALSE
SAN JOSE B 1102CB | EPSS | EPSS | EPSS | [36 empty] | EPSS, | EPSS | EPSS | EPSS, | EPSS | EPSS | EPSS, | EPSS | EPSS |  |  |  | , | FALSE
SILVERADO 2105268508 | EPSS | EPSS | EPSS | [16 empty] | Ground Inspection | [19 empty] | EPSS, | EPSS | EPSS | EPSS,Ground Inspection, | EPSS Ground Inspection | EPSS Ground Inspection | EPSS, | EPSS | EPSS |  |  |  | , | FALSE
JESSUP 1103CB | EPSS | EPSS | EPSS | [13 empty] | Aerial Inspection |  | Ground Inspection |  | Ground Inspection | [18 empty] | EPSS,Ground Inspection, | EPSS Ground Inspection | EPSS Ground Inspection | EPSS,Aerial Inspection, | EPSS Aerial Inspection | EPSS Aerial Inspection | EPSS,Ground Inspection, | EPSS Ground Inspection | EPSS Ground Inspection |  |  |  | , | FALSE
SILVER 0401CB | EPSS | EPSS | EPSS | [16 empty] | Ground Inspection | [19 empty] | EPSS, | EPSS | EPSS | EPSS,Ground Inspection, | EPSS Ground Inspection | EPSS Ground Inspection | EPSS, | EPSS | EPSS |  |  |  | , | FALSE
PACIFIC GROVE 04242610 | EPSS | EPSS | EPSS | [16 empty] | Ground Inspection | [19 empty] | EPSS, | EPSS | EPSS | EPSS,Ground Inspection, | EPSS Ground Inspection | EPSS Ground Inspection | EPSS, | EPSS | EPSS |  |  |  | , | FALSE
SARATOGA 1110840021 | EPSS | EPSS | EPSS | [16 empty] | Ground Inspection | [19 empty] | EPSS, | EPSS | EPSS | EPSS,Ground Inspection, | EPSS Ground Inspection | EPSS Ground Inspection | EPSS, | EPSS | EPSS |  |  |  | , | FALSE
OAKLAND X 1115CR298 | EPSS | EPSS | EPSS | [15 empty] | Ground Inspection | [20 empty] | EPSS,Ground Inspection, | EPSS Ground Inspection | EPSS Ground Inspection | EPSS, | EPSS | EPSS | EPSS, | EPSS | EPSS |  |  |  | , | FALSE
ALHAMBRA 110281034 | EPSS | EPSS | EPSS | [15 empty] | Ground Inspection | [20 empty] | EPSS,Ground Inspection, | EPSS Ground Inspection | EPSS Ground Inspection | EPSS, | EPSS | EPSS | EPSS, | EPSS | EPSS |  |  |  | , | FALSE
DALY CITY 1111CB | EPSS | EPSS | EPSS | [16 empty] | Ground Inspection | Ground Inspection | [18 empty] | EPSS, | EPSS | EPSS | EPSS,Ground Inspection, | EPSS Ground Inspection | EPSS Ground Inspection | EPSS,Ground Inspection, | EPSS Ground Inspection | EPSS Ground Inspection |  |  |  | , | FALSE
OAKLAND J 1104CR382 | EPSS | EPSS | EPSS | [17 empty] | Ground Inspection | [18 empty] | EPSS, | EPSS | EPSS | EPSS, | EPSS | EPSS | EPSS,Ground Inspection, | EPSS Ground Inspection | EPSS Ground Inspection |  |  |  | , | FALSE
OAKLAND J 1103CR446 | EPSS | EPSS | EPSS | [36 empty] | EPSS, | EPSS | EPSS | EPSS, | EPSS | EPSS | EPSS, | EPSS | EPSS |  |  |  | , | FALSE
CONTRA COSTA 2113CB | EPSS | EPSS | EPSS | [16 empty] | Ground Inspection | Ground Inspection | [18 empty] | EPSS, | EPSS | EPSS | EPSS,Ground Inspection, | EPSS Ground Inspection | EPSS Ground Inspection | EPSS,Ground Inspection, | EPSS Ground Inspection | EPSS Ground Inspection |  |  |  | , | FALSE
WALDO 0402CB | EPSS | EPSS | EPSS | [36 empty] | EPSS, | EPSS | EPSS | EPSS, | EPSS | EPSS | EPSS, | EPSS | EPSS |  |  |  | , | FALSE
MADERA 111211550 | EPSS | EPSS | EPSS | [15 empty] | Ground Inspection | [20 empty] | EPSS,Ground Inspection, | EPSS Ground Inspection | EPSS Ground Inspection | EPSS, | EPSS | EPSS | EPSS, | EPSS | EPSS |  |  |  | , | FALSE
SF K 0406CB | EPSS | EPSS | EPSS | [36 empty] | EPSS, | EPSS | EPSS | EPSS, | EPSS | EPSS | EPSS, | EPSS | EPSS |  |  |  | , | FALSE
SYCAMORE CREEK 11072250 | EPSS | EPSS | EPSS | [17 empty] | Ground Inspection | [18 empty] | EPSS, | EPSS | EPSS | EPSS, | EPSS | EPSS | EPSS,Ground Inspection, | EPSS Ground Inspection | EPSS Ground Inspection |  |  |  | , | FALSE
BRITTON 1105CB | EPSS | EPSS | EPSS | [17 empty] | Ground Inspection | [18 empty] | EPSS, | EPSS | EPSS | EPSS, | EPSS | EPSS | EPSS,Ground Inspection, | EPSS Ground Inspection | EPSS Ground Inspection |  |  |  | , | FALSE
OAKLAND J 1101CR348 | EPSS | EPSS | EPSS | [17 empty] | Ground Inspection | [18 empty] | EPSS, | EPSS | EPSS | EPSS, | EPSS | EPSS | EPSS,Ground Inspection, | EPSS Ground Inspection | EPSS Ground Inspection |  |  |  | , | FALSE
BRUNSWICK 1110528196 | EPSS | EPSS | EPSS | [13 empty] | Aerial Inspection |  | Ground Inspection | [20 empty] | EPSS,Ground Inspection, | EPSS Ground Inspection | EPSS Ground Inspection | EPSS,Aerial Inspection, | EPSS Aerial Inspection | EPSS Aerial Inspection | EPSS, | EPSS | EPSS |  |  |  | , | FALSE
CLAY 1102CUST | EPSS | EPSS | EPSS | [36 empty] | EPSS, | EPSS | EPSS | EPSS, | EPSS | EPSS | EPSS, | EPSS | EPSS |  |  |  | , | FALSE
GRANT 1107MR221 | EPSS | EPSS | EPSS | [16 empty] | Ground Inspection | [19 empty] | EPSS, | EPSS | EPSS | EPSS,Ground Inspection, | EPSS Ground Inspection | EPSS Ground Inspection | EPSS, | EPSS | EPSS |  |  |  | , | FALSE
CAROLANDS 04038508 | EPSS | EPSS | EPSS | [36 empty] | EPSS, | EPSS | EPSS | EPSS, | EPSS | EPSS | EPSS, | EPSS | EPSS |  |  |  | , | FALSE
BELLE HAVEN 11068988 | EPSS | EPSS | EPSS | [16 empty] | Ground Inspection | [19 empty] | EPSS, | EPSS | EPSS | EPSS,Ground Inspection, | EPSS Ground Inspection | EPSS Ground Inspection | EPSS, | EPSS | EPSS |  |  |  | , | FALSE
FAIRVIEW 2206M523R | EPSS | EPSS | EPSS | [15 empty] | Ground Inspection | [20 empty] | EPSS,Ground Inspection, | EPSS Ground Inspection | EPSS Ground Inspection | EPSS, | EPSS | EPSS | EPSS, | EPSS | EPSS |  |  |  | , | FALSE
BELLEVUE 2105316 | EPSS | EPSS | EPSS | [17 empty] | Ground Inspection | [18 empty] | EPSS, | EPSS | EPSS | EPSS, | EPSS | EPSS | EPSS,Ground Inspection, | EPSS Ground Inspection | EPSS Ground Inspection |  |  |  | , | FALSE
LOS ALTOS 1104LM22 | EPSS | EPSS | EPSS | [17 empty] | Ground Inspection | [18 empty] | EPSS, | EPSS | EPSS | EPSS, | EPSS | EPSS | EPSS,Ground Inspection, | EPSS Ground Inspection | EPSS Ground Inspection |  |  |  | , | FALSE
PUEBLO 110548260 | EPSS | EPSS | EPSS | [15 empty] | Ground Inspection | Ground Inspection | [19 empty] | EPSS,Ground Inspection, | EPSS Ground Inspection | EPSS Ground Inspection | EPSS,Ground Inspection, | EPSS Ground Inspection | EPSS Ground Inspection | EPSS, | EPSS | EPSS |  |  |  | , | FALSE
RAINBOW 1105CB | EPSS | EPSS | EPSS | [16 empty] | Ground Inspection | [19 empty] | EPSS, | EPSS | EPSS | EPSS,Ground Inspection, | EPSS Ground Inspection | EPSS Ground Inspection | EPSS, | EPSS | EPSS |  |  |  | , | FALSE
CLARKSVILLE 210419662 | EPSS | EPSS | EPSS | [36 empty] | EPSS, | EPSS | EPSS | EPSS, | EPSS | EPSS | EPSS, | EPSS | EPSS |  |  |  | , | FALSE
BAY MEADOWS 1102CB | EPSS | EPSS | EPSS | [15 empty] | Ground Inspection | [20 empty] | EPSS,Ground Inspection, | EPSS Ground Inspection | EPSS Ground Inspection | EPSS, | EPSS | EPSS | EPSS, | EPSS | EPSS |  |  |  | , | FALSE
SF G 0409CB | EPSS | EPSS | EPSS | [36 empty] | EPSS, | EPSS | EPSS | EPSS, | EPSS | EPSS | EPSS, | EPSS | EPSS |  |  |  | , | FALSE
EDES 1110CB | EPSS | EPSS | EPSS | [36 empty] | EPSS, | EPSS | EPSS | EPSS, | EPSS | EPSS | EPSS, | EPSS | EPSS |  |  |  | , | FALSE
TRACY 1106CB | EPSS | EPSS | EPSS | [16 empty] | Ground Inspection | [19 empty] | EPSS, | EPSS | EPSS | EPSS,Ground Inspection, | EPSS Ground Inspection | EPSS Ground Inspection | EPSS, | EPSS | EPSS |  |  |  | , | FALSE
EUREKA E 110435934 | EPSS | EPSS | EPSS | [13 empty] | Aerial Inspection |  | Ground Inspection | [10 empty] | Down Conductor Detection (DCD) | [9 empty] | EPSS,Ground Inspection, | EPSS Ground Inspection | EPSS Ground Inspection | EPSS,Aerial Inspection, | EPSS Aerial Inspection | EPSS Aerial Inspection | EPSS,Down Conductor Detection (DCD), | EPSS Down Conductor Detection (DCD) | EPSS Down Conductor Detection (DCD) |  |  |  | , | FALSE
FMC 1111CB | EPSS | EPSS | EPSS | [17 empty] | Ground Inspection | [18 empty] | EPSS, | EPSS | EPSS | EPSS, | EPSS | EPSS | EPSS,Ground Inspection, | EPSS Ground Inspection | EPSS Ground Inspection |  |  |  | , | FALSE
WILSON 110111120 | EPSS | EPSS | EPSS | [15 empty] | Ground Inspection | [20 empty] | EPSS,Ground Inspection, | EPSS Ground Inspection | EPSS Ground Inspection | EPSS, | EPSS | EPSS | EPSS, | EPSS | EPSS |  |  |  | , | FALSE
AIRWAYS 1108576040 | EPSS | EPSS | EPSS | [15 empty] | Ground Inspection | [20 empty] | EPSS,Ground Inspection, | EPSS Ground Inspection | EPSS Ground Inspection | EPSS, | EPSS | EPSS | EPSS, | EPSS | EPSS |  |  |  | , | FALSE
EAST MARYSVILLE 11051384 | EPSS | EPSS | EPSS | [36 empty] | EPSS, | EPSS | EPSS | EPSS, | EPSS | EPSS | EPSS, | EPSS | EPSS |  |  |  | , | FALSE
CLEAR LAKE 110237582 | EPSS | EPSS | EPSS | [15 empty] | Ground Inspection | [20 empty] | EPSS,Ground Inspection, | EPSS Ground Inspection | EPSS Ground Inspection | EPSS, | EPSS | EPSS | EPSS, | EPSS | EPSS |  |  |  | , | FALSE
GRANT 1103CB | EPSS | EPSS | EPSS | [16 empty] | Ground Inspection | [19 empty] | EPSS, | EPSS | EPSS | EPSS,Ground Inspection, | EPSS Ground Inspection | EPSS Ground Inspection | EPSS, | EPSS | EPSS |  |  |  | , | FALSE
PORTOLA 0401900726 | EPSS | EPSS | EPSS | [36 empty] | EPSS, | EPSS | EPSS | EPSS, | EPSS | EPSS | EPSS, | EPSS | EPSS |  |  |  | , | FALSE
FORT ORD 210695186 | EPSS | EPSS | EPSS | [17 empty] | Ground Inspection | [9 empty] | Line Sensors | [8 empty] | EPSS,Line Sensors, | EPSS Line Sensors | EPSS Line Sensors | EPSS, | EPSS | EPSS | EPSS,Ground Inspection, | EPSS Ground Inspection | EPSS Ground Inspection |  |  |  | , | FALSE
FAIRVIEW 2207752858 | EPSS | EPSS | EPSS | [15 empty] | Ground Inspection | [20 empty] | EPSS,Ground Inspection, | EPSS Ground Inspection | EPSS Ground Inspection | EPSS, | EPSS | EPSS | EPSS, | EPSS | EPSS |  |  |  | , | FALSE
SF G 0408CB | EPSS | EPSS | EPSS | [15 empty] | Ground Inspection | [20 empty] | EPSS,Ground Inspection, | EPSS Ground Inspection | EPSS Ground Inspection | EPSS, | EPSS | EPSS | EPSS, | EPSS | EPSS |  |  |  | , | FALSE
CASTRO VALLEY 1103190144 | EPSS | EPSS | EPSS | [16 empty] | Ground Inspection | [19 empty] | EPSS, | EPSS | EPSS | EPSS,Ground Inspection, | EPSS Ground Inspection | EPSS Ground Inspection | EPSS, | EPSS | EPSS |  |  |  | , | FALSE
WHISMAN 110660000 | EPSS | EPSS | EPSS | [17 empty] | Ground Inspection | [18 empty] | EPSS, | EPSS | EPSS | EPSS, | EPSS | EPSS | EPSS,Ground Inspection, | EPSS Ground Inspection | EPSS Ground Inspection |  |  |  | , | FALSE
WHISMAN 110331472 | EPSS | EPSS | EPSS | [17 empty] | Ground Inspection | [18 empty] | EPSS, | EPSS | EPSS | EPSS, | EPSS | EPSS | EPSS,Ground Inspection, | EPSS Ground Inspection | EPSS Ground Inspection |  |  |  | , | FALSE
PAUL SWEET 2104273794 | EPSS | EPSS | EPSS | [16 empty] | Ground Inspection | [19 empty] | EPSS, | EPSS | EPSS | EPSS,Ground Inspection, | EPSS Ground Inspection | EPSS Ground Inspection | EPSS, | EPSS | EPSS |  |  |  | , | FALSE
LOS ALTOS 1106CB | EPSS | EPSS | EPSS | [17 empty] | Ground Inspection | [18 empty] | EPSS, | EPSS | EPSS | EPSS, | EPSS | EPSS | EPSS,Ground Inspection, | EPSS Ground Inspection | EPSS Ground Inspection |  |  |  | , | FALSE
MABURY 1104CB | EPSS | EPSS | EPSS | [17 empty] | Ground Inspection | [18 empty] | EPSS, | EPSS | EPSS | EPSS, | EPSS | EPSS | EPSS,Ground Inspection, | EPSS Ground Inspection | EPSS Ground Inspection |  |  |  | , | FALSE
PANAMA 21021690 | EPSS | EPSS | EPSS | [36 empty] | EPSS, | EPSS | EPSS | EPSS, | EPSS | EPSS | EPSS, | EPSS | EPSS |  |  |  | , | FALSE
SARATOGA 1111XR536 | EPSS | EPSS | EPSS | [16 empty] | Ground Inspection | [19 empty] | EPSS, | EPSS | EPSS | EPSS,Ground Inspection, | EPSS Ground Inspection | EPSS Ground Inspection | EPSS, | EPSS | EPSS |  |  |  | , | FALSE
LARKIN (Y) 1110639640 | EPSS | EPSS | EPSS | [36 empty] | EPSS, | EPSS | EPSS | EPSS, | EPSS | EPSS | EPSS, | EPSS | EPSS |  |  |  | , | FALSE
EIGHT MILE 210288822 | EPSS | EPSS | EPSS | [16 empty] | Ground Inspection | Ground Inspection | [18 empty] | EPSS, | EPSS | EPSS | EPSS,Ground Inspection, | EPSS Ground Inspection | EPSS Ground Inspection | EPSS,Ground Inspection, | EPSS Ground Inspection | EPSS Ground Inspection |  |  |  | , | FALSE
COALINGA NO 1 1108CB | EPSS | EPSS | EPSS | [15 empty] | Ground Inspection | [20 empty] | EPSS,Ground Inspection, | EPSS Ground Inspection | EPSS Ground Inspection | EPSS, | EPSS | EPSS | EPSS, | EPSS | EPSS |  |  |  | , | FALSE
OLIVEHURST 11037442 | EPSS | EPSS | EPSS | [36 empty] | EPSS, | EPSS | EPSS | EPSS, | EPSS | EPSS | EPSS, | EPSS | EPSS |  |  |  | , | FALSE
OAKLAND D 1112CB | EPSS | EPSS | EPSS | [15 empty] | Ground Inspection | [20 empty] | EPSS,Ground Inspection, | EPSS Ground Inspection | EPSS Ground Inspection | EPSS, | EPSS | EPSS | EPSS, | EPSS | EPSS |  |  |  | , | FALSE
EL CERRITO G 1110CB | EPSS | EPSS | EPSS | [17 empty] | Ground Inspection | [18 empty] | EPSS, | EPSS | EPSS | EPSS, | EPSS | EPSS | EPSS,Ground Inspection, | EPSS Ground Inspection | EPSS Ground Inspection |  |  |  | , | FALSE
BURLINGAME 04029056 | EPSS | EPSS | EPSS | [36 empty] | EPSS, | EPSS | EPSS | EPSS, | EPSS | EPSS | EPSS, | EPSS | EPSS |  |  |  | , | FALSE
BERKELEY F 1102BR156 | EPSS | EPSS | EPSS | [16 empty] | Ground Inspection | [19 empty] | EPSS, | EPSS | EPSS | EPSS,Ground Inspection, | EPSS Ground Inspection | EPSS Ground Inspection | EPSS, | EPSS | EPSS |  |  |  | , | FALSE
HICKS 1113CB | EPSS | EPSS | EPSS | [16 empty] | Ground Inspection | Ground Inspection | [18 empty] | EPSS, | EPSS | EPSS | EPSS,Ground Inspection, | EPSS Ground Inspection | EPSS Ground Inspection | EPSS,Ground Inspection, | EPSS Ground Inspection | EPSS Ground Inspection |  |  |  | , | FALSE
DAVIS 1112CB | EPSS | EPSS | EPSS | [15 empty] | Ground Inspection | [20 empty] | EPSS,Ground Inspection, | EPSS Ground Inspection | EPSS Ground Inspection | EPSS, | EPSS | EPSS | EPSS, | EPSS | EPSS |  |  |  | , | FALSE
TIDEWATER 2106703654 | EPSS | EPSS | EPSS | [36 empty] | EPSS, | EPSS | EPSS | EPSS, | EPSS | EPSS | EPSS, | EPSS | EPSS |  |  |  | , | FALSE
BRENTWOOD 210838994 | EPSS | EPSS | EPSS | [17 empty] | Ground Inspection | [18 empty] | EPSS, | EPSS | EPSS | EPSS, | EPSS | EPSS | EPSS,Ground Inspection, | EPSS Ground Inspection | EPSS Ground Inspection |  |  |  | , | FALSE
SF L 0409CB | EPSS | EPSS | EPSS | [17 empty] | Ground Inspection | [18 empty] | EPSS, | EPSS | EPSS | EPSS, | EPSS | EPSS | EPSS,Ground Inspection, | EPSS Ground Inspection | EPSS Ground Inspection |  |  |  | , | FALSE
WHISMAN 1108LM34 | EPSS | EPSS | EPSS | [17 empty] | Ground Inspection | [18 empty] | EPSS, | EPSS | EPSS | EPSS, | EPSS | EPSS | EPSS,Ground Inspection, | EPSS Ground Inspection | EPSS Ground Inspection |  |  |  | , | FALSE
MARINA (F) 0405CB | EPSS | EPSS | EPSS | [15 empty] | Ground Inspection | [20 empty] | EPSS,Ground Inspection, | EPSS Ground Inspection | EPSS Ground Inspection | EPSS, | EPSS | EPSS | EPSS, | EPSS | EPSS |  |  |  | , | FALSE
MONTAGUE 2104CB | EPSS | EPSS | EPSS | [16 empty] | Ground Inspection | [19 empty] | EPSS, | EPSS | EPSS | EPSS,Ground Inspection, | EPSS Ground Inspection | EPSS Ground Inspection | EPSS, | EPSS | EPSS |  |  |  | , | FALSE
RICHMOND Q 0401563674 | EPSS | EPSS | EPSS | [36 empty] | EPSS, | EPSS | EPSS | EPSS, | EPSS | EPSS | EPSS, | EPSS | EPSS |  |  |  | , | FALSE
DALY CITY 111212075 | EPSS | EPSS | EPSS | [16 empty] | Ground Inspection | [19 empty] | EPSS, | EPSS | EPSS | EPSS,Ground Inspection, | EPSS Ground Inspection | EPSS Ground Inspection | EPSS, | EPSS | EPSS |  |  |  | , | FALSE
DUMBARTON 1104MR300 | EPSS | EPSS | EPSS | [16 empty] | Ground Inspection | [19 empty] | EPSS, | EPSS | EPSS | EPSS,Ground Inspection, | EPSS Ground Inspection | EPSS Ground Inspection | EPSS, | EPSS | EPSS |  |  |  | , | FALSE
MADISON 2101888814 | EPSS | EPSS | EPSS | [17 empty] | Ground Inspection | [9 empty] | Line Sensors | [8 empty] | EPSS,Line Sensors, | EPSS Line Sensors | EPSS Line Sensors | EPSS, | EPSS | EPSS | EPSS,Ground Inspection, | EPSS Ground Inspection | EPSS Ground Inspection |  |  |  | , | FALSE
SAN PABLO 1105P200 | EPSS | EPSS | EPSS | [15 empty] | Ground Inspection | [20 empty] | EPSS,Ground Inspection, | EPSS Ground Inspection | EPSS Ground Inspection | EPSS, | EPSS | EPSS | EPSS, | EPSS | EPSS |  |  |  | , | FALSE
LAS POSITAS 2106MR180 | EPSS | EPSS | EPSS | [15 empty] | Ground Inspection | [20 empty] | EPSS,Ground Inspection, | EPSS Ground Inspection | EPSS Ground Inspection | EPSS, | EPSS | EPSS | EPSS, | EPSS | EPSS |  |  |  | , | FALSE
YOSEMITE 0402CB | EPSS | EPSS | EPSS | [16 empty] | Ground Inspection | [19 empty] | EPSS, | EPSS | EPSS | EPSS,Ground Inspection, | EPSS Ground Inspection | EPSS Ground Inspection | EPSS, | EPSS | EPSS |  |  |  | , | FALSE
CASTRO VALLEY 1107MR586 | EPSS | EPSS | EPSS | [16 empty] | Ground Inspection | Ground Inspection | [18 empty] | EPSS, | EPSS | EPSS | EPSS,Ground Inspection, | EPSS Ground Inspection | EPSS Ground Inspection | EPSS,Ground Inspection, | EPSS Ground Inspection | EPSS Ground Inspection |  |  |  | , | FALSE
RINCON 110275816 | EPSS | EPSS | EPSS | [14 empty] | Aerial Inspection |  | Ground Inspection | [8 empty] | Down Conductor Detection (DCD) | [10 empty] | EPSS, | EPSS | EPSS | EPSS,Ground Inspection,Down Conductor Detection (DCD), | EPSS Ground Inspection Down Conductor Detection (DCD) | EPSS Ground Inspection Down Conductor Detection (DCD) | EPSS,Aerial Inspection, | EPSS Aerial Inspection | EPSS Aerial Inspection |  |  |  | , | FALSE
SERRAMONTE 110467957 | EPSS | EPSS | EPSS | [16 empty] | Ground Inspection | [19 empty] | EPSS, | EPSS | EPSS | EPSS,Ground Inspection, | EPSS Ground Inspection | EPSS Ground Inspection | EPSS, | EPSS | EPSS |  |  |  | , | FALSE
SONOMA 1107CB | EPSS | EPSS | EPSS | [36 empty] | EPSS, | EPSS | EPSS | EPSS, | EPSS | EPSS | EPSS, | EPSS | EPSS |  |  |  | , | FALSE
MC KEE 1107CB | EPSS | EPSS | EPSS | [15 empty] | Ground Inspection | [20 empty] | EPSS,Ground Inspection, | EPSS Ground Inspection | EPSS Ground Inspection | EPSS, | EPSS | EPSS | EPSS, | EPSS | EPSS |  |  |  | , | FALSE
DUMBARTON 11066672 | EPSS | EPSS | EPSS | [16 empty] | Ground Inspection | [19 empty] | EPSS, | EPSS | EPSS | EPSS,Ground Inspection, | EPSS Ground Inspection | EPSS Ground Inspection | EPSS, | EPSS | EPSS |  |  |  | , | FALSE
PACIFICA 110252715 | EPSS | EPSS | EPSS | [13 empty] | Aerial Inspection |  | Ground Inspection | Ground Inspection | [8 empty] | Down Conductor Detection (DCD) | [10 empty] | EPSS,Ground Inspection, | EPSS Ground Inspection | EPSS Ground Inspection | EPSS,Aerial Inspection,Ground Inspection,Down Conductor Detection (DCD), | EPSS Aerial Inspection Ground Inspection Down Conductor Detection (DCD) | EPSS Aerial Inspection Ground Inspection Down Conductor Detection (DCD) | EPSS, | EPSS | EPSS |  |  |  | , | FALSE
ANDERSON 1103CB | EPSS | EPSS | EPSS | [36 empty] | EPSS, | EPSS | EPSS | EPSS, | EPSS | EPSS | EPSS, | EPSS | EPSS |  |  |  | , | FALSE
DIXON LANDING 21028439 | EPSS | EPSS | EPSS | [15 empty] | Ground Inspection | [20 empty] | EPSS,Ground Inspection, | EPSS Ground Inspection | EPSS Ground Inspection | EPSS, | EPSS | EPSS | EPSS, | EPSS | EPSS |  |  |  | , | FALSE
SF H 1107CB | EPSS | EPSS | EPSS | [16 empty] | Ground Inspection | [19 empty] | EPSS, | EPSS | EPSS | EPSS,Ground Inspection, | EPSS Ground Inspection | EPSS Ground Inspection | EPSS, | EPSS | EPSS |  |  |  | , | FALSE
GLENWOOD 0405CB | EPSS | EPSS | EPSS | [16 empty] | Ground Inspection | Ground Inspection | [18 empty] | EPSS, | EPSS | EPSS | EPSS,Ground Inspection, | EPSS Ground Inspection | EPSS Ground Inspection | EPSS,Ground Inspection, | EPSS Ground Inspection | EPSS Ground Inspection |  |  |  | , | FALSE
WATSONVILLE 2101CB | EPSS | EPSS | EPSS | [36 empty] | EPSS, | EPSS | EPSS | EPSS, | EPSS | EPSS | EPSS, | EPSS | EPSS |  |  |  | , | FALSE
OAKLAND J 1117CR104 | EPSS | EPSS | EPSS | [17 empty] | Ground Inspection | [18 empty] | EPSS, | EPSS | EPSS | EPSS, | EPSS | EPSS | EPSS,Ground Inspection, | EPSS Ground Inspection | EPSS Ground Inspection |  |  |  | , | FALSE
EL CAPITAN 11062350 | EPSS | EPSS | EPSS | [15 empty] | Ground Inspection |  | Ground Inspection | [18 empty] | EPSS,Ground Inspection, | EPSS Ground Inspection | EPSS Ground Inspection | EPSS, | EPSS | EPSS | EPSS,Ground Inspection, | EPSS Ground Inspection | EPSS Ground Inspection |  |  |  | , | FALSE
PUEBLO 1104640 | EPSS | EPSS | EPSS | [13 empty] | Aerial Inspection |  | Ground Inspection | [20 empty] | EPSS,Ground Inspection, | EPSS Ground Inspection | EPSS Ground Inspection | EPSS,Aerial Inspection, | EPSS Aerial Inspection | EPSS Aerial Inspection | EPSS, | EPSS | EPSS |  |  |  | , | FALSE
LOYOLA 0401CB | EPSS | EPSS | EPSS | [17 empty] | Ground Inspection | [18 empty] | EPSS, | EPSS | EPSS | EPSS, | EPSS | EPSS | EPSS,Ground Inspection, | EPSS Ground Inspection | EPSS Ground Inspection |  |  |  | , | FALSE
OAKLAND D 1105BR306 | EPSS | EPSS | EPSS | [16 empty] | Ground Inspection | Ground Inspection | [18 empty] | EPSS, | EPSS | EPSS | EPSS,Ground Inspection, | EPSS Ground Inspection | EPSS Ground Inspection | EPSS,Ground Inspection, | EPSS Ground Inspection | EPSS Ground Inspection |  |  |  | , | FALSE
NEWARK 12KV 1102CB | EPSS | EPSS | EPSS | [16 empty] | Ground Inspection | Ground Inspection | [18 empty] | EPSS, | EPSS | EPSS | EPSS,Ground Inspection, | EPSS Ground Inspection | EPSS Ground Inspection | EPSS,Ground Inspection, | EPSS Ground Inspection | EPSS Ground Inspection |  |  |  | , | FALSE
CAROLANDS 04018888 | EPSS | EPSS | EPSS | [17 empty] | Ground Inspection | [18 empty] | EPSS, | EPSS | EPSS | EPSS, | EPSS | EPSS | EPSS,Ground Inspection, | EPSS Ground Inspection | EPSS Ground Inspection |  |  |  | , | FALSE
PIERCY 2109CB | EPSS | EPSS | EPSS | [17 empty] | Ground Inspection | [18 empty] | EPSS, | EPSS | EPSS | EPSS, | EPSS | EPSS | EPSS,Ground Inspection, | EPSS Ground Inspection | EPSS Ground Inspection |  |  |  | , | FALSE
PUTAH CREEK 1103CB | EPSS | EPSS | EPSS | [15 empty] | Ground Inspection | [20 empty] | EPSS,Ground Inspection, | EPSS Ground Inspection | EPSS Ground Inspection | EPSS, | EPSS | EPSS | EPSS, | EPSS | EPSS |  |  |  | , | FALSE
DALY CITY 11061801 | EPSS | EPSS | EPSS | [17 empty] | Ground Inspection | [18 empty] | EPSS, | EPSS | EPSS | EPSS, | EPSS | EPSS | EPSS,Ground Inspection, | EPSS Ground Inspection | EPSS Ground Inspection |  |  |  | , | FALSE
BOGUE 1103CB | EPSS | EPSS | EPSS | [15 empty] | Ground Inspection | [20 empty] | EPSS,Ground Inspection, | EPSS Ground Inspection | EPSS Ground Inspection | EPSS, | EPSS | EPSS | EPSS, | EPSS | EPSS |  |  |  | , | FALSE
SARATOGA 110460104 | EPSS | EPSS | EPSS | [16 empty] | Ground Inspection | [19 empty] | EPSS, | EPSS | EPSS | EPSS,Ground Inspection, | EPSS Ground Inspection | EPSS Ground Inspection | EPSS, | EPSS | EPSS |  |  |  | , | FALSE
MALAGA 1104R9510 | EPSS | EPSS | EPSS | [16 empty] | Ground Inspection | [19 empty] | EPSS, | EPSS | EPSS | EPSS,Ground Inspection, | EPSS Ground Inspection | EPSS Ground Inspection | EPSS, | EPSS | EPSS |  |  |  | , | FALSE
COARSEGOLD 210490356 | EPSS | EPSS | EPSS | [14 empty] | Aerial Inspection | Ground Inspection | Ground Inspection | Ground Inspection | [18 empty] | EPSS,Ground Inspection, | EPSS Ground Inspection | EPSS Ground Inspection | EPSS,Ground Inspection, | EPSS Ground Inspection | EPSS Ground Inspection | EPSS,Aerial Inspection,Ground Inspection, | EPSS Aerial Inspection Ground Inspection | EPSS Aerial Inspection Ground Inspection |  |  |  | , | FALSE
CAMPHORA 0401CB | EPSS | EPSS | EPSS | [15 empty] | Ground Inspection | [20 empty] | EPSS,Ground Inspection, | EPSS Ground Inspection | EPSS Ground Inspection | EPSS, | EPSS | EPSS | EPSS, | EPSS | EPSS |  |  |  | , | FALSE
VIERRA 170111718 | EPSS | EPSS | EPSS | [17 empty] | Ground Inspection | [18 empty] | EPSS, | EPSS | EPSS | EPSS, | EPSS | EPSS | EPSS,Ground Inspection, | EPSS Ground Inspection | EPSS Ground Inspection |  |  |  | , | FALSE
NORIEGA 0402CB | EPSS | EPSS | EPSS | [36 empty] | EPSS, | EPSS | EPSS | EPSS, | EPSS | EPSS | EPSS, | EPSS | EPSS |  |  |  | , | FALSE
OAKLAND D 1107CB | EPSS | EPSS | EPSS | [15 empty] | Ground Inspection | [20 empty] | EPSS,Ground Inspection, | EPSS Ground Inspection | EPSS Ground Inspection | EPSS, | EPSS | EPSS | EPSS, | EPSS | EPSS |  |  |  | , | FALSE
BASALT 1106CB | EPSS | EPSS | EPSS | [15 empty] | Ground Inspection | [20 empty] | EPSS,Ground Inspection, | EPSS Ground Inspection | EPSS Ground Inspection | EPSS, | EPSS | EPSS | EPSS, | EPSS | EPSS |  |  |  | , | FALSE
WOLFE 1109CB | EPSS | EPSS | EPSS | [15 empty] | Ground Inspection | [20 empty] | EPSS,Ground Inspection, | EPSS Ground Inspection | EPSS Ground Inspection | EPSS, | EPSS | EPSS | EPSS, | EPSS | EPSS |  |  |  | , | FALSE
STUART 0402CB | EPSS | EPSS | EPSS | [15 empty] | Ground Inspection | Ground Inspection | [19 empty] | EPSS,Ground Inspection, | EPSS Ground Inspection | EPSS Ground Inspection | EPSS,Ground Inspection, | EPSS Ground Inspection | EPSS Ground Inspection | EPSS, | EPSS | EPSS |  |  |  | , | FALSE
LAMMERS 1107CB | EPSS | EPSS | EPSS | [15 empty] | Ground Inspection | Ground Inspection | [19 empty] | EPSS,Ground Inspection, | EPSS Ground Inspection | EPSS Ground Inspection | EPSS,Ground Inspection, | EPSS Ground Inspection | EPSS Ground Inspection | EPSS, | EPSS | EPSS |  |  |  | , | FALSE
REDWOOD CITY 1102CB | EPSS | EPSS | EPSS | [16 empty] | Ground Inspection | [19 empty] | EPSS, | EPSS | EPSS | EPSS,Ground Inspection, | EPSS Ground Inspection | EPSS Ground Inspection | EPSS, | EPSS | EPSS |  |  |  | , | FALSE
BIG MEADOWS 21012016 | EPSS | EPSS | EPSS | [8 empty] | Expulsion Fuse Replacement |  |  |  |  | Aerial Inspection |  | Ground Inspection |  | Ground Inspection | [9 empty] | Line Sensors | [8 empty] | EPSS,Ground Inspection,Line Sensors, | EPSS Ground Inspection Line Sensors | EPSS Ground Inspection Line Sensors | EPSS,Aerial Inspection, | EPSS Aerial Inspection | EPSS Aerial Inspection | EPSS,Expulsion Fuse Replacement,Ground Inspection, | EPSS Expulsion Fuse Replacement Ground Inspection | EPSS Expulsion Fuse Replacement Ground Inspection |  |  |  | , | FALSE
DAVIS 1101CB | EPSS | EPSS | EPSS | [15 empty] | Ground Inspection | [20 empty] | EPSS,Ground Inspection, | EPSS Ground Inspection | EPSS Ground Inspection | EPSS, | EPSS | EPSS | EPSS, | EPSS | EPSS |  |  |  | , | FALSE
SF H 110510345 | EPSS | EPSS | EPSS | [15 empty] | Ground Inspection | Ground Inspection | Ground Inspection | [18 empty] | EPSS,Ground Inspection, | EPSS Ground Inspection | EPSS Ground Inspection | EPSS,Ground Inspection, | EPSS Ground Inspection | EPSS Ground Inspection | EPSS,Ground Inspection, | EPSS Ground Inspection | EPSS Ground Inspection |  |  |  | , | FALSE
HUNTERS POINT (P) 110341994 | EPSS | EPSS | EPSS | [16 empty] | Ground Inspection | [19 empty] | EPSS, | EPSS | EPSS | EPSS,Ground Inspection, | EPSS Ground Inspection | EPSS Ground Inspection | EPSS, | EPSS | EPSS |  |  |  | , | FALSE
TRACY 1107CB | EPSS | EPSS | EPSS | [16 empty] | Ground Inspection | [19 empty] | EPSS, | EPSS | EPSS | EPSS,Ground Inspection, | EPSS Ground Inspection | EPSS Ground Inspection | EPSS, | EPSS | EPSS |  |  |  | , | FALSE
MALAGA 1110R176 | EPSS | EPSS | EPSS | [16 empty] | Ground Inspection | [19 empty] | EPSS, | EPSS | EPSS | EPSS,Ground Inspection, | EPSS Ground Inspection | EPSS Ground Inspection | EPSS, | EPSS | EPSS |  |  |  | , | FALSE
ALMADEN 111149936 | EPSS | EPSS | EPSS | [16 empty] | Ground Inspection | Ground Inspection | [18 empty] | EPSS, | EPSS | EPSS | EPSS,Ground Inspection, | EPSS Ground Inspection | EPSS Ground Inspection | EPSS,Ground Inspection, | EPSS Ground Inspection | EPSS Ground Inspection |  |  |  | , | FALSE
CONTRA COSTA 2109CB | EPSS | EPSS | EPSS | [16 empty] | Ground Inspection | [19 empty] | EPSS, | EPSS | EPSS | EPSS,Ground Inspection, | EPSS Ground Inspection | EPSS Ground Inspection | EPSS, | EPSS | EPSS |  |  |  | , | FALSE
BURLINGAME 0402CB | EPSS | EPSS | EPSS | [36 empty] | EPSS, | EPSS | EPSS | EPSS, | EPSS | EPSS | EPSS, | EPSS | EPSS |  |  |  | , | FALSE
CHOWCHILLA 1103CB | EPSS | EPSS | EPSS | [15 empty] | Ground Inspection | [20 empty] | EPSS,Ground Inspection, | EPSS Ground Inspection | EPSS Ground Inspection | EPSS, | EPSS | EPSS | EPSS, | EPSS | EPSS |  |  |  | , | FALSE
CASTROVILLE 21035018 | EPSS | EPSS | EPSS | [16 empty] | Ground Inspection | Ground Inspection | [18 empty] | EPSS, | EPSS | EPSS | EPSS,Ground Inspection, | EPSS Ground Inspection | EPSS Ground Inspection | EPSS,Ground Inspection, | EPSS Ground Inspection | EPSS Ground Inspection |  |  |  | , | FALSE
SF L 110286908 | EPSS | EPSS | EPSS | [36 empty] | EPSS, | EPSS | EPSS | EPSS, | EPSS | EPSS | EPSS, | EPSS | EPSS |  |  |  | , | FALSE
MARINA (F) 0407CB | EPSS | EPSS | EPSS | [15 empty] | Ground Inspection | [20 empty] | EPSS,Ground Inspection, | EPSS Ground Inspection | EPSS Ground Inspection | EPSS, | EPSS | EPSS | EPSS, | EPSS | EPSS |  |  |  | , | FALSE
SAN JOSE A 1112XR428 | EPSS | EPSS | EPSS | [36 empty] | EPSS, | EPSS | EPSS | EPSS, | EPSS | EPSS | EPSS, | EPSS | EPSS |  |  |  | , | FALSE
OAKLAND X 1103CR414 | EPSS | EPSS | EPSS | [16 empty] | Ground Inspection | Ground Inspection | [18 empty] | EPSS, | EPSS | EPSS | EPSS,Ground Inspection, | EPSS Ground Inspection | EPSS Ground Inspection | EPSS,Ground Inspection, | EPSS Ground Inspection | EPSS Ground Inspection |  |  |  | , | FALSE
STELLING 1107CB | EPSS | EPSS | EPSS | [15 empty] | Ground Inspection | [20 empty] | EPSS,Ground Inspection, | EPSS Ground Inspection | EPSS Ground Inspection | EPSS, | EPSS | EPSS | EPSS, | EPSS | EPSS |  |  |  | , | FALSE
HARRIS 11085984 | EPSS | EPSS | EPSS | [36 empty] | EPSS, | EPSS | EPSS | EPSS, | EPSS | EPSS | EPSS, | EPSS | EPSS |  |  |  | , | FALSE
OAKLAND X 1112CB | EPSS | EPSS | EPSS | [15 empty] | Ground Inspection | [20 empty] | EPSS,Ground Inspection, | EPSS Ground Inspection | EPSS Ground Inspection | EPSS, | EPSS | EPSS | EPSS, | EPSS | EPSS |  |  |  | , | FALSE
SARATOGA 11141160 | EPSS | EPSS | EPSS | [15 empty] | Ground Inspection | Ground Inspection | Ground Inspection | [18 empty] | EPSS,Ground Inspection, | EPSS Ground Inspection | EPSS Ground Inspection | EPSS,Ground Inspection, | EPSS Ground Inspection | EPSS Ground Inspection | EPSS,Ground Inspection, | EPSS Ground Inspection | EPSS Ground Inspection |  |  |  | , | FALSE
BERKELEY F 1104BR118 | EPSS | EPSS | EPSS | [16 empty] | Ground Inspection | [19 empty] | EPSS, | EPSS | EPSS | EPSS,Ground Inspection, | EPSS Ground Inspection | EPSS Ground Inspection | EPSS, | EPSS | EPSS |  |  |  | , | FALSE
RICHMOND R 1127CB | EPSS | EPSS | EPSS | [36 empty] | EPSS, | EPSS | EPSS | EPSS, | EPSS | EPSS | EPSS, | EPSS | EPSS |  |  |  | , | FALSE
SONOMA 1103CB | EPSS | EPSS | EPSS | [36 empty] | EPSS, | EPSS | EPSS | EPSS, | EPSS | EPSS | EPSS, | EPSS | EPSS |  |  |  | , | FALSE
LOCKEFORD 21024482 | EPSS | EPSS | EPSS | [27 empty] | Line Sensors | [8 empty] | EPSS,Line Sensors, | EPSS Line Sensors | EPSS Line Sensors | EPSS, | EPSS | EPSS | EPSS, | EPSS | EPSS |  |  |  | , | FALSE
BERESFORD 040249078 | EPSS | EPSS | EPSS | [36 empty] | EPSS, | EPSS | EPSS | EPSS, | EPSS | EPSS | EPSS, | EPSS | EPSS |  |  |  | , | FALSE
SUISUN 110746732 | EPSS | EPSS | EPSS | [17 empty] | Ground Inspection | [18 empty] | EPSS, | EPSS | EPSS | EPSS, | EPSS | EPSS | EPSS,Ground Inspection, | EPSS Ground Inspection | EPSS Ground Inspection |  |  |  | , | FALSE
EAST GRAND 11071603 | EPSS | EPSS | EPSS | [36 empty] | EPSS, | EPSS | EPSS | EPSS, | EPSS | EPSS | EPSS, | EPSS | EPSS |  |  |  | , | FALSE
BERKELEY T 0403CB | EPSS | EPSS | EPSS | [16 empty] | Ground Inspection | [19 empty] | EPSS, | EPSS | EPSS | EPSS,Ground Inspection, | EPSS Ground Inspection | EPSS Ground Inspection | EPSS, | EPSS | EPSS |  |  |  | , | FALSE
CASTRO VALLEY 11057406 | EPSS | EPSS | EPSS | [16 empty] | Ground Inspection | [19 empty] | EPSS, | EPSS | EPSS | EPSS,Ground Inspection, | EPSS Ground Inspection | EPSS Ground Inspection | EPSS, | EPSS | EPSS |  |  |  | , | FALSE
SWIFT 2107XR356 | EPSS | EPSS | EPSS | [16 empty] | Ground Inspection | Ground Inspection | [18 empty] | EPSS, | EPSS | EPSS | EPSS,Ground Inspection, | EPSS Ground Inspection | EPSS Ground Inspection | EPSS,Ground Inspection, | EPSS Ground Inspection | EPSS Ground Inspection |  |  |  | , | FALSE
FLINT 110150960 | EPSS | EPSS | EPSS | [16 empty] | Ground Inspection | [19 empty] | EPSS, | EPSS | EPSS | EPSS,Ground Inspection, | EPSS Ground Inspection | EPSS Ground Inspection | EPSS, | EPSS | EPSS |  |  |  | , | FALSE
DIXON LANDING 2101XR340 | EPSS | EPSS | EPSS | [15 empty] | Ground Inspection |  | Ground Inspection | [18 empty] | EPSS,Ground Inspection, | EPSS Ground Inspection | EPSS Ground Inspection | EPSS, | EPSS | EPSS | EPSS,Ground Inspection, | EPSS Ground Inspection | EPSS Ground Inspection |  |  |  | , | FALSE
CLAYTON 1104CB | EPSS | EPSS | EPSS | [36 empty] | EPSS, | EPSS | EPSS | EPSS, | EPSS | EPSS | EPSS, | EPSS | EPSS |  |  |  | , | FALSE
CASTRO VALLEY 1108CB | EPSS | EPSS | EPSS | [16 empty] | Ground Inspection | [19 empty] | EPSS, | EPSS | EPSS | EPSS,Ground Inspection, | EPSS Ground Inspection | EPSS Ground Inspection | EPSS, | EPSS | EPSS |  |  |  | , | FALSE
MANTECA 17047788 | EPSS | EPSS | EPSS | [36 empty] | EPSS, | EPSS | EPSS | EPSS, | EPSS | EPSS | EPSS, | EPSS | EPSS |  |  |  | , | FALSE
OAKLAND X 1115CR216 | EPSS | EPSS | EPSS | [15 empty] | Ground Inspection | [20 empty] | EPSS,Ground Inspection, | EPSS Ground Inspection | EPSS Ground Inspection | EPSS, | EPSS | EPSS | EPSS, | EPSS | EPSS |  |  |  | , | FALSE
COTTONWOOD 110385050 | EPSS | EPSS | EPSS | [16 empty] | Ground Inspection | [19 empty] | EPSS, | EPSS | EPSS | EPSS,Ground Inspection, | EPSS Ground Inspection | EPSS Ground Inspection | EPSS, | EPSS | EPSS |  |  |  | , | FALSE
FRUITVALE 11042464 | EPSS | EPSS | EPSS | [16 empty] | Ground Inspection | [19 empty] | EPSS, | EPSS | EPSS | EPSS,Ground Inspection, | EPSS Ground Inspection | EPSS Ground Inspection | EPSS, | EPSS | EPSS |  |  |  | , | FALSE
NEWARK 12KV 11034162 | EPSS | EPSS | EPSS | [36 empty] | EPSS, | EPSS | EPSS | EPSS, | EPSS | EPSS | EPSS, | EPSS | EPSS |  |  |  | , | FALSE
SUISUN 110738516 | EPSS | EPSS | EPSS | [17 empty] | Ground Inspection | [18 empty] | EPSS, | EPSS | EPSS | EPSS, | EPSS | EPSS | EPSS,Ground Inspection, | EPSS Ground Inspection | EPSS Ground Inspection |  |  |  | , | FALSE
MABURY 1106XR026 | EPSS | EPSS | EPSS | [16 empty] | Ground Inspection | [19 empty] | EPSS, | EPSS | EPSS | EPSS,Ground Inspection, | EPSS Ground Inspection | EPSS Ground Inspection | EPSS, | EPSS | EPSS |  |  |  | , | FALSE
OAKLAND J 1117CR108 | EPSS | EPSS | EPSS | [36 empty] | EPSS, | EPSS | EPSS | EPSS, | EPSS | EPSS | EPSS, | EPSS | EPSS |  |  |  | , | FALSE
BERKELEY F 0408CB | EPSS | EPSS | EPSS | [16 empty] | Ground Inspection | Ground Inspection | [18 empty] | EPSS, | EPSS | EPSS | EPSS,Ground Inspection, | EPSS Ground Inspection | EPSS Ground Inspection | EPSS,Ground Inspection, | EPSS Ground Inspection | EPSS Ground Inspection |  |  |  | , | FALSE
DEL MONTE 21032642 | EPSS | EPSS | EPSS | [14 empty] | Aerial Inspection | Ground Inspection | Ground Inspection | Ground Inspection | [9 empty] | Line Sensors | [8 empty] | EPSS,Ground Inspection,Line Sensors, | EPSS Ground Inspection Line Sensors | EPSS Ground Inspection Line Sensors | EPSS,Ground Inspection, | EPSS Ground Inspection | EPSS Ground Inspection | EPSS,Aerial Inspection,Ground Inspection, | EPSS Aerial Inspection Ground Inspection | EPSS Aerial Inspection Ground Inspection |  |  |  | , | FALSE
SF H 1108CB | EPSS | EPSS | EPSS | [15 empty] | Ground Inspection | Ground Inspection | [19 empty] | EPSS,Ground Inspection, | EPSS Ground Inspection | EPSS Ground Inspection | EPSS,Ground Inspection, | EPSS Ground Inspection | EPSS Ground Inspection | EPSS, | EPSS | EPSS |  |  |  | , | FALSE
EUREKA A 11075980 | EPSS | EPSS | EPSS | [36 empty] | EPSS, | EPSS | EPSS | EPSS, | EPSS | EPSS | EPSS, | EPSS | EPSS |  |  |  | , | FALSE
MT EDEN 1106MR652 | EPSS | EPSS | EPSS | [16 empty] | Ground Inspection | [19 empty] | EPSS, | EPSS | EPSS | EPSS,Ground Inspection, | EPSS Ground Inspection | EPSS Ground Inspection | EPSS, | EPSS | EPSS |  |  |  | , | FALSE
MERCED 21026470 | EPSS | EPSS | EPSS | [15 empty] | Ground Inspection | [20 empty] | EPSS,Ground Inspection, | EPSS Ground Inspection | EPSS Ground Inspection | EPSS, | EPSS | EPSS | EPSS, | EPSS | EPSS |  |  |  | , | FALSE
MABURY 1103XR346 | EPSS | EPSS | EPSS | [17 empty] | Ground Inspection | [18 empty] | EPSS, | EPSS | EPSS | EPSS, | EPSS | EPSS | EPSS,Ground Inspection, | EPSS Ground Inspection | EPSS Ground Inspection |  |  |  | , | FALSE
BOGUE 11027100 | EPSS | EPSS | EPSS | [36 empty] | EPSS, | EPSS | EPSS | EPSS, | EPSS | EPSS | EPSS, | EPSS | EPSS |  |  |  | , | FALSE
HICKS 1108CB | EPSS | EPSS | EPSS | [17 empty] | Ground Inspection | [18 empty] | EPSS, | EPSS | EPSS | EPSS, | EPSS | EPSS | EPSS,Ground Inspection, | EPSS Ground Inspection | EPSS Ground Inspection |  |  |  | , | FALSE
SF K 0402CB | EPSS | EPSS | EPSS | [36 empty] | EPSS, | EPSS | EPSS | EPSS, | EPSS | EPSS | EPSS, | EPSS | EPSS |  |  |  | , | FALSE
LOS ALTOS 1104LM18 | EPSS | EPSS | EPSS | [17 empty] | Ground Inspection | [18 empty] | EPSS, | EPSS | EPSS | EPSS, | EPSS | EPSS | EPSS,Ground Inspection, | EPSS Ground Inspection | EPSS Ground Inspection |  |  |  | , | FALSE
BELMONT 1106CB | EPSS | EPSS | EPSS | [15 empty] | Ground Inspection | Ground Inspection | [19 empty] | EPSS,Ground Inspection, | EPSS Ground Inspection | EPSS Ground Inspection | EPSS,Ground Inspection, | EPSS Ground Inspection | EPSS Ground Inspection | EPSS, | EPSS | EPSS |  |  |  | , | FALSE
HORSESHOE 1102CB | EPSS | EPSS | EPSS | [15 empty] | Ground Inspection | [20 empty] | EPSS,Ground Inspection, | EPSS Ground Inspection | EPSS Ground Inspection | EPSS, | EPSS | EPSS | EPSS, | EPSS | EPSS |  |  |  | , | FALSE
SARATOGA 1115LC18 | EPSS | EPSS | EPSS | [15 empty] | Ground Inspection | [20 empty] | EPSS,Ground Inspection, | EPSS Ground Inspection | EPSS Ground Inspection | EPSS, | EPSS | EPSS | EPSS, | EPSS | EPSS |  |  |  | , | FALSE
SALINAS 110232832 | EPSS | EPSS | EPSS | [17 empty] | Ground Inspection | [18 empty] | EPSS, | EPSS | EPSS | EPSS, | EPSS | EPSS | EPSS,Ground Inspection, | EPSS Ground Inspection | EPSS Ground Inspection |  |  |  | , | FALSE
BELLE HAVEN 0404CB | EPSS | EPSS | EPSS | [16 empty] | Ground Inspection | Ground Inspection | [18 empty] | EPSS, | EPSS | EPSS | EPSS,Ground Inspection, | EPSS Ground Inspection | EPSS Ground Inspection | EPSS,Ground Inspection, | EPSS Ground Inspection | EPSS Ground Inspection |  |  |  | , | FALSE
SAUSALITO 1102758798 | EPSS | EPSS | EPSS | [14 empty] | Aerial Inspection |  | Ground Inspection | [8 empty] | Down Conductor Detection (DCD) | [10 empty] | EPSS, | EPSS | EPSS | EPSS,Ground Inspection,Down Conductor Detection (DCD), | EPSS Ground Inspection Down Conductor Detection (DCD) | EPSS Ground Inspection Down Conductor Detection (DCD) | EPSS,Aerial Inspection, | EPSS Aerial Inspection | EPSS Aerial Inspection |  |  |  | , | FALSE
OAKLAND J 0408CB | EPSS | EPSS | EPSS | [17 empty] | Ground Inspection | [18 empty] | EPSS, | EPSS | EPSS | EPSS, | EPSS | EPSS | EPSS,Ground Inspection, | EPSS Ground Inspection | EPSS Ground Inspection |  |  |  | , | FALSE
DALY CITY 111113279 | EPSS | EPSS | EPSS | [17 empty] | Ground Inspection | [18 empty] | EPSS, | EPSS | EPSS | EPSS, | EPSS | EPSS | EPSS,Ground Inspection, | EPSS Ground Inspection | EPSS Ground Inspection |  |  |  | , | FALSE
BONITA 110238524 | EPSS | EPSS | EPSS | [15 empty] | Ground Inspection | [20 empty] | EPSS,Ground Inspection, | EPSS Ground Inspection | EPSS Ground Inspection | EPSS, | EPSS | EPSS | EPSS, | EPSS | EPSS |  |  |  | , | FALSE
SANTA ROSA A 1106CB | EPSS | EPSS | EPSS | [17 empty] | Ground Inspection | [18 empty] | EPSS, | EPSS | EPSS | EPSS, | EPSS | EPSS | EPSS,Ground Inspection, | EPSS Ground Inspection | EPSS Ground Inspection |  |  |  | , | FALSE
STOREY 1106CB | EPSS | EPSS | EPSS | [15 empty] | Ground Inspection | [20 empty] | EPSS,Ground Inspection, | EPSS Ground Inspection | EPSS Ground Inspection | EPSS, | EPSS | EPSS | EPSS, | EPSS | EPSS |  |  |  | , | FALSE
HICKS 2111XR154 | EPSS | EPSS | EPSS | [17 empty] | Ground Inspection | [18 empty] | EPSS, | EPSS | EPSS | EPSS, | EPSS | EPSS | EPSS,Ground Inspection, | EPSS Ground Inspection | EPSS Ground Inspection |  |  |  | , | FALSE
REEDLEY 11127441F | EPSS | EPSS | EPSS | [36 empty] | EPSS, | EPSS | EPSS | EPSS, | EPSS | EPSS | EPSS, | EPSS | EPSS |  |  |  | , | FALSE
MADERA 1114CB | EPSS | EPSS | EPSS | [15 empty] | Ground Inspection |  | Ground Inspection | [18 empty] | EPSS,Ground Inspection, | EPSS Ground Inspection | EPSS Ground Inspection | EPSS, | EPSS | EPSS | EPSS,Ground Inspection, | EPSS Ground Inspection | EPSS Ground Inspection |  |  |  | , | FALSE
EAST GRAND 0404CB | EPSS | EPSS | EPSS | [17 empty] | Ground Inspection | [18 empty] | EPSS, | EPSS | EPSS | EPSS, | EPSS | EPSS | EPSS,Ground Inspection, | EPSS Ground Inspection | EPSS Ground Inspection |  |  |  | , | FALSE
SF H 110947238 | EPSS | EPSS | EPSS | [15 empty] | Ground Inspection | Ground Inspection | Ground Inspection | [18 empty] | EPSS,Ground Inspection, | EPSS Ground Inspection | EPSS Ground Inspection | EPSS,Ground Inspection, | EPSS Ground Inspection | EPSS Ground Inspection | EPSS,Ground Inspection, | EPSS Ground Inspection | EPSS Ground Inspection |  |  |  | , | FALSE
SPENCE 1102CB | EPSS | EPSS | EPSS | [36 empty] | EPSS, | EPSS | EPSS | EPSS, | EPSS | EPSS | EPSS, | EPSS | EPSS |  |  |  | , | FALSE
POTRERO PP (A) 11175545 | EPSS | EPSS | EPSS | [15 empty] | Ground Inspection | Ground Inspection | Ground Inspection | [18 empty] | EPSS,Ground Inspection, | EPSS Ground Inspection | EPSS Ground Inspection | EPSS,Ground Inspection, | EPSS Ground Inspection | EPSS Ground Inspection | EPSS,Ground Inspection, | EPSS Ground Inspection | EPSS Ground Inspection |  |  |  | , | FALSE
VIRGINIA 0401BR312 | EPSS | EPSS | EPSS | [36 empty] | EPSS, | EPSS | EPSS | EPSS, | EPSS | EPSS | EPSS, | EPSS | EPSS |  |  |  | , | FALSE
VALLEJO B 0413CB | EPSS | EPSS | EPSS | [15 empty] | Ground Inspection | [20 empty] | EPSS,Ground Inspection, | EPSS Ground Inspection | EPSS Ground Inspection | EPSS, | EPSS | EPSS | EPSS, | EPSS | EPSS |  |  |  | , | FALSE
PAUL SWEET 210794948 | EPSS | EPSS | EPSS | [17 empty] | Ground Inspection | [18 empty] | EPSS, | EPSS | EPSS | EPSS, | EPSS | EPSS | EPSS,Ground Inspection, | EPSS Ground Inspection | EPSS Ground Inspection |  |  |  | , | FALSE
POTRERO PP (A) 11096625 | EPSS | EPSS | EPSS | [15 empty] | Ground Inspection |  | Ground Inspection | [18 empty] | EPSS,Ground Inspection, | EPSS Ground Inspection | EPSS Ground Inspection | EPSS, | EPSS | EPSS | EPSS,Ground Inspection, | EPSS Ground Inspection | EPSS Ground Inspection |  |  |  | , | FALSE
EMBARCADERO (Z) 1120273892 | EPSS | EPSS | EPSS | [15 empty] | Ground Inspection | [20 empty] | EPSS,Ground Inspection, | EPSS Ground Inspection | EPSS Ground Inspection | EPSS, | EPSS | EPSS | EPSS, | EPSS | EPSS |  |  |  | , | FALSE
EL CERRITO G 1108BR254 | EPSS | EPSS | EPSS | [17 empty] | Ground Inspection | [18 empty] | EPSS, | EPSS | EPSS | EPSS, | EPSS | EPSS | EPSS,Ground Inspection, | EPSS Ground Inspection | EPSS Ground Inspection |  |  |  | , | FALSE
TIDEWATER 210837382 | EPSS | EPSS | EPSS | [36 empty] | EPSS, | EPSS | EPSS | EPSS, | EPSS | EPSS | EPSS, | EPSS | EPSS |  |  |  | , | FALSE
TIDEWATER 210638108 | EPSS | EPSS | EPSS | [15 empty] | Ground Inspection | [20 empty] | EPSS,Ground Inspection, | EPSS Ground Inspection | EPSS Ground Inspection | EPSS, | EPSS | EPSS | EPSS, | EPSS | EPSS |  |  |  | , | FALSE
ASHLAN AVE 1113635386 | EPSS | EPSS | EPSS | [17 empty] | Ground Inspection | [18 empty] | EPSS, | EPSS | EPSS | EPSS, | EPSS | EPSS | EPSS,Ground Inspection, | EPSS Ground Inspection | EPSS Ground Inspection |  |  |  | , | FALSE
BASALT 1106316302 | EPSS | EPSS | EPSS | [36 empty] | EPSS, | EPSS | EPSS | EPSS, | EPSS | EPSS | EPSS, | EPSS | EPSS |  |  |  | , | FALSE
BASALT 1106CUS167 | EPSS | EPSS | EPSS | [36 empty] | EPSS, | EPSS | EPSS | EPSS, | EPSS | EPSS | EPSS, | EPSS | EPSS |  |  |  | , | FALSE
EDES 1105CB | EPSS | EPSS | EPSS | [36 empty] | EPSS, | EPSS | EPSS | EPSS, | EPSS | EPSS | EPSS, | EPSS | EPSS |  |  |  | , | FALSE
JESSUP 11031518 | EPSS | EPSS | EPSS | [17 empty] | Ground Inspection | [18 empty] | EPSS, | EPSS | EPSS | EPSS, | EPSS | EPSS | EPSS,Ground Inspection, | EPSS Ground Inspection | EPSS Ground Inspection |  |  |  | , | FALSE
EL PATIO 1112XR222 | EPSS | EPSS | EPSS | [16 empty] | Ground Inspection | Ground Inspection | [18 empty] | EPSS, | EPSS | EPSS | EPSS,Ground Inspection, | EPSS Ground Inspection | EPSS Ground Inspection | EPSS,Ground Inspection, | EPSS Ground Inspection | EPSS Ground Inspection |  |  |  | , | FALSE
SARATOGA 1114XR420 | EPSS | EPSS | EPSS | [17 empty] | Ground Inspection | [18 empty] | EPSS, | EPSS | EPSS | EPSS, | EPSS | EPSS | EPSS,Ground Inspection, | EPSS Ground Inspection | EPSS Ground Inspection |  |  |  | , | FALSE
OAKLAND L 1101CB | EPSS | EPSS | EPSS | [15 empty] | Ground Inspection | [20 empty] | EPSS,Ground Inspection, | EPSS Ground Inspection | EPSS Ground Inspection | EPSS, | EPSS | EPSS | EPSS, | EPSS | EPSS |  |  |  | , | FALSE
VASONA 1102CB | EPSS | EPSS | EPSS | [13 empty] | Aerial Inspection |  | Ground Inspection | Ground Inspection | Ground Inspection | [18 empty] | EPSS,Ground Inspection, | EPSS Ground Inspection | EPSS Ground Inspection | EPSS,Aerial Inspection,Ground Inspection, | EPSS Aerial Inspection Ground Inspection | EPSS Aerial Inspection Ground Inspection | EPSS,Ground Inspection, | EPSS Ground Inspection | EPSS Ground Inspection |  |  |  | , | FALSE
RICHMOND R 1130BR188 | EPSS | EPSS | EPSS | [36 empty] | EPSS, | EPSS | EPSS | EPSS, | EPSS | EPSS | EPSS, | EPSS | EPSS |  |  |  | , | FALSE
ROSSMOOR 1106L552R | EPSS | EPSS | EPSS | [17 empty] | Ground Inspection | [18 empty] | EPSS, | EPSS | EPSS | EPSS, | EPSS | EPSS | EPSS,Ground Inspection, | EPSS Ground Inspection | EPSS Ground Inspection |  |  |  | , | FALSE
RINCON 1102228730 | EPSS | EPSS | EPSS | [25 empty] | Down Conductor Detection (DCD) | [10 empty] | EPSS, | EPSS | EPSS | EPSS,Down Conductor Detection (DCD), | EPSS Down Conductor Detection (DCD) | EPSS Down Conductor Detection (DCD) | EPSS, | EPSS | EPSS |  |  |  | , | FALSE
OAKLAND C 1112CB | EPSS | EPSS | EPSS | [15 empty] | Ground Inspection | Ground Inspection | [19 empty] | EPSS,Ground Inspection, | EPSS Ground Inspection | EPSS Ground Inspection | EPSS,Ground Inspection, | EPSS Ground Inspection | EPSS Ground Inspection | EPSS, | EPSS | EPSS |  |  |  | , | FALSE
TRINIDAD 1101CB | EPSS | EPSS | EPSS | [15 empty] | Ground Inspection | Ground Inspection | [19 empty] | EPSS,Ground Inspection, | EPSS Ground Inspection | EPSS Ground Inspection | EPSS,Ground Inspection, | EPSS Ground Inspection | EPSS Ground Inspection | EPSS, | EPSS | EPSS |  |  |  | , | FALSE
NORTH TOWER 1104626 | EPSS | EPSS | EPSS | [15 empty] | Ground Inspection | [20 empty] | EPSS,Ground Inspection, | EPSS Ground Inspection | EPSS Ground Inspection | EPSS, | EPSS | EPSS | EPSS, | EPSS | EPSS |  |  |  | , | FALSE
RICHMOND R 1124BR302 | EPSS | EPSS | EPSS | [36 empty] | EPSS, | EPSS | EPSS | EPSS, | EPSS | EPSS | EPSS, | EPSS | EPSS |  |  |  | , | FALSE
OAKLAND X 1107CB | EPSS | EPSS | EPSS | [15 empty] | Ground Inspection | Ground Inspection | Ground Inspection | [18 empty] | EPSS,Ground Inspection, | EPSS Ground Inspection | EPSS Ground Inspection | EPSS,Ground Inspection, | EPSS Ground Inspection | EPSS Ground Inspection | EPSS,Ground Inspection, | EPSS Ground Inspection | EPSS Ground Inspection |  |  |  | , | FALSE
POTRERO PP (A) 11123405 | EPSS | EPSS | EPSS | [15 empty] | Ground Inspection | [20 empty] | EPSS,Ground Inspection, | EPSS Ground Inspection | EPSS Ground Inspection | EPSS, | EPSS | EPSS | EPSS, | EPSS | EPSS |  |  |  | , | FALSE
FRANKLIN 1101P174 | EPSS | EPSS | EPSS | [15 empty] | Ground Inspection | [20 empty] | EPSS,Ground Inspection, | EPSS Ground Inspection | EPSS Ground Inspection | EPSS, | EPSS | EPSS | EPSS, | EPSS | EPSS |  |  |  | , | FALSE
EAST GRAND 1103382750 | EPSS | EPSS | EPSS | [17 empty] | Ground Inspection | [18 empty] | EPSS, | EPSS | EPSS | EPSS, | EPSS | EPSS | EPSS,Ground Inspection, | EPSS Ground Inspection | EPSS Ground Inspection |  |  |  | , | FALSE
MENDOCINO 1102CB | EPSS | EPSS | EPSS | [36 empty] | EPSS, | EPSS | EPSS | EPSS, | EPSS | EPSS | EPSS, | EPSS | EPSS |  |  |  | , | FALSE
GREEN VALLEY 2103CB | EPSS | EPSS | EPSS | [17 empty] | Ground Inspection | [18 empty] | EPSS, | EPSS | EPSS | EPSS, | EPSS | EPSS | EPSS,Ground Inspection, | EPSS Ground Inspection | EPSS Ground Inspection |  |  |  | , | FALSE
MILPITAS 1108CB | EPSS | EPSS | EPSS | [15 empty] | Ground Inspection | [20 empty] | EPSS,Ground Inspection, | EPSS Ground Inspection | EPSS Ground Inspection | EPSS, | EPSS | EPSS | EPSS, | EPSS | EPSS |  |  |  | , | FALSE
RICHMOND R 1118BR132 | EPSS | EPSS | EPSS | [36 empty] | EPSS, | EPSS | EPSS | EPSS, | EPSS | EPSS | EPSS, | EPSS | EPSS |  |  |  | , | FALSE
FIGARDEN 2109CB | EPSS | EPSS | EPSS | [17 empty] | Ground Inspection | [18 empty] | EPSS, | EPSS | EPSS | EPSS, | EPSS | EPSS | EPSS,Ground Inspection, | EPSS Ground Inspection | EPSS Ground Inspection |  |  |  | , | FALSE
GREENBRAE 1101CB | EPSS | EPSS | EPSS | [16 empty] | Ground Inspection | [19 empty] | EPSS, | EPSS | EPSS | EPSS,Ground Inspection, | EPSS Ground Inspection | EPSS Ground Inspection | EPSS, | EPSS | EPSS |  |  |  | , | FALSE
FAIRWAY 1104CB | EPSS | EPSS | EPSS | [36 empty] | EPSS, | EPSS | EPSS | EPSS, | EPSS | EPSS | EPSS, | EPSS | EPSS |  |  |  | , | FALSE
WAHTOKE 1107CB | EPSS | EPSS | EPSS | [36 empty] | EPSS, | EPSS | EPSS | EPSS, | EPSS | EPSS | EPSS, | EPSS | EPSS |  |  |  | , | FALSE
TIDEWATER 2107M522R | EPSS | EPSS | EPSS | [15 empty] | Ground Inspection | [20 empty] | EPSS,Ground Inspection, | EPSS Ground Inspection | EPSS Ground Inspection | EPSS, | EPSS | EPSS | EPSS, | EPSS | EPSS |  |  |  | , | FALSE
CLOVIS 1108CB | EPSS | EPSS | EPSS | [15 empty] | Ground Inspection | Ground Inspection | [19 empty] | EPSS,Ground Inspection, | EPSS Ground Inspection | EPSS Ground Inspection | EPSS,Ground Inspection, | EPSS Ground Inspection | EPSS Ground Inspection | EPSS, | EPSS | EPSS |  |  |  | , | FALSE
MOUNTAIN VIEW 110251642 | EPSS | EPSS | EPSS | [17 empty] | Ground Inspection | [18 empty] | EPSS, | EPSS | EPSS | EPSS, | EPSS | EPSS | EPSS,Ground Inspection, | EPSS Ground Inspection | EPSS Ground Inspection |  |  |  | , | FALSE
REDWOOD CITY 0410CB | EPSS | EPSS | EPSS | [16 empty] | Ground Inspection | [19 empty] | EPSS, | EPSS | EPSS | EPSS,Ground Inspection, | EPSS Ground Inspection | EPSS Ground Inspection | EPSS, | EPSS | EPSS |  |  |  | , | FALSE
SAN JOSE A 0403CB | EPSS | EPSS | EPSS | [17 empty] | Ground Inspection | [18 empty] | EPSS, | EPSS | EPSS | EPSS, | EPSS | EPSS | EPSS,Ground Inspection, | EPSS Ground Inspection | EPSS Ground Inspection |  |  |  | , | FALSE
KING CITY 1101CB | EPSS | EPSS | EPSS | [36 empty] | EPSS, | EPSS | EPSS | EPSS, | EPSS | EPSS | EPSS, | EPSS | EPSS |  |  |  | , | FALSE
GRANT 1105CB | EPSS | EPSS | EPSS | [16 empty] | Ground Inspection | [19 empty] | EPSS, | EPSS | EPSS | EPSS,Ground Inspection, | EPSS Ground Inspection | EPSS Ground Inspection | EPSS, | EPSS | EPSS |  |  |  | , | FALSE
JARVIS 1111MR133 | EPSS | EPSS | EPSS | [36 empty] | EPSS, | EPSS | EPSS | EPSS, | EPSS | EPSS | EPSS, | EPSS | EPSS |  |  |  | , | FALSE
HUNTERS POINT (P) 1103CB | EPSS | EPSS | EPSS | [16 empty] | Ground Inspection | [19 empty] | EPSS, | EPSS | EPSS | EPSS,Ground Inspection, | EPSS Ground Inspection | EPSS Ground Inspection | EPSS, | EPSS | EPSS |  |  |  | , | FALSE
WASCO 11041269 | EPSS | EPSS | EPSS | [17 empty] | Ground Inspection | [18 empty] | EPSS, | EPSS | EPSS | EPSS, | EPSS | EPSS | EPSS,Ground Inspection, | EPSS Ground Inspection | EPSS Ground Inspection |  |  |  | , | FALSE
LOS ALTOS 1103CB | EPSS | EPSS | EPSS | [17 empty] | Ground Inspection | [18 empty] | EPSS, | EPSS | EPSS | EPSS, | EPSS | EPSS | EPSS,Ground Inspection, | EPSS Ground Inspection | EPSS Ground Inspection |  |  |  | , | FALSE
RICHMOND R 1128BR324 | EPSS | EPSS | EPSS | [36 empty] | EPSS, | EPSS | EPSS | EPSS, | EPSS | EPSS | EPSS, | EPSS | EPSS |  |  |  | , | FALSE
ASHLAN AVE 111276862 | EPSS | EPSS | EPSS | [17 empty] | Ground Inspection | [18 empty] | EPSS, | EPSS | EPSS | EPSS, | EPSS | EPSS | EPSS,Ground Inspection, | EPSS Ground Inspection | EPSS Ground Inspection |  |  |  | , | FALSE
MENLO 110276134 | EPSS | EPSS | EPSS | [17 empty] | Ground Inspection | [18 empty] | EPSS, | EPSS | EPSS | EPSS, | EPSS | EPSS | EPSS,Ground Inspection, | EPSS Ground Inspection | EPSS Ground Inspection |  |  |  | , | FALSE
LAKEWOOD 110483796 | EPSS | EPSS | EPSS | [36 empty] | EPSS, | EPSS | EPSS | EPSS, | EPSS | EPSS | EPSS, | EPSS | EPSS |  |  |  | , | FALSE
WINTERS 110187886 | EPSS | EPSS | EPSS | [15 empty] | Ground Inspection | [20 empty] | EPSS,Ground Inspection, | EPSS Ground Inspection | EPSS Ground Inspection | EPSS, | EPSS | EPSS | EPSS, | EPSS | EPSS |  |  |  | , | FALSE
HARTER 1105CB | EPSS | EPSS | EPSS | [36 empty] | EPSS, | EPSS | EPSS | EPSS, | EPSS | EPSS | EPSS, | EPSS | EPSS |  |  |  | , | FALSE
RICHMOND R 1130BR162 | EPSS | EPSS | EPSS | [36 empty] | EPSS, | EPSS | EPSS | EPSS, | EPSS | EPSS | EPSS, | EPSS | EPSS |  |  |  | , | FALSE
DALY CITY 110115279 | EPSS | EPSS | EPSS | [15 empty] | Ground Inspection | Ground Inspection | Ground Inspection | [18 empty] | EPSS,Ground Inspection, | EPSS Ground Inspection | EPSS Ground Inspection | EPSS,Ground Inspection, | EPSS Ground Inspection | EPSS Ground Inspection | EPSS,Ground Inspection, | EPSS Ground Inspection | EPSS Ground Inspection |  |  |  | , | FALSE
CASTRO 0401CB | EPSS | EPSS | EPSS | [15 empty] | Ground Inspection | Ground Inspection | Ground Inspection | [18 empty] | EPSS,Ground Inspection, | EPSS Ground Inspection | EPSS Ground Inspection | EPSS,Ground Inspection, | EPSS Ground Inspection | EPSS Ground Inspection | EPSS,Ground Inspection, | EPSS Ground Inspection | EPSS Ground Inspection |  |  |  | , | FALSE
LAS PULGAS 0403CB | EPSS | EPSS | EPSS | [16 empty] | Ground Inspection | Ground Inspection | [18 empty] | EPSS, | EPSS | EPSS | EPSS,Ground Inspection, | EPSS Ground Inspection | EPSS Ground Inspection | EPSS,Ground Inspection, | EPSS Ground Inspection | EPSS Ground Inspection |  |  |  | , | FALSE
CARQUINEZ 1103CB | EPSS | EPSS | EPSS | [36 empty] | EPSS, | EPSS | EPSS | EPSS, | EPSS | EPSS | EPSS, | EPSS | EPSS |  |  |  | , | FALSE
MADERA 1106CB | EPSS | EPSS | EPSS | [15 empty] | Ground Inspection |  | Ground Inspection | [18 empty] | EPSS,Ground Inspection, | EPSS Ground Inspection | EPSS Ground Inspection | EPSS, | EPSS | EPSS | EPSS,Ground Inspection, | EPSS Ground Inspection | EPSS Ground Inspection |  |  |  | , | FALSE
OAKLAND J 1111CR378 | EPSS | EPSS | EPSS | [17 empty] | Ground Inspection | [18 empty] | EPSS, | EPSS | EPSS | EPSS, | EPSS | EPSS | EPSS,Ground Inspection, | EPSS Ground Inspection | EPSS Ground Inspection |  |  |  | , | FALSE
ASHLAN AVE 110985686 | EPSS | EPSS | EPSS | [17 empty] | Ground Inspection | [18 empty] | EPSS, | EPSS | EPSS | EPSS, | EPSS | EPSS | EPSS,Ground Inspection, | EPSS Ground Inspection | EPSS Ground Inspection |  |  |  | , | FALSE
WEST LANE 1102CB | EPSS | EPSS | EPSS | [16 empty] | Ground Inspection | Ground Inspection | [18 empty] | EPSS, | EPSS | EPSS | EPSS,Ground Inspection, | EPSS Ground Inspection | EPSS Ground Inspection | EPSS,Ground Inspection, | EPSS Ground Inspection | EPSS Ground Inspection |  |  |  | , | FALSE
SANTA MARIA 1107CB | EPSS | EPSS | EPSS | [36 empty] | EPSS, | EPSS | EPSS | EPSS, | EPSS | EPSS | EPSS, | EPSS | EPSS |  |  |  | , | FALSE
SAN PABLO 1105P188 | EPSS | EPSS | EPSS | [36 empty] | EPSS, | EPSS | EPSS | EPSS, | EPSS | EPSS | EPSS, | EPSS | EPSS |  |  |  | , | FALSE
EAST GRAND 0401CB | EPSS | EPSS | EPSS | [15 empty] | Ground Inspection |  | Ground Inspection | [18 empty] | EPSS,Ground Inspection, | EPSS Ground Inspection | EPSS Ground Inspection | EPSS, | EPSS | EPSS | EPSS,Ground Inspection, | EPSS Ground Inspection | EPSS Ground Inspection |  |  |  | , | FALSE
GATES 1109CB | EPSS | EPSS | EPSS | [15 empty] | Ground Inspection | [20 empty] | EPSS,Ground Inspection, | EPSS Ground Inspection | EPSS Ground Inspection | EPSS, | EPSS | EPSS | EPSS, | EPSS | EPSS |  |  |  | , | FALSE
COTTLE 17049110 | EPSS | EPSS | EPSS | [36 empty] | EPSS, | EPSS | EPSS | EPSS, | EPSS | EPSS | EPSS, | EPSS | EPSS |  |  |  | , | FALSE
OAKLAND X 1102CR120 | EPSS | EPSS | EPSS | [15 empty] | Ground Inspection | Ground Inspection | [19 empty] | EPSS,Ground Inspection, | EPSS Ground Inspection | EPSS Ground Inspection | EPSS,Ground Inspection, | EPSS Ground Inspection | EPSS Ground Inspection | EPSS, | EPSS | EPSS |  |  |  | , | FALSE
OAKLAND D 1112CR166 | EPSS | EPSS | EPSS | [15 empty] | Ground Inspection | Ground Inspection | [19 empty] | EPSS,Ground Inspection, | EPSS Ground Inspection | EPSS Ground Inspection | EPSS,Ground Inspection, | EPSS Ground Inspection | EPSS Ground Inspection | EPSS, | EPSS | EPSS |  |  |  | , | FALSE
FIGARDEN 210846252 | EPSS | EPSS | EPSS | [17 empty] | Ground Inspection | [18 empty] | EPSS, | EPSS | EPSS | EPSS, | EPSS | EPSS | EPSS,Ground Inspection, | EPSS Ground Inspection | EPSS Ground Inspection |  |  |  | , | FALSE
TEMBLOR 2103CB | EPSS | EPSS | EPSS | [15 empty] | Ground Inspection | [20 empty] | EPSS,Ground Inspection, | EPSS Ground Inspection | EPSS Ground Inspection | EPSS, | EPSS | EPSS | EPSS, | EPSS | EPSS |  |  |  | , | FALSE
ROSSMOOR 1105CB | EPSS | EPSS | EPSS | [16 empty] | Ground Inspection |  | Non-Pole Backlog | [17 empty] | EPSS,Non-Pole Backlog, | EPSS Non-Pole Backlog | EPSS Non-Pole Backlog | EPSS,Ground Inspection, | EPSS Ground Inspection | EPSS Ground Inspection | EPSS, | EPSS | EPSS |  |  |  | , | FALSE
NAPA 11025057 | EPSS | EPSS | EPSS | [15 empty] | Ground Inspection | [20 empty] | EPSS,Ground Inspection, | EPSS Ground Inspection | EPSS Ground Inspection | EPSS, | EPSS | EPSS | EPSS, | EPSS | EPSS |  |  |  | , | FALSE
RICHMOND R 1126BR274 | EPSS | EPSS | EPSS | [36 empty] | EPSS, | EPSS | EPSS | EPSS, | EPSS | EPSS | EPSS, | EPSS | EPSS |  |  |  | , | FALSE
CLAYTON 2215W573R | EPSS | EPSS | EPSS | [17 empty] | Ground Inspection | [9 empty] | Line Sensors | [8 empty] | EPSS,Line Sensors, | EPSS Line Sensors | EPSS Line Sensors | EPSS, | EPSS | EPSS | EPSS,Ground Inspection, | EPSS Ground Inspection | EPSS Ground Inspection |  |  |  | , | FALSE
VIERRA 170198454 | EPSS | EPSS | EPSS | [36 empty] | EPSS, | EPSS | EPSS | EPSS, | EPSS | EPSS | EPSS, | EPSS | EPSS |  |  |  | , | FALSE
NEWMAN 1102CB | EPSS | EPSS | EPSS | [16 empty] | Ground Inspection | [19 empty] | EPSS, | EPSS | EPSS | EPSS,Ground Inspection, | EPSS Ground Inspection | EPSS Ground Inspection | EPSS, | EPSS | EPSS |  |  |  | , | FALSE
CORDELIA 1110965712 | EPSS | EPSS | EPSS | [17 empty] | Ground Inspection | [18 empty] | EPSS, | EPSS | EPSS | EPSS, | EPSS | EPSS | EPSS,Ground Inspection, | EPSS Ground Inspection | EPSS Ground Inspection |  |  |  | , | FALSE
MORGAN HILL 2106XR224 | EPSS | EPSS | EPSS | [36 empty] | EPSS, | EPSS | EPSS | EPSS, | EPSS | EPSS | EPSS, | EPSS | EPSS |  |  |  | , | FALSE
MC CALL 1107CB | EPSS | EPSS | EPSS | [17 empty] | Ground Inspection | [18 empty] | EPSS, | EPSS | EPSS | EPSS, | EPSS | EPSS | EPSS,Ground Inspection, | EPSS Ground Inspection | EPSS Ground Inspection |  |  |  | , | FALSE
MOUNTAIN VIEW 1106CB | EPSS | EPSS | EPSS | [17 empty] | Ground Inspection | [18 empty] | EPSS, | EPSS | EPSS | EPSS, | EPSS | EPSS | EPSS,Ground Inspection, | EPSS Ground Inspection | EPSS Ground Inspection |  |  |  | , | FALSE
SALINAS 1101932856 | EPSS | EPSS | EPSS | [15 empty] | Ground Inspection |  | Ground Inspection | [18 empty] | EPSS,Ground Inspection, | EPSS Ground Inspection | EPSS Ground Inspection | EPSS, | EPSS | EPSS | EPSS,Ground Inspection, | EPSS Ground Inspection | EPSS Ground Inspection |  |  |  | , | FALSE
EVERGREEN 2105CB | EPSS | EPSS | EPSS | [16 empty] | Ground Inspection | [19 empty] | EPSS, | EPSS | EPSS | EPSS,Ground Inspection, | EPSS Ground Inspection | EPSS Ground Inspection | EPSS, | EPSS | EPSS |  |  |  | , | FALSE
BRITTON 1110LV32 | EPSS | EPSS | EPSS | [36 empty] | EPSS, | EPSS | EPSS | EPSS, | EPSS | EPSS | EPSS, | EPSS | EPSS |  |  |  | , | FALSE
LEMOORE 110275452 | EPSS | EPSS | EPSS | [36 empty] | EPSS, | EPSS | EPSS | EPSS, | EPSS | EPSS | EPSS, | EPSS | EPSS |  |  |  | , | FALSE
MISSION (X) 110812135 | EPSS | EPSS | EPSS | [36 empty] | EPSS, | EPSS | EPSS | EPSS, | EPSS | EPSS | EPSS, | EPSS | EPSS |  |  |  | , | FALSE
GREEN VALLEY 210395184 | EPSS | EPSS | EPSS | [17 empty] | Ground Inspection | [18 empty] | EPSS, | EPSS | EPSS | EPSS, | EPSS | EPSS | EPSS,Ground Inspection, | EPSS Ground Inspection | EPSS Ground Inspection |  |  |  | , | FALSE
DEL MAR 211064434 | EPSS | EPSS | EPSS | [13 empty] | Aerial Inspection |  | Ground Inspection | [20 empty] | EPSS,Ground Inspection, | EPSS Ground Inspection | EPSS Ground Inspection | EPSS,Aerial Inspection, | EPSS Aerial Inspection | EPSS Aerial Inspection | EPSS, | EPSS | EPSS |  |  |  | , | FALSE
CLAY 11029999 | EPSS | EPSS | EPSS | [36 empty] | EPSS, | EPSS | EPSS | EPSS, | EPSS | EPSS | EPSS, | EPSS | EPSS |  |  |  | , | FALSE
MALAGA 1110R9547 | EPSS | EPSS | EPSS | [16 empty] | Ground Inspection | [19 empty] | EPSS, | EPSS | EPSS | EPSS,Ground Inspection, | EPSS Ground Inspection | EPSS Ground Inspection | EPSS, | EPSS | EPSS |  |  |  | , | FALSE
BARRETT 0401CB | EPSS | EPSS | EPSS | [36 empty] | EPSS, | EPSS | EPSS | EPSS, | EPSS | EPSS | EPSS, | EPSS | EPSS |  |  |  | , | FALSE
FIGARDEN 211263889 | EPSS | EPSS | EPSS | [17 empty] | Ground Inspection | [18 empty] | EPSS, | EPSS | EPSS | EPSS, | EPSS | EPSS | EPSS,Ground Inspection, | EPSS Ground Inspection | EPSS Ground Inspection |  |  |  | , | FALSE
SF H 110614703 | EPSS | EPSS | EPSS | [15 empty] | Ground Inspection | Ground Inspection | [19 empty] | EPSS,Ground Inspection, | EPSS Ground Inspection | EPSS Ground Inspection | EPSS,Ground Inspection, | EPSS Ground Inspection | EPSS Ground Inspection | EPSS, | EPSS | EPSS |  |  |  | , | FALSE
FAIRWAY 1103CB | EPSS | EPSS | EPSS | [36 empty] | EPSS, | EPSS | EPSS | EPSS, | EPSS | EPSS | EPSS, | EPSS | EPSS |  |  |  | , | FALSE
CLAYTON 221714102 | EPSS | EPSS | EPSS | [15 empty] | Ground Inspection | [20 empty] | EPSS,Ground Inspection, | EPSS Ground Inspection | EPSS Ground Inspection | EPSS, | EPSS | EPSS | EPSS, | EPSS | EPSS |  |  |  | , | FALSE
JARVIS 1101467034 | EPSS | EPSS | EPSS | [14 empty] | Aerial Inspection |  | Ground Inspection | Ground Inspection | [18 empty] | EPSS, | EPSS | EPSS | EPSS,Ground Inspection, | EPSS Ground Inspection | EPSS Ground Inspection | EPSS,Aerial Inspection,Ground Inspection, | EPSS Aerial Inspection Ground Inspection | EPSS Aerial Inspection Ground Inspection |  |  |  | , | FALSE
WEBER 110170700 | EPSS | EPSS | EPSS | [15 empty] | Ground Inspection | Ground Inspection | [19 empty] | EPSS,Ground Inspection, | EPSS Ground Inspection | EPSS Ground Inspection | EPSS,Ground Inspection, | EPSS Ground Inspection | EPSS Ground Inspection | EPSS, | EPSS | EPSS |  |  |  | , | FALSE
ALMADEN 1111XR120 | EPSS | EPSS | EPSS | [16 empty] | Ground Inspection | Ground Inspection | [18 empty] | EPSS, | EPSS | EPSS | EPSS,Ground Inspection, | EPSS Ground Inspection | EPSS Ground Inspection | EPSS,Ground Inspection, | EPSS Ground Inspection | EPSS Ground Inspection |  |  |  | , | FALSE
REDWOOD CITY 0405CB | EPSS | EPSS | EPSS | [16 empty] | Ground Inspection | [19 empty] | EPSS, | EPSS | EPSS | EPSS,Ground Inspection, | EPSS Ground Inspection | EPSS Ground Inspection | EPSS, | EPSS | EPSS |  |  |  | , | FALSE
HIGHWAY 11044701 | EPSS | EPSS | EPSS | [16 empty] | Ground Inspection | [19 empty] | EPSS, | EPSS | EPSS | EPSS,Ground Inspection, | EPSS Ground Inspection | EPSS Ground Inspection | EPSS, | EPSS | EPSS |  |  |  | , | FALSE
CORONA 1102CB | EPSS | EPSS | EPSS | [13 empty] | Aerial Inspection |  | Ground Inspection | [20 empty] | EPSS,Ground Inspection, | EPSS Ground Inspection | EPSS Ground Inspection | EPSS,Aerial Inspection, | EPSS Aerial Inspection | EPSS Aerial Inspection | EPSS, | EPSS | EPSS |  |  |  | , | FALSE
MAGUNDEN 2108289792 | EPSS | EPSS | EPSS | [36 empty] | EPSS, | EPSS | EPSS | EPSS, | EPSS | EPSS | EPSS, | EPSS | EPSS |  |  |  | , | FALSE
MT EDEN 1101MR113 | EPSS | EPSS | EPSS | [16 empty] | Ground Inspection | Ground Inspection | [18 empty] | EPSS, | EPSS | EPSS | EPSS,Ground Inspection, | EPSS Ground Inspection | EPSS Ground Inspection | EPSS,Ground Inspection, | EPSS Ground Inspection | EPSS Ground Inspection |  |  |  | , | FALSE
FIGARDEN 2112R1012 | EPSS | EPSS | EPSS | [17 empty] | Ground Inspection | [18 empty] | EPSS, | EPSS | EPSS | EPSS, | EPSS | EPSS | EPSS,Ground Inspection, | EPSS Ground Inspection | EPSS Ground Inspection |  |  |  | , | FALSE
PUEBLO 1105642 | EPSS | EPSS | EPSS | [15 empty] | Ground Inspection | [20 empty] | EPSS,Ground Inspection, | EPSS Ground Inspection | EPSS Ground Inspection | EPSS, | EPSS | EPSS | EPSS, | EPSS | EPSS |  |  |  | , | FALSE
COTATI 110283200 | EPSS | EPSS | EPSS | [16 empty] | Ground Inspection | [10 empty] | Line Sensors | [8 empty] | EPSS,Line Sensors, | EPSS Line Sensors | EPSS Line Sensors | EPSS,Ground Inspection, | EPSS Ground Inspection | EPSS Ground Inspection | EPSS, | EPSS | EPSS |  |  |  | , | FALSE
CHOWCHILLA 110510650 | EPSS | EPSS | EPSS | [16 empty] | Ground Inspection | [19 empty] | EPSS, | EPSS | EPSS | EPSS,Ground Inspection, | EPSS Ground Inspection | EPSS Ground Inspection | EPSS, | EPSS | EPSS |  |  |  | , | FALSE
VACA DIXON 1101CB | EPSS | EPSS | EPSS | [16 empty] | Ground Inspection | [19 empty] | EPSS, | EPSS | EPSS | EPSS,Ground Inspection, | EPSS Ground Inspection | EPSS Ground Inspection | EPSS, | EPSS | EPSS |  |  |  | , | FALSE
VASONA 1105LC32 | EPSS | EPSS | EPSS | [15 empty] | Ground Inspection | Ground Inspection | [19 empty] | EPSS,Ground Inspection, | EPSS Ground Inspection | EPSS Ground Inspection | EPSS,Ground Inspection, | EPSS Ground Inspection | EPSS Ground Inspection | EPSS, | EPSS | EPSS |  |  |  | , | FALSE
FORT BRAGG A 1101CB | EPSS | EPSS | EPSS | [13 empty] | Aerial Inspection |  | Ground Inspection | [11 empty] | Line Sensors | [8 empty] | EPSS,Ground Inspection,Line Sensors, | EPSS Ground Inspection Line Sensors | EPSS Ground Inspection Line Sensors | EPSS,Aerial Inspection, | EPSS Aerial Inspection | EPSS Aerial Inspection | EPSS, | EPSS | EPSS |  |  |  | , | FALSE
BELMONT 0401CB | EPSS | EPSS | EPSS | [15 empty] | Ground Inspection | Ground Inspection | [19 empty] | EPSS,Ground Inspection, | EPSS Ground Inspection | EPSS Ground Inspection | EPSS,Ground Inspection, | EPSS Ground Inspection | EPSS Ground Inspection | EPSS, | EPSS | EPSS |  |  |  | , | FALSE
LAKEWOOD 211093966 | EPSS | EPSS | EPSS | [16 empty] | Ground Inspection | [19 empty] | EPSS, | EPSS | EPSS | EPSS,Ground Inspection, | EPSS Ground Inspection | EPSS Ground Inspection | EPSS, | EPSS | EPSS |  |  |  | , | FALSE
BERKELEY T 0403566022 | EPSS | EPSS | EPSS | [16 empty] | Ground Inspection | [19 empty] | EPSS, | EPSS | EPSS | EPSS,Ground Inspection, | EPSS Ground Inspection | EPSS Ground Inspection | EPSS, | EPSS | EPSS |  |  |  | , | FALSE
BRITTON 1114CB | EPSS | EPSS | EPSS | [17 empty] | Ground Inspection | [18 empty] | EPSS, | EPSS | EPSS | EPSS, | EPSS | EPSS | EPSS,Ground Inspection, | EPSS Ground Inspection | EPSS Ground Inspection |  |  |  | , | FALSE
SAN JOSE B 1110CB | EPSS | EPSS | EPSS | [16 empty] | Ground Inspection | Ground Inspection | [18 empty] | EPSS, | EPSS | EPSS | EPSS,Ground Inspection, | EPSS Ground Inspection | EPSS Ground Inspection | EPSS,Ground Inspection, | EPSS Ground Inspection | EPSS Ground Inspection |  |  |  | , | FALSE
EL PATIO 1117CB | EPSS | EPSS | EPSS | [15 empty] | Ground Inspection | [20 empty] | EPSS,Ground Inspection, | EPSS Ground Inspection | EPSS Ground Inspection | EPSS, | EPSS | EPSS | EPSS, | EPSS | EPSS |  |  |  | , | FALSE
BARTON 1111R1200 | EPSS | EPSS | EPSS | [15 empty] | Ground Inspection | Ground Inspection | [19 empty] | EPSS,Ground Inspection, | EPSS Ground Inspection | EPSS Ground Inspection | EPSS,Ground Inspection, | EPSS Ground Inspection | EPSS Ground Inspection | EPSS, | EPSS | EPSS |  |  |  | , | FALSE
NORTH TOWER 1104784 | EPSS | EPSS | EPSS | [15 empty] | Ground Inspection |  | Ground Inspection | [18 empty] | EPSS,Ground Inspection, | EPSS Ground Inspection | EPSS Ground Inspection | EPSS, | EPSS | EPSS | EPSS,Ground Inspection, | EPSS Ground Inspection | EPSS Ground Inspection |  |  |  | , | FALSE
RIPON 1702CB | EPSS | EPSS | EPSS | [15 empty] | Ground Inspection | [20 empty] | EPSS,Ground Inspection, | EPSS Ground Inspection | EPSS Ground Inspection | EPSS, | EPSS | EPSS | EPSS, | EPSS | EPSS |  |  |  | , | FALSE
BELMONT 0403CB | EPSS | EPSS | EPSS | [15 empty] | Ground Inspection | Ground Inspection | [19 empty] | EPSS,Ground Inspection, | EPSS Ground Inspection | EPSS Ground Inspection | EPSS,Ground Inspection, | EPSS Ground Inspection | EPSS Ground Inspection | EPSS, | EPSS | EPSS |  |  |  | , | FALSE
TIDEWATER 2106C514R | EPSS | EPSS | EPSS | [36 empty] | EPSS, | EPSS | EPSS | EPSS, | EPSS | EPSS | EPSS, | EPSS | EPSS |  |  |  | , | FALSE
BERKELEY F 0405CB | EPSS | EPSS | EPSS | [16 empty] | Ground Inspection | [19 empty] | EPSS, | EPSS | EPSS | EPSS,Ground Inspection, | EPSS Ground Inspection | EPSS Ground Inspection | EPSS, | EPSS | EPSS |  |  |  | , | FALSE
SAN LUIS OBISPO 1102V96 | EPSS | EPSS | EPSS | [14 empty] | Aerial Inspection |  | Ground Inspection | [19 empty] | EPSS, | EPSS | EPSS | EPSS,Ground Inspection, | EPSS Ground Inspection | EPSS Ground Inspection | EPSS,Aerial Inspection, | EPSS Aerial Inspection | EPSS Aerial Inspection |  |  |  | , | FALSE
SAN JOSE A 1109CB | EPSS | EPSS | EPSS | [36 empty] | EPSS, | EPSS | EPSS | EPSS, | EPSS | EPSS | EPSS, | EPSS | EPSS |  |  |  | , | FALSE
EL CAPITAN 211010960 | EPSS | EPSS | EPSS | [15 empty] | Ground Inspection |  | Ground Inspection | [18 empty] | EPSS,Ground Inspection, | EPSS Ground Inspection | EPSS Ground Inspection | EPSS, | EPSS | EPSS | EPSS,Ground Inspection, | EPSS Ground Inspection | EPSS Ground Inspection |  |  |  | , | FALSE
PAUL SWEET 210398594 | EPSS | EPSS | EPSS | [17 empty] | Ground Inspection | [18 empty] | EPSS, | EPSS | EPSS | EPSS, | EPSS | EPSS | EPSS,Ground Inspection, | EPSS Ground Inspection | EPSS Ground Inspection |  |  |  | , | FALSE
SF E 1103CB | EPSS | EPSS | EPSS | [15 empty] | Ground Inspection | [20 empty] | EPSS,Ground Inspection, | EPSS Ground Inspection | EPSS Ground Inspection | EPSS, | EPSS | EPSS | EPSS, | EPSS | EPSS |  |  |  | , | FALSE
EAST QUINCY 1101CB | EPSS | EPSS | EPSS | [36 empty] | EPSS, | EPSS | EPSS | EPSS, | EPSS | EPSS | EPSS, | EPSS | EPSS |  |  |  | , | FALSE
OAKLAND X 1102CR122 | EPSS | EPSS | EPSS | [15 empty] | Ground Inspection | Ground Inspection | [19 empty] | EPSS,Ground Inspection, | EPSS Ground Inspection | EPSS Ground Inspection | EPSS,Ground Inspection, | EPSS Ground Inspection | EPSS Ground Inspection | EPSS, | EPSS | EPSS |  |  |  | , | FALSE
GERBER 1101CB | EPSS | EPSS | EPSS | [36 empty] | EPSS, | EPSS | EPSS | EPSS, | EPSS | EPSS | EPSS, | EPSS | EPSS |  |  |  | , | FALSE
CONTRA COSTA 210974988 | EPSS | EPSS | EPSS | [16 empty] | Ground Inspection | [19 empty] | EPSS, | EPSS | EPSS | EPSS,Ground Inspection, | EPSS Ground Inspection | EPSS Ground Inspection | EPSS, | EPSS | EPSS |  |  |  | , | FALSE
STOCKDALE 11094704 | EPSS | EPSS | EPSS | [17 empty] | Ground Inspection | [18 empty] | EPSS, | EPSS | EPSS | EPSS, | EPSS | EPSS | EPSS,Ground Inspection, | EPSS Ground Inspection | EPSS Ground Inspection |  |  |  | , | FALSE
PAUL SWEET 210878006 | EPSS | EPSS | EPSS | [17 empty] | Ground Inspection | [18 empty] | EPSS, | EPSS | EPSS | EPSS, | EPSS | EPSS | EPSS,Ground Inspection, | EPSS Ground Inspection | EPSS Ground Inspection |  |  |  | , | FALSE
STELLING 1108LL08 | EPSS | EPSS | EPSS | [36 empty] | EPSS, | EPSS | EPSS | EPSS, | EPSS | EPSS | EPSS, | EPSS | EPSS |  |  |  | , | FALSE
BAY MEADOWS 110748112 | EPSS | EPSS | EPSS | [15 empty] | Ground Inspection | [20 empty] | EPSS,Ground Inspection, | EPSS Ground Inspection | EPSS Ground Inspection | EPSS, | EPSS | EPSS | EPSS, | EPSS | EPSS |  |  |  | , | FALSE
SF E 110162024 | EPSS | EPSS | EPSS | [15 empty] | Ground Inspection | [20 empty] | EPSS,Ground Inspection, | EPSS Ground Inspection | EPSS Ground Inspection | EPSS, | EPSS | EPSS | EPSS, | EPSS | EPSS |  |  |  | , | FALSE
WYANDOTTE 11102590 | EPSS | EPSS | EPSS | [36 empty] | EPSS, | EPSS | EPSS | EPSS, | EPSS | EPSS | EPSS, | EPSS | EPSS |  |  |  | , | FALSE
OAKLAND D 1130455660 | EPSS | EPSS | EPSS | [16 empty] | Ground Inspection | [19 empty] | EPSS, | EPSS | EPSS | EPSS,Ground Inspection, | EPSS Ground Inspection | EPSS Ground Inspection | EPSS, | EPSS | EPSS |  |  |  | , | FALSE
VALLEJO B 11017410 | EPSS | EPSS | EPSS | [15 empty] | Ground Inspection | [20 empty] | EPSS,Ground Inspection, | EPSS Ground Inspection | EPSS Ground Inspection | EPSS, | EPSS | EPSS | EPSS, | EPSS | EPSS |  |  |  | , | FALSE
RIDGE 0401CB | EPSS | EPSS | EPSS | [14 empty] | Aerial Inspection |  | Ground Inspection |  | Non-Pole Backlog | [17 empty] | EPSS,Non-Pole Backlog, | EPSS Non-Pole Backlog | EPSS Non-Pole Backlog | EPSS,Ground Inspection, | EPSS Ground Inspection | EPSS Ground Inspection | EPSS,Aerial Inspection, | EPSS Aerial Inspection | EPSS Aerial Inspection |  |  |  | , | FALSE
WYANDOTTE 11101952 | EPSS | EPSS | EPSS | [14 empty] | Aerial Inspection |  | Ground Inspection | Ground Inspection | [18 empty] | EPSS, | EPSS | EPSS | EPSS,Ground Inspection, | EPSS Ground Inspection | EPSS Ground Inspection | EPSS,Aerial Inspection,Ground Inspection, | EPSS Aerial Inspection Ground Inspection | EPSS Aerial Inspection Ground Inspection |  |  |  | , | FALSE
BAKERSFIELD 21041574 | EPSS | EPSS | EPSS | [36 empty] | EPSS, | EPSS | EPSS | EPSS, | EPSS | EPSS | EPSS, | EPSS | EPSS |  |  |  | , | FALSE
SAN LEANDRO U 1110CB | EPSS | EPSS | EPSS | [16 empty] | Ground Inspection | [19 empty] | EPSS, | EPSS | EPSS | EPSS,Ground Inspection, | EPSS Ground Inspection | EPSS Ground Inspection | EPSS, | EPSS | EPSS |  |  |  | , | FALSE
EL CERRITO G 1109CB | EPSS | EPSS | EPSS | [17 empty] | Ground Inspection | [18 empty] | EPSS, | EPSS | EPSS | EPSS, | EPSS | EPSS | EPSS,Ground Inspection, | EPSS Ground Inspection | EPSS Ground Inspection |  |  |  | , | FALSE
MABURY 1106CB | EPSS | EPSS | EPSS | [36 empty] | EPSS, | EPSS | EPSS | EPSS, | EPSS | EPSS | EPSS, | EPSS | EPSS |  |  |  | , | FALSE
POTRERO PP (A) 110966602 | EPSS | EPSS | EPSS | [15 empty] | Ground Inspection | Ground Inspection | Ground Inspection | [18 empty] | EPSS,Ground Inspection, | EPSS Ground Inspection | EPSS Ground Inspection | EPSS,Ground Inspection, | EPSS Ground Inspection | EPSS Ground Inspection | EPSS,Ground Inspection, | EPSS Ground Inspection | EPSS Ground Inspection |  |  |  | , | FALSE
MC KEE 1108XR302 | EPSS | EPSS | EPSS | [16 empty] | Ground Inspection | [8 empty] | Down Conductor Detection (DCD) | [10 empty] | EPSS, | EPSS | EPSS | EPSS,Ground Inspection,Down Conductor Detection (DCD), | EPSS Ground Inspection Down Conductor Detection (DCD) | EPSS Ground Inspection Down Conductor Detection (DCD) | EPSS, | EPSS | EPSS |  |  |  | , | FALSE
KERN OIL 1114CB | EPSS | EPSS | EPSS | [16 empty] | Ground Inspection | [19 empty] | EPSS, | EPSS | EPSS | EPSS,Ground Inspection, | EPSS Ground Inspection | EPSS Ground Inspection | EPSS, | EPSS | EPSS |  |  |  | , | FALSE
MAGUNDEN 210814402 | EPSS | EPSS | EPSS | [36 empty] | EPSS, | EPSS | EPSS | EPSS, | EPSS | EPSS | EPSS, | EPSS | EPSS |  |  |  | , | FALSE
PAUL SWEET 210711064 | EPSS | EPSS | EPSS | [17 empty] | Ground Inspection | [18 empty] | EPSS, | EPSS | EPSS | EPSS, | EPSS | EPSS | EPSS,Ground Inspection, | EPSS Ground Inspection | EPSS Ground Inspection |  |  |  | , | FALSE
6TH AVENUE 0403CB | EPSS | EPSS | EPSS | [36 empty] | EPSS, | EPSS | EPSS | EPSS, | EPSS | EPSS | EPSS, | EPSS | EPSS |  |  |  | , | FALSE
WOODLAND 1113CB | EPSS | EPSS | EPSS | [17 empty] | Ground Inspection | [18 empty] | EPSS, | EPSS | EPSS | EPSS, | EPSS | EPSS | EPSS,Ground Inspection, | EPSS Ground Inspection | EPSS Ground Inspection |  |  |  | , | FALSE
NEWARK 21KV 2107MR494 | EPSS | EPSS | EPSS | [36 empty] | EPSS, | EPSS | EPSS | EPSS, | EPSS | EPSS | EPSS, | EPSS | EPSS |  |  |  | , | FALSE
ANDERSON 110299392 | EPSS | EPSS | EPSS | [36 empty] | EPSS, | EPSS | EPSS | EPSS, | EPSS | EPSS | EPSS, | EPSS | EPSS |  |  |  | , | FALSE
SARATOGA 1109LC42 | EPSS | EPSS | EPSS | [15 empty] | Ground Inspection | [20 empty] | EPSS,Ground Inspection, | EPSS Ground Inspection | EPSS Ground Inspection | EPSS, | EPSS | EPSS | EPSS, | EPSS | EPSS |  |  |  | , | FALSE
CANAL 1105990288 | EPSS | EPSS | EPSS | [36 empty] | EPSS, | EPSS | EPSS | EPSS, | EPSS | EPSS | EPSS, | EPSS | EPSS |  |  |  | , | FALSE
JARVIS 11039057 | EPSS | EPSS | EPSS | [36 empty] | EPSS, | EPSS | EPSS | EPSS, | EPSS | EPSS | EPSS, | EPSS | EPSS |  |  |  | , | FALSE
WOLFE 1105LC34 | EPSS | EPSS | EPSS | [15 empty] | Ground Inspection | [20 empty] | EPSS,Ground Inspection, | EPSS Ground Inspection | EPSS Ground Inspection | EPSS, | EPSS | EPSS | EPSS, | EPSS | EPSS |  |  |  | , | FALSE
SAN JOSE A 0408CB | EPSS | EPSS | EPSS | [16 empty] | Ground Inspection | Ground Inspection | [18 empty] | EPSS, | EPSS | EPSS | EPSS,Ground Inspection, | EPSS Ground Inspection | EPSS Ground Inspection | EPSS,Ground Inspection, | EPSS Ground Inspection | EPSS Ground Inspection |  |  |  | , | FALSE
WEBER 1105CB | EPSS | EPSS | EPSS | [15 empty] | Ground Inspection | Ground Inspection | [19 empty] | EPSS,Ground Inspection, | EPSS Ground Inspection | EPSS Ground Inspection | EPSS,Ground Inspection, | EPSS Ground Inspection | EPSS Ground Inspection | EPSS, | EPSS | EPSS |  |  |  | , | FALSE
SAN RAFAEL 1105344 | EPSS | EPSS | EPSS | [16 empty] | Ground Inspection | Ground Inspection | Non-Pole Backlog | [6 empty] | Down Conductor Detection (DCD) | [10 empty] | EPSS,Non-Pole Backlog, | EPSS Non-Pole Backlog | EPSS Non-Pole Backlog | EPSS,Ground Inspection,Down Conductor Detection (DCD), | EPSS Ground Inspection Down Conductor Detection (DCD) | EPSS Ground Inspection Down Conductor Detection (DCD) | EPSS,Ground Inspection, | EPSS Ground Inspection | EPSS Ground Inspection |  |  |  | , | FALSE
HICKS 1109XR138 | EPSS | EPSS | EPSS | [16 empty] | Ground Inspection | Ground Inspection | [18 empty] | EPSS, | EPSS | EPSS | EPSS,Ground Inspection, | EPSS Ground Inspection | EPSS Ground Inspection | EPSS,Ground Inspection, | EPSS Ground Inspection | EPSS Ground Inspection |  |  |  | , | FALSE
LEMOORE 1105CB | EPSS | EPSS | EPSS | [17 empty] | Ground Inspection | [18 empty] | EPSS, | EPSS | EPSS | EPSS, | EPSS | EPSS | EPSS,Ground Inspection, | EPSS Ground Inspection | EPSS Ground Inspection |  |  |  | , | FALSE
RICHMOND R 1129BR218 | EPSS | EPSS | EPSS | [36 empty] | EPSS, | EPSS | EPSS | EPSS, | EPSS | EPSS | EPSS, | EPSS | EPSS |  |  |  | , | FALSE
WILLIAMS 1101CB | EPSS | EPSS | EPSS | [16 empty] | Ground Inspection | [19 empty] | EPSS, | EPSS | EPSS | EPSS,Ground Inspection, | EPSS Ground Inspection | EPSS Ground Inspection | EPSS, | EPSS | EPSS |  |  |  | , | FALSE
STELLING 1108LM42 | EPSS | EPSS | EPSS | [17 empty] | Ground Inspection | [18 empty] | EPSS, | EPSS | EPSS | EPSS, | EPSS | EPSS | EPSS,Ground Inspection, | EPSS Ground Inspection | EPSS Ground Inspection |  |  |  | , | FALSE
SAN RAFAEL 1103302 | EPSS | EPSS | EPSS | [16 empty] | Ground Inspection | [19 empty] | EPSS, | EPSS | EPSS | EPSS,Ground Inspection, | EPSS Ground Inspection | EPSS Ground Inspection | EPSS, | EPSS | EPSS |  |  |  | , | FALSE
DALY CITY 110539396 | EPSS | EPSS | EPSS | [15 empty] | Ground Inspection | Ground Inspection | Ground Inspection | [18 empty] | EPSS,Ground Inspection, | EPSS Ground Inspection | EPSS Ground Inspection | EPSS,Ground Inspection, | EPSS Ground Inspection | EPSS Ground Inspection | EPSS,Ground Inspection, | EPSS Ground Inspection | EPSS Ground Inspection |  |  |  | , | FALSE
STONE 1101XR470 | EPSS | EPSS | EPSS | [16 empty] | Ground Inspection | Ground Inspection | [18 empty] | EPSS, | EPSS | EPSS | EPSS,Ground Inspection, | EPSS Ground Inspection | EPSS Ground Inspection | EPSS,Ground Inspection, | EPSS Ground Inspection | EPSS Ground Inspection |  |  |  | , | FALSE
LLAGAS 2105XR320 | EPSS | EPSS | EPSS | [15 empty] | Ground Inspection | [20 empty] | EPSS,Ground Inspection, | EPSS Ground Inspection | EPSS Ground Inspection | EPSS, | EPSS | EPSS | EPSS, | EPSS | EPSS |  |  |  | , | FALSE
CONTRA COSTA 210378825 | EPSS | EPSS | EPSS | [16 empty] | Ground Inspection | [19 empty] | EPSS, | EPSS | EPSS | EPSS,Ground Inspection, | EPSS Ground Inspection | EPSS Ground Inspection | EPSS, | EPSS | EPSS |  |  |  | , | FALSE
CABRILLO 1104CB | EPSS | EPSS | EPSS | [17 empty] | Ground Inspection | [18 empty] | EPSS, | EPSS | EPSS | EPSS, | EPSS | EPSS | EPSS,Ground Inspection, | EPSS Ground Inspection | EPSS Ground Inspection |  |  |  | , | FALSE
MAGUNDEN 1104CB | EPSS | EPSS | EPSS | [36 empty] | EPSS, | EPSS | EPSS | EPSS, | EPSS | EPSS | EPSS, | EPSS | EPSS |  |  |  | , | FALSE
SF G 0405CB | EPSS | EPSS | EPSS | [15 empty] | Ground Inspection | [20 empty] | EPSS,Ground Inspection, | EPSS Ground Inspection | EPSS Ground Inspection | EPSS, | EPSS | EPSS | EPSS, | EPSS | EPSS |  |  |  | , | FALSE
MILPITAS 1109XR208 | EPSS | EPSS | EPSS | [15 empty] | Ground Inspection | [20 empty] | EPSS,Ground Inspection, | EPSS Ground Inspection | EPSS Ground Inspection | EPSS, | EPSS | EPSS | EPSS, | EPSS | EPSS |  |  |  | , | FALSE
NORD 11032478 | EPSS | EPSS | EPSS | [15 empty] | Ground Inspection | [20 empty] | EPSS,Ground Inspection, | EPSS Ground Inspection | EPSS Ground Inspection | EPSS, | EPSS | EPSS | EPSS, | EPSS | EPSS |  |  |  | , | FALSE
OAKLAND K 1101CR174 | EPSS | EPSS | EPSS | [15 empty] | Ground Inspection | Ground Inspection | [19 empty] | EPSS,Ground Inspection, | EPSS Ground Inspection | EPSS Ground Inspection | EPSS,Ground Inspection, | EPSS Ground Inspection | EPSS Ground Inspection | EPSS, | EPSS | EPSS |  |  |  | , | FALSE
TRACY 1106352284 | EPSS | EPSS | EPSS | [36 empty] | EPSS, | EPSS | EPSS | EPSS, | EPSS | EPSS | EPSS, | EPSS | EPSS |  |  |  | , | FALSE
RALSTON 1101CB | EPSS | EPSS | EPSS | [15 empty] | Ground Inspection |  | Ground Inspection | [18 empty] | EPSS,Ground Inspection, | EPSS Ground Inspection | EPSS Ground Inspection | EPSS, | EPSS | EPSS | EPSS,Ground Inspection, | EPSS Ground Inspection | EPSS Ground Inspection |  |  |  | , | FALSE
GREEN VALLEY 2103938286 | EPSS | EPSS | EPSS | [17 empty] | Ground Inspection | [18 empty] | EPSS, | EPSS | EPSS | EPSS, | EPSS | EPSS | EPSS,Ground Inspection, | EPSS Ground Inspection | EPSS Ground Inspection |  |  |  | , | FALSE
SF K 0405CB | EPSS | EPSS | EPSS | [36 empty] | EPSS, | EPSS | EPSS | EPSS, | EPSS | EPSS | EPSS, | EPSS | EPSS |  |  |  | , | FALSE
TARAVAL 0401CB | EPSS | EPSS | EPSS | [17 empty] | Ground Inspection | [18 empty] | EPSS, | EPSS | EPSS | EPSS, | EPSS | EPSS | EPSS,Ground Inspection, | EPSS Ground Inspection | EPSS Ground Inspection |  |  |  | , | FALSE
BANTA 1102CB | EPSS | EPSS | EPSS | [17 empty] | Ground Inspection | [18 empty] | EPSS, | EPSS | EPSS | EPSS, | EPSS | EPSS | EPSS,Ground Inspection, | EPSS Ground Inspection | EPSS Ground Inspection |  |  |  | , | FALSE
POINT PINOLE 1102P152 | EPSS | EPSS | EPSS | [36 empty] | EPSS, | EPSS | EPSS | EPSS, | EPSS | EPSS | EPSS, | EPSS | EPSS |  |  |  | , | FALSE
SANTA ROSA A 1102CB | EPSS | EPSS | EPSS | [17 empty] | Ground Inspection | [18 empty] | EPSS, | EPSS | EPSS | EPSS, | EPSS | EPSS | EPSS,Ground Inspection, | EPSS Ground Inspection | EPSS Ground Inspection |  |  |  | , | FALSE
MISSION (X) 1116265740 | EPSS | EPSS | EPSS | [15 empty] | Ground Inspection | [20 empty] | EPSS,Ground Inspection, | EPSS Ground Inspection | EPSS Ground Inspection | EPSS, | EPSS | EPSS | EPSS, | EPSS | EPSS |  |  |  | , | FALSE
SONOMA 1104412 | EPSS | EPSS | EPSS | [24 empty] | Down Conductor Detection (DCD) | [11 empty] | EPSS,Down Conductor Detection (DCD), | EPSS Down Conductor Detection (DCD) | EPSS Down Conductor Detection (DCD) | EPSS, | EPSS | EPSS | EPSS, | EPSS | EPSS |  |  |  | , | FALSE
STUART 0403CB | EPSS | EPSS | EPSS | [16 empty] | Ground Inspection | [19 empty] | EPSS, | EPSS | EPSS | EPSS,Ground Inspection, | EPSS Ground Inspection | EPSS Ground Inspection | EPSS, | EPSS | EPSS |  |  |  | , | FALSE
EIGHT MILE 2101CB | EPSS | EPSS | EPSS | [16 empty] | Ground Inspection | Ground Inspection | [18 empty] | EPSS, | EPSS | EPSS | EPSS,Ground Inspection, | EPSS Ground Inspection | EPSS Ground Inspection | EPSS,Ground Inspection, | EPSS Ground Inspection | EPSS Ground Inspection |  |  |  | , | FALSE
DALY CITY 1105CB | EPSS | EPSS | EPSS | [15 empty] | Ground Inspection | [20 empty] | EPSS,Ground Inspection, | EPSS Ground Inspection | EPSS Ground Inspection | EPSS, | EPSS | EPSS | EPSS, | EPSS | EPSS |  |  |  | , | FALSE
SWIFT 2111XR314 | EPSS | EPSS | EPSS | [16 empty] | Ground Inspection | [19 empty] | EPSS, | EPSS | EPSS | EPSS,Ground Inspection, | EPSS Ground Inspection | EPSS Ground Inspection | EPSS, | EPSS | EPSS |  |  |  | , | FALSE
SF H 1103562348 | EPSS | EPSS | EPSS | [15 empty] | Ground Inspection | Ground Inspection | [19 empty] | EPSS,Ground Inspection, | EPSS Ground Inspection | EPSS Ground Inspection | EPSS,Ground Inspection, | EPSS Ground Inspection | EPSS Ground Inspection | EPSS, | EPSS | EPSS |  |  |  | , | FALSE
SAN LUIS OBISPO 1102CB | EPSS | EPSS | EPSS | [17 empty] | Ground Inspection | [18 empty] | EPSS, | EPSS | EPSS | EPSS, | EPSS | EPSS | EPSS,Ground Inspection, | EPSS Ground Inspection | EPSS Ground Inspection |  |  |  | , | FALSE
SAN LEANDRO U 1110MR360 | EPSS | EPSS | EPSS | [16 empty] | Ground Inspection | [19 empty] | EPSS, | EPSS | EPSS | EPSS,Ground Inspection, | EPSS Ground Inspection | EPSS Ground Inspection | EPSS, | EPSS | EPSS |  |  |  | , | FALSE
CLAYTON 2211CB | EPSS | EPSS | EPSS | [36 empty] | EPSS, | EPSS | EPSS | EPSS, | EPSS | EPSS | EPSS, | EPSS | EPSS |  |  |  | , | FALSE
BERKELEY F 0402502466 | EPSS | EPSS | EPSS | [16 empty] | Ground Inspection | Ground Inspection | Non-Pole Backlog | [17 empty] | EPSS,Non-Pole Backlog, | EPSS Non-Pole Backlog | EPSS Non-Pole Backlog | EPSS,Ground Inspection, | EPSS Ground Inspection | EPSS Ground Inspection | EPSS,Ground Inspection, | EPSS Ground Inspection | EPSS Ground Inspection |  |  |  | , | FALSE
STELLING 1110CB | EPSS | EPSS | EPSS | [13 empty] | Aerial Inspection |  | Ground Inspection | [20 empty] | EPSS,Ground Inspection, | EPSS Ground Inspection | EPSS Ground Inspection | EPSS,Aerial Inspection, | EPSS Aerial Inspection | EPSS Aerial Inspection | EPSS, | EPSS | EPSS |  |  |  | , | FALSE
REDWOOD CITY 0404CB | EPSS | EPSS | EPSS | [16 empty] | Ground Inspection | [19 empty] | EPSS, | EPSS | EPSS | EPSS,Ground Inspection, | EPSS Ground Inspection | EPSS Ground Inspection | EPSS, | EPSS | EPSS |  |  |  | , | FALSE
GLENWOOD 110144610 | EPSS | EPSS | EPSS | [16 empty] | Ground Inspection | [19 empty] | EPSS, | EPSS | EPSS | EPSS,Ground Inspection, | EPSS Ground Inspection | EPSS Ground Inspection | EPSS, | EPSS | EPSS |  |  |  | , | FALSE
EDES 1111MR647 | EPSS | EPSS | EPSS | [16 empty] | Ground Inspection | [19 empty] | EPSS, | EPSS | EPSS | EPSS,Ground Inspection, | EPSS Ground Inspection | EPSS Ground Inspection | EPSS, | EPSS | EPSS |  |  |  | , | FALSE
VALLEJO B 1101CB | EPSS | EPSS | EPSS | [17 empty] | Ground Inspection | [18 empty] | EPSS, | EPSS | EPSS | EPSS, | EPSS | EPSS | EPSS,Ground Inspection, | EPSS Ground Inspection | EPSS Ground Inspection |  |  |  | , | FALSE
STOCKDALE 21144236 | EPSS | EPSS | EPSS | [16 empty] | Ground Inspection | Ground Inspection | [18 empty] | EPSS, | EPSS | EPSS | EPSS,Ground Inspection, | EPSS Ground Inspection | EPSS Ground Inspection | EPSS,Ground Inspection, | EPSS Ground Inspection | EPSS Ground Inspection |  |  |  | , | FALSE
TULUCAY 1101613014 | EPSS | EPSS | EPSS | [15 empty] | Ground Inspection | [20 empty] | EPSS,Ground Inspection, | EPSS Ground Inspection | EPSS Ground Inspection | EPSS, | EPSS | EPSS | EPSS, | EPSS | EPSS |  |  |  | , | FALSE
MOUNTAIN VIEW 110460076 | EPSS | EPSS | EPSS | [17 empty] | Ground Inspection | [18 empty] | EPSS, | EPSS | EPSS | EPSS, | EPSS | EPSS | EPSS,Ground Inspection, | EPSS Ground Inspection | EPSS Ground Inspection |  |  |  | , | FALSE
SAN LEANDRO U 1114501762 | EPSS | EPSS | EPSS | [16 empty] | Ground Inspection | Ground Inspection | [7 empty] | Down Conductor Detection (DCD) | [10 empty] | EPSS, | EPSS | EPSS | EPSS,Ground Inspection,Down Conductor Detection (DCD), | EPSS Ground Inspection Down Conductor Detection (DCD) | EPSS Ground Inspection Down Conductor Detection (DCD) | EPSS,Ground Inspection, | EPSS Ground Inspection | EPSS Ground Inspection |  |  |  | , | FALSE
SUISUN 110247992 | EPSS | EPSS | EPSS | [36 empty] | EPSS, | EPSS | EPSS | EPSS, | EPSS | EPSS | EPSS, | EPSS | EPSS |  |  |  | , | FALSE
EVERGREEN 2102CB | EPSS | EPSS | EPSS | [16 empty] | Ground Inspection | Ground Inspection | [18 empty] | EPSS, | EPSS | EPSS | EPSS,Ground Inspection, | EPSS Ground Inspection | EPSS Ground Inspection | EPSS,Ground Inspection, | EPSS Ground Inspection | EPSS Ground Inspection |  |  |  | , | FALSE
PLAINFIELD 110618162 | EPSS | EPSS | EPSS | [16 empty] | Ground Inspection | [19 empty] | EPSS, | EPSS | EPSS | EPSS,Ground Inspection, | EPSS Ground Inspection | EPSS Ground Inspection | EPSS, | EPSS | EPSS |  |  |  | , | FALSE
CASTRO VALLEY 1107MR587 | EPSS | EPSS | EPSS | [17 empty] | Ground Inspection | [18 empty] | EPSS, | EPSS | EPSS | EPSS, | EPSS | EPSS | EPSS,Ground Inspection, | EPSS Ground Inspection | EPSS Ground Inspection |  |  |  | , | FALSE
TARAVAL 0403CB | EPSS | EPSS | EPSS | [17 empty] | Ground Inspection | [18 empty] | EPSS, | EPSS | EPSS | EPSS, | EPSS | EPSS | EPSS,Ground Inspection, | EPSS Ground Inspection | EPSS Ground Inspection |  |  |  | , | FALSE
LOS ALTOS 1107CB | EPSS | EPSS | EPSS | [17 empty] | Ground Inspection | [18 empty] | EPSS, | EPSS | EPSS | EPSS, | EPSS | EPSS | EPSS,Ground Inspection, | EPSS Ground Inspection | EPSS Ground Inspection |  |  |  | , | FALSE
GRAND ISLAND 2226292892 | EPSS | EPSS | EPSS | [36 empty] | EPSS, | EPSS | EPSS | EPSS, | EPSS | EPSS | EPSS, | EPSS | EPSS |  |  |  | , | FALSE
EUREKA A 1107CB | EPSS | EPSS | EPSS | [36 empty] | EPSS, | EPSS | EPSS | EPSS, | EPSS | EPSS | EPSS, | EPSS | EPSS |  |  |  | , | FALSE
REDWOOD CITY 0402CB | EPSS | EPSS | EPSS | [16 empty] | Ground Inspection | [19 empty] | EPSS, | EPSS | EPSS | EPSS,Ground Inspection, | EPSS Ground Inspection | EPSS Ground Inspection | EPSS, | EPSS | EPSS |  |  |  | , | FALSE
CAROLANDS 040387173 | EPSS | EPSS | EPSS | [36 empty] | EPSS, | EPSS | EPSS | EPSS, | EPSS | EPSS | EPSS, | EPSS | EPSS |  |  |  | , | FALSE
SAN LEANDRO U 110810570 | EPSS | EPSS | EPSS | [16 empty] | Ground Inspection | [19 empty] | EPSS, | EPSS | EPSS | EPSS,Ground Inspection, | EPSS Ground Inspection | EPSS Ground Inspection | EPSS, | EPSS | EPSS |  |  |  | , | FALSE
WEST FRESNO 1102829424 | EPSS | EPSS | EPSS | [36 empty] | EPSS, | EPSS | EPSS | EPSS, | EPSS | EPSS | EPSS, | EPSS | EPSS |  |  |  | , | FALSE
OAKLAND X 1103980100 | EPSS | EPSS | EPSS | [16 empty] | Ground Inspection | Ground Inspection | [18 empty] | EPSS, | EPSS | EPSS | EPSS,Ground Inspection, | EPSS Ground Inspection | EPSS Ground Inspection | EPSS,Ground Inspection, | EPSS Ground Inspection | EPSS Ground Inspection |  |  |  | , | FALSE
FIGARDEN 2112CB | EPSS | EPSS | EPSS | [17 empty] | Ground Inspection | [18 empty] | EPSS, | EPSS | EPSS | EPSS, | EPSS | EPSS | EPSS,Ground Inspection, | EPSS Ground Inspection | EPSS Ground Inspection |  |  |  | , | FALSE
MABURY 1104XR274 | EPSS | EPSS | EPSS | [36 empty] | EPSS, | EPSS | EPSS | EPSS, | EPSS | EPSS | EPSS, | EPSS | EPSS |  |  |  | , | FALSE
TRIMBLE 1105XR126 | EPSS | EPSS | EPSS | [36 empty] | EPSS, | EPSS | EPSS | EPSS, | EPSS | EPSS | EPSS, | EPSS | EPSS |  |  |  | , | FALSE
PAUL SWEET 210335240 | EPSS | EPSS | EPSS | [17 empty] | Ground Inspection | [18 empty] | EPSS, | EPSS | EPSS | EPSS, | EPSS | EPSS | EPSS,Ground Inspection, | EPSS Ground Inspection | EPSS Ground Inspection |  |  |  | , | FALSE
LAMONT 110390940 | EPSS | EPSS | EPSS | [15 empty] | Ground Inspection | Ground Inspection | Ground Inspection | [18 empty] | EPSS,Ground Inspection, | EPSS Ground Inspection | EPSS Ground Inspection | EPSS,Ground Inspection, | EPSS Ground Inspection | EPSS Ground Inspection | EPSS,Ground Inspection, | EPSS Ground Inspection | EPSS Ground Inspection |  |  |  | , | FALSE
OAKLAND C 1113CR418 | EPSS | EPSS | EPSS | [15 empty] | Ground Inspection | [20 empty] | EPSS,Ground Inspection, | EPSS Ground Inspection | EPSS Ground Inspection | EPSS, | EPSS | EPSS | EPSS, | EPSS | EPSS |  |  |  | , | FALSE
CLAYTON 1103CB | EPSS | EPSS | EPSS | [36 empty] | EPSS, | EPSS | EPSS | EPSS, | EPSS | EPSS | EPSS, | EPSS | EPSS |  |  |  | , | FALSE
OAKLAND J 1103CR436 | EPSS | EPSS | EPSS | [36 empty] | EPSS, | EPSS | EPSS | EPSS, | EPSS | EPSS | EPSS, | EPSS | EPSS |  |  |  | , | FALSE
MOSHER 21115266 | EPSS | EPSS | EPSS | [16 empty] | Ground Inspection | Ground Inspection | [18 empty] | EPSS, | EPSS | EPSS | EPSS,Ground Inspection, | EPSS Ground Inspection | EPSS Ground Inspection | EPSS,Ground Inspection, | EPSS Ground Inspection | EPSS Ground Inspection |  |  |  | , | FALSE
LODI 1101CB | EPSS | EPSS | EPSS | [17 empty] | Ground Inspection | [18 empty] | EPSS, | EPSS | EPSS | EPSS, | EPSS | EPSS | EPSS,Ground Inspection, | EPSS Ground Inspection | EPSS Ground Inspection |  |  |  | , | FALSE
ASHLAN AVE 1112230054 | EPSS | EPSS | EPSS | [17 empty] | Ground Inspection | [18 empty] | EPSS, | EPSS | EPSS | EPSS, | EPSS | EPSS | EPSS,Ground Inspection, | EPSS Ground Inspection | EPSS Ground Inspection |  |  |  | , | FALSE
MOUNTAIN VIEW 110560056 | EPSS | EPSS | EPSS | [17 empty] | Ground Inspection | [18 empty] | EPSS, | EPSS | EPSS | EPSS, | EPSS | EPSS | EPSS,Ground Inspection, | EPSS Ground Inspection | EPSS Ground Inspection |  |  |  | , | FALSE
SAN MATEO 2101CB | EPSS | EPSS | EPSS | [36 empty] | EPSS, | EPSS | EPSS | EPSS, | EPSS | EPSS | EPSS, | EPSS | EPSS |  |  |  | , | FALSE
BERKELEY F 1104BR114 | EPSS | EPSS | EPSS | [16 empty] | Ground Inspection | [19 empty] | EPSS, | EPSS | EPSS | EPSS,Ground Inspection, | EPSS Ground Inspection | EPSS Ground Inspection | EPSS, | EPSS | EPSS |  |  |  | , | FALSE
DAVIS 1103CB | EPSS | EPSS | EPSS | [15 empty] | Ground Inspection | [20 empty] | EPSS,Ground Inspection, | EPSS Ground Inspection | EPSS Ground Inspection | EPSS, | EPSS | EPSS | EPSS, | EPSS | EPSS |  |  |  | , | FALSE
COLUSA 110130272 | EPSS | EPSS | EPSS | [15 empty] | Ground Inspection | Ground Inspection | [19 empty] | EPSS,Ground Inspection, | EPSS Ground Inspection | EPSS Ground Inspection | EPSS,Ground Inspection, | EPSS Ground Inspection | EPSS Ground Inspection | EPSS, | EPSS | EPSS |  |  |  | , | FALSE
RINCON 110499918 | EPSS | EPSS | EPSS | [36 empty] | EPSS, | EPSS | EPSS | EPSS, | EPSS | EPSS | EPSS, | EPSS | EPSS |  |  |  | , | FALSE
GREENBRAE 110498902 | EPSS | EPSS | EPSS | [13 empty] | Aerial Inspection |  | Ground Inspection | Ground Inspection | [19 empty] | EPSS,Ground Inspection, | EPSS Ground Inspection | EPSS Ground Inspection | EPSS,Aerial Inspection,Ground Inspection, | EPSS Aerial Inspection Ground Inspection | EPSS Aerial Inspection Ground Inspection | EPSS, | EPSS | EPSS |  |  |  | , | FALSE
BELLEVUE 110423772 | EPSS | EPSS | EPSS | [36 empty] | EPSS, | EPSS | EPSS | EPSS, | EPSS | EPSS | EPSS, | EPSS | EPSS |  |  |  | , | FALSE
SOLEDAD 2105CB | EPSS | EPSS | EPSS | [15 empty] | Ground Inspection |  | Ground Inspection | [18 empty] | EPSS,Ground Inspection, | EPSS Ground Inspection | EPSS Ground Inspection | EPSS, | EPSS | EPSS | EPSS,Ground Inspection, | EPSS Ground Inspection | EPSS Ground Inspection |  |  |  | , | FALSE
EL PATIO 1116123364 | EPSS | EPSS | EPSS | [15 empty] | Ground Inspection | Ground Inspection | [19 empty] | EPSS,Ground Inspection, | EPSS Ground Inspection | EPSS Ground Inspection | EPSS,Ground Inspection, | EPSS Ground Inspection | EPSS Ground Inspection | EPSS, | EPSS | EPSS |  |  |  | , | FALSE
SHAFTER 11041419 | EPSS | EPSS | EPSS | [36 empty] | EPSS, | EPSS | EPSS | EPSS, | EPSS | EPSS | EPSS, | EPSS | EPSS |  |  |  | , | FALSE
DALY CITY 110212767 | EPSS | EPSS | EPSS | [16 empty] | Ground Inspection | [19 empty] | EPSS, | EPSS | EPSS | EPSS,Ground Inspection, | EPSS Ground Inspection | EPSS Ground Inspection | EPSS, | EPSS | EPSS |  |  |  | , | FALSE
FORT ORD 21069138 | EPSS | EPSS | EPSS | [27 empty] | Line Sensors | [8 empty] | EPSS,Line Sensors, | EPSS Line Sensors | EPSS Line Sensors | EPSS, | EPSS | EPSS | EPSS, | EPSS | EPSS |  |  |  | , | FALSE
MILLBRAE 1104CB | EPSS | EPSS | EPSS | [36 empty] | EPSS, | EPSS | EPSS | EPSS, | EPSS | EPSS | EPSS, | EPSS | EPSS |  |  |  | , | FALSE
OAKLAND X 1109CB | EPSS | EPSS | EPSS | [17 empty] | Ground Inspection | [18 empty] | EPSS, | EPSS | EPSS | EPSS, | EPSS | EPSS | EPSS,Ground Inspection, | EPSS Ground Inspection | EPSS Ground Inspection |  |  |  | , | FALSE
EL PATIO 1107XR528 | EPSS | EPSS | EPSS | [16 empty] | Ground Inspection | Ground Inspection | [18 empty] | EPSS, | EPSS | EPSS | EPSS,Ground Inspection, | EPSS Ground Inspection | EPSS Ground Inspection | EPSS,Ground Inspection, | EPSS Ground Inspection | EPSS Ground Inspection |  |  |  | , | FALSE
WASCO 1104CB | EPSS | EPSS | EPSS | [17 empty] | Ground Inspection | [18 empty] | EPSS, | EPSS | EPSS | EPSS, | EPSS | EPSS | EPSS,Ground Inspection, | EPSS Ground Inspection | EPSS Ground Inspection |  |  |  | , | FALSE
BRITTON 1110CB | EPSS | EPSS | EPSS | [36 empty] | EPSS, | EPSS | EPSS | EPSS, | EPSS | EPSS | EPSS, | EPSS | EPSS |  |  |  | , | FALSE
GREENBRAE 11041302 | EPSS | EPSS | EPSS | [16 empty] | Ground Inspection | [8 empty] | Down Conductor Detection (DCD) | [10 empty] | EPSS, | EPSS | EPSS | EPSS,Ground Inspection,Down Conductor Detection (DCD), | EPSS Ground Inspection Down Conductor Detection (DCD) | EPSS Ground Inspection Down Conductor Detection (DCD) | EPSS, | EPSS | EPSS |  |  |  | , | FALSE
EL PATIO 111896416 | EPSS | EPSS | EPSS | [15 empty] | Ground Inspection | Ground Inspection | Ground Inspection | [18 empty] | EPSS,Ground Inspection, | EPSS Ground Inspection | EPSS Ground Inspection | EPSS,Ground Inspection, | EPSS Ground Inspection | EPSS Ground Inspection | EPSS,Ground Inspection, | EPSS Ground Inspection | EPSS Ground Inspection |  |  |  | , | FALSE
LLAGAS 2103XR006 | EPSS | EPSS | EPSS | [36 empty] | EPSS, | EPSS | EPSS | EPSS, | EPSS | EPSS | EPSS, | EPSS | EPSS |  |  |  | , | FALSE
LARKIN (Y) 113511309 | EPSS | EPSS | EPSS | [36 empty] | EPSS, | EPSS | EPSS | EPSS, | EPSS | EPSS | EPSS, | EPSS | EPSS |  |  |  | , | FALSE
BERKELEY F 1105BR106 | EPSS | EPSS | EPSS | [16 empty] | Ground Inspection | [19 empty] | EPSS, | EPSS | EPSS | EPSS,Ground Inspection, | EPSS Ground Inspection | EPSS Ground Inspection | EPSS, | EPSS | EPSS |  |  |  | , | FALSE
OAKLAND C 1108CB | EPSS | EPSS | EPSS | [15 empty] | Ground Inspection | Ground Inspection | [19 empty] | EPSS,Ground Inspection, | EPSS Ground Inspection | EPSS Ground Inspection | EPSS,Ground Inspection, | EPSS Ground Inspection | EPSS Ground Inspection | EPSS, | EPSS | EPSS |  |  |  | , | FALSE
ASHLAN AVE 1109R1650 | EPSS | EPSS | EPSS | [17 empty] | Ground Inspection | [18 empty] | EPSS, | EPSS | EPSS | EPSS, | EPSS | EPSS | EPSS,Ground Inspection, | EPSS Ground Inspection | EPSS Ground Inspection |  |  |  | , | FALSE
PETALUMA C 11024086 | EPSS | EPSS | EPSS | [36 empty] | EPSS, | EPSS | EPSS | EPSS, | EPSS | EPSS | EPSS, | EPSS | EPSS |  |  |  | , | FALSE
BERKELEY F 0406CB | EPSS | EPSS | EPSS | [16 empty] | Ground Inspection | Ground Inspection | [18 empty] | EPSS, | EPSS | EPSS | EPSS,Ground Inspection, | EPSS Ground Inspection | EPSS Ground Inspection | EPSS,Ground Inspection, | EPSS Ground Inspection | EPSS Ground Inspection |  |  |  | , | FALSE
COTTONWOOD 1102CB | EPSS | EPSS | EPSS | [16 empty] | Ground Inspection | Ground Inspection | [18 empty] | EPSS, | EPSS | EPSS | EPSS,Ground Inspection, | EPSS Ground Inspection | EPSS Ground Inspection | EPSS,Ground Inspection, | EPSS Ground Inspection | EPSS Ground Inspection |  |  |  | , | FALSE
PARLIER 110242210 | EPSS | EPSS | EPSS | [17 empty] | Ground Inspection | [18 empty] | EPSS, | EPSS | EPSS | EPSS, | EPSS | EPSS | EPSS,Ground Inspection, | EPSS Ground Inspection | EPSS Ground Inspection |  |  |  | , | FALSE
HATTON 110256680 | EPSS | EPSS | EPSS | [17 empty] | Ground Inspection | [18 empty] | EPSS, | EPSS | EPSS | EPSS, | EPSS | EPSS | EPSS,Ground Inspection, | EPSS Ground Inspection | EPSS Ground Inspection |  |  |  | , | FALSE
BARTON 1105R1080 | EPSS | EPSS | EPSS | [16 empty] | Ground Inspection | [19 empty] | EPSS, | EPSS | EPSS | EPSS,Ground Inspection, | EPSS Ground Inspection | EPSS Ground Inspection | EPSS, | EPSS | EPSS |  |  |  | , | FALSE
LAS POSITAS 2108CB | EPSS | EPSS | EPSS | [36 empty] | EPSS, | EPSS | EPSS | EPSS, | EPSS | EPSS | EPSS, | EPSS | EPSS |  |  |  | , | FALSE
OREGON TRAIL 11043310 | EPSS | EPSS | EPSS | [15 empty] | Ground Inspection |  | Ground Inspection | [18 empty] | EPSS,Ground Inspection, | EPSS Ground Inspection | EPSS Ground Inspection | EPSS, | EPSS | EPSS | EPSS,Ground Inspection, | EPSS Ground Inspection | EPSS Ground Inspection |  |  |  | , | FALSE
WILLOWS A 11032262 | EPSS | EPSS | EPSS | [36 empty] | EPSS, | EPSS | EPSS | EPSS, | EPSS | EPSS | EPSS, | EPSS | EPSS |  |  |  | , | FALSE
PUEBLO 1102CB | EPSS | EPSS | EPSS | [14 empty] | Aerial Inspection | Ground Inspection | Ground Inspection | [19 empty] | EPSS,Ground Inspection, | EPSS Ground Inspection | EPSS Ground Inspection | EPSS,Ground Inspection, | EPSS Ground Inspection | EPSS Ground Inspection | EPSS,Aerial Inspection, | EPSS Aerial Inspection | EPSS Aerial Inspection |  |  |  | , | FALSE
PACIFICA 110110067 | EPSS | EPSS | EPSS | [14 empty] | Aerial Inspection |  | Ground Inspection | [19 empty] | EPSS, | EPSS | EPSS | EPSS,Ground Inspection, | EPSS Ground Inspection | EPSS Ground Inspection | EPSS,Aerial Inspection, | EPSS Aerial Inspection | EPSS Aerial Inspection |  |  |  | , | FALSE
PENRYN 1106CB | EPSS | EPSS | EPSS | [16 empty] | Ground Inspection | Ground Inspection | [18 empty] | EPSS, | EPSS | EPSS | EPSS,Ground Inspection, | EPSS Ground Inspection | EPSS Ground Inspection | EPSS,Ground Inspection, | EPSS Ground Inspection | EPSS Ground Inspection |  |  |  | , | FALSE
FRANKLIN 1101P134 | EPSS | EPSS | EPSS | [15 empty] | Ground Inspection | [20 empty] | EPSS,Ground Inspection, | EPSS Ground Inspection | EPSS Ground Inspection | EPSS, | EPSS | EPSS | EPSS, | EPSS | EPSS |  |  |  | , | FALSE
SF K 0409CB | EPSS | EPSS | EPSS | [36 empty] | EPSS, | EPSS | EPSS | EPSS, | EPSS | EPSS | EPSS, | EPSS | EPSS |  |  |  | , | FALSE
OAKLAND D 1110CR158 | EPSS | EPSS | EPSS | [15 empty] | Ground Inspection | [20 empty] | EPSS,Ground Inspection, | EPSS Ground Inspection | EPSS Ground Inspection | EPSS, | EPSS | EPSS | EPSS, | EPSS | EPSS |  |  |  | , | FALSE
GREEN VALLEY 210449146 | EPSS | EPSS | EPSS | [17 empty] | Ground Inspection | [18 empty] | EPSS, | EPSS | EPSS | EPSS, | EPSS | EPSS | EPSS,Ground Inspection, | EPSS Ground Inspection | EPSS Ground Inspection |  |  |  | , | FALSE
MISSION (X) 1110CB | EPSS | EPSS | EPSS | [36 empty] | EPSS, | EPSS | EPSS | EPSS, | EPSS | EPSS | EPSS, | EPSS | EPSS |  |  |  | , | FALSE
WEST LANE 11028457 | EPSS | EPSS | EPSS | [16 empty] | Ground Inspection | [19 empty] | EPSS, | EPSS | EPSS | EPSS,Ground Inspection, | EPSS Ground Inspection | EPSS Ground Inspection | EPSS, | EPSS | EPSS |  |  |  | , | FALSE
ALMADEN 110211827 | EPSS | EPSS | EPSS | [16 empty] | Ground Inspection | [19 empty] | EPSS, | EPSS | EPSS | EPSS,Ground Inspection, | EPSS Ground Inspection | EPSS Ground Inspection | EPSS, | EPSS | EPSS |  |  |  | , | FALSE
IGNACIO 1105784032 | EPSS | EPSS | EPSS | [17 empty] | Ground Inspection | Non-Pole Backlog | [6 empty] | Down Conductor Detection (DCD) | [10 empty] | EPSS,Non-Pole Backlog, | EPSS Non-Pole Backlog | EPSS Non-Pole Backlog | EPSS,Down Conductor Detection (DCD), | EPSS Down Conductor Detection (DCD) | EPSS Down Conductor Detection (DCD) | EPSS,Ground Inspection, | EPSS Ground Inspection | EPSS Ground Inspection |  |  |  | , | FALSE
LAS POSITAS 2104MR188 | EPSS | EPSS | EPSS | [15 empty] | Ground Inspection | [20 empty] | EPSS,Ground Inspection, | EPSS Ground Inspection | EPSS Ground Inspection | EPSS, | EPSS | EPSS | EPSS, | EPSS | EPSS |  |  |  | , | FALSE
PENNGROVE 1101554 | EPSS | EPSS | EPSS | [7 empty] | Expulsion Fuse Replacement | [5 empty] | Aerial Inspection |  | Ground Inspection |  | Ground Inspection | [18 empty] | EPSS,Ground Inspection, | EPSS Ground Inspection | EPSS Ground Inspection | EPSS,Expulsion Fuse Replacement,Aerial Inspection, | EPSS Expulsion Fuse Replacement Aerial Inspection | EPSS Expulsion Fuse Replacement Aerial Inspection | EPSS,Ground Inspection, | EPSS Ground Inspection | EPSS Ground Inspection |  |  |  | , | FALSE
HURON 1107CB | EPSS | EPSS | EPSS | [36 empty] | EPSS, | EPSS | EPSS | EPSS, | EPSS | EPSS | EPSS, | EPSS | EPSS |  |  |  | , | FALSE
SF L 0407CB | EPSS | EPSS | EPSS | [17 empty] | Ground Inspection | [18 empty] | EPSS, | EPSS | EPSS | EPSS, | EPSS | EPSS | EPSS,Ground Inspection, | EPSS Ground Inspection | EPSS Ground Inspection |  |  |  | , | FALSE
WOLFE 1106LV18 | EPSS | EPSS | EPSS | [36 empty] | EPSS, | EPSS | EPSS | EPSS, | EPSS | EPSS | EPSS, | EPSS | EPSS |  |  |  | , | FALSE
MONROE 1105588 | EPSS | EPSS | EPSS | [36 empty] | EPSS, | EPSS | EPSS | EPSS, | EPSS | EPSS | EPSS, | EPSS | EPSS |  |  |  | , | FALSE
VIERRA 170114306 | EPSS | EPSS | EPSS | [17 empty] | Ground Inspection | [18 empty] | EPSS, | EPSS | EPSS | EPSS, | EPSS | EPSS | EPSS,Ground Inspection, | EPSS Ground Inspection | EPSS Ground Inspection |  |  |  | , | FALSE
MADERA 1112CB | EPSS | EPSS | EPSS | [15 empty] | Ground Inspection |  | Ground Inspection | [18 empty] | EPSS,Ground Inspection, | EPSS Ground Inspection | EPSS Ground Inspection | EPSS, | EPSS | EPSS | EPSS,Ground Inspection, | EPSS Ground Inspection | EPSS Ground Inspection |  |  |  | , | FALSE
MC CALL 110738694 | EPSS | EPSS | EPSS | [36 empty] | EPSS, | EPSS | EPSS | EPSS, | EPSS | EPSS | EPSS, | EPSS | EPSS |  |  |  | , | FALSE
MT EDEN 1109CB | EPSS | EPSS | EPSS | [17 empty] | Ground Inspection | [18 empty] | EPSS, | EPSS | EPSS | EPSS, | EPSS | EPSS | EPSS,Ground Inspection, | EPSS Ground Inspection | EPSS Ground Inspection |  |  |  | , | FALSE
LOS OSITOS 21017594 | EPSS | EPSS | EPSS | [16 empty] | Ground Inspection | [19 empty] | EPSS, | EPSS | EPSS | EPSS,Ground Inspection, | EPSS Ground Inspection | EPSS Ground Inspection | EPSS, | EPSS | EPSS |  |  |  | , | FALSE
EL CERRITO G 1103CB | EPSS | EPSS | EPSS | [17 empty] | Ground Inspection | [18 empty] | EPSS, | EPSS | EPSS | EPSS, | EPSS | EPSS | EPSS,Ground Inspection, | EPSS Ground Inspection | EPSS Ground Inspection |  |  |  | , | FALSE
NOVATO 1102CB | EPSS | EPSS | EPSS | [36 empty] | EPSS, | EPSS | EPSS | EPSS, | EPSS | EPSS | EPSS, | EPSS | EPSS |  |  |  | , | FALSE
MONROE 1106CB | EPSS | EPSS | EPSS | [17 empty] | Ground Inspection | [18 empty] | EPSS, | EPSS | EPSS | EPSS, | EPSS | EPSS | EPSS,Ground Inspection, | EPSS Ground Inspection | EPSS Ground Inspection |  |  |  | , | FALSE
LOS ALTOS 1104LM16 | EPSS | EPSS | EPSS | [17 empty] | Ground Inspection | [18 empty] | EPSS, | EPSS | EPSS | EPSS, | EPSS | EPSS | EPSS,Ground Inspection, | EPSS Ground Inspection | EPSS Ground Inspection |  |  |  | , | FALSE
SAN JOSE A 0410CB | EPSS | EPSS | EPSS | [16 empty] | Ground Inspection | Ground Inspection | [18 empty] | EPSS, | EPSS | EPSS | EPSS,Ground Inspection, | EPSS Ground Inspection | EPSS Ground Inspection | EPSS,Ground Inspection, | EPSS Ground Inspection | EPSS Ground Inspection |  |  |  | , | FALSE
SF E 11076273 | EPSS | EPSS | EPSS | [15 empty] | Ground Inspection |  | Ground Inspection | [18 empty] | EPSS,Ground Inspection, | EPSS Ground Inspection | EPSS Ground Inspection | EPSS, | EPSS | EPSS | EPSS,Ground Inspection, | EPSS Ground Inspection | EPSS Ground Inspection |  |  |  | , | FALSE
MT EDEN 1103CB | EPSS | EPSS | EPSS | [17 empty] | Ground Inspection | [18 empty] | EPSS, | EPSS | EPSS | EPSS, | EPSS | EPSS | EPSS,Ground Inspection, | EPSS Ground Inspection | EPSS Ground Inspection |  |  |  | , | FALSE
BERKELEY F 0407CB | EPSS | EPSS | EPSS | [16 empty] | Ground Inspection | [19 empty] | EPSS, | EPSS | EPSS | EPSS,Ground Inspection, | EPSS Ground Inspection | EPSS Ground Inspection | EPSS, | EPSS | EPSS |  |  |  | , | FALSE
WEBER 1114CB | EPSS | EPSS | EPSS | [15 empty] | Ground Inspection | Ground Inspection | [19 empty] | EPSS,Ground Inspection, | EPSS Ground Inspection | EPSS Ground Inspection | EPSS,Ground Inspection, | EPSS Ground Inspection | EPSS Ground Inspection | EPSS, | EPSS | EPSS |  |  |  | , | FALSE
MONROE 1105CB | EPSS | EPSS | EPSS | [17 empty] | Ground Inspection | [18 empty] | EPSS, | EPSS | EPSS | EPSS, | EPSS | EPSS | EPSS,Ground Inspection, | EPSS Ground Inspection | EPSS Ground Inspection |  |  |  | , | FALSE
EL PATIO 1112XR588 | EPSS | EPSS | EPSS | [16 empty] | Ground Inspection | Ground Inspection | [18 empty] | EPSS, | EPSS | EPSS | EPSS,Ground Inspection, | EPSS Ground Inspection | EPSS Ground Inspection | EPSS,Ground Inspection, | EPSS Ground Inspection | EPSS Ground Inspection |  |  |  | , | FALSE
SANTA ROSA A 111199050 | EPSS | EPSS | EPSS | [27 empty] | Line Sensors | [8 empty] | EPSS,Line Sensors, | EPSS Line Sensors | EPSS Line Sensors | EPSS, | EPSS | EPSS | EPSS, | EPSS | EPSS |  |  |  | , | FALSE
TULUCAY 1101CB | EPSS | EPSS | EPSS | [15 empty] | Ground Inspection | [20 empty] | EPSS,Ground Inspection, | EPSS Ground Inspection | EPSS Ground Inspection | EPSS, | EPSS | EPSS | EPSS, | EPSS | EPSS |  |  |  | , | FALSE
EVERGREEN 2103XR566 | EPSS | EPSS | EPSS | [17 empty] | Ground Inspection | [18 empty] | EPSS, | EPSS | EPSS | EPSS, | EPSS | EPSS | EPSS,Ground Inspection, | EPSS Ground Inspection | EPSS Ground Inspection |  |  |  | , | FALSE
VALLEJO B 1102CB | EPSS | EPSS | EPSS | [36 empty] | EPSS, | EPSS | EPSS | EPSS, | EPSS | EPSS | EPSS, | EPSS | EPSS |  |  |  | , | FALSE
LIVERMORE 1103MR286 | EPSS | EPSS | EPSS | [15 empty] | Ground Inspection | [20 empty] | EPSS,Ground Inspection, | EPSS Ground Inspection | EPSS Ground Inspection | EPSS, | EPSS | EPSS | EPSS, | EPSS | EPSS |  |  |  | , | FALSE
SF H 0405CB | EPSS | EPSS | EPSS | [15 empty] | Ground Inspection | Ground Inspection | [19 empty] | EPSS,Ground Inspection, | EPSS Ground Inspection | EPSS Ground Inspection | EPSS,Ground Inspection, | EPSS Ground Inspection | EPSS Ground Inspection | EPSS, | EPSS | EPSS |  |  |  | , | FALSE
SARATOGA 1111XR134 | EPSS | EPSS | EPSS | [15 empty] | Ground Inspection | Ground Inspection | [19 empty] | EPSS,Ground Inspection, | EPSS Ground Inspection | EPSS Ground Inspection | EPSS,Ground Inspection, | EPSS Ground Inspection | EPSS Ground Inspection | EPSS, | EPSS | EPSS |  |  |  | , | FALSE
GATES 1108CB | EPSS | EPSS | EPSS | [36 empty] | EPSS, | EPSS | EPSS | EPSS, | EPSS | EPSS | EPSS, | EPSS | EPSS |  |  |  | , | FALSE
OAKLAND C 1116CR442 | EPSS | EPSS | EPSS | [15 empty] | Ground Inspection | [20 empty] | EPSS,Ground Inspection, | EPSS Ground Inspection | EPSS Ground Inspection | EPSS, | EPSS | EPSS | EPSS, | EPSS | EPSS |  |  |  | , | FALSE
VIEJO 22049440 | EPSS | EPSS | EPSS | [15 empty] | Ground Inspection | Ground Inspection | Ground Inspection | [9 empty] | Line Sensors | [8 empty] | EPSS,Ground Inspection,Line Sensors, | EPSS Ground Inspection Line Sensors | EPSS Ground Inspection Line Sensors | EPSS,Ground Inspection, | EPSS Ground Inspection | EPSS Ground Inspection | EPSS,Ground Inspection, | EPSS Ground Inspection | EPSS Ground Inspection |  |  |  | , | FALSE
CORCORAN 1106258236 | EPSS | EPSS | EPSS | [15 empty] | Ground Inspection | [20 empty] | EPSS,Ground Inspection, | EPSS Ground Inspection | EPSS Ground Inspection | EPSS, | EPSS | EPSS | EPSS, | EPSS | EPSS |  |  |  | , | FALSE
BAHIA 1102946 | EPSS | EPSS | EPSS | [17 empty] | Ground Inspection | [18 empty] | EPSS, | EPSS | EPSS | EPSS, | EPSS | EPSS | EPSS,Ground Inspection, | EPSS Ground Inspection | EPSS Ground Inspection |  |  |  | , | FALSE
BERKELEY T 0402CB | EPSS | EPSS | EPSS | [15 empty] | Ground Inspection | Ground Inspection | [19 empty] | EPSS,Ground Inspection, | EPSS Ground Inspection | EPSS Ground Inspection | EPSS,Ground Inspection, | EPSS Ground Inspection | EPSS Ground Inspection | EPSS, | EPSS | EPSS |  |  |  | , | FALSE
GRAND ISLAND 222747742 | EPSS | EPSS | EPSS | [17 empty] | Ground Inspection | [18 empty] | EPSS, | EPSS | EPSS | EPSS, | EPSS | EPSS | EPSS,Ground Inspection, | EPSS Ground Inspection | EPSS Ground Inspection |  |  |  | , | FALSE
CASTROVILLE 21033710 | EPSS | EPSS | EPSS | [17 empty] | Ground Inspection | [18 empty] | EPSS, | EPSS | EPSS | EPSS, | EPSS | EPSS | EPSS,Ground Inspection, | EPSS Ground Inspection | EPSS Ground Inspection |  |  |  | , | FALSE
ATWATER 1102CB | EPSS | EPSS | EPSS | [16 empty] | Ground Inspection | [19 empty] | EPSS, | EPSS | EPSS | EPSS,Ground Inspection, | EPSS Ground Inspection | EPSS Ground Inspection | EPSS, | EPSS | EPSS |  |  |  | , | FALSE
WYANDOTTE 110613016 | EPSS | EPSS | EPSS | [17 empty] | Ground Inspection | [18 empty] | EPSS, | EPSS | EPSS | EPSS, | EPSS | EPSS | EPSS,Ground Inspection, | EPSS Ground Inspection | EPSS Ground Inspection |  |  |  | , | FALSE
CORCORAN 1116497218 | EPSS | EPSS | EPSS | [15 empty] | Ground Inspection | [20 empty] | EPSS,Ground Inspection, | EPSS Ground Inspection | EPSS Ground Inspection | EPSS, | EPSS | EPSS | EPSS, | EPSS | EPSS |  |  |  | , | FALSE
HURON 1106CB | EPSS | EPSS | EPSS | [36 empty] | EPSS, | EPSS | EPSS | EPSS, | EPSS | EPSS | EPSS, | EPSS | EPSS |  |  |  | , | FALSE
CASTROVILLE 2103CB | EPSS | EPSS | EPSS | [16 empty] | Ground Inspection | [19 empty] | EPSS, | EPSS | EPSS | EPSS,Ground Inspection, | EPSS Ground Inspection | EPSS Ground Inspection | EPSS, | EPSS | EPSS |  |  |  | , | FALSE
WOODWARD 2104CB | EPSS | EPSS | EPSS | [36 empty] | EPSS, | EPSS | EPSS | EPSS, | EPSS | EPSS | EPSS, | EPSS | EPSS |  |  |  | , | FALSE
HIGHWAY 1103CB | EPSS | EPSS | EPSS | [16 empty] | Ground Inspection | [19 empty] | EPSS, | EPSS | EPSS | EPSS,Ground Inspection, | EPSS Ground Inspection | EPSS Ground Inspection | EPSS, | EPSS | EPSS |  |  |  | , | FALSE
FRANKLIN 1102CB | EPSS | EPSS | EPSS | [15 empty] | Ground Inspection | [20 empty] | EPSS,Ground Inspection, | EPSS Ground Inspection | EPSS Ground Inspection | EPSS, | EPSS | EPSS | EPSS, | EPSS | EPSS |  |  |  | , | FALSE
GALLO 1101CB | EPSS | EPSS | EPSS | [17 empty] | Ground Inspection | [18 empty] | EPSS, | EPSS | EPSS | EPSS, | EPSS | EPSS | EPSS,Ground Inspection, | EPSS Ground Inspection | EPSS Ground Inspection |  |  |  | , | FALSE
EL PATIO 1119XR124 | EPSS | EPSS | EPSS | [15 empty] | Ground Inspection | Ground Inspection | Ground Inspection | [18 empty] | EPSS,Ground Inspection, | EPSS Ground Inspection | EPSS Ground Inspection | EPSS,Ground Inspection, | EPSS Ground Inspection | EPSS Ground Inspection | EPSS,Ground Inspection, | EPSS Ground Inspection | EPSS Ground Inspection |  |  |  | , | FALSE
SAN RAFAEL 1107328 | EPSS | EPSS | EPSS | [17 empty] | Ground Inspection | [7 empty] | Down Conductor Detection (DCD) |  | Line Sensors | [8 empty] | EPSS,Line Sensors, | EPSS Line Sensors | EPSS Line Sensors | EPSS,Down Conductor Detection (DCD), | EPSS Down Conductor Detection (DCD) | EPSS Down Conductor Detection (DCD) | EPSS,Ground Inspection, | EPSS Ground Inspection | EPSS Ground Inspection |  |  |  | , | FALSE
PAUL SWEET 210980246 | EPSS | EPSS | EPSS | [16 empty] | Ground Inspection | [19 empty] | EPSS, | EPSS | EPSS | EPSS,Ground Inspection, | EPSS Ground Inspection | EPSS Ground Inspection | EPSS, | EPSS | EPSS |  |  |  | , | FALSE
COALINGA NO 1 11089850 | EPSS | EPSS | EPSS | [15 empty] | Ground Inspection | [20 empty] | EPSS,Ground Inspection, | EPSS Ground Inspection | EPSS Ground Inspection | EPSS, | EPSS | EPSS | EPSS, | EPSS | EPSS |  |  |  | , | FALSE
JARVIS 1109CB | EPSS | EPSS | EPSS | [36 empty] | EPSS, | EPSS | EPSS | EPSS, | EPSS | EPSS | EPSS, | EPSS | EPSS |  |  |  | , | FALSE
JANES CREEK 11044844 | EPSS | EPSS | EPSS | [36 empty] | EPSS, | EPSS | EPSS | EPSS, | EPSS | EPSS | EPSS, | EPSS | EPSS |  |  |  | , | FALSE
EAST GRAND 110175693 | EPSS | EPSS | EPSS | [16 empty] | Ground Inspection | Ground Inspection | [18 empty] | EPSS, | EPSS | EPSS | EPSS,Ground Inspection, | EPSS Ground Inspection | EPSS Ground Inspection | EPSS,Ground Inspection, | EPSS Ground Inspection | EPSS Ground Inspection |  |  |  | , | FALSE
NARROWS 210242584 | EPSS | EPSS | EPSS | [16 empty] | Ground Inspection | [19 empty] | EPSS, | EPSS | EPSS | EPSS,Ground Inspection, | EPSS Ground Inspection | EPSS Ground Inspection | EPSS, | EPSS | EPSS |  |  |  | , | FALSE
OAKLAND C 1118CB | EPSS | EPSS | EPSS | [15 empty] | Ground Inspection | [20 empty] | EPSS,Ground Inspection, | EPSS Ground Inspection | EPSS Ground Inspection | EPSS, | EPSS | EPSS | EPSS, | EPSS | EPSS |  |  |  | , | FALSE
SAN LORENZO 0401CB | EPSS | EPSS | EPSS | [16 empty] | Ground Inspection | [19 empty] | EPSS, | EPSS | EPSS | EPSS,Ground Inspection, | EPSS Ground Inspection | EPSS Ground Inspection | EPSS, | EPSS | EPSS |  |  |  | , | FALSE
RIVERBANK 171338756 | EPSS | EPSS | EPSS | [15 empty] | Ground Inspection |  | Ground Inspection | [18 empty] | EPSS,Ground Inspection, | EPSS Ground Inspection | EPSS Ground Inspection | EPSS, | EPSS | EPSS | EPSS,Ground Inspection, | EPSS Ground Inspection | EPSS Ground Inspection |  |  |  | , | FALSE
MT EDEN 1109MR237 | EPSS | EPSS | EPSS | [36 empty] | EPSS, | EPSS | EPSS | EPSS, | EPSS | EPSS | EPSS, | EPSS | EPSS |  |  |  | , | FALSE
BOGUE 1105CB | EPSS | EPSS | EPSS | [36 empty] | EPSS, | EPSS | EPSS | EPSS, | EPSS | EPSS | EPSS, | EPSS | EPSS |  |  |  | , | FALSE
CORCORAN 1117CB | EPSS | EPSS | EPSS | [15 empty] | Ground Inspection | [20 empty] | EPSS,Ground Inspection, | EPSS Ground Inspection | EPSS Ground Inspection | EPSS, | EPSS | EPSS | EPSS, | EPSS | EPSS |  |  |  | , | FALSE
DALY CITY 1107CB | EPSS | EPSS | EPSS | [15 empty] | Ground Inspection | Ground Inspection | Ground Inspection | [18 empty] | EPSS,Ground Inspection, | EPSS Ground Inspection | EPSS Ground Inspection | EPSS,Ground Inspection, | EPSS Ground Inspection | EPSS Ground Inspection | EPSS,Ground Inspection, | EPSS Ground Inspection | EPSS Ground Inspection |  |  |  | , | FALSE
SF J 1108CB | EPSS | EPSS | EPSS | [15 empty] | Ground Inspection | [20 empty] | EPSS,Ground Inspection, | EPSS Ground Inspection | EPSS Ground Inspection | EPSS, | EPSS | EPSS | EPSS, | EPSS | EPSS |  |  |  | , | FALSE
OAKLAND D 1110CR152 | EPSS | EPSS | EPSS | [15 empty] | Ground Inspection | [20 empty] | EPSS,Ground Inspection, | EPSS Ground Inspection | EPSS Ground Inspection | EPSS, | EPSS | EPSS | EPSS, | EPSS | EPSS |  |  |  | , | FALSE
EL PATIO 111860108 | EPSS | EPSS | EPSS | [15 empty] | Ground Inspection | Ground Inspection | Ground Inspection | [18 empty] | EPSS,Ground Inspection, | EPSS Ground Inspection | EPSS Ground Inspection | EPSS,Ground Inspection, | EPSS Ground Inspection | EPSS Ground Inspection | EPSS,Ground Inspection, | EPSS Ground Inspection | EPSS Ground Inspection |  |  |  | , | FALSE
NAPA 1102710 | EPSS | EPSS | EPSS | [15 empty] | Ground Inspection | Ground Inspection | [19 empty] | EPSS,Ground Inspection, | EPSS Ground Inspection | EPSS Ground Inspection | EPSS,Ground Inspection, | EPSS Ground Inspection | EPSS Ground Inspection | EPSS, | EPSS | EPSS |  |  |  | , | FALSE
AVENA 1701CUS267772 | EPSS | EPSS | EPSS | [36 empty] | EPSS, | EPSS | EPSS | EPSS, | EPSS | EPSS | EPSS, | EPSS | EPSS |  |  |  | , | FALSE
BELLE HAVEN 11018990 | EPSS | EPSS | EPSS | [16 empty] | Ground Inspection | [19 empty] | EPSS, | EPSS | EPSS | EPSS,Ground Inspection, | EPSS Ground Inspection | EPSS Ground Inspection | EPSS, | EPSS | EPSS |  |  |  | , | FALSE
OLD RIVER 110556702 | EPSS | EPSS | EPSS | [17 empty] | Ground Inspection | [18 empty] | EPSS, | EPSS | EPSS | EPSS, | EPSS | EPSS | EPSS,Ground Inspection, | EPSS Ground Inspection | EPSS Ground Inspection |  |  |  | , | FALSE
LOYOLA 1102LL86 | EPSS | EPSS | EPSS | [17 empty] | Ground Inspection | [18 empty] | EPSS, | EPSS | EPSS | EPSS, | EPSS | EPSS | EPSS,Ground Inspection, | EPSS Ground Inspection | EPSS Ground Inspection |  |  |  | , | FALSE
SF M 0406CB | EPSS | EPSS | EPSS | [15 empty] | Ground Inspection | Ground Inspection | Ground Inspection | [18 empty] | EPSS,Ground Inspection, | EPSS Ground Inspection | EPSS Ground Inspection | EPSS,Ground Inspection, | EPSS Ground Inspection | EPSS Ground Inspection | EPSS,Ground Inspection, | EPSS Ground Inspection | EPSS Ground Inspection |  |  |  | , | FALSE
MT EDEN 1107MR608 | EPSS | EPSS | EPSS | [17 empty] | Ground Inspection | [18 empty] | EPSS, | EPSS | EPSS | EPSS, | EPSS | EPSS | EPSS,Ground Inspection, | EPSS Ground Inspection | EPSS Ground Inspection |  |  |  | , | FALSE
DIXON 1106CB | EPSS | EPSS | EPSS | [15 empty] | Ground Inspection | [20 empty] | EPSS,Ground Inspection, | EPSS Ground Inspection | EPSS Ground Inspection | EPSS, | EPSS | EPSS | EPSS, | EPSS | EPSS |  |  |  | , | FALSE
MISSION (X) 1116CB | EPSS | EPSS | EPSS | [15 empty] | Ground Inspection | [20 empty] | EPSS,Ground Inspection, | EPSS Ground Inspection | EPSS Ground Inspection | EPSS, | EPSS | EPSS | EPSS, | EPSS | EPSS |  |  |  | , | FALSE
FREMONT 11041516 | EPSS | EPSS | EPSS | [36 empty] | EPSS, | EPSS | EPSS | EPSS, | EPSS | EPSS | EPSS, | EPSS | EPSS |  |  |  | , | FALSE
HICKS 1114XR182 | EPSS | EPSS | EPSS | [16 empty] | Ground Inspection | Ground Inspection | [18 empty] | EPSS, | EPSS | EPSS | EPSS,Ground Inspection, | EPSS Ground Inspection | EPSS Ground Inspection | EPSS,Ground Inspection, | EPSS Ground Inspection | EPSS Ground Inspection |  |  |  | , | FALSE
DUNBAR 1101137736 | EPSS | EPSS | EPSS | [17 empty] | Ground Inspection | [18 empty] | EPSS, | EPSS | EPSS | EPSS, | EPSS | EPSS | EPSS,Ground Inspection, | EPSS Ground Inspection | EPSS Ground Inspection |  |  |  | , | FALSE
DIXON LANDING 2103XR016 | EPSS | EPSS | EPSS | [15 empty] | Ground Inspection | [20 empty] | EPSS,Ground Inspection, | EPSS Ground Inspection | EPSS Ground Inspection | EPSS, | EPSS | EPSS | EPSS, | EPSS | EPSS |  |  |  | , | FALSE
STOREY 110838522 | EPSS | EPSS | EPSS | [15 empty] | Ground Inspection |  | Ground Inspection | [18 empty] | EPSS,Ground Inspection, | EPSS Ground Inspection | EPSS Ground Inspection | EPSS, | EPSS | EPSS | EPSS,Ground Inspection, | EPSS Ground Inspection | EPSS Ground Inspection |  |  |  | , | FALSE
SILVERADO 2103315138 | EPSS | EPSS | EPSS | [17 empty] | Ground Inspection | [9 empty] | Line Sensors | [8 empty] | EPSS,Line Sensors, | EPSS Line Sensors | EPSS Line Sensors | EPSS, | EPSS | EPSS | EPSS,Ground Inspection, | EPSS Ground Inspection | EPSS Ground Inspection |  |  |  | , | FALSE
RIDGE 0402CB | EPSS | EPSS | EPSS | [14 empty] | Aerial Inspection |  | Ground Inspection | Ground Inspection | Non-Pole Backlog | [14 empty] | Pole Backlog |  |  | EPSS,Non-Pole Backlog,Pole Backlog, | EPSS Non-Pole Backlog Pole Backlog | EPSS Non-Pole Backlog Pole Backlog | EPSS,Ground Inspection, | EPSS Ground Inspection | EPSS Ground Inspection | EPSS,Aerial Inspection,Ground Inspection, | EPSS Aerial Inspection Ground Inspection | EPSS Aerial Inspection Ground Inspection |  |  |  | , | FALSE
SAN JOSE A 111243227 | EPSS | EPSS | EPSS | [16 empty] | Ground Inspection | Ground Inspection | [18 empty] | EPSS, | EPSS | EPSS | EPSS,Ground Inspection, | EPSS Ground Inspection | EPSS Ground Inspection | EPSS,Ground Inspection, | EPSS Ground Inspection | EPSS Ground Inspection |  |  |  | , | FALSE
MC CALL 110538010 | EPSS | EPSS | EPSS | [36 empty] | EPSS, | EPSS | EPSS | EPSS, | EPSS | EPSS | EPSS, | EPSS | EPSS |  |  |  | , | FALSE
ATWATER 110411880 | EPSS | EPSS | EPSS | [16 empty] | Ground Inspection | [19 empty] | EPSS, | EPSS | EPSS | EPSS,Ground Inspection, | EPSS Ground Inspection | EPSS Ground Inspection | EPSS, | EPSS | EPSS |  |  |  | , | FALSE
WEBER 111079480 | EPSS | EPSS | EPSS | [15 empty] | Ground Inspection | Ground Inspection | [19 empty] | EPSS,Ground Inspection, | EPSS Ground Inspection | EPSS Ground Inspection | EPSS,Ground Inspection, | EPSS Ground Inspection | EPSS Ground Inspection | EPSS, | EPSS | EPSS |  |  |  | , | FALSE
WOLFE 1113CB | EPSS | EPSS | EPSS | [17 empty] | Ground Inspection | [18 empty] | EPSS, | EPSS | EPSS | EPSS, | EPSS | EPSS | EPSS,Ground Inspection, | EPSS Ground Inspection | EPSS Ground Inspection |  |  |  | , | FALSE
GLENWOOD 0404CB | EPSS | EPSS | EPSS | [16 empty] | Ground Inspection | Ground Inspection | [18 empty] | EPSS, | EPSS | EPSS | EPSS,Ground Inspection, | EPSS Ground Inspection | EPSS Ground Inspection | EPSS,Ground Inspection, | EPSS Ground Inspection | EPSS Ground Inspection |  |  |  | , | FALSE
CLOVERDALE 1102CB | EPSS | EPSS | EPSS | [16 empty] | Ground Inspection | Ground Inspection | [18 empty] | EPSS, | EPSS | EPSS | EPSS,Ground Inspection, | EPSS Ground Inspection | EPSS Ground Inspection | EPSS,Ground Inspection, | EPSS Ground Inspection | EPSS Ground Inspection |  |  |  | , | FALSE
SALINAS 110368200 | EPSS | EPSS | EPSS | [17 empty] | Ground Inspection | [18 empty] | EPSS, | EPSS | EPSS | EPSS, | EPSS | EPSS | EPSS,Ground Inspection, | EPSS Ground Inspection | EPSS Ground Inspection |  |  |  | , | FALSE
SWIFT 2110XR092 | EPSS | EPSS | EPSS | [16 empty] | Ground Inspection | [19 empty] | EPSS, | EPSS | EPSS | EPSS,Ground Inspection, | EPSS Ground Inspection | EPSS Ground Inspection | EPSS, | EPSS | EPSS |  |  |  | , | FALSE
BELLE HAVEN 0408CB | EPSS | EPSS | EPSS | [16 empty] | Ground Inspection | Ground Inspection | [18 empty] | EPSS, | EPSS | EPSS | EPSS,Ground Inspection, | EPSS Ground Inspection | EPSS Ground Inspection | EPSS,Ground Inspection, | EPSS Ground Inspection | EPSS Ground Inspection |  |  |  | , | FALSE
SALINAS 1107CB | EPSS | EPSS | EPSS | [15 empty] | Ground Inspection |  | Ground Inspection | [18 empty] | EPSS,Ground Inspection, | EPSS Ground Inspection | EPSS Ground Inspection | EPSS, | EPSS | EPSS | EPSS,Ground Inspection, | EPSS Ground Inspection | EPSS Ground Inspection |  |  |  | , | FALSE
EVERGREEN 210213943 | EPSS | EPSS | EPSS | [16 empty] | Ground Inspection | [19 empty] | EPSS, | EPSS | EPSS | EPSS,Ground Inspection, | EPSS Ground Inspection | EPSS Ground Inspection | EPSS, | EPSS | EPSS |  |  |  | , | FALSE
BAY MEADOWS 11049072 | EPSS | EPSS | EPSS | [36 empty] | EPSS, | EPSS | EPSS | EPSS, | EPSS | EPSS | EPSS, | EPSS | EPSS |  |  |  | , | FALSE
BAY MEADOWS 1103CB | EPSS | EPSS | EPSS | [15 empty] | Ground Inspection | [20 empty] | EPSS,Ground Inspection, | EPSS Ground Inspection | EPSS Ground Inspection | EPSS, | EPSS | EPSS | EPSS, | EPSS | EPSS |  |  |  | , | FALSE
MOUNTAIN VIEW 1102LM80 | EPSS | EPSS | EPSS | [17 empty] | Ground Inspection | [18 empty] | EPSS, | EPSS | EPSS | EPSS, | EPSS | EPSS | EPSS,Ground Inspection, | EPSS Ground Inspection | EPSS Ground Inspection |  |  |  | , | FALSE
MADERA 110449760 | EPSS | EPSS | EPSS | [15 empty] | Ground Inspection | [20 empty] | EPSS,Ground Inspection, | EPSS Ground Inspection | EPSS Ground Inspection | EPSS, | EPSS | EPSS | EPSS, | EPSS | EPSS |  |  |  | , | FALSE
LAKEWOOD 1104W528R | EPSS | EPSS | EPSS | [36 empty] | EPSS, | EPSS | EPSS | EPSS, | EPSS | EPSS | EPSS, | EPSS | EPSS |  |  |  | , | FALSE
WHISMAN 1105CB | EPSS | EPSS | EPSS | [17 empty] | Ground Inspection | [18 empty] | EPSS, | EPSS | EPSS | EPSS, | EPSS | EPSS | EPSS,Ground Inspection, | EPSS Ground Inspection | EPSS Ground Inspection |  |  |  | , | FALSE
CORNING 110437508 | EPSS | EPSS | EPSS | [17 empty] | Ground Inspection | [18 empty] | EPSS, | EPSS | EPSS | EPSS, | EPSS | EPSS | EPSS,Ground Inspection, | EPSS Ground Inspection | EPSS Ground Inspection |  |  |  | , | FALSE
OAKLAND J 1108CR276 | EPSS | EPSS | EPSS | [17 empty] | Ground Inspection | [18 empty] | EPSS, | EPSS | EPSS | EPSS, | EPSS | EPSS | EPSS,Ground Inspection, | EPSS Ground Inspection | EPSS Ground Inspection |  |  |  | , | FALSE
SAN CARLOS 1103313472 | EPSS | EPSS | EPSS | [8 empty] | Expulsion Fuse Replacement |  |  |  |  | Aerial Inspection | Aerial Inspection | Ground Inspection | Ground Inspection | [8 empty] | Down Conductor Detection (DCD) | [10 empty] | EPSS,Ground Inspection, | EPSS Ground Inspection | EPSS Ground Inspection | EPSS,Aerial Inspection,Ground Inspection,Down Conductor Detection (DCD), | EPSS Aerial Inspection Ground Inspection Down Conductor Detection (DCD) | EPSS Aerial Inspection Ground Inspection Down Conductor Detection (DCD) | EPSS,Expulsion Fuse Replacement,Aerial Inspection, | EPSS Expulsion Fuse Replacement Aerial Inspection | EPSS Expulsion Fuse Replacement Aerial Inspection |  |  |  | , | FALSE
COTTLE 17049160 | EPSS | EPSS | EPSS | [15 empty] | Ground Inspection | [20 empty] | EPSS,Ground Inspection, | EPSS Ground Inspection | EPSS Ground Inspection | EPSS, | EPSS | EPSS | EPSS, | EPSS | EPSS |  |  |  | , | FALSE
SF H 110839004 | EPSS | EPSS | EPSS | [16 empty] | Ground Inspection | [19 empty] | EPSS, | EPSS | EPSS | EPSS,Ground Inspection, | EPSS Ground Inspection | EPSS Ground Inspection | EPSS, | EPSS | EPSS |  |  |  | , | FALSE
EDES 1103CR112 | EPSS | EPSS | EPSS | [36 empty] | EPSS, | EPSS | EPSS | EPSS, | EPSS | EPSS | EPSS, | EPSS | EPSS |  |  |  | , | FALSE
OAKLAND X 1102CR118 | EPSS | EPSS | EPSS | [15 empty] | Ground Inspection | Ground Inspection | Ground Inspection | [18 empty] | EPSS,Ground Inspection, | EPSS Ground Inspection | EPSS Ground Inspection | EPSS,Ground Inspection, | EPSS Ground Inspection | EPSS Ground Inspection | EPSS,Ground Inspection, | EPSS Ground Inspection | EPSS Ground Inspection |  |  |  | , | FALSE
LOS ALTOS 110660028 | EPSS | EPSS | EPSS | [17 empty] | Ground Inspection | [18 empty] | EPSS, | EPSS | EPSS | EPSS, | EPSS | EPSS | EPSS,Ground Inspection, | EPSS Ground Inspection | EPSS Ground Inspection |  |  |  | , | FALSE
LAMONT 11064094 | EPSS | EPSS | EPSS | [15 empty] | Ground Inspection | [20 empty] | EPSS,Ground Inspection, | EPSS Ground Inspection | EPSS Ground Inspection | EPSS, | EPSS | EPSS | EPSS, | EPSS | EPSS |  |  |  | , | FALSE
CABRILLO 1103CB | EPSS | EPSS | EPSS | [17 empty] | Ground Inspection | [18 empty] | EPSS, | EPSS | EPSS | EPSS, | EPSS | EPSS | EPSS,Ground Inspection, | EPSS Ground Inspection | EPSS Ground Inspection |  |  |  | , | FALSE
SOLEDAD 210246928 | EPSS | EPSS | EPSS | [17 empty] | Ground Inspection | [18 empty] | EPSS, | EPSS | EPSS | EPSS, | EPSS | EPSS | EPSS,Ground Inspection, | EPSS Ground Inspection | EPSS Ground Inspection |  |  |  | , | FALSE
COLUSA 110167052 | EPSS | EPSS | EPSS | [15 empty] | Ground Inspection | Ground Inspection | [19 empty] | EPSS,Ground Inspection, | EPSS Ground Inspection | EPSS Ground Inspection | EPSS,Ground Inspection, | EPSS Ground Inspection | EPSS Ground Inspection | EPSS, | EPSS | EPSS |  |  |  | , | FALSE
SF E 0405CB | EPSS | EPSS | EPSS | [15 empty] | Ground Inspection | Ground Inspection | [19 empty] | EPSS,Ground Inspection, | EPSS Ground Inspection | EPSS Ground Inspection | EPSS,Ground Inspection, | EPSS Ground Inspection | EPSS Ground Inspection | EPSS, | EPSS | EPSS |  |  |  | , | FALSE
SAN CARLOS 11028932 | EPSS | EPSS | EPSS | [16 empty] | Ground Inspection | [19 empty] | EPSS, | EPSS | EPSS | EPSS,Ground Inspection, | EPSS Ground Inspection | EPSS Ground Inspection | EPSS, | EPSS | EPSS |  |  |  | , | FALSE
WYANDOTTE 11101954 | EPSS | EPSS | EPSS | [17 empty] | Ground Inspection | [18 empty] | EPSS, | EPSS | EPSS | EPSS, | EPSS | EPSS | EPSS,Ground Inspection, | EPSS Ground Inspection | EPSS Ground Inspection |  |  |  | , | FALSE
RADUM 1101CB | EPSS | EPSS | EPSS | [17 empty] | Ground Inspection | [18 empty] | EPSS, | EPSS | EPSS | EPSS, | EPSS | EPSS | EPSS,Ground Inspection, | EPSS Ground Inspection | EPSS Ground Inspection |  |  |  | , | FALSE
SWIFT 2106XR058 | EPSS | EPSS | EPSS | [16 empty] | Ground Inspection | [19 empty] | EPSS, | EPSS | EPSS | EPSS,Ground Inspection, | EPSS Ground Inspection | EPSS Ground Inspection | EPSS, | EPSS | EPSS |  |  |  | , | FALSE
CASTRO VALLEY 1102CB | EPSS | EPSS | EPSS | [16 empty] | Ground Inspection | [19 empty] | EPSS, | EPSS | EPSS | EPSS,Ground Inspection, | EPSS Ground Inspection | EPSS Ground Inspection | EPSS, | EPSS | EPSS |  |  |  | , | FALSE
GREENBRAE 110182270 | EPSS | EPSS | EPSS | [13 empty] | Aerial Inspection |  | Ground Inspection | Ground Inspection | Ground Inspection | [18 empty] | EPSS,Ground Inspection, | EPSS Ground Inspection | EPSS Ground Inspection | EPSS,Aerial Inspection,Ground Inspection, | EPSS Aerial Inspection Ground Inspection | EPSS Aerial Inspection Ground Inspection | EPSS,Ground Inspection, | EPSS Ground Inspection | EPSS Ground Inspection |  |  |  | , | FALSE
OAKLAND X 0401CB | EPSS | EPSS | EPSS | [16 empty] | Ground Inspection | Ground Inspection | [18 empty] | EPSS, | EPSS | EPSS | EPSS,Ground Inspection, | EPSS Ground Inspection | EPSS Ground Inspection | EPSS,Ground Inspection, | EPSS Ground Inspection | EPSS Ground Inspection |  |  |  | , | FALSE
PUEBLO 21033020 | EPSS | EPSS | EPSS | [36 empty] | EPSS, | EPSS | EPSS | EPSS, | EPSS | EPSS | EPSS, | EPSS | EPSS |  |  |  | , | FALSE
CANAL 1105872392 | EPSS | EPSS | EPSS | [36 empty] | EPSS, | EPSS | EPSS | EPSS, | EPSS | EPSS | EPSS, | EPSS | EPSS |  |  |  | , | FALSE
MC CALL 1104CB | EPSS | EPSS | EPSS | [17 empty] | Ground Inspection | [18 empty] | EPSS, | EPSS | EPSS | EPSS, | EPSS | EPSS | EPSS,Ground Inspection, | EPSS Ground Inspection | EPSS Ground Inspection |  |  |  | , | FALSE
SAN RAMON 2107MR287 | EPSS | EPSS | EPSS | [17 empty] | Ground Inspection | [9 empty] | Line Sensors | [8 empty] | EPSS,Line Sensors, | EPSS Line Sensors | EPSS Line Sensors | EPSS, | EPSS | EPSS | EPSS,Ground Inspection, | EPSS Ground Inspection | EPSS Ground Inspection |  |  |  | , | FALSE
LOS ALTOS 1105CB | EPSS | EPSS | EPSS | [17 empty] | Ground Inspection | [18 empty] | EPSS, | EPSS | EPSS | EPSS, | EPSS | EPSS | EPSS,Ground Inspection, | EPSS Ground Inspection | EPSS Ground Inspection |  |  |  | , | FALSE
RICHMOND R 1126BR276 | EPSS | EPSS | EPSS | [36 empty] | EPSS, | EPSS | EPSS | EPSS, | EPSS | EPSS | EPSS, | EPSS | EPSS |  |  |  | , | FALSE
JARVIS 1108MR367 | EPSS | EPSS | EPSS | [25 empty] | Down Conductor Detection (DCD) | [10 empty] | EPSS, | EPSS | EPSS | EPSS,Down Conductor Detection (DCD), | EPSS Down Conductor Detection (DCD) | EPSS Down Conductor Detection (DCD) | EPSS, | EPSS | EPSS |  |  |  | , | FALSE
CORRAL 1103CB | EPSS | EPSS | EPSS | [13 empty] | Aerial Inspection | Aerial Inspection | Ground Inspection | Ground Inspection | Ground Inspection | [18 empty] | EPSS,Ground Inspection, | EPSS Ground Inspection | EPSS Ground Inspection | EPSS,Aerial Inspection,Ground Inspection, | EPSS Aerial Inspection Ground Inspection | EPSS Aerial Inspection Ground Inspection | EPSS,Aerial Inspection,Ground Inspection, | EPSS Aerial Inspection Ground Inspection | EPSS Aerial Inspection Ground Inspection |  |  |  | , | FALSE
NORTH TOWER 1108993638 | EPSS | EPSS | EPSS | [15 empty] | Ground Inspection |  | Ground Inspection | [18 empty] | EPSS,Ground Inspection, | EPSS Ground Inspection | EPSS Ground Inspection | EPSS, | EPSS | EPSS | EPSS,Ground Inspection, | EPSS Ground Inspection | EPSS Ground Inspection |  |  |  | , | FALSE
PANAMA 21014678 | EPSS | EPSS | EPSS | [15 empty] | Ground Inspection |  | Ground Inspection | [18 empty] | EPSS,Ground Inspection, | EPSS Ground Inspection | EPSS Ground Inspection | EPSS, | EPSS | EPSS | EPSS,Ground Inspection, | EPSS Ground Inspection | EPSS Ground Inspection |  |  |  | , | FALSE
SAN BRUNO 040139086 | EPSS | EPSS | EPSS | [36 empty] | EPSS, | EPSS | EPSS | EPSS, | EPSS | EPSS | EPSS, | EPSS | EPSS |  |  |  | , | FALSE
HARRIS 1108CB | EPSS | EPSS | EPSS | [16 empty] | Ground Inspection | [19 empty] | EPSS, | EPSS | EPSS | EPSS,Ground Inspection, | EPSS Ground Inspection | EPSS Ground Inspection | EPSS, | EPSS | EPSS |  |  |  | , | FALSE
PACIFICA 1103398620 | EPSS | EPSS | EPSS | [17 empty] | Ground Inspection | [7 empty] | Down Conductor Detection (DCD) | [10 empty] | EPSS, | EPSS | EPSS | EPSS,Down Conductor Detection (DCD), | EPSS Down Conductor Detection (DCD) | EPSS Down Conductor Detection (DCD) | EPSS,Ground Inspection, | EPSS Ground Inspection | EPSS Ground Inspection |  |  |  | , | FALSE
ARANA 0402CB | EPSS | EPSS | EPSS | [16 empty] | Ground Inspection | Ground Inspection | [18 empty] | EPSS, | EPSS | EPSS | EPSS,Ground Inspection, | EPSS Ground Inspection | EPSS Ground Inspection | EPSS,Ground Inspection, | EPSS Ground Inspection | EPSS Ground Inspection |  |  |  | , | FALSE
SARATOGA 110860088 | EPSS | EPSS | EPSS | [15 empty] | Ground Inspection | [20 empty] | EPSS,Ground Inspection, | EPSS Ground Inspection | EPSS Ground Inspection | EPSS, | EPSS | EPSS | EPSS, | EPSS | EPSS |  |  |  | , | FALSE
WYANDOTTE 110931758 | EPSS | EPSS | EPSS | [36 empty] | EPSS, | EPSS | EPSS | EPSS, | EPSS | EPSS | EPSS, | EPSS | EPSS |  |  |  | , | FALSE
RICHMOND R 1129CB | EPSS | EPSS | EPSS | [36 empty] | EPSS, | EPSS | EPSS | EPSS, | EPSS | EPSS | EPSS, | EPSS | EPSS |  |  |  | , | FALSE
DUMBARTON 1107MR448 | EPSS | EPSS | EPSS | [16 empty] | Ground Inspection | [19 empty] | EPSS, | EPSS | EPSS | EPSS,Ground Inspection, | EPSS Ground Inspection | EPSS Ground Inspection | EPSS, | EPSS | EPSS |  |  |  | , | FALSE
HUMBOLDT BAY 11024714 | EPSS | EPSS | EPSS | [36 empty] | EPSS, | EPSS | EPSS | EPSS, | EPSS | EPSS | EPSS, | EPSS | EPSS |  |  |  | , | FALSE
21ST AVENUE 0402CB | EPSS | EPSS | EPSS | [17 empty] | Ground Inspection | [18 empty] | EPSS, | EPSS | EPSS | EPSS, | EPSS | EPSS | EPSS,Ground Inspection, | EPSS Ground Inspection | EPSS Ground Inspection |  |  |  | , | FALSE
STAGG 110186148 | EPSS | EPSS | EPSS | [15 empty] | Ground Inspection | Ground Inspection | [19 empty] | EPSS,Ground Inspection, | EPSS Ground Inspection | EPSS Ground Inspection | EPSS,Ground Inspection, | EPSS Ground Inspection | EPSS Ground Inspection | EPSS, | EPSS | EPSS |  |  |  | , | FALSE
COALINGA NO 1 1106CB | EPSS | EPSS | EPSS | [15 empty] | Ground Inspection | [20 empty] | EPSS,Ground Inspection, | EPSS Ground Inspection | EPSS Ground Inspection | EPSS, | EPSS | EPSS | EPSS, | EPSS | EPSS |  |  |  | , | FALSE
MISSION (X) 1102CB | EPSS | EPSS | EPSS | [15 empty] | Ground Inspection | [20 empty] | EPSS,Ground Inspection, | EPSS Ground Inspection | EPSS Ground Inspection | EPSS, | EPSS | EPSS | EPSS, | EPSS | EPSS |  |  |  | , | FALSE
SF N 0405CB | EPSS | EPSS | EPSS | [36 empty] | EPSS, | EPSS | EPSS | EPSS, | EPSS | EPSS | EPSS, | EPSS | EPSS |  |  |  | , | FALSE
MOUNTAIN VIEW 1105CB | EPSS | EPSS | EPSS | [17 empty] | Ground Inspection | [18 empty] | EPSS, | EPSS | EPSS | EPSS, | EPSS | EPSS | EPSS,Ground Inspection, | EPSS Ground Inspection | EPSS Ground Inspection |  |  |  | , | FALSE
MONROE 2103408 | EPSS | EPSS | EPSS | [17 empty] | Ground Inspection | [18 empty] | EPSS, | EPSS | EPSS | EPSS, | EPSS | EPSS | EPSS,Ground Inspection, | EPSS Ground Inspection | EPSS Ground Inspection |  |  |  | , | FALSE
SALINAS 1102512906 | EPSS | EPSS | EPSS | [17 empty] | Ground Inspection | [18 empty] | EPSS, | EPSS | EPSS | EPSS, | EPSS | EPSS | EPSS,Ground Inspection, | EPSS Ground Inspection | EPSS Ground Inspection |  |  |  | , | FALSE
SAN LEANDRO U 1102CB | EPSS | EPSS | EPSS | [16 empty] | Ground Inspection | Ground Inspection | [18 empty] | EPSS, | EPSS | EPSS | EPSS,Ground Inspection, | EPSS Ground Inspection | EPSS Ground Inspection | EPSS,Ground Inspection, | EPSS Ground Inspection | EPSS Ground Inspection |  |  |  | , | FALSE
EVERGREEN 2103XR072 | EPSS | EPSS | EPSS | [16 empty] | Ground Inspection | Ground Inspection | [18 empty] | EPSS, | EPSS | EPSS | EPSS,Ground Inspection, | EPSS Ground Inspection | EPSS Ground Inspection | EPSS,Ground Inspection, | EPSS Ground Inspection | EPSS Ground Inspection |  |  |  | , | FALSE
SARATOGA 1111XR128 | EPSS | EPSS | EPSS | [15 empty] | Ground Inspection | Ground Inspection | [19 empty] | EPSS,Ground Inspection, | EPSS Ground Inspection | EPSS Ground Inspection | EPSS,Ground Inspection, | EPSS Ground Inspection | EPSS Ground Inspection | EPSS, | EPSS | EPSS |  |  |  | , | FALSE
RICHMOND R 1125CB | EPSS | EPSS | EPSS | [36 empty] | EPSS, | EPSS | EPSS | EPSS, | EPSS | EPSS | EPSS, | EPSS | EPSS |  |  |  | , | FALSE
BURLINGAME 04059054 | EPSS | EPSS | EPSS | [36 empty] | EPSS, | EPSS | EPSS | EPSS, | EPSS | EPSS | EPSS, | EPSS | EPSS |  |  |  | , | FALSE
BUENA VISTA 1104CB | EPSS | EPSS | EPSS | [15 empty] | Ground Inspection |  | Ground Inspection | [18 empty] | EPSS,Ground Inspection, | EPSS Ground Inspection | EPSS Ground Inspection | EPSS, | EPSS | EPSS | EPSS,Ground Inspection, | EPSS Ground Inspection | EPSS Ground Inspection |  |  |  | , | FALSE
LAKEWOOD 211094814 | EPSS | EPSS | EPSS | [16 empty] | Ground Inspection | [19 empty] | EPSS, | EPSS | EPSS | EPSS,Ground Inspection, | EPSS Ground Inspection | EPSS Ground Inspection | EPSS, | EPSS | EPSS |  |  |  | , | FALSE
TASSAJARA 2106CB | EPSS | EPSS | EPSS | [16 empty] | Ground Inspection | [19 empty] | EPSS, | EPSS | EPSS | EPSS,Ground Inspection, | EPSS Ground Inspection | EPSS Ground Inspection | EPSS, | EPSS | EPSS |  |  |  | , | FALSE
SF N 0401CB | EPSS | EPSS | EPSS | [36 empty] | EPSS, | EPSS | EPSS | EPSS, | EPSS | EPSS | EPSS, | EPSS | EPSS |  |  |  | , | FALSE
RENFRO 210256408 | EPSS | EPSS | EPSS | [16 empty] | Ground Inspection | [19 empty] | EPSS, | EPSS | EPSS | EPSS,Ground Inspection, | EPSS Ground Inspection | EPSS Ground Inspection | EPSS, | EPSS | EPSS |  |  |  | , | FALSE
LIVERMORE 1102CB | EPSS | EPSS | EPSS | [15 empty] | Ground Inspection | [20 empty] | EPSS,Ground Inspection, | EPSS Ground Inspection | EPSS Ground Inspection | EPSS, | EPSS | EPSS | EPSS, | EPSS | EPSS |  |  |  | , | FALSE
WOODLAND 111222542 | EPSS | EPSS | EPSS | [36 empty] | EPSS, | EPSS | EPSS | EPSS, | EPSS | EPSS | EPSS, | EPSS | EPSS |  |  |  | , | FALSE
LOGAN CREEK 2103CB | EPSS | EPSS | EPSS | [36 empty] | EPSS, | EPSS | EPSS | EPSS, | EPSS | EPSS | EPSS, | EPSS | EPSS |  |  |  | , | FALSE
MENLO 11038914 | EPSS | EPSS | EPSS | [17 empty] | Ground Inspection | [18 empty] | EPSS, | EPSS | EPSS | EPSS, | EPSS | EPSS | EPSS,Ground Inspection, | EPSS Ground Inspection | EPSS Ground Inspection |  |  |  | , | FALSE
ALMADEN 1102815266 | EPSS | EPSS | EPSS | [16 empty] | Ground Inspection | Ground Inspection | [18 empty] | EPSS, | EPSS | EPSS | EPSS,Ground Inspection, | EPSS Ground Inspection | EPSS Ground Inspection | EPSS,Ground Inspection, | EPSS Ground Inspection | EPSS Ground Inspection |  |  |  | , | FALSE
MOUNTAIN VIEW 1106LM82 | EPSS | EPSS | EPSS | [17 empty] | Ground Inspection | [18 empty] | EPSS, | EPSS | EPSS | EPSS, | EPSS | EPSS | EPSS,Ground Inspection, | EPSS Ground Inspection | EPSS Ground Inspection |  |  |  | , | FALSE
REEDLEY 111053586 | EPSS | EPSS | EPSS | [15 empty] | Ground Inspection | [20 empty] | EPSS,Ground Inspection, | EPSS Ground Inspection | EPSS Ground Inspection | EPSS, | EPSS | EPSS | EPSS, | EPSS | EPSS |  |  |  | , | FALSE
MISSION (X) 111384198 | EPSS | EPSS | EPSS | [36 empty] | EPSS, | EPSS | EPSS | EPSS, | EPSS | EPSS | EPSS, | EPSS | EPSS |  |  |  | , | FALSE
MADERA 1104CB | EPSS | EPSS | EPSS | [15 empty] | Ground Inspection |  | Ground Inspection | [18 empty] | EPSS,Ground Inspection, | EPSS Ground Inspection | EPSS Ground Inspection | EPSS, | EPSS | EPSS | EPSS,Ground Inspection, | EPSS Ground Inspection | EPSS Ground Inspection |  |  |  | , | FALSE
SAN MATEO 210170256 | EPSS | EPSS | EPSS | [36 empty] | EPSS, | EPSS | EPSS | EPSS, | EPSS | EPSS | EPSS, | EPSS | EPSS |  |  |  | , | FALSE
CASTRO VALLEY 1108MR581 | EPSS | EPSS | EPSS | [16 empty] | Ground Inspection | [19 empty] | EPSS, | EPSS | EPSS | EPSS,Ground Inspection, | EPSS Ground Inspection | EPSS Ground Inspection | EPSS, | EPSS | EPSS |  |  |  | , | FALSE
ALHAMBRA 1101CB | EPSS | EPSS | EPSS | [13 empty] | Aerial Inspection |  | Ground Inspection | [20 empty] | EPSS,Ground Inspection, | EPSS Ground Inspection | EPSS Ground Inspection | EPSS,Aerial Inspection, | EPSS Aerial Inspection | EPSS Aerial Inspection | EPSS, | EPSS | EPSS |  |  |  | , | FALSE
ROCKLIN 1103CB | EPSS | EPSS | EPSS | [16 empty] | Ground Inspection | Ground Inspection | [18 empty] | EPSS, | EPSS | EPSS | EPSS,Ground Inspection, | EPSS Ground Inspection | EPSS Ground Inspection | EPSS,Ground Inspection, | EPSS Ground Inspection | EPSS Ground Inspection |  |  |  | , | FALSE
VACAVILLE 110996966 | EPSS | EPSS | EPSS | [16 empty] | Ground Inspection | [19 empty] | EPSS, | EPSS | EPSS | EPSS,Ground Inspection, | EPSS Ground Inspection | EPSS Ground Inspection | EPSS, | EPSS | EPSS |  |  |  | , | FALSE
EAST STOCKTON 110290582 | EPSS | EPSS | EPSS | [16 empty] | Ground Inspection | [19 empty] | EPSS, | EPSS | EPSS | EPSS,Ground Inspection, | EPSS Ground Inspection | EPSS Ground Inspection | EPSS, | EPSS | EPSS |  |  |  | , | FALSE
FREMONT 1110MR130 | EPSS | EPSS | EPSS | [17 empty] | Ground Inspection | [18 empty] | EPSS, | EPSS | EPSS | EPSS, | EPSS | EPSS | EPSS,Ground Inspection, | EPSS Ground Inspection | EPSS Ground Inspection |  |  |  | , | FALSE
RIPON 17036178 | EPSS | EPSS | EPSS | [15 empty] | Ground Inspection | [20 empty] | EPSS,Ground Inspection, | EPSS Ground Inspection | EPSS Ground Inspection | EPSS, | EPSS | EPSS | EPSS, | EPSS | EPSS |  |  |  | , | FALSE
EAST GRAND 1104CB | EPSS | EPSS | EPSS | [15 empty] | Ground Inspection |  | Ground Inspection | [18 empty] | EPSS,Ground Inspection, | EPSS Ground Inspection | EPSS Ground Inspection | EPSS, | EPSS | EPSS | EPSS,Ground Inspection, | EPSS Ground Inspection | EPSS Ground Inspection |  |  |  | , | FALSE
EAST GRAND 1109CB | EPSS | EPSS | EPSS | [15 empty] | Ground Inspection | [20 empty] | EPSS,Ground Inspection, | EPSS Ground Inspection | EPSS Ground Inspection | EPSS, | EPSS | EPSS | EPSS, | EPSS | EPSS |  |  |  | , | FALSE
TEVIS 21014690 | EPSS | EPSS | EPSS | [16 empty] | Ground Inspection | Ground Inspection | [18 empty] | EPSS, | EPSS | EPSS | EPSS,Ground Inspection, | EPSS Ground Inspection | EPSS Ground Inspection | EPSS,Ground Inspection, | EPSS Ground Inspection | EPSS Ground Inspection |  |  |  | , | FALSE
LAMONT 1102CB | EPSS | EPSS | EPSS | [36 empty] | EPSS, | EPSS | EPSS | EPSS, | EPSS | EPSS | EPSS, | EPSS | EPSS |  |  |  | , | FALSE
CHOWCHILLA 1105CB | EPSS | EPSS | EPSS | [15 empty] | Ground Inspection | [20 empty] | EPSS,Ground Inspection, | EPSS Ground Inspection | EPSS Ground Inspection | EPSS, | EPSS | EPSS | EPSS, | EPSS | EPSS |  |  |  | , | FALSE
BELLE HAVEN 0405CB | EPSS | EPSS | EPSS | [16 empty] | Ground Inspection | Ground Inspection | [18 empty] | EPSS, | EPSS | EPSS | EPSS,Ground Inspection, | EPSS Ground Inspection | EPSS Ground Inspection | EPSS,Ground Inspection, | EPSS Ground Inspection | EPSS Ground Inspection |  |  |  | , | FALSE
OAKLAND D 1110CR160 | EPSS | EPSS | EPSS | [15 empty] | Ground Inspection | [20 empty] | EPSS,Ground Inspection, | EPSS Ground Inspection | EPSS Ground Inspection | EPSS, | EPSS | EPSS | EPSS, | EPSS | EPSS |  |  |  | , | FALSE
SF H 110553680 | EPSS | EPSS | EPSS | [16 empty] | Ground Inspection | [19 empty] | EPSS, | EPSS | EPSS | EPSS,Ground Inspection, | EPSS Ground Inspection | EPSS Ground Inspection | EPSS, | EPSS | EPSS |  |  |  | , | FALSE
NORTH TOWER 11024153 | EPSS | EPSS | EPSS | [15 empty] | Ground Inspection |  | Ground Inspection | [18 empty] | EPSS,Ground Inspection, | EPSS Ground Inspection | EPSS Ground Inspection | EPSS, | EPSS | EPSS | EPSS,Ground Inspection, | EPSS Ground Inspection | EPSS Ground Inspection |  |  |  | , | FALSE
RICHMOND R 1127BR176 | EPSS | EPSS | EPSS | [36 empty] | EPSS, | EPSS | EPSS | EPSS, | EPSS | EPSS | EPSS, | EPSS | EPSS |  |  |  | , | FALSE
PAUL SWEET 2103458558 | EPSS | EPSS | EPSS | [17 empty] | Ground Inspection | [18 empty] | EPSS, | EPSS | EPSS | EPSS, | EPSS | EPSS | EPSS,Ground Inspection, | EPSS Ground Inspection | EPSS Ground Inspection |  |  |  | , | FALSE
SONOMA 110749132 | EPSS | EPSS | EPSS | [36 empty] | EPSS, | EPSS | EPSS | EPSS, | EPSS | EPSS | EPSS, | EPSS | EPSS |  |  |  | , | FALSE
LAMMERS 1101CB | EPSS | EPSS | EPSS | [36 empty] | EPSS, | EPSS | EPSS | EPSS, | EPSS | EPSS | EPSS, | EPSS | EPSS |  |  |  | , | FALSE
DALY CITY 1109CB | EPSS | EPSS | EPSS | [15 empty] | Ground Inspection | Ground Inspection | Ground Inspection | [18 empty] | EPSS,Ground Inspection, | EPSS Ground Inspection | EPSS Ground Inspection | EPSS,Ground Inspection, | EPSS Ground Inspection | EPSS Ground Inspection | EPSS,Ground Inspection, | EPSS Ground Inspection | EPSS Ground Inspection |  |  |  | , | FALSE
SALINAS 110122052 | EPSS | EPSS | EPSS | [17 empty] | Ground Inspection | [18 empty] | EPSS, | EPSS | EPSS | EPSS, | EPSS | EPSS | EPSS,Ground Inspection, | EPSS Ground Inspection | EPSS Ground Inspection |  |  |  | , | FALSE
JARVIS 1105CB | EPSS | EPSS | EPSS | [16 empty] | Ground Inspection | [19 empty] | EPSS, | EPSS | EPSS | EPSS,Ground Inspection, | EPSS Ground Inspection | EPSS Ground Inspection | EPSS, | EPSS | EPSS |  |  |  | , | FALSE
SANTA ROSA A 1101CB | EPSS | EPSS | EPSS | [17 empty] | Ground Inspection | [18 empty] | EPSS, | EPSS | EPSS | EPSS, | EPSS | EPSS | EPSS,Ground Inspection, | EPSS Ground Inspection | EPSS Ground Inspection |  |  |  | , | FALSE
RENFRO 21014863 | EPSS | EPSS | EPSS | [16 empty] | Ground Inspection | [19 empty] | EPSS, | EPSS | EPSS | EPSS,Ground Inspection, | EPSS Ground Inspection | EPSS Ground Inspection | EPSS, | EPSS | EPSS |  |  |  | , | FALSE
FRANKLIN 1104CB | EPSS | EPSS | EPSS | [14 empty] | Aerial Inspection | Ground Inspection | Ground Inspection | Ground Inspection | [18 empty] | EPSS,Ground Inspection, | EPSS Ground Inspection | EPSS Ground Inspection | EPSS,Ground Inspection, | EPSS Ground Inspection | EPSS Ground Inspection | EPSS,Aerial Inspection,Ground Inspection, | EPSS Aerial Inspection Ground Inspection | EPSS Aerial Inspection Ground Inspection |  |  |  | , | FALSE
SAN JOSE A 1110XR426 | EPSS | EPSS | EPSS | [16 empty] | Ground Inspection | Ground Inspection | [18 empty] | EPSS, | EPSS | EPSS | EPSS,Ground Inspection, | EPSS Ground Inspection | EPSS Ground Inspection | EPSS,Ground Inspection, | EPSS Ground Inspection | EPSS Ground Inspection |  |  |  | , | FALSE
HIGHLANDS 110476156 | EPSS | EPSS | EPSS | [36 empty] | EPSS, | EPSS | EPSS | EPSS, | EPSS | EPSS | EPSS, | EPSS | EPSS |  |  |  | , | FALSE
STELLING 1111LM40 | EPSS | EPSS | EPSS | [13 empty] | Aerial Inspection |  | Ground Inspection | [20 empty] | EPSS,Ground Inspection, | EPSS Ground Inspection | EPSS Ground Inspection | EPSS,Aerial Inspection, | EPSS Aerial Inspection | EPSS Aerial Inspection | EPSS, | EPSS | EPSS |  |  |  | , | FALSE
MAGUNDEN 11054439 | EPSS | EPSS | EPSS | [36 empty] | EPSS, | EPSS | EPSS | EPSS, | EPSS | EPSS | EPSS, | EPSS | EPSS |  |  |  | , | FALSE
PLUMAS 2107CB | EPSS | EPSS | EPSS | [15 empty] | Ground Inspection | [20 empty] | EPSS,Ground Inspection, | EPSS Ground Inspection | EPSS Ground Inspection | EPSS, | EPSS | EPSS | EPSS, | EPSS | EPSS |  |  |  | , | FALSE
WHISMAN 110860014 | EPSS | EPSS | EPSS | [17 empty] | Ground Inspection | [18 empty] | EPSS, | EPSS | EPSS | EPSS, | EPSS | EPSS | EPSS,Ground Inspection, | EPSS Ground Inspection | EPSS Ground Inspection |  |  |  | , | FALSE
RENFRO 21012252 | EPSS | EPSS | EPSS | [16 empty] | Ground Inspection | Ground Inspection | [18 empty] | EPSS, | EPSS | EPSS | EPSS,Ground Inspection, | EPSS Ground Inspection | EPSS Ground Inspection | EPSS,Ground Inspection, | EPSS Ground Inspection | EPSS Ground Inspection |  |  |  | , | FALSE
WINDSOR 1102382 | EPSS | EPSS | EPSS | [15 empty] | Ground Inspection | [20 empty] | EPSS,Ground Inspection, | EPSS Ground Inspection | EPSS Ground Inspection | EPSS, | EPSS | EPSS | EPSS, | EPSS | EPSS |  |  |  | , | FALSE
JANES CREEK 1102CB | EPSS | EPSS | EPSS | [16 empty] | Ground Inspection | Ground Inspection | [18 empty] | EPSS, | EPSS | EPSS | EPSS,Ground Inspection, | EPSS Ground Inspection | EPSS Ground Inspection | EPSS,Ground Inspection, | EPSS Ground Inspection | EPSS Ground Inspection |  |  |  | , | FALSE
BERKELEY F 0403CB | EPSS | EPSS | EPSS | [16 empty] | Ground Inspection | Ground Inspection | [18 empty] | EPSS, | EPSS | EPSS | EPSS,Ground Inspection, | EPSS Ground Inspection | EPSS Ground Inspection | EPSS,Ground Inspection, | EPSS Ground Inspection | EPSS Ground Inspection |  |  |  | , | FALSE
PUEBLO 110447912 | EPSS | EPSS | EPSS | [14 empty] | Aerial Inspection | Ground Inspection | Ground Inspection | [19 empty] | EPSS,Ground Inspection, | EPSS Ground Inspection | EPSS Ground Inspection | EPSS,Ground Inspection, | EPSS Ground Inspection | EPSS Ground Inspection | EPSS,Aerial Inspection, | EPSS Aerial Inspection | EPSS Aerial Inspection |  |  |  | , | FALSE
FREMONT 1112CB | EPSS | EPSS | EPSS | [36 empty] | EPSS, | EPSS | EPSS | EPSS, | EPSS | EPSS | EPSS, | EPSS | EPSS |  |  |  | , | FALSE
WILLIAMS 110275412 | EPSS | EPSS | EPSS | [16 empty] | Ground Inspection | [19 empty] | EPSS, | EPSS | EPSS | EPSS,Ground Inspection, | EPSS Ground Inspection | EPSS Ground Inspection | EPSS, | EPSS | EPSS |  |  |  | , | FALSE
SALINAS 110245272 | EPSS | EPSS | EPSS | [15 empty] | Ground Inspection | [20 empty] | EPSS,Ground Inspection, | EPSS Ground Inspection | EPSS Ground Inspection | EPSS, | EPSS | EPSS | EPSS, | EPSS | EPSS |  |  |  | , | FALSE
LARKIN (Y) 11383527 | EPSS | EPSS | EPSS | [36 empty] | EPSS, | EPSS | EPSS | EPSS, | EPSS | EPSS | EPSS, | EPSS | EPSS |  |  |  | , | FALSE
GUERNSEY 1108CB | EPSS | EPSS | EPSS | [36 empty] | EPSS, | EPSS | EPSS | EPSS, | EPSS | EPSS | EPSS, | EPSS | EPSS |  |  |  | , | FALSE
OAKLAND J 1105CB | EPSS | EPSS | EPSS | [17 empty] | Ground Inspection | [18 empty] | EPSS, | EPSS | EPSS | EPSS, | EPSS | EPSS | EPSS,Ground Inspection, | EPSS Ground Inspection | EPSS Ground Inspection |  |  |  | , | FALSE
HIGGINS 1110861610 | EPSS | EPSS | EPSS | [7 empty] | Expulsion Fuse Replacement | [5 empty] | Aerial Inspection | Aerial Inspection | Ground Inspection | Ground Inspection | Ground Inspection | [7 empty] | Down Conductor Detection (DCD) | [10 empty] | EPSS,Ground Inspection, | EPSS Ground Inspection | EPSS Ground Inspection | EPSS,Expulsion Fuse Replacement,Aerial Inspection,Ground Inspection,Down Conductor Detection (DCD), | EPSS Expulsion Fuse Replacement Aerial Inspection Ground Inspection Down Conductor Detection (DCD) | EPSS Expulsion Fuse Replacement Aerial Inspection Ground Inspection Down Conductor Detection (DCD) | EPSS,Aerial Inspection,Ground Inspection, | EPSS Aerial Inspection Ground Inspection | EPSS Aerial Inspection Ground Inspection |  |  |  | , | FALSE
SAN CARLOS 1104636064 | EPSS | EPSS | EPSS | [8 empty] | Expulsion Fuse Replacement | [5 empty] | Aerial Inspection |  | Ground Inspection | [8 empty] | Down Conductor Detection (DCD) | [10 empty] | EPSS, | EPSS | EPSS | EPSS,Ground Inspection,Down Conductor Detection (DCD), | EPSS Ground Inspection Down Conductor Detection (DCD) | EPSS Ground Inspection Down Conductor Detection (DCD) | EPSS,Expulsion Fuse Replacement,Aerial Inspection, | EPSS Expulsion Fuse Replacement Aerial Inspection | EPSS Expulsion Fuse Replacement Aerial Inspection |  |  |  | , | FALSE
MC CALL 110341168 | EPSS | EPSS | EPSS | [17 empty] | Ground Inspection | [18 empty] | EPSS, | EPSS | EPSS | EPSS, | EPSS | EPSS | EPSS,Ground Inspection, | EPSS Ground Inspection | EPSS Ground Inspection |  |  |  | , | FALSE
FAIRWAY 1107M124 | EPSS | EPSS | EPSS | [36 empty] | EPSS, | EPSS | EPSS | EPSS, | EPSS | EPSS | EPSS, | EPSS | EPSS |  |  |  | , | FALSE
LAMONT 110316321 | EPSS | EPSS | EPSS | [15 empty] | Ground Inspection |  | Ground Inspection | [18 empty] | EPSS,Ground Inspection, | EPSS Ground Inspection | EPSS Ground Inspection | EPSS, | EPSS | EPSS | EPSS,Ground Inspection, | EPSS Ground Inspection | EPSS Ground Inspection |  |  |  | , | FALSE
JESSUP 110269928 | EPSS | EPSS | EPSS | [36 empty] | EPSS, | EPSS | EPSS | EPSS, | EPSS | EPSS | EPSS, | EPSS | EPSS |  |  |  | , | FALSE
SANTA MARIA 1105CB | EPSS | EPSS | EPSS | [36 empty] | EPSS, | EPSS | EPSS | EPSS, | EPSS | EPSS | EPSS, | EPSS | EPSS |  |  |  | , | FALSE
LARKIN (Y) 1119645148 | EPSS | EPSS | EPSS | [15 empty] | Ground Inspection | [20 empty] | EPSS,Ground Inspection, | EPSS Ground Inspection | EPSS Ground Inspection | EPSS, | EPSS | EPSS | EPSS, | EPSS | EPSS |  |  |  | , | FALSE
GRAND ISLAND 2223CB | EPSS | EPSS | EPSS | [36 empty] | EPSS, | EPSS | EPSS | EPSS, | EPSS | EPSS | EPSS, | EPSS | EPSS |  |  |  | , | FALSE
COALINGA NO 1 11089714F | EPSS | EPSS | EPSS | [15 empty] | Ground Inspection | [20 empty] | EPSS,Ground Inspection, | EPSS Ground Inspection | EPSS Ground Inspection | EPSS, | EPSS | EPSS | EPSS, | EPSS | EPSS |  |  |  | , | FALSE
KIRKER 210849190 | EPSS | EPSS | EPSS | [36 empty] | EPSS, | EPSS | EPSS | EPSS, | EPSS | EPSS | EPSS, | EPSS | EPSS |  |  |  | , | FALSE
PETALUMA A 0411CB | EPSS | EPSS | EPSS | [36 empty] | EPSS, | EPSS | EPSS | EPSS, | EPSS | EPSS | EPSS, | EPSS | EPSS |  |  |  | , | FALSE
EUREKA E 1105CB | EPSS | EPSS | EPSS | [17 empty] | Ground Inspection | [18 empty] | EPSS, | EPSS | EPSS | EPSS, | EPSS | EPSS | EPSS,Ground Inspection, | EPSS Ground Inspection | EPSS Ground Inspection |  |  |  | , | FALSE
WYANDOTTE 1110CB | EPSS | EPSS | EPSS | [17 empty] | Ground Inspection | [18 empty] | EPSS, | EPSS | EPSS | EPSS, | EPSS | EPSS | EPSS,Ground Inspection, | EPSS Ground Inspection | EPSS Ground Inspection |  |  |  | , | FALSE
SAN LEANDRO U 1102MR594 | EPSS | EPSS | EPSS | [36 empty] | EPSS, | EPSS | EPSS | EPSS, | EPSS | EPSS | EPSS, | EPSS | EPSS |  |  |  | , | FALSE
SARATOGA 11108645 | EPSS | EPSS | EPSS | [16 empty] | Ground Inspection | [19 empty] | EPSS, | EPSS | EPSS | EPSS,Ground Inspection, | EPSS Ground Inspection | EPSS Ground Inspection | EPSS, | EPSS | EPSS |  |  |  | , | FALSE
MALAGA 110455326 | EPSS | EPSS | EPSS | [16 empty] | Ground Inspection | [19 empty] | EPSS, | EPSS | EPSS | EPSS,Ground Inspection, | EPSS Ground Inspection | EPSS Ground Inspection | EPSS, | EPSS | EPSS |  |  |  | , | FALSE
NEWARK 12KV 1106CB | EPSS | EPSS | EPSS | [16 empty] | Ground Inspection | Ground Inspection | [18 empty] | EPSS, | EPSS | EPSS | EPSS,Ground Inspection, | EPSS Ground Inspection | EPSS Ground Inspection | EPSS,Ground Inspection, | EPSS Ground Inspection | EPSS Ground Inspection |  |  |  | , | FALSE
MILPITAS 2110XR024 | EPSS | EPSS | EPSS | [36 empty] | EPSS, | EPSS | EPSS | EPSS, | EPSS | EPSS | EPSS, | EPSS | EPSS |  |  |  | , | FALSE
GUERNSEY 1105CB | EPSS | EPSS | EPSS | [36 empty] | EPSS, | EPSS | EPSS | EPSS, | EPSS | EPSS | EPSS, | EPSS | EPSS |  |  |  | , | FALSE
BAY MEADOWS 110448036 | EPSS | EPSS | EPSS | [36 empty] | EPSS, | EPSS | EPSS | EPSS, | EPSS | EPSS | EPSS, | EPSS | EPSS |  |  |  | , | FALSE
MOLINO 1104CB | EPSS | EPSS | EPSS | [36 empty] | EPSS, | EPSS | EPSS | EPSS, | EPSS | EPSS | EPSS, | EPSS | EPSS |  |  |  | , | FALSE
HOLLISTER 2104CB | EPSS | EPSS | EPSS | [17 empty] | Ground Inspection | [18 empty] | EPSS, | EPSS | EPSS | EPSS, | EPSS | EPSS | EPSS,Ground Inspection, | EPSS Ground Inspection | EPSS Ground Inspection |  |  |  | , | FALSE
CASTROVILLE 210395522 | EPSS | EPSS | EPSS | [16 empty] | Ground Inspection | Ground Inspection | [18 empty] | EPSS, | EPSS | EPSS | EPSS,Ground Inspection, | EPSS Ground Inspection | EPSS Ground Inspection | EPSS,Ground Inspection, | EPSS Ground Inspection | EPSS Ground Inspection |  |  |  | , | FALSE
LOS OSITOS 210187960 | EPSS | EPSS | EPSS | [16 empty] | Ground Inspection | [19 empty] | EPSS, | EPSS | EPSS | EPSS,Ground Inspection, | EPSS Ground Inspection | EPSS Ground Inspection | EPSS, | EPSS | EPSS |  |  |  | , | FALSE
ROCKLIN 1101CB | EPSS | EPSS | EPSS | [15 empty] | Ground Inspection | Ground Inspection | Ground Inspection | [18 empty] | EPSS,Ground Inspection, | EPSS Ground Inspection | EPSS Ground Inspection | EPSS,Ground Inspection, | EPSS Ground Inspection | EPSS Ground Inspection | EPSS,Ground Inspection, | EPSS Ground Inspection | EPSS Ground Inspection |  |  |  | , | FALSE
LAWRENCE 1111CB | EPSS | EPSS | EPSS | [36 empty] | EPSS, | EPSS | EPSS | EPSS, | EPSS | EPSS | EPSS, | EPSS | EPSS |  |  |  | , | FALSE
OAKLAND D 1110CR154 | EPSS | EPSS | EPSS | [15 empty] | Ground Inspection | [20 empty] | EPSS,Ground Inspection, | EPSS Ground Inspection | EPSS Ground Inspection | EPSS, | EPSS | EPSS | EPSS, | EPSS | EPSS |  |  |  | , | FALSE
ATWATER 110710520 | EPSS | EPSS | EPSS | [16 empty] | Ground Inspection | [19 empty] | EPSS, | EPSS | EPSS | EPSS,Ground Inspection, | EPSS Ground Inspection | EPSS Ground Inspection | EPSS, | EPSS | EPSS |  |  |  | , | FALSE
FIGARDEN 2110R9530 | EPSS | EPSS | EPSS | [17 empty] | Ground Inspection | [18 empty] | EPSS, | EPSS | EPSS | EPSS, | EPSS | EPSS | EPSS,Ground Inspection, | EPSS Ground Inspection | EPSS Ground Inspection |  |  |  | , | FALSE
OAKLAND K 1103CB | EPSS | EPSS | EPSS | [14 empty] | Aerial Inspection | Ground Inspection | Ground Inspection | Ground Inspection | [18 empty] | EPSS,Ground Inspection, | EPSS Ground Inspection | EPSS Ground Inspection | EPSS,Ground Inspection, | EPSS Ground Inspection | EPSS Ground Inspection | EPSS,Aerial Inspection,Ground Inspection, | EPSS Aerial Inspection Ground Inspection | EPSS Aerial Inspection Ground Inspection |  |  |  | , | FALSE
SWIFT 2106XR088 | EPSS | EPSS | EPSS | [16 empty] | Ground Inspection | Ground Inspection | [18 empty] | EPSS, | EPSS | EPSS | EPSS,Ground Inspection, | EPSS Ground Inspection | EPSS Ground Inspection | EPSS,Ground Inspection, | EPSS Ground Inspection | EPSS Ground Inspection |  |  |  | , | FALSE
ATWATER 1106269952 | EPSS | EPSS | EPSS | [16 empty] | Ground Inspection | [19 empty] | EPSS, | EPSS | EPSS | EPSS,Ground Inspection, | EPSS Ground Inspection | EPSS Ground Inspection | EPSS, | EPSS | EPSS |  |  |  | , | FALSE
SARATOGA 1114CB | EPSS | EPSS | EPSS | [15 empty] | Ground Inspection | Ground Inspection | [19 empty] | EPSS,Ground Inspection, | EPSS Ground Inspection | EPSS Ground Inspection | EPSS,Ground Inspection, | EPSS Ground Inspection | EPSS Ground Inspection | EPSS, | EPSS | EPSS |  |  |  | , | FALSE
VASONA 110160084 | EPSS | EPSS | EPSS | [16 empty] | Ground Inspection | [19 empty] | EPSS, | EPSS | EPSS | EPSS,Ground Inspection, | EPSS Ground Inspection | EPSS Ground Inspection | EPSS, | EPSS | EPSS |  |  |  | , | FALSE
SF H 111084104 | EPSS | EPSS | EPSS | [15 empty] | Ground Inspection | [20 empty] | EPSS,Ground Inspection, | EPSS Ground Inspection | EPSS Ground Inspection | EPSS, | EPSS | EPSS | EPSS, | EPSS | EPSS |  |  |  | , | FALSE
TULARE LAKE 1104748282 | EPSS | EPSS | EPSS | [16 empty] | Ground Inspection | [19 empty] | EPSS, | EPSS | EPSS | EPSS,Ground Inspection, | EPSS Ground Inspection | EPSS Ground Inspection | EPSS, | EPSS | EPSS |  |  |  | , | FALSE
WOODLAND 110922332 | EPSS | EPSS | EPSS | [36 empty] | EPSS, | EPSS | EPSS | EPSS, | EPSS | EPSS | EPSS, | EPSS | EPSS |  |  |  | , | FALSE
MORAGA 1105E512R | EPSS | EPSS | EPSS | [16 empty] | Ground Inspection | [19 empty] | EPSS, | EPSS | EPSS | EPSS,Ground Inspection, | EPSS Ground Inspection | EPSS Ground Inspection | EPSS, | EPSS | EPSS |  |  |  | , | FALSE
REDWOOD CITY 0406913566 | EPSS | EPSS | EPSS | [16 empty] | Ground Inspection | [19 empty] | EPSS, | EPSS | EPSS | EPSS,Ground Inspection, | EPSS Ground Inspection | EPSS Ground Inspection | EPSS, | EPSS | EPSS |  |  |  | , | FALSE
SARATOGA 1109LC44 | EPSS | EPSS | EPSS | [15 empty] | Ground Inspection | Ground Inspection | [19 empty] | EPSS,Ground Inspection, | EPSS Ground Inspection | EPSS Ground Inspection | EPSS,Ground Inspection, | EPSS Ground Inspection | EPSS Ground Inspection | EPSS, | EPSS | EPSS |  |  |  | , | FALSE
SAN BRUNO 0401CB | EPSS | EPSS | EPSS | [36 empty] | EPSS, | EPSS | EPSS | EPSS, | EPSS | EPSS | EPSS, | EPSS | EPSS |  |  |  | , | FALSE
SAN RAFAEL 1102940 | EPSS | EPSS | EPSS | [16 empty] | Ground Inspection | [19 empty] | EPSS, | EPSS | EPSS | EPSS,Ground Inspection, | EPSS Ground Inspection | EPSS Ground Inspection | EPSS, | EPSS | EPSS |  |  |  | , | FALSE
SONOMA 1106376 | EPSS | EPSS | EPSS | [36 empty] | EPSS, | EPSS | EPSS | EPSS, | EPSS | EPSS | EPSS, | EPSS | EPSS |  |  |  | , | FALSE
HALF MOON BAY 1101903182 | EPSS | EPSS | EPSS | [36 empty] | EPSS, | EPSS | EPSS | EPSS, | EPSS | EPSS | EPSS, | EPSS | EPSS |  |  |  | , | FALSE
OLD RIVER 1105CB | EPSS | EPSS | EPSS | [17 empty] | Ground Inspection | [18 empty] | EPSS, | EPSS | EPSS | EPSS, | EPSS | EPSS | EPSS,Ground Inspection, | EPSS Ground Inspection | EPSS Ground Inspection |  |  |  | , | FALSE
MERCED 210190340 | EPSS | EPSS | EPSS | [15 empty] | Ground Inspection | [20 empty] | EPSS,Ground Inspection, | EPSS Ground Inspection | EPSS Ground Inspection | EPSS, | EPSS | EPSS | EPSS, | EPSS | EPSS |  |  |  | , | FALSE
GLENWOOD 11013855 | EPSS | EPSS | EPSS | [16 empty] | Ground Inspection | [19 empty] | EPSS, | EPSS | EPSS | EPSS,Ground Inspection, | EPSS Ground Inspection | EPSS Ground Inspection | EPSS, | EPSS | EPSS |  |  |  | , | FALSE
SAN LEANDRO U 1116MR212 | EPSS | EPSS | EPSS | [36 empty] | EPSS, | EPSS | EPSS | EPSS, | EPSS | EPSS | EPSS, | EPSS | EPSS |  |  |  | , | FALSE
SF K 0411CB | EPSS | EPSS | EPSS | [36 empty] | EPSS, | EPSS | EPSS | EPSS, | EPSS | EPSS | EPSS, | EPSS | EPSS |  |  |  | , | FALSE
EL CERRITO G 1111CB | EPSS | EPSS | EPSS | [36 empty] | EPSS, | EPSS | EPSS | EPSS, | EPSS | EPSS | EPSS, | EPSS | EPSS |  |  |  | , | FALSE
MERCED 21014710 | EPSS | EPSS | EPSS | [15 empty] | Ground Inspection |  | Ground Inspection | [18 empty] | EPSS,Ground Inspection, | EPSS Ground Inspection | EPSS Ground Inspection | EPSS, | EPSS | EPSS | EPSS,Ground Inspection, | EPSS Ground Inspection | EPSS Ground Inspection |  |  |  | , | FALSE
FRUITVALE 1103CB | EPSS | EPSS | EPSS | [16 empty] | Ground Inspection | [19 empty] | EPSS, | EPSS | EPSS | EPSS,Ground Inspection, | EPSS Ground Inspection | EPSS Ground Inspection | EPSS, | EPSS | EPSS |  |  |  | , | FALSE
DEL MONTE 110138576 | EPSS | EPSS | EPSS | [14 empty] | Aerial Inspection | Ground Inspection | Ground Inspection | [19 empty] | EPSS,Ground Inspection, | EPSS Ground Inspection | EPSS Ground Inspection | EPSS,Ground Inspection, | EPSS Ground Inspection | EPSS Ground Inspection | EPSS,Aerial Inspection, | EPSS Aerial Inspection | EPSS Aerial Inspection |  |  |  | , | FALSE
BELLE HAVEN 11058964 | EPSS | EPSS | EPSS | [16 empty] | Ground Inspection | Ground Inspection | [18 empty] | EPSS, | EPSS | EPSS | EPSS,Ground Inspection, | EPSS Ground Inspection | EPSS Ground Inspection | EPSS,Ground Inspection, | EPSS Ground Inspection | EPSS Ground Inspection |  |  |  | , | FALSE
LAWRENCE 111233105 | EPSS | EPSS | EPSS | [36 empty] | EPSS, | EPSS | EPSS | EPSS, | EPSS | EPSS | EPSS, | EPSS | EPSS |  |  |  | , | FALSE
CONCORD NO 1 0402CB | EPSS | EPSS | EPSS | [36 empty] | EPSS, | EPSS | EPSS | EPSS, | EPSS | EPSS | EPSS, | EPSS | EPSS |  |  |  | , | FALSE
MISSION (X) 111639048 | EPSS | EPSS | EPSS | [36 empty] | EPSS, | EPSS | EPSS | EPSS, | EPSS | EPSS | EPSS, | EPSS | EPSS |  |  |  | , | FALSE
BELLE HAVEN 1107CB | EPSS | EPSS | EPSS | [16 empty] | Ground Inspection | Ground Inspection | [18 empty] | EPSS, | EPSS | EPSS | EPSS,Ground Inspection, | EPSS Ground Inspection | EPSS Ground Inspection | EPSS,Ground Inspection, | EPSS Ground Inspection | EPSS Ground Inspection |  |  |  | , | FALSE
8TH AVENUE 0401CB | EPSS | EPSS | EPSS | [15 empty] | Ground Inspection | Ground Inspection | Ground Inspection | [18 empty] | EPSS,Ground Inspection, | EPSS Ground Inspection | EPSS Ground Inspection | EPSS,Ground Inspection, | EPSS Ground Inspection | EPSS Ground Inspection | EPSS,Ground Inspection, | EPSS Ground Inspection | EPSS Ground Inspection |  |  |  | , | FALSE
PUEBLO 110459106 | EPSS | EPSS | EPSS | [14 empty] | Aerial Inspection | Ground Inspection | Ground Inspection | [19 empty] | EPSS,Ground Inspection, | EPSS Ground Inspection | EPSS Ground Inspection | EPSS,Ground Inspection, | EPSS Ground Inspection | EPSS Ground Inspection | EPSS,Aerial Inspection, | EPSS Aerial Inspection | EPSS Aerial Inspection |  |  |  | , | FALSE
SPENCE 1103CB | EPSS | EPSS | EPSS | [36 empty] | EPSS, | EPSS | EPSS | EPSS, | EPSS | EPSS | EPSS, | EPSS | EPSS |  |  |  | , | FALSE
MILLBRAE 110482544 | EPSS | EPSS | EPSS | [36 empty] | EPSS, | EPSS | EPSS | EPSS, | EPSS | EPSS | EPSS, | EPSS | EPSS |  |  |  | , | FALSE
MERCED 1114CB | EPSS | EPSS | EPSS | [36 empty] | EPSS, | EPSS | EPSS | EPSS, | EPSS | EPSS | EPSS, | EPSS | EPSS |  |  |  | , | FALSE
EAST MARYSVILLE 1108CB | EPSS | EPSS | EPSS | [36 empty] | EPSS, | EPSS | EPSS | EPSS, | EPSS | EPSS | EPSS, | EPSS | EPSS |  |  |  | , | FALSE
SANTA MARIA 1111CB | EPSS | EPSS | EPSS | [36 empty] | EPSS, | EPSS | EPSS | EPSS, | EPSS | EPSS | EPSS, | EPSS | EPSS |  |  |  | , | FALSE
CLAYTON 110371340 | EPSS | EPSS | EPSS | [36 empty] | EPSS, | EPSS | EPSS | EPSS, | EPSS | EPSS | EPSS, | EPSS | EPSS |  |  |  | , | FALSE
7TH STANDARD 210348188 | EPSS | EPSS | EPSS | [15 empty] | Ground Inspection | Ground Inspection | [19 empty] | EPSS,Ground Inspection, | EPSS Ground Inspection | EPSS Ground Inspection | EPSS,Ground Inspection, | EPSS Ground Inspection | EPSS Ground Inspection | EPSS, | EPSS | EPSS |  |  |  | , | FALSE
GOOSE LAKE 1103414584 | EPSS | EPSS | EPSS | [36 empty] | EPSS, | EPSS | EPSS | EPSS, | EPSS | EPSS | EPSS, | EPSS | EPSS |  |  |  | , | FALSE
SANTA ROSA A 1111526 | EPSS | EPSS | EPSS | [24 empty] | Down Conductor Detection (DCD) |  |  | Line Sensors | [8 empty] | EPSS,Down Conductor Detection (DCD),Line Sensors, | EPSS Down Conductor Detection (DCD) Line Sensors | EPSS Down Conductor Detection (DCD) Line Sensors | EPSS, | EPSS | EPSS | EPSS, | EPSS | EPSS |  |  |  | , | FALSE
STELLING 1108LV06 | EPSS | EPSS | EPSS | [17 empty] | Ground Inspection | [18 empty] | EPSS, | EPSS | EPSS | EPSS, | EPSS | EPSS | EPSS,Ground Inspection, | EPSS Ground Inspection | EPSS Ground Inspection |  |  |  | , | FALSE
NEWHALL 1109658906 | EPSS | EPSS | EPSS | [15 empty] | Ground Inspection | [20 empty] | EPSS,Ground Inspection, | EPSS Ground Inspection | EPSS Ground Inspection | EPSS, | EPSS | EPSS | EPSS, | EPSS | EPSS |  |  |  | , | FALSE
OAKLAND X 1115CR296 | EPSS | EPSS | EPSS | [15 empty] | Ground Inspection | [20 empty] | EPSS,Ground Inspection, | EPSS Ground Inspection | EPSS Ground Inspection | EPSS, | EPSS | EPSS | EPSS, | EPSS | EPSS |  |  |  | , | FALSE
POINT PINOLE 1102502690 | EPSS | EPSS | EPSS | [36 empty] | EPSS, | EPSS | EPSS | EPSS, | EPSS | EPSS | EPSS, | EPSS | EPSS |  |  |  | , | FALSE
EUREKA E 1104CB | EPSS | EPSS | EPSS | [16 empty] | Ground Inspection | [19 empty] | EPSS, | EPSS | EPSS | EPSS,Ground Inspection, | EPSS Ground Inspection | EPSS Ground Inspection | EPSS, | EPSS | EPSS |  |  |  | , | FALSE
LOYOLA 1102LL62 | EPSS | EPSS | EPSS | [14 empty] | Aerial Inspection |  | Ground Inspection | Ground Inspection | [18 empty] | EPSS, | EPSS | EPSS | EPSS,Ground Inspection, | EPSS Ground Inspection | EPSS Ground Inspection | EPSS,Aerial Inspection,Ground Inspection, | EPSS Aerial Inspection Ground Inspection | EPSS Aerial Inspection Ground Inspection |  |  |  | , | FALSE
CORCORAN 1101CB | EPSS | EPSS | EPSS | [15 empty] | Ground Inspection | [20 empty] | EPSS,Ground Inspection, | EPSS Ground Inspection | EPSS Ground Inspection | EPSS, | EPSS | EPSS | EPSS, | EPSS | EPSS |  |  |  | , | FALSE
SF G 0410CB | EPSS | EPSS | EPSS | [36 empty] | EPSS, | EPSS | EPSS | EPSS, | EPSS | EPSS | EPSS, | EPSS | EPSS |  |  |  | , | FALSE
SF J 0402CB | EPSS | EPSS | EPSS | [15 empty] | Ground Inspection | [20 empty] | EPSS,Ground Inspection, | EPSS Ground Inspection | EPSS Ground Inspection | EPSS, | EPSS | EPSS | EPSS, | EPSS | EPSS |  |  |  | , | FALSE
MONROE 1105602 | EPSS | EPSS | EPSS | [36 empty] | EPSS, | EPSS | EPSS | EPSS, | EPSS | EPSS | EPSS, | EPSS | EPSS |  |  |  | , | FALSE
WEST FRESNO 111179367 | EPSS | EPSS | EPSS | [36 empty] | EPSS, | EPSS | EPSS | EPSS, | EPSS | EPSS | EPSS, | EPSS | EPSS |  |  |  | , | FALSE
SWIFT 2111XR316 | EPSS | EPSS | EPSS | [16 empty] | Ground Inspection | [19 empty] | EPSS, | EPSS | EPSS | EPSS,Ground Inspection, | EPSS Ground Inspection | EPSS Ground Inspection | EPSS, | EPSS | EPSS |  |  |  | , | FALSE
FIGARDEN 2107R1150 | EPSS | EPSS | EPSS | [17 empty] | Ground Inspection | [18 empty] | EPSS, | EPSS | EPSS | EPSS, | EPSS | EPSS | EPSS,Ground Inspection, | EPSS Ground Inspection | EPSS Ground Inspection |  |  |  | , | FALSE
WEST FRESNO 1112749610 | EPSS | EPSS | EPSS | [36 empty] | EPSS, | EPSS | EPSS | EPSS, | EPSS | EPSS | EPSS, | EPSS | EPSS |  |  |  | , | FALSE
DUMBARTON 1102CB | EPSS | EPSS | EPSS | [16 empty] | Ground Inspection | [19 empty] | EPSS, | EPSS | EPSS | EPSS,Ground Inspection, | EPSS Ground Inspection | EPSS Ground Inspection | EPSS, | EPSS | EPSS |  |  |  | , | FALSE
PLUMAS 1102CB | EPSS | EPSS | EPSS | [15 empty] | Ground Inspection | [20 empty] | EPSS,Ground Inspection, | EPSS Ground Inspection | EPSS Ground Inspection | EPSS, | EPSS | EPSS | EPSS, | EPSS | EPSS |  |  |  | , | FALSE
GATES 1107CB | EPSS | EPSS | EPSS | [36 empty] | EPSS, | EPSS | EPSS | EPSS, | EPSS | EPSS | EPSS, | EPSS | EPSS |  |  |  | , | FALSE
SANGER 110485476 | EPSS | EPSS | EPSS | [16 empty] | Ground Inspection | [19 empty] | EPSS, | EPSS | EPSS | EPSS,Ground Inspection, | EPSS Ground Inspection | EPSS Ground Inspection | EPSS, | EPSS | EPSS |  |  |  | , | FALSE
WILLOW PASS 1102CB | EPSS | EPSS | EPSS | [36 empty] | EPSS, | EPSS | EPSS | EPSS, | EPSS | EPSS | EPSS, | EPSS | EPSS |  |  |  | , | FALSE
RIO BRAVO 1102422657 | EPSS | EPSS | EPSS | [36 empty] | EPSS, | EPSS | EPSS | EPSS, | EPSS | EPSS | EPSS, | EPSS | EPSS |  |  |  | , | FALSE
OAKLAND D 1112CR340 | EPSS | EPSS | EPSS | [15 empty] | Ground Inspection | Ground Inspection | [19 empty] | EPSS,Ground Inspection, | EPSS Ground Inspection | EPSS Ground Inspection | EPSS,Ground Inspection, | EPSS Ground Inspection | EPSS Ground Inspection | EPSS, | EPSS | EPSS |  |  |  | , | FALSE
SAN JOSE B 1112XR304 | EPSS | EPSS | EPSS | [17 empty] | Ground Inspection | [18 empty] | EPSS, | EPSS | EPSS | EPSS, | EPSS | EPSS | EPSS,Ground Inspection, | EPSS Ground Inspection | EPSS Ground Inspection |  |  |  | , | FALSE
WESTLEY 1102CB | EPSS | EPSS | EPSS | [36 empty] | EPSS, | EPSS | EPSS | EPSS, | EPSS | EPSS | EPSS, | EPSS | EPSS |  |  |  | , | FALSE
PAUL SWEET 210875588 | EPSS | EPSS | EPSS | [36 empty] | EPSS, | EPSS | EPSS | EPSS, | EPSS | EPSS | EPSS, | EPSS | EPSS |  |  |  | , | FALSE
OAKLAND D 1106CR396 | EPSS | EPSS | EPSS | [16 empty] | Ground Inspection | Ground Inspection | [18 empty] | EPSS, | EPSS | EPSS | EPSS,Ground Inspection, | EPSS Ground Inspection | EPSS Ground Inspection | EPSS,Ground Inspection, | EPSS Ground Inspection | EPSS Ground Inspection |  |  |  | , | FALSE
BUELLTON 1101CB | EPSS | EPSS | EPSS | [13 empty] | Aerial Inspection | Aerial Inspection | Ground Inspection | Ground Inspection | Ground Inspection | [18 empty] | EPSS,Ground Inspection, | EPSS Ground Inspection | EPSS Ground Inspection | EPSS,Aerial Inspection,Ground Inspection, | EPSS Aerial Inspection Ground Inspection | EPSS Aerial Inspection Ground Inspection | EPSS,Aerial Inspection,Ground Inspection, | EPSS Aerial Inspection Ground Inspection | EPSS Aerial Inspection Ground Inspection |  |  |  | , | FALSE
FREMONT 1104MR707 | EPSS | EPSS | EPSS | [36 empty] | EPSS, | EPSS | EPSS | EPSS, | EPSS | EPSS | EPSS, | EPSS | EPSS |  |  |  | , | FALSE
CHARCA 1106CB | EPSS | EPSS | EPSS | [16 empty] | Ground Inspection | Ground Inspection | [18 empty] | EPSS, | EPSS | EPSS | EPSS,Ground Inspection, | EPSS Ground Inspection | EPSS Ground Inspection | EPSS,Ground Inspection, | EPSS Ground Inspection | EPSS Ground Inspection |  |  |  | , | FALSE
FAIRHAVEN 1103CB | EPSS | EPSS | EPSS | [36 empty] | EPSS, | EPSS | EPSS | EPSS, | EPSS | EPSS | EPSS, | EPSS | EPSS |  |  |  | , | FALSE
FREMONT 1110CB | EPSS | EPSS | EPSS | [17 empty] | Ground Inspection | [18 empty] | EPSS, | EPSS | EPSS | EPSS, | EPSS | EPSS | EPSS,Ground Inspection, | EPSS Ground Inspection | EPSS Ground Inspection |  |  |  | , | FALSE
ALMADEN 1110XR408 | EPSS | EPSS | EPSS | [16 empty] | Ground Inspection | Ground Inspection | [18 empty] | EPSS, | EPSS | EPSS | EPSS,Ground Inspection, | EPSS Ground Inspection | EPSS Ground Inspection | EPSS,Ground Inspection, | EPSS Ground Inspection | EPSS Ground Inspection |  |  |  | , | FALSE
SAN LEANDRO U 1105MR803 | EPSS | EPSS | EPSS | [16 empty] | Ground Inspection | [19 empty] | EPSS, | EPSS | EPSS | EPSS,Ground Inspection, | EPSS Ground Inspection | EPSS Ground Inspection | EPSS, | EPSS | EPSS |  |  |  | , | FALSE
CASTRO VALLEY 1105MR585 | EPSS | EPSS | EPSS | [16 empty] | Ground Inspection | [19 empty] | EPSS, | EPSS | EPSS | EPSS,Ground Inspection, | EPSS Ground Inspection | EPSS Ground Inspection | EPSS, | EPSS | EPSS |  |  |  | , | FALSE
ORO LOMA 1108CB | EPSS | EPSS | EPSS | [15 empty] | Ground Inspection | Ground Inspection | [19 empty] | EPSS,Ground Inspection, | EPSS Ground Inspection | EPSS Ground Inspection | EPSS,Ground Inspection, | EPSS Ground Inspection | EPSS Ground Inspection | EPSS, | EPSS | EPSS |  |  |  | , | FALSE
DIXON 110512382 | EPSS | EPSS | EPSS | [15 empty] | Ground Inspection | [20 empty] | EPSS,Ground Inspection, | EPSS Ground Inspection | EPSS Ground Inspection | EPSS, | EPSS | EPSS | EPSS, | EPSS | EPSS |  |  |  | , | FALSE
MC KEE 1106CB | EPSS | EPSS | EPSS | [36 empty] | EPSS, | EPSS | EPSS | EPSS, | EPSS | EPSS | EPSS, | EPSS | EPSS |  |  |  | , | FALSE
MERCED 210190270 | EPSS | EPSS | EPSS | [15 empty] | Ground Inspection | [20 empty] | EPSS,Ground Inspection, | EPSS Ground Inspection | EPSS Ground Inspection | EPSS, | EPSS | EPSS | EPSS, | EPSS | EPSS |  |  |  | , | FALSE
SAN CARLOS 11039148 | EPSS | EPSS | EPSS | [8 empty] | Expulsion Fuse Replacement |  |  |  |  | Aerial Inspection | Aerial Inspection | Ground Inspection | Ground Inspection | [8 empty] | Down Conductor Detection (DCD) | [10 empty] | EPSS,Ground Inspection, | EPSS Ground Inspection | EPSS Ground Inspection | EPSS,Aerial Inspection,Ground Inspection,Down Conductor Detection (DCD), | EPSS Aerial Inspection Ground Inspection Down Conductor Detection (DCD) | EPSS Aerial Inspection Ground Inspection Down Conductor Detection (DCD) | EPSS,Expulsion Fuse Replacement,Aerial Inspection, | EPSS Expulsion Fuse Replacement Aerial Inspection | EPSS Expulsion Fuse Replacement Aerial Inspection |  |  |  | , | FALSE
HICKS 2105XR516 | EPSS | EPSS | EPSS | [17 empty] | Ground Inspection | [18 empty] | EPSS, | EPSS | EPSS | EPSS, | EPSS | EPSS | EPSS,Ground Inspection, | EPSS Ground Inspection | EPSS Ground Inspection |  |  |  | , | FALSE
MISSION (X) 11083555 | EPSS | EPSS | EPSS | [36 empty] | EPSS, | EPSS | EPSS | EPSS, | EPSS | EPSS | EPSS, | EPSS | EPSS |  |  |  | , | FALSE
MILPITAS 1109XR370 | EPSS | EPSS | EPSS | [15 empty] | Ground Inspection | [20 empty] | EPSS,Ground Inspection, | EPSS Ground Inspection | EPSS Ground Inspection | EPSS, | EPSS | EPSS | EPSS, | EPSS | EPSS |  |  |  | , | FALSE
HICKS 110913234 | EPSS | EPSS | EPSS | [16 empty] | Ground Inspection | Ground Inspection | [18 empty] | EPSS, | EPSS | EPSS | EPSS,Ground Inspection, | EPSS Ground Inspection | EPSS Ground Inspection | EPSS,Ground Inspection, | EPSS Ground Inspection | EPSS Ground Inspection |  |  |  | , | FALSE
BABEL 0401CB | EPSS | EPSS | EPSS | [36 empty] | EPSS, | EPSS | EPSS | EPSS, | EPSS | EPSS | EPSS, | EPSS | EPSS |  |  |  | , | FALSE
DOLAN ROAD 11013012 | EPSS | EPSS | EPSS | [16 empty] | Ground Inspection | [19 empty] | EPSS, | EPSS | EPSS | EPSS,Ground Inspection, | EPSS Ground Inspection | EPSS Ground Inspection | EPSS, | EPSS | EPSS |  |  |  | , | FALSE
DIXON LANDING 2109MR119 | EPSS | EPSS | EPSS | [15 empty] | Ground Inspection | [20 empty] | EPSS,Ground Inspection, | EPSS Ground Inspection | EPSS Ground Inspection | EPSS, | EPSS | EPSS | EPSS, | EPSS | EPSS |  |  |  | , | FALSE
TAFT 110136578 | EPSS | EPSS | EPSS | [17 empty] | Ground Inspection | [18 empty] | EPSS, | EPSS | EPSS | EPSS, | EPSS | EPSS | EPSS,Ground Inspection, | EPSS Ground Inspection | EPSS Ground Inspection |  |  |  | , | FALSE
NEW HOPE 110257150 | EPSS | EPSS | EPSS | [17 empty] | Ground Inspection | [18 empty] | EPSS, | EPSS | EPSS | EPSS, | EPSS | EPSS | EPSS,Ground Inspection, | EPSS Ground Inspection | EPSS Ground Inspection |  |  |  | , | FALSE
MC KEE 1105XR272 | EPSS | EPSS | EPSS | [36 empty] | EPSS, | EPSS | EPSS | EPSS, | EPSS | EPSS | EPSS, | EPSS | EPSS |  |  |  | , | FALSE
REEDLEY 110181110 | EPSS | EPSS | EPSS | [15 empty] | Ground Inspection | [20 empty] | EPSS,Ground Inspection, | EPSS Ground Inspection | EPSS Ground Inspection | EPSS, | EPSS | EPSS | EPSS, | EPSS | EPSS |  |  |  | , | FALSE
WASCO 1102CB | EPSS | EPSS | EPSS | [16 empty] | Ground Inspection | Ground Inspection | [18 empty] | EPSS, | EPSS | EPSS | EPSS,Ground Inspection, | EPSS Ground Inspection | EPSS Ground Inspection | EPSS,Ground Inspection, | EPSS Ground Inspection | EPSS Ground Inspection |  |  |  | , | FALSE
SF N 1102405616 | EPSS | EPSS | EPSS | [36 empty] | EPSS, | EPSS | EPSS | EPSS, | EPSS | EPSS | EPSS, | EPSS | EPSS |  |  |  | , | FALSE
CASTRO VALLEY 1102MR359 | EPSS | EPSS | EPSS | [36 empty] | EPSS, | EPSS | EPSS | EPSS, | EPSS | EPSS | EPSS, | EPSS | EPSS |  |  |  | , | FALSE
BERKELEY F 0401CB | EPSS | EPSS | EPSS | [36 empty] | EPSS, | EPSS | EPSS | EPSS, | EPSS | EPSS | EPSS, | EPSS | EPSS |  |  |  | , | FALSE
PUEBLO 210375612 | EPSS | EPSS | EPSS | [17 empty] | Ground Inspection | [7 empty] | Down Conductor Detection (DCD) | [10 empty] | EPSS, | EPSS | EPSS | EPSS,Down Conductor Detection (DCD), | EPSS Down Conductor Detection (DCD) | EPSS Down Conductor Detection (DCD) | EPSS,Ground Inspection, | EPSS Ground Inspection | EPSS Ground Inspection |  |  |  | , | FALSE
SF H 1102CB | EPSS | EPSS | EPSS | [17 empty] | Ground Inspection | [18 empty] | EPSS, | EPSS | EPSS | EPSS, | EPSS | EPSS | EPSS,Ground Inspection, | EPSS Ground Inspection | EPSS Ground Inspection |  |  |  | , | FALSE
SYCAMORE CREEK 110979474 | EPSS | EPSS | EPSS | [36 empty] | EPSS, | EPSS | EPSS | EPSS, | EPSS | EPSS | EPSS, | EPSS | EPSS |  |  |  | , | FALSE
EL CAPITAN 1104CB | EPSS | EPSS | EPSS | [17 empty] | Ground Inspection | [18 empty] | EPSS, | EPSS | EPSS | EPSS, | EPSS | EPSS | EPSS,Ground Inspection, | EPSS Ground Inspection | EPSS Ground Inspection |  |  |  | , | FALSE
STOREY 11066320 | EPSS | EPSS | EPSS | [15 empty] | Ground Inspection | [20 empty] | EPSS,Ground Inspection, | EPSS Ground Inspection | EPSS Ground Inspection | EPSS, | EPSS | EPSS | EPSS, | EPSS | EPSS |  |  |  | , | FALSE
SOLANO 0401BR320 | EPSS | EPSS | EPSS | [17 empty] | Ground Inspection | [18 empty] | EPSS, | EPSS | EPSS | EPSS, | EPSS | EPSS | EPSS,Ground Inspection, | EPSS Ground Inspection | EPSS Ground Inspection |  |  |  | , | FALSE
LINCOLN 1105CB | EPSS | EPSS | EPSS | [17 empty] | Ground Inspection | [18 empty] | EPSS, | EPSS | EPSS | EPSS, | EPSS | EPSS | EPSS,Ground Inspection, | EPSS Ground Inspection | EPSS Ground Inspection |  |  |  | , | FALSE
SARATOGA 1113CB | EPSS | EPSS | EPSS | [15 empty] | Ground Inspection | [20 empty] | EPSS,Ground Inspection, | EPSS Ground Inspection | EPSS Ground Inspection | EPSS, | EPSS | EPSS | EPSS, | EPSS | EPSS |  |  |  | , | FALSE
SONOMA 11033138 | EPSS | EPSS | EPSS | [17 empty] | Ground Inspection | [6 empty] | Down Conductor Detection (DCD) | [11 empty] | EPSS,Down Conductor Detection (DCD), | EPSS Down Conductor Detection (DCD) | EPSS Down Conductor Detection (DCD) | EPSS, | EPSS | EPSS | EPSS,Ground Inspection, | EPSS Ground Inspection | EPSS Ground Inspection |  |  |  | , | FALSE
MESA 1103126697 | EPSS | EPSS | EPSS | [6 empty] | Expulsion Fuse Replacement | [7 empty] | Aerial Inspection |  | Ground Inspection | [9 empty] | Down Conductor Detection (DCD) | Line Sensors | [8 empty] | EPSS,Expulsion Fuse Replacement,Line Sensors, | EPSS Expulsion Fuse Replacement Line Sensors | EPSS Expulsion Fuse Replacement Line Sensors | EPSS,Ground Inspection, | EPSS Ground Inspection | EPSS Ground Inspection | EPSS,Aerial Inspection,Down Conductor Detection (DCD), | EPSS Aerial Inspection Down Conductor Detection (DCD) | EPSS Aerial Inspection Down Conductor Detection (DCD) |  |  |  | , | FALSE
TAFT 1101CB | EPSS | EPSS | EPSS | [17 empty] | Ground Inspection | [18 empty] | EPSS, | EPSS | EPSS | EPSS, | EPSS | EPSS | EPSS,Ground Inspection, | EPSS Ground Inspection | EPSS Ground Inspection |  |  |  | , | FALSE
LAWRENCE 1113CB | EPSS | EPSS | EPSS | [17 empty] | Ground Inspection | [18 empty] | EPSS, | EPSS | EPSS | EPSS, | EPSS | EPSS | EPSS,Ground Inspection, | EPSS Ground Inspection | EPSS Ground Inspection |  |  |  | , | FALSE
DEL MONTE 21022650 | EPSS | EPSS | EPSS | [15 empty] | Ground Inspection | [20 empty] | EPSS,Ground Inspection, | EPSS Ground Inspection | EPSS Ground Inspection | EPSS, | EPSS | EPSS | EPSS, | EPSS | EPSS |  |  |  | , | FALSE
MAXWELL 1105CB | EPSS | EPSS | EPSS | [15 empty] | Ground Inspection | [20 empty] | EPSS,Ground Inspection, | EPSS Ground Inspection | EPSS Ground Inspection | EPSS, | EPSS | EPSS | EPSS, | EPSS | EPSS |  |  |  | , | FALSE
REEDLEY 110493222 | EPSS | EPSS | EPSS | [36 empty] | EPSS, | EPSS | EPSS | EPSS, | EPSS | EPSS | EPSS, | EPSS | EPSS |  |  |  | , | FALSE
SAN PABLO 1105BR186 | EPSS | EPSS | EPSS | [15 empty] | Ground Inspection | [20 empty] | EPSS,Ground Inspection, | EPSS Ground Inspection | EPSS Ground Inspection | EPSS, | EPSS | EPSS | EPSS, | EPSS | EPSS |  |  |  | , | FALSE
PAUL SWEET 210110716 | EPSS | EPSS | EPSS | [16 empty] | Ground Inspection | Ground Inspection | [18 empty] | EPSS, | EPSS | EPSS | EPSS,Ground Inspection, | EPSS Ground Inspection | EPSS Ground Inspection | EPSS,Ground Inspection, | EPSS Ground Inspection | EPSS Ground Inspection |  |  |  | , | FALSE
DEL MONTE 210448004 | EPSS | EPSS | EPSS | [15 empty] | Ground Inspection | [20 empty] | EPSS,Ground Inspection, | EPSS Ground Inspection | EPSS Ground Inspection | EPSS, | EPSS | EPSS | EPSS, | EPSS | EPSS |  |  |  | , | FALSE
TRIMBLE 1110CB | EPSS | EPSS | EPSS | [36 empty] | EPSS, | EPSS | EPSS | EPSS, | EPSS | EPSS | EPSS, | EPSS | EPSS |  |  |  | , | FALSE
BELLE HAVEN 0402CB | EPSS | EPSS | EPSS | [16 empty] | Ground Inspection | Ground Inspection | [18 empty] | EPSS, | EPSS | EPSS | EPSS,Ground Inspection, | EPSS Ground Inspection | EPSS Ground Inspection | EPSS,Ground Inspection, | EPSS Ground Inspection | EPSS Ground Inspection |  |  |  | , | FALSE
BUENA VISTA 1104388555 | EPSS | EPSS | EPSS | [15 empty] | Ground Inspection | [20 empty] | EPSS,Ground Inspection, | EPSS Ground Inspection | EPSS Ground Inspection | EPSS, | EPSS | EPSS | EPSS, | EPSS | EPSS |  |  |  | , | FALSE
HALF MOON BAY 11026153 | EPSS | EPSS | EPSS | [36 empty] | EPSS, | EPSS | EPSS | EPSS, | EPSS | EPSS | EPSS, | EPSS | EPSS |  |  |  | , | FALSE
EAST GRAND 1105727 | EPSS | EPSS | EPSS | [17 empty] | Ground Inspection | [18 empty] | EPSS, | EPSS | EPSS | EPSS, | EPSS | EPSS | EPSS,Ground Inspection, | EPSS Ground Inspection | EPSS Ground Inspection |  |  |  | , | FALSE
BELMONT 110268446 | EPSS | EPSS | EPSS | [15 empty] | Ground Inspection | [20 empty] | EPSS,Ground Inspection, | EPSS Ground Inspection | EPSS Ground Inspection | EPSS, | EPSS | EPSS | EPSS, | EPSS | EPSS |  |  |  | , | FALSE
POTRERO PP (A) 1115CB | EPSS | EPSS | EPSS | [15 empty] | Ground Inspection | [20 empty] | EPSS,Ground Inspection, | EPSS Ground Inspection | EPSS Ground Inspection | EPSS, | EPSS | EPSS | EPSS, | EPSS | EPSS |  |  |  | , | FALSE
EL CAPITAN 1105CB | EPSS | EPSS | EPSS | [15 empty] | Ground Inspection |  | Ground Inspection | [18 empty] | EPSS,Ground Inspection, | EPSS Ground Inspection | EPSS Ground Inspection | EPSS, | EPSS | EPSS | EPSS,Ground Inspection, | EPSS Ground Inspection | EPSS Ground Inspection |  |  |  | , | FALSE
BELMONT 11109090 | EPSS | EPSS | EPSS | [15 empty] | Ground Inspection |  | Ground Inspection | [7 empty] | Down Conductor Detection (DCD) | [10 empty] | EPSS,Ground Inspection, | EPSS Ground Inspection | EPSS Ground Inspection | EPSS,Down Conductor Detection (DCD), | EPSS Down Conductor Detection (DCD) | EPSS Down Conductor Detection (DCD) | EPSS,Ground Inspection, | EPSS Ground Inspection | EPSS Ground Inspection |  |  |  | , | FALSE
FREMONT 1103MR127 | EPSS | EPSS | EPSS | [36 empty] | EPSS, | EPSS | EPSS | EPSS, | EPSS | EPSS | EPSS, | EPSS | EPSS |  |  |  | , | FALSE
SHAFTER 1111CB | EPSS | EPSS | EPSS | [36 empty] | EPSS, | EPSS | EPSS | EPSS, | EPSS | EPSS | EPSS, | EPSS | EPSS |  |  |  | , | FALSE
BELLE HAVEN 110580572 | EPSS | EPSS | EPSS | [16 empty] | Ground Inspection | Ground Inspection | [18 empty] | EPSS, | EPSS | EPSS | EPSS,Ground Inspection, | EPSS Ground Inspection | EPSS Ground Inspection | EPSS,Ground Inspection, | EPSS Ground Inspection | EPSS Ground Inspection |  |  |  | , | FALSE
MAGUNDEN 21081267 | EPSS | EPSS | EPSS | [36 empty] | EPSS, | EPSS | EPSS | EPSS, | EPSS | EPSS | EPSS, | EPSS | EPSS |  |  |  | , | FALSE
MENLO 11049086 | EPSS | EPSS | EPSS | [16 empty] | Ground Inspection | Ground Inspection | [18 empty] | EPSS, | EPSS | EPSS | EPSS,Ground Inspection, | EPSS Ground Inspection | EPSS Ground Inspection | EPSS,Ground Inspection, | EPSS Ground Inspection | EPSS Ground Inspection |  |  |  | , | FALSE
GOLDTREE 1108939400 | EPSS | EPSS | EPSS | [25 empty] | Down Conductor Detection (DCD) | [10 empty] | EPSS, | EPSS | EPSS | EPSS,Down Conductor Detection (DCD), | EPSS Down Conductor Detection (DCD) | EPSS Down Conductor Detection (DCD) | EPSS, | EPSS | EPSS |  |  |  | , | FALSE
ARBUCKLE 1101CB | EPSS | EPSS | EPSS | [16 empty] | Ground Inspection | Ground Inspection | [18 empty] | EPSS, | EPSS | EPSS | EPSS,Ground Inspection, | EPSS Ground Inspection | EPSS Ground Inspection | EPSS,Ground Inspection, | EPSS Ground Inspection | EPSS Ground Inspection |  |  |  | , | FALSE
MC KEE 110693368 | EPSS | EPSS | EPSS | [16 empty] | Ground Inspection | Ground Inspection | [18 empty] | EPSS, | EPSS | EPSS | EPSS,Ground Inspection, | EPSS Ground Inspection | EPSS Ground Inspection | EPSS,Ground Inspection, | EPSS Ground Inspection | EPSS Ground Inspection |  |  |  | , | FALSE
SAN LEANDRO U 1105CB | EPSS | EPSS | EPSS | [16 empty] | Ground Inspection | [19 empty] | EPSS, | EPSS | EPSS | EPSS,Ground Inspection, | EPSS Ground Inspection | EPSS Ground Inspection | EPSS, | EPSS | EPSS |  |  |  | , | FALSE
SF G 0413CB | EPSS | EPSS | EPSS | [15 empty] | Ground Inspection | [20 empty] | EPSS,Ground Inspection, | EPSS Ground Inspection | EPSS Ground Inspection | EPSS, | EPSS | EPSS | EPSS, | EPSS | EPSS |  |  |  | , | FALSE
VIERRA 1707CB | EPSS | EPSS | EPSS | [15 empty] | Ground Inspection |  | Ground Inspection | [18 empty] | EPSS,Ground Inspection, | EPSS Ground Inspection | EPSS Ground Inspection | EPSS, | EPSS | EPSS | EPSS,Ground Inspection, | EPSS Ground Inspection | EPSS Ground Inspection |  |  |  | , | FALSE
MILLBRAE 110465748 | EPSS | EPSS | EPSS | [36 empty] | EPSS, | EPSS | EPSS | EPSS, | EPSS | EPSS | EPSS, | EPSS | EPSS |  |  |  | , | FALSE
PARKWAY 1103CB | EPSS | EPSS | EPSS | [15 empty] | Ground Inspection |  | Ground Inspection | [18 empty] | EPSS,Ground Inspection, | EPSS Ground Inspection | EPSS Ground Inspection | EPSS, | EPSS | EPSS | EPSS,Ground Inspection, | EPSS Ground Inspection | EPSS Ground Inspection |  |  |  | , | FALSE
6TH AVENUE 0401CB | EPSS | EPSS | EPSS | [36 empty] | EPSS, | EPSS | EPSS | EPSS, | EPSS | EPSS | EPSS, | EPSS | EPSS |  |  |  | , | FALSE
CASTROVILLE 210380794 | EPSS | EPSS | EPSS | [17 empty] | Ground Inspection | [18 empty] | EPSS, | EPSS | EPSS | EPSS, | EPSS | EPSS | EPSS,Ground Inspection, | EPSS Ground Inspection | EPSS Ground Inspection |  |  |  | , | FALSE
JANES CREEK 110141990 | EPSS | EPSS | EPSS | [15 empty] | Ground Inspection | Ground Inspection | [19 empty] | EPSS,Ground Inspection, | EPSS Ground Inspection | EPSS Ground Inspection | EPSS,Ground Inspection, | EPSS Ground Inspection | EPSS Ground Inspection | EPSS, | EPSS | EPSS |  |  |  | , | FALSE
OAKLAND D 1110CB | EPSS | EPSS | EPSS | [15 empty] | Ground Inspection | [20 empty] | EPSS,Ground Inspection, | EPSS Ground Inspection | EPSS Ground Inspection | EPSS, | EPSS | EPSS | EPSS, | EPSS | EPSS |  |  |  | , | FALSE
WOLFE 1114CB | EPSS | EPSS | EPSS | [17 empty] | Ground Inspection | [18 empty] | EPSS, | EPSS | EPSS | EPSS, | EPSS | EPSS | EPSS,Ground Inspection, | EPSS Ground Inspection | EPSS Ground Inspection |  |  |  | , | FALSE
POTRERO PP (A) 110395150 | EPSS | EPSS | EPSS | [15 empty] | Ground Inspection | [20 empty] | EPSS,Ground Inspection, | EPSS Ground Inspection | EPSS Ground Inspection | EPSS, | EPSS | EPSS | EPSS, | EPSS | EPSS |  |  |  | , | FALSE
SANGER 111695584 | EPSS | EPSS | EPSS | [16 empty] | Ground Inspection | [19 empty] | EPSS, | EPSS | EPSS | EPSS,Ground Inspection, | EPSS Ground Inspection | EPSS Ground Inspection | EPSS, | EPSS | EPSS |  |  |  | , | FALSE
BERESFORD 0403CB | EPSS | EPSS | EPSS | [15 empty] | Ground Inspection | [20 empty] | EPSS,Ground Inspection, | EPSS Ground Inspection | EPSS Ground Inspection | EPSS, | EPSS | EPSS | EPSS, | EPSS | EPSS |  |  |  | , | FALSE
PIERCY 2109XR202 | EPSS | EPSS | EPSS | [17 empty] | Ground Inspection | [18 empty] | EPSS, | EPSS | EPSS | EPSS, | EPSS | EPSS | EPSS,Ground Inspection, | EPSS Ground Inspection | EPSS Ground Inspection |  |  |  | , | FALSE
TRES VIAS 110147580 | EPSS | EPSS | EPSS | [17 empty] | Ground Inspection | [18 empty] | EPSS, | EPSS | EPSS | EPSS, | EPSS | EPSS | EPSS,Ground Inspection, | EPSS Ground Inspection | EPSS Ground Inspection |  |  |  | , | FALSE
LAWRENCE 1112CB | EPSS | EPSS | EPSS | [36 empty] | EPSS, | EPSS | EPSS | EPSS, | EPSS | EPSS | EPSS, | EPSS | EPSS |  |  |  | , | FALSE
PACIFICA 1102320094 | EPSS | EPSS | EPSS | [17 empty] | Ground Inspection | [18 empty] | EPSS, | EPSS | EPSS | EPSS, | EPSS | EPSS | EPSS,Ground Inspection, | EPSS Ground Inspection | EPSS Ground Inspection |  |  |  | , | FALSE
EL CERRITO G 1109BR122 | EPSS | EPSS | EPSS | [17 empty] | Ground Inspection | [18 empty] | EPSS, | EPSS | EPSS | EPSS, | EPSS | EPSS | EPSS,Ground Inspection, | EPSS Ground Inspection | EPSS Ground Inspection |  |  |  | , | FALSE
ATWATER 110558858 | EPSS | EPSS | EPSS | [16 empty] | Ground Inspection | [19 empty] | EPSS, | EPSS | EPSS | EPSS,Ground Inspection, | EPSS Ground Inspection | EPSS Ground Inspection | EPSS, | EPSS | EPSS |  |  |  | , | FALSE
RENFRO 2101CB | EPSS | EPSS | EPSS | [16 empty] | Ground Inspection | Ground Inspection | [18 empty] | EPSS, | EPSS | EPSS | EPSS,Ground Inspection, | EPSS Ground Inspection | EPSS Ground Inspection | EPSS,Ground Inspection, | EPSS Ground Inspection | EPSS Ground Inspection |  |  |  | , | FALSE
MIRABEL 1102206 | EPSS | EPSS | EPSS | [17 empty] | Ground Inspection | [7 empty] | Down Conductor Detection (DCD) | [10 empty] | EPSS, | EPSS | EPSS | EPSS,Down Conductor Detection (DCD), | EPSS Down Conductor Detection (DCD) | EPSS Down Conductor Detection (DCD) | EPSS,Ground Inspection, | EPSS Ground Inspection | EPSS Ground Inspection |  |  |  | , | FALSE
CORDELIA 1110CB | EPSS | EPSS | EPSS | [36 empty] | EPSS, | EPSS | EPSS | EPSS, | EPSS | EPSS | EPSS, | EPSS | EPSS |  |  |  | , | FALSE
SEMITROPIC 111081868 | EPSS | EPSS | EPSS | [17 empty] | Ground Inspection | [18 empty] | EPSS, | EPSS | EPSS | EPSS, | EPSS | EPSS | EPSS,Ground Inspection, | EPSS Ground Inspection | EPSS Ground Inspection |  |  |  | , | FALSE
STELLING 1113CB | EPSS | EPSS | EPSS | [17 empty] | Ground Inspection | [18 empty] | EPSS, | EPSS | EPSS | EPSS, | EPSS | EPSS | EPSS,Ground Inspection, | EPSS Ground Inspection | EPSS Ground Inspection |  |  |  | , | FALSE
SOLEDAD 210475336 | EPSS | EPSS | EPSS | [17 empty] | Ground Inspection | [18 empty] | EPSS, | EPSS | EPSS | EPSS, | EPSS | EPSS | EPSS,Ground Inspection, | EPSS Ground Inspection | EPSS Ground Inspection |  |  |  | , | FALSE
OLIVEHURST 1101505262 | EPSS | EPSS | EPSS | [36 empty] | EPSS, | EPSS | EPSS | EPSS, | EPSS | EPSS | EPSS, | EPSS | EPSS |  |  |  | , | FALSE
BANCROFT 0401CB | EPSS | EPSS | EPSS | [14 empty] | Aerial Inspection |  | Ground Inspection | Ground Inspection | [18 empty] | EPSS, | EPSS | EPSS | EPSS,Ground Inspection, | EPSS Ground Inspection | EPSS Ground Inspection | EPSS,Aerial Inspection,Ground Inspection, | EPSS Aerial Inspection Ground Inspection | EPSS Aerial Inspection Ground Inspection |  |  |  | , | FALSE
RIO BRAVO 1104CB | EPSS | EPSS | EPSS | [15 empty] | Ground Inspection | Ground Inspection | [19 empty] | EPSS,Ground Inspection, | EPSS Ground Inspection | EPSS Ground Inspection | EPSS,Ground Inspection, | EPSS Ground Inspection | EPSS Ground Inspection | EPSS, | EPSS | EPSS |  |  |  | , | FALSE
PETALUMA C 110835448 | EPSS | EPSS | EPSS | [36 empty] | EPSS, | EPSS | EPSS | EPSS, | EPSS | EPSS | EPSS, | EPSS | EPSS |  |  |  | , | FALSE
CLEAR LAKE 1102720 | EPSS | EPSS | EPSS | [15 empty] | Ground Inspection | [20 empty] | EPSS,Ground Inspection, | EPSS Ground Inspection | EPSS Ground Inspection | EPSS, | EPSS | EPSS | EPSS, | EPSS | EPSS |  |  |  | , | FALSE
SANTA MARIA 1106CB | EPSS | EPSS | EPSS | [36 empty] | EPSS, | EPSS | EPSS | EPSS, | EPSS | EPSS | EPSS, | EPSS | EPSS |  |  |  | , | FALSE
CLIFF DRIVE 0402893980 | EPSS | EPSS | EPSS | [36 empty] | EPSS, | EPSS | EPSS | EPSS, | EPSS | EPSS | EPSS, | EPSS | EPSS |  |  |  | , | FALSE
OAKLAND J 1116CB | EPSS | EPSS | EPSS | [13 empty] | Aerial Inspection |  | Ground Inspection |  | Ground Inspection | Non-Pole Backlog | [17 empty] | EPSS,Ground Inspection,Non-Pole Backlog, | EPSS Ground Inspection Non-Pole Backlog | EPSS Ground Inspection Non-Pole Backlog | EPSS,Aerial Inspection, | EPSS Aerial Inspection | EPSS Aerial Inspection | EPSS,Ground Inspection, | EPSS Ground Inspection | EPSS Ground Inspection |  |  |  | , | FALSE
MENLO 0404CB | EPSS | EPSS | EPSS | [16 empty] | Ground Inspection | Ground Inspection | [18 empty] | EPSS, | EPSS | EPSS | EPSS,Ground Inspection, | EPSS Ground Inspection | EPSS Ground Inspection | EPSS,Ground Inspection, | EPSS Ground Inspection | EPSS Ground Inspection |  |  |  | , | FALSE
WINDSOR 1101158 | EPSS | EPSS | EPSS | [15 empty] | Ground Inspection | [20 empty] | EPSS,Ground Inspection, | EPSS Ground Inspection | EPSS Ground Inspection | EPSS, | EPSS | EPSS | EPSS, | EPSS | EPSS |  |  |  | , | FALSE
CLARKSVILLE 211019692 | EPSS | EPSS | EPSS | [15 empty] | Ground Inspection |  | Ground Inspection | [18 empty] | EPSS,Ground Inspection, | EPSS Ground Inspection | EPSS Ground Inspection | EPSS, | EPSS | EPSS | EPSS,Ground Inspection, | EPSS Ground Inspection | EPSS Ground Inspection |  |  |  | , | FALSE
REDWOOD CITY 0408CB | EPSS | EPSS | EPSS | [16 empty] | Ground Inspection | [19 empty] | EPSS, | EPSS | EPSS | EPSS,Ground Inspection, | EPSS Ground Inspection | EPSS Ground Inspection | EPSS, | EPSS | EPSS |  |  |  | , | FALSE
PAUL SWEET 210112488 | EPSS | EPSS | EPSS | [16 empty] | Ground Inspection | Ground Inspection | [18 empty] | EPSS, | EPSS | EPSS | EPSS,Ground Inspection, | EPSS Ground Inspection | EPSS Ground Inspection | EPSS,Ground Inspection, | EPSS Ground Inspection | EPSS Ground Inspection |  |  |  | , | FALSE
GREENBRAE 1104300 | EPSS | EPSS | EPSS | [13 empty] | Aerial Inspection |  | Ground Inspection | Ground Inspection | Ground Inspection | [7 empty] | Down Conductor Detection (DCD) | [10 empty] | EPSS,Ground Inspection, | EPSS Ground Inspection | EPSS Ground Inspection | EPSS,Aerial Inspection,Ground Inspection,Down Conductor Detection (DCD), | EPSS Aerial Inspection Ground Inspection Down Conductor Detection (DCD) | EPSS Aerial Inspection Ground Inspection Down Conductor Detection (DCD) | EPSS,Ground Inspection, | EPSS Ground Inspection | EPSS Ground Inspection |  |  |  | , | FALSE
LIVERMORE 1104CB | EPSS | EPSS | EPSS | [15 empty] | Ground Inspection | [20 empty] | EPSS,Ground Inspection, | EPSS Ground Inspection | EPSS Ground Inspection | EPSS, | EPSS | EPSS | EPSS, | EPSS | EPSS |  |  |  | , | FALSE
SUISUN 110447404 | EPSS | EPSS | EPSS | [36 empty] | EPSS, | EPSS | EPSS | EPSS, | EPSS | EPSS | EPSS, | EPSS | EPSS |  |  |  | , | FALSE
PUEBLO 2102656 | EPSS | EPSS | EPSS | [6 empty] | Expulsion Fuse Replacement | [10 empty] | Ground Inspection | [18 empty] | EPSS,Expulsion Fuse Replacement, | EPSS Expulsion Fuse Replacement | EPSS Expulsion Fuse Replacement | EPSS, | EPSS | EPSS | EPSS,Ground Inspection, | EPSS Ground Inspection | EPSS Ground Inspection |  |  |  | , | FALSE
PUEBLO 2102850102 | EPSS | EPSS | EPSS | [14 empty] | Aerial Inspection |  | Ground Inspection | [19 empty] | EPSS, | EPSS | EPSS | EPSS,Ground Inspection, | EPSS Ground Inspection | EPSS Ground Inspection | EPSS,Aerial Inspection, | EPSS Aerial Inspection | EPSS Aerial Inspection |  |  |  | , | FALSE
DOLAN ROAD 1101156268 | EPSS | EPSS | EPSS | [16 empty] | Ground Inspection | Ground Inspection | [18 empty] | EPSS, | EPSS | EPSS | EPSS,Ground Inspection, | EPSS Ground Inspection | EPSS Ground Inspection | EPSS,Ground Inspection, | EPSS Ground Inspection | EPSS Ground Inspection |  |  |  | , | FALSE
SF M 0402CB | EPSS | EPSS | EPSS | [16 empty] | Ground Inspection | Ground Inspection | [18 empty] | EPSS, | EPSS | EPSS | EPSS,Ground Inspection, | EPSS Ground Inspection | EPSS Ground Inspection | EPSS,Ground Inspection, | EPSS Ground Inspection | EPSS Ground Inspection |  |  |  | , | FALSE
CASTRO VALLEY 1104CB | EPSS | EPSS | EPSS | [16 empty] | Ground Inspection | [19 empty] | EPSS, | EPSS | EPSS | EPSS,Ground Inspection, | EPSS Ground Inspection | EPSS Ground Inspection | EPSS, | EPSS | EPSS |  |  |  | , | FALSE
MENLO 0401CB | EPSS | EPSS | EPSS | [17 empty] | Ground Inspection | [18 empty] | EPSS, | EPSS | EPSS | EPSS, | EPSS | EPSS | EPSS,Ground Inspection, | EPSS Ground Inspection | EPSS Ground Inspection |  |  |  | , | FALSE
MARINA (F) 040740279 | EPSS | EPSS | EPSS | [15 empty] | Ground Inspection | [20 empty] | EPSS,Ground Inspection, | EPSS Ground Inspection | EPSS Ground Inspection | EPSS, | EPSS | EPSS | EPSS, | EPSS | EPSS |  |  |  | , | FALSE
BELMONT 1110330790 | EPSS | EPSS | EPSS | [15 empty] | Ground Inspection |  | Ground Inspection | [7 empty] | Down Conductor Detection (DCD) | [10 empty] | EPSS,Ground Inspection, | EPSS Ground Inspection | EPSS Ground Inspection | EPSS,Down Conductor Detection (DCD), | EPSS Down Conductor Detection (DCD) | EPSS Down Conductor Detection (DCD) | EPSS,Ground Inspection, | EPSS Ground Inspection | EPSS Ground Inspection |  |  |  | , | FALSE
COTATI 1104232 | EPSS | EPSS | EPSS | [16 empty] | Ground Inspection | [19 empty] | EPSS, | EPSS | EPSS | EPSS,Ground Inspection, | EPSS Ground Inspection | EPSS Ground Inspection | EPSS, | EPSS | EPSS |  |  |  | , | FALSE
FIGARDEN 2102R833 | EPSS | EPSS | EPSS | [17 empty] | Ground Inspection | [18 empty] | EPSS, | EPSS | EPSS | EPSS, | EPSS | EPSS | EPSS,Ground Inspection, | EPSS Ground Inspection | EPSS Ground Inspection |  |  |  | , | FALSE
ROSSMOOR 1103CB | EPSS | EPSS | EPSS | [13 empty] | Aerial Inspection |  | Ground Inspection | Ground Inspection |  | Non-Pole Backlog | [17 empty] | EPSS,Ground Inspection,Non-Pole Backlog, | EPSS Ground Inspection Non-Pole Backlog | EPSS Ground Inspection Non-Pole Backlog | EPSS,Aerial Inspection,Ground Inspection, | EPSS Aerial Inspection Ground Inspection | EPSS Aerial Inspection Ground Inspection | EPSS, | EPSS | EPSS |  |  |  | , | FALSE
FITCH MOUNTAIN 1111792628 | EPSS | EPSS | EPSS | [6 empty] | Expulsion Fuse Replacement | [7 empty] | Aerial Inspection | Ground Inspection | Ground Inspection | Ground Inspection | [8 empty] | Down Conductor Detection (DCD) | [9 empty] | EPSS,Expulsion Fuse Replacement,Ground Inspection, | EPSS Expulsion Fuse Replacement Ground Inspection | EPSS Expulsion Fuse Replacement Ground Inspection | EPSS,Ground Inspection, | EPSS Ground Inspection | EPSS Ground Inspection | EPSS,Aerial Inspection,Ground Inspection,Down Conductor Detection (DCD), | EPSS Aerial Inspection Ground Inspection Down Conductor Detection (DCD) | EPSS Aerial Inspection Ground Inspection Down Conductor Detection (DCD) |  |  |  | , | FALSE
SF G 0412CB | EPSS | EPSS | EPSS | [36 empty] | EPSS, | EPSS | EPSS | EPSS, | EPSS | EPSS | EPSS, | EPSS | EPSS |  |  |  | , | FALSE
STELLING 1104CB | EPSS | EPSS | EPSS | [15 empty] | Ground Inspection | [20 empty] | EPSS,Ground Inspection, | EPSS Ground Inspection | EPSS Ground Inspection | EPSS, | EPSS | EPSS | EPSS, | EPSS | EPSS |  |  |  | , | FALSE
RIO DELL 11026151 | EPSS | EPSS | EPSS | [15 empty] | Ground Inspection | Ground Inspection | [19 empty] | EPSS,Ground Inspection, | EPSS Ground Inspection | EPSS Ground Inspection | EPSS,Ground Inspection, | EPSS Ground Inspection | EPSS Ground Inspection | EPSS, | EPSS | EPSS |  |  |  | , | FALSE
EL CERRITO G 1106CB | EPSS | EPSS | EPSS | [36 empty] | EPSS, | EPSS | EPSS | EPSS, | EPSS | EPSS | EPSS, | EPSS | EPSS |  |  |  | , | FALSE
DEL MONTE 21032144 | EPSS | EPSS | EPSS | [15 empty] | Ground Inspection | [11 empty] | Line Sensors | [8 empty] | EPSS,Ground Inspection,Line Sensors, | EPSS Ground Inspection Line Sensors | EPSS Ground Inspection Line Sensors | EPSS, | EPSS | EPSS | EPSS, | EPSS | EPSS |  |  |  | , | FALSE
MILLBRAE 1103CB | EPSS | EPSS | EPSS | [36 empty] | EPSS, | EPSS | EPSS | EPSS, | EPSS | EPSS | EPSS, | EPSS | EPSS |  |  |  | , | FALSE
OAKLAND D 0410CB | EPSS | EPSS | EPSS | [15 empty] | Ground Inspection | Ground Inspection | [19 empty] | EPSS,Ground Inspection, | EPSS Ground Inspection | EPSS Ground Inspection | EPSS,Ground Inspection, | EPSS Ground Inspection | EPSS Ground Inspection | EPSS, | EPSS | EPSS |  |  |  | , | FALSE
LARKIN (Y) 11366663 | EPSS | EPSS | EPSS | [15 empty] | Ground Inspection | [20 empty] | EPSS,Ground Inspection, | EPSS Ground Inspection | EPSS Ground Inspection | EPSS, | EPSS | EPSS | EPSS, | EPSS | EPSS |  |  |  | , | FALSE
COLUSA 1101CB | EPSS | EPSS | EPSS | [15 empty] | Ground Inspection | Ground Inspection | [19 empty] | EPSS,Ground Inspection, | EPSS Ground Inspection | EPSS Ground Inspection | EPSS,Ground Inspection, | EPSS Ground Inspection | EPSS Ground Inspection | EPSS, | EPSS | EPSS |  |  |  | , | FALSE
REDWOOD CITY 1105742744 | EPSS | EPSS | EPSS | [17 empty] | Ground Inspection | [18 empty] | EPSS, | EPSS | EPSS | EPSS, | EPSS | EPSS | EPSS,Ground Inspection, | EPSS Ground Inspection | EPSS Ground Inspection |  |  |  | , | FALSE
BELLEVUE 110485960 | EPSS | EPSS | EPSS | [36 empty] | EPSS, | EPSS | EPSS | EPSS, | EPSS | EPSS | EPSS, | EPSS | EPSS |  |  |  | , | FALSE
VASONA 1102944560 | EPSS | EPSS | EPSS | [13 empty] | Aerial Inspection |  | Ground Inspection | Ground Inspection | [19 empty] | EPSS,Ground Inspection, | EPSS Ground Inspection | EPSS Ground Inspection | EPSS,Aerial Inspection,Ground Inspection, | EPSS Aerial Inspection Ground Inspection | EPSS Aerial Inspection Ground Inspection | EPSS, | EPSS | EPSS |  |  |  | , | FALSE
HICKS 1113XR180 | EPSS | EPSS | EPSS | [15 empty] | Ground Inspection | Ground Inspection | Ground Inspection | [18 empty] | EPSS,Ground Inspection, | EPSS Ground Inspection | EPSS Ground Inspection | EPSS,Ground Inspection, | EPSS Ground Inspection | EPSS Ground Inspection | EPSS,Ground Inspection, | EPSS Ground Inspection | EPSS Ground Inspection |  |  |  | , | FALSE
SF G 0407CB | EPSS | EPSS | EPSS | [36 empty] | EPSS, | EPSS | EPSS | EPSS, | EPSS | EPSS | EPSS, | EPSS | EPSS |  |  |  | , | FALSE
NEWARK 21KV 2103MR128 | EPSS | EPSS | EPSS | [16 empty] | Ground Inspection | [19 empty] | EPSS, | EPSS | EPSS | EPSS,Ground Inspection, | EPSS Ground Inspection | EPSS Ground Inspection | EPSS, | EPSS | EPSS |  |  |  | , | FALSE
RAINBOW 1105R9550 | EPSS | EPSS | EPSS | [16 empty] | Ground Inspection | [19 empty] | EPSS, | EPSS | EPSS | EPSS,Ground Inspection, | EPSS Ground Inspection | EPSS Ground Inspection | EPSS, | EPSS | EPSS |  |  |  | , | FALSE
RIPON 1704343465 | EPSS | EPSS | EPSS | [17 empty] | Ground Inspection | [18 empty] | EPSS, | EPSS | EPSS | EPSS, | EPSS | EPSS | EPSS,Ground Inspection, | EPSS Ground Inspection | EPSS Ground Inspection |  |  |  | , | FALSE
SALMON CREEK 1101242382 | EPSS | EPSS | EPSS | [15 empty] | Ground Inspection |  | Ground Inspection | [18 empty] | EPSS,Ground Inspection, | EPSS Ground Inspection | EPSS Ground Inspection | EPSS, | EPSS | EPSS | EPSS,Ground Inspection, | EPSS Ground Inspection | EPSS Ground Inspection |  |  |  | , | FALSE
CHANNEL 110111822 | EPSS | EPSS | EPSS | [15 empty] | Ground Inspection | [20 empty] | EPSS,Ground Inspection, | EPSS Ground Inspection | EPSS Ground Inspection | EPSS, | EPSS | EPSS | EPSS, | EPSS | EPSS |  |  |  | , | FALSE
BERKELEY F 1103CB | EPSS | EPSS | EPSS | [16 empty] | Ground Inspection | [19 empty] | EPSS, | EPSS | EPSS | EPSS,Ground Inspection, | EPSS Ground Inspection | EPSS Ground Inspection | EPSS, | EPSS | EPSS |  |  |  | , | FALSE
SANTA ROSA A 1103CB | EPSS | EPSS | EPSS | [17 empty] | Ground Inspection | [18 empty] | EPSS, | EPSS | EPSS | EPSS, | EPSS | EPSS | EPSS,Ground Inspection, | EPSS Ground Inspection | EPSS Ground Inspection |  |  |  | , | FALSE
BERESFORD 0404CB | EPSS | EPSS | EPSS | [15 empty] | Ground Inspection | [20 empty] | EPSS,Ground Inspection, | EPSS Ground Inspection | EPSS Ground Inspection | EPSS, | EPSS | EPSS | EPSS, | EPSS | EPSS |  |  |  | , | FALSE
HICKS 1111XR220 | EPSS | EPSS | EPSS | [15 empty] | Ground Inspection | Ground Inspection | Ground Inspection | [18 empty] | EPSS,Ground Inspection, | EPSS Ground Inspection | EPSS Ground Inspection | EPSS,Ground Inspection, | EPSS Ground Inspection | EPSS Ground Inspection | EPSS,Ground Inspection, | EPSS Ground Inspection | EPSS Ground Inspection |  |  |  | , | FALSE
BAHIA 1105CB | EPSS | EPSS | EPSS | [15 empty] | Ground Inspection |  | Ground Inspection | [18 empty] | EPSS,Ground Inspection, | EPSS Ground Inspection | EPSS Ground Inspection | EPSS, | EPSS | EPSS | EPSS,Ground Inspection, | EPSS Ground Inspection | EPSS Ground Inspection |  |  |  | , | FALSE
SAN LUIS OBISPO 1103CB | EPSS | EPSS | EPSS | [14 empty] | Aerial Inspection |  | Ground Inspection | Ground Inspection | [18 empty] | EPSS, | EPSS | EPSS | EPSS,Ground Inspection, | EPSS Ground Inspection | EPSS Ground Inspection | EPSS,Aerial Inspection,Ground Inspection, | EPSS Aerial Inspection Ground Inspection | EPSS Aerial Inspection Ground Inspection |  |  |  | , | FALSE
CORCORAN 1106339194 | EPSS | EPSS | EPSS | [15 empty] | Ground Inspection | [20 empty] | EPSS,Ground Inspection, | EPSS Ground Inspection | EPSS Ground Inspection | EPSS, | EPSS | EPSS | EPSS, | EPSS | EPSS |  |  |  | , | FALSE
HALF MOON BAY 110265568 | EPSS | EPSS | EPSS | [36 empty] | EPSS, | EPSS | EPSS | EPSS, | EPSS | EPSS | EPSS, | EPSS | EPSS |  |  |  | , | FALSE
MT EDEN 1104CB | EPSS | EPSS | EPSS | [17 empty] | Ground Inspection | [18 empty] | EPSS, | EPSS | EPSS | EPSS, | EPSS | EPSS | EPSS,Ground Inspection, | EPSS Ground Inspection | EPSS Ground Inspection |  |  |  | , | FALSE
MC CALL 110398596 | EPSS | EPSS | EPSS | [17 empty] | Ground Inspection | [18 empty] | EPSS, | EPSS | EPSS | EPSS, | EPSS | EPSS | EPSS,Ground Inspection, | EPSS Ground Inspection | EPSS Ground Inspection |  |  |  | , | FALSE
LOCKEFORD 21013912 | EPSS | EPSS | EPSS | [17 empty] | Ground Inspection | [18 empty] | EPSS, | EPSS | EPSS | EPSS, | EPSS | EPSS | EPSS,Ground Inspection, | EPSS Ground Inspection | EPSS Ground Inspection |  |  |  | , | FALSE
SARATOGA 1115LC20 | EPSS | EPSS | EPSS | [14 empty] | Aerial Inspection | Ground Inspection | Ground Inspection | [19 empty] | EPSS,Ground Inspection, | EPSS Ground Inspection | EPSS Ground Inspection | EPSS,Ground Inspection, | EPSS Ground Inspection | EPSS Ground Inspection | EPSS,Aerial Inspection, | EPSS Aerial Inspection | EPSS Aerial Inspection |  |  |  | , | FALSE
PEABODY 210441042 | EPSS | EPSS | EPSS | [36 empty] | EPSS, | EPSS | EPSS | EPSS, | EPSS | EPSS | EPSS, | EPSS | EPSS |  |  |  | , | FALSE
VINEYARD 2109CB | EPSS | EPSS | EPSS | [17 empty] | Ground Inspection | [18 empty] | EPSS, | EPSS | EPSS | EPSS, | EPSS | EPSS | EPSS,Ground Inspection, | EPSS Ground Inspection | EPSS Ground Inspection |  |  |  | , | FALSE
MIRABEL 1101254 | EPSS | EPSS | EPSS | [17 empty] | Ground Inspection | [18 empty] | EPSS, | EPSS | EPSS | EPSS, | EPSS | EPSS | EPSS,Ground Inspection, | EPSS Ground Inspection | EPSS Ground Inspection |  |  |  | , | FALSE
MC KEE 1103XR028 | EPSS | EPSS | EPSS | [13 empty] | Aerial Inspection | Aerial Inspection | Ground Inspection | Ground Inspection | [19 empty] | EPSS,Ground Inspection, | EPSS Ground Inspection | EPSS Ground Inspection | EPSS,Aerial Inspection,Ground Inspection, | EPSS Aerial Inspection Ground Inspection | EPSS Aerial Inspection Ground Inspection | EPSS,Aerial Inspection, | EPSS Aerial Inspection | EPSS Aerial Inspection |  |  |  | , | FALSE
SF L 0408CB | EPSS | EPSS | EPSS | [17 empty] | Ground Inspection | [18 empty] | EPSS, | EPSS | EPSS | EPSS, | EPSS | EPSS | EPSS,Ground Inspection, | EPSS Ground Inspection | EPSS Ground Inspection |  |  |  | , | FALSE
SAN BENITO 2103CB | EPSS | EPSS | EPSS | [17 empty] | Ground Inspection | [18 empty] | EPSS, | EPSS | EPSS | EPSS, | EPSS | EPSS | EPSS,Ground Inspection, | EPSS Ground Inspection | EPSS Ground Inspection |  |  |  | , | FALSE
NORTH TOWER 110477646 | EPSS | EPSS | EPSS | [15 empty] | Ground Inspection |  | Ground Inspection | [18 empty] | EPSS,Ground Inspection, | EPSS Ground Inspection | EPSS Ground Inspection | EPSS, | EPSS | EPSS | EPSS,Ground Inspection, | EPSS Ground Inspection | EPSS Ground Inspection |  |  |  | , | FALSE
PUTAH CREEK 110242982 | EPSS | EPSS | EPSS | [15 empty] | Ground Inspection | [20 empty] | EPSS,Ground Inspection, | EPSS Ground Inspection | EPSS Ground Inspection | EPSS, | EPSS | EPSS | EPSS, | EPSS | EPSS |  |  |  | , | FALSE
TIDEWATER 210967868 | EPSS | EPSS | EPSS | [36 empty] | EPSS, | EPSS | EPSS | EPSS, | EPSS | EPSS | EPSS, | EPSS | EPSS |  |  |  | , | FALSE
EL CERRITO G 1102CB | EPSS | EPSS | EPSS | [36 empty] | EPSS, | EPSS | EPSS | EPSS, | EPSS | EPSS | EPSS, | EPSS | EPSS |  |  |  | , | FALSE
SAN CARLOS 0404CB | EPSS | EPSS | EPSS | [14 empty] | Aerial Inspection | Ground Inspection | Ground Inspection | [19 empty] | EPSS,Ground Inspection, | EPSS Ground Inspection | EPSS Ground Inspection | EPSS,Ground Inspection, | EPSS Ground Inspection | EPSS Ground Inspection | EPSS,Aerial Inspection, | EPSS Aerial Inspection | EPSS Aerial Inspection |  |  |  | , | FALSE
FULTON 11065056 | EPSS | EPSS | EPSS | [15 empty] | Ground Inspection | [20 empty] | EPSS,Ground Inspection, | EPSS Ground Inspection | EPSS Ground Inspection | EPSS, | EPSS | EPSS | EPSS, | EPSS | EPSS |  |  |  | , | FALSE
DALY CITY 110985658 | EPSS | EPSS | EPSS | [15 empty] | Ground Inspection | Ground Inspection | Ground Inspection | [18 empty] | EPSS,Ground Inspection, | EPSS Ground Inspection | EPSS Ground Inspection | EPSS,Ground Inspection, | EPSS Ground Inspection | EPSS Ground Inspection | EPSS,Ground Inspection, | EPSS Ground Inspection | EPSS Ground Inspection |  |  |  | , | FALSE
WEST SACRAMENTO 1109CB | EPSS | EPSS | EPSS | [36 empty] | EPSS, | EPSS | EPSS | EPSS, | EPSS | EPSS | EPSS, | EPSS | EPSS |  |  |  | , | FALSE
BERKELEY F 0409CB | EPSS | EPSS | EPSS | [16 empty] | Ground Inspection | Ground Inspection | [18 empty] | EPSS, | EPSS | EPSS | EPSS,Ground Inspection, | EPSS Ground Inspection | EPSS Ground Inspection | EPSS,Ground Inspection, | EPSS Ground Inspection | EPSS Ground Inspection |  |  |  | , | FALSE
CLARKSVILLE 2103547420 | EPSS | EPSS | EPSS | [36 empty] | EPSS, | EPSS | EPSS | EPSS, | EPSS | EPSS | EPSS, | EPSS | EPSS |  |  |  | , | FALSE
OROVILLE 0403CB | EPSS | EPSS | EPSS | [17 empty] | Ground Inspection | [18 empty] | EPSS, | EPSS | EPSS | EPSS, | EPSS | EPSS | EPSS,Ground Inspection, | EPSS Ground Inspection | EPSS Ground Inspection |  |  |  | , | FALSE
HICKS 2105CB | EPSS | EPSS | EPSS | [16 empty] | Ground Inspection | Ground Inspection | [18 empty] | EPSS, | EPSS | EPSS | EPSS,Ground Inspection, | EPSS Ground Inspection | EPSS Ground Inspection | EPSS,Ground Inspection, | EPSS Ground Inspection | EPSS Ground Inspection |  |  |  | , | FALSE
6TH AVENUE 0402CB | EPSS | EPSS | EPSS | [36 empty] | EPSS, | EPSS | EPSS | EPSS, | EPSS | EPSS | EPSS, | EPSS | EPSS |  |  |  | , | FALSE
CATLETT 110538000 | EPSS | EPSS | EPSS | [16 empty] | Ground Inspection | [19 empty] | EPSS, | EPSS | EPSS | EPSS,Ground Inspection, | EPSS Ground Inspection | EPSS Ground Inspection | EPSS, | EPSS | EPSS |  |  |  | , | FALSE
KINGSBURG 1108913944 | EPSS | EPSS | EPSS | [36 empty] | EPSS, | EPSS | EPSS | EPSS, | EPSS | EPSS | EPSS, | EPSS | EPSS |  |  |  | , | FALSE
HARRIS 1109CB | EPSS | EPSS | EPSS | [16 empty] | Ground Inspection | Ground Inspection | [18 empty] | EPSS, | EPSS | EPSS | EPSS,Ground Inspection, | EPSS Ground Inspection | EPSS Ground Inspection | EPSS,Ground Inspection, | EPSS Ground Inspection | EPSS Ground Inspection |  |  |  | , | FALSE
CHOWCHILLA 1101CB | EPSS | EPSS | EPSS | [15 empty] | Ground Inspection | Ground Inspection | [19 empty] | EPSS,Ground Inspection, | EPSS Ground Inspection | EPSS Ground Inspection | EPSS,Ground Inspection, | EPSS Ground Inspection | EPSS Ground Inspection | EPSS, | EPSS | EPSS |  |  |  | , | FALSE
MOUNTAIN VIEW 1107LM30 | EPSS | EPSS | EPSS | [17 empty] | Ground Inspection | [18 empty] | EPSS, | EPSS | EPSS | EPSS, | EPSS | EPSS | EPSS,Ground Inspection, | EPSS Ground Inspection | EPSS Ground Inspection |  |  |  | , | FALSE
KIRKER 21076332 | EPSS | EPSS | EPSS | [36 empty] | EPSS, | EPSS | EPSS | EPSS, | EPSS | EPSS | EPSS, | EPSS | EPSS |  |  |  | , | FALSE
SF N 0402CB | EPSS | EPSS | EPSS | [36 empty] | EPSS, | EPSS | EPSS | EPSS, | EPSS | EPSS | EPSS, | EPSS | EPSS |  |  |  | , | FALSE
SAN RAMON 2110CB | EPSS | EPSS | EPSS | [36 empty] | EPSS, | EPSS | EPSS | EPSS, | EPSS | EPSS | EPSS, | EPSS | EPSS |  |  |  | , | FALSE
ROCKLIN 110450090 | EPSS | EPSS | EPSS | [16 empty] | Ground Inspection | [19 empty] | EPSS, | EPSS | EPSS | EPSS,Ground Inspection, | EPSS Ground Inspection | EPSS Ground Inspection | EPSS, | EPSS | EPSS |  |  |  | , | FALSE
GREENBRAE 110276992 | EPSS | EPSS | EPSS | [16 empty] | Ground Inspection | [19 empty] | EPSS, | EPSS | EPSS | EPSS,Ground Inspection, | EPSS Ground Inspection | EPSS Ground Inspection | EPSS, | EPSS | EPSS |  |  |  | , | FALSE
WEBER 1111173750 | EPSS | EPSS | EPSS | [15 empty] | Ground Inspection | [20 empty] | EPSS,Ground Inspection, | EPSS Ground Inspection | EPSS Ground Inspection | EPSS, | EPSS | EPSS | EPSS, | EPSS | EPSS |  |  |  | , | FALSE
TYLER 11049082 | EPSS | EPSS | EPSS | [36 empty] | EPSS, | EPSS | EPSS | EPSS, | EPSS | EPSS | EPSS, | EPSS | EPSS |  |  |  | , | FALSE
BAHIA 1105172836 | EPSS | EPSS | EPSS | [15 empty] | Ground Inspection | [20 empty] | EPSS,Ground Inspection, | EPSS Ground Inspection | EPSS Ground Inspection | EPSS, | EPSS | EPSS | EPSS, | EPSS | EPSS |  |  |  | , | FALSE
MC CALL 1106CB | EPSS | EPSS | EPSS | [17 empty] | Ground Inspection | [18 empty] | EPSS, | EPSS | EPSS | EPSS, | EPSS | EPSS | EPSS,Ground Inspection, | EPSS Ground Inspection | EPSS Ground Inspection |  |  |  | , | FALSE
CHOWCHILLA 1102CB | EPSS | EPSS | EPSS | [15 empty] | Ground Inspection |  | Ground Inspection | [18 empty] | EPSS,Ground Inspection, | EPSS Ground Inspection | EPSS Ground Inspection | EPSS, | EPSS | EPSS | EPSS,Ground Inspection, | EPSS Ground Inspection | EPSS Ground Inspection |  |  |  | , | FALSE
BELMONT 1109CB | EPSS | EPSS | EPSS | [36 empty] | EPSS, | EPSS | EPSS | EPSS, | EPSS | EPSS | EPSS, | EPSS | EPSS |  |  |  | , | FALSE
WHISMAN 110834748 | EPSS | EPSS | EPSS | [17 empty] | Ground Inspection | [18 empty] | EPSS, | EPSS | EPSS | EPSS, | EPSS | EPSS | EPSS,Ground Inspection, | EPSS Ground Inspection | EPSS Ground Inspection |  |  |  | , | FALSE
MISSION (X) 111090264 | EPSS | EPSS | EPSS | [36 empty] | EPSS, | EPSS | EPSS | EPSS, | EPSS | EPSS | EPSS, | EPSS | EPSS |  |  |  | , | FALSE
STELLING 110760030 | EPSS | EPSS | EPSS | [15 empty] | Ground Inspection | [20 empty] | EPSS,Ground Inspection, | EPSS Ground Inspection | EPSS Ground Inspection | EPSS, | EPSS | EPSS | EPSS, | EPSS | EPSS |  |  |  | , | FALSE
LAWRENCE 111360068 | EPSS | EPSS | EPSS | [36 empty] | EPSS, | EPSS | EPSS | EPSS, | EPSS | EPSS | EPSS, | EPSS | EPSS |  |  |  | , | FALSE
PEORIA 17046090 | EPSS | EPSS | EPSS | [14 empty] | Aerial Inspection |  | Ground Inspection | [7 empty] | Down Conductor Detection (DCD) | [11 empty] | EPSS,Down Conductor Detection (DCD), | EPSS Down Conductor Detection (DCD) | EPSS Down Conductor Detection (DCD) | EPSS,Ground Inspection, | EPSS Ground Inspection | EPSS Ground Inspection | EPSS,Aerial Inspection, | EPSS Aerial Inspection | EPSS Aerial Inspection |  |  |  | , | FALSE
AVENAL 210144778 | EPSS | EPSS | EPSS | [16 empty] | Ground Inspection | [19 empty] | EPSS, | EPSS | EPSS | EPSS,Ground Inspection, | EPSS Ground Inspection | EPSS Ground Inspection | EPSS, | EPSS | EPSS |  |  |  | , | FALSE
KERMAN 1103CB | EPSS | EPSS | EPSS | [36 empty] | EPSS, | EPSS | EPSS | EPSS, | EPSS | EPSS | EPSS, | EPSS | EPSS |  |  |  | , | FALSE
TULARE LAKE 1104CB | EPSS | EPSS | EPSS | [16 empty] | Ground Inspection | [19 empty] | EPSS, | EPSS | EPSS | EPSS,Ground Inspection, | EPSS Ground Inspection | EPSS Ground Inspection | EPSS, | EPSS | EPSS |  |  |  | , | FALSE
BOSTON 0401CR242 | EPSS | EPSS | EPSS | [17 empty] | Ground Inspection | [18 empty] | EPSS, | EPSS | EPSS | EPSS, | EPSS | EPSS | EPSS,Ground Inspection, | EPSS Ground Inspection | EPSS Ground Inspection |  |  |  | , | FALSE
CABRILLO 1104838078 | EPSS | EPSS | EPSS | [14 empty] | Aerial Inspection |  | Ground Inspection | Ground Inspection | Non-Pole Backlog | [17 empty] | EPSS,Non-Pole Backlog, | EPSS Non-Pole Backlog | EPSS Non-Pole Backlog | EPSS,Ground Inspection, | EPSS Ground Inspection | EPSS Ground Inspection | EPSS,Aerial Inspection,Ground Inspection, | EPSS Aerial Inspection Ground Inspection | EPSS Aerial Inspection Ground Inspection |  |  |  | , | FALSE
FELLOWS 21041073 | EPSS | EPSS | EPSS | [36 empty] | EPSS, | EPSS | EPSS | EPSS, | EPSS | EPSS | EPSS, | EPSS | EPSS |  |  |  | , | FALSE
CORONA 1101CB | EPSS | EPSS | EPSS | [15 empty] | Ground Inspection | [20 empty] | EPSS,Ground Inspection, | EPSS Ground Inspection | EPSS Ground Inspection | EPSS, | EPSS | EPSS | EPSS, | EPSS | EPSS |  |  |  | , | FALSE
BELLE HAVEN 0406226075 | EPSS | EPSS | EPSS | [16 empty] | Ground Inspection | Ground Inspection | [18 empty] | EPSS, | EPSS | EPSS | EPSS,Ground Inspection, | EPSS Ground Inspection | EPSS Ground Inspection | EPSS,Ground Inspection, | EPSS Ground Inspection | EPSS Ground Inspection |  |  |  | , | FALSE
FAIRVIEW 2206768080 | EPSS | EPSS | EPSS | [15 empty] | Ground Inspection | [20 empty] | EPSS,Ground Inspection, | EPSS Ground Inspection | EPSS Ground Inspection | EPSS, | EPSS | EPSS | EPSS, | EPSS | EPSS |  |  |  | , | FALSE
ORO LOMA 1115245946 | EPSS | EPSS | EPSS | [16 empty] | Ground Inspection | Ground Inspection | [18 empty] | EPSS, | EPSS | EPSS | EPSS,Ground Inspection, | EPSS Ground Inspection | EPSS Ground Inspection | EPSS,Ground Inspection, | EPSS Ground Inspection | EPSS Ground Inspection |  |  |  | , | FALSE
LARKIN (Y) 1108CB | EPSS | EPSS | EPSS | [15 empty] | Ground Inspection | [20 empty] | EPSS,Ground Inspection, | EPSS Ground Inspection | EPSS Ground Inspection | EPSS, | EPSS | EPSS | EPSS, | EPSS | EPSS |  |  |  | , | FALSE
SAN LEANDRO U 1109CR344 | EPSS | EPSS | EPSS | [14 empty] | Aerial Inspection |  | Ground Inspection | Ground Inspection | [18 empty] | EPSS, | EPSS | EPSS | EPSS,Ground Inspection, | EPSS Ground Inspection | EPSS Ground Inspection | EPSS,Aerial Inspection,Ground Inspection, | EPSS Aerial Inspection Ground Inspection | EPSS Aerial Inspection Ground Inspection |  |  |  | , | FALSE
SF H 1110326008 | EPSS | EPSS | EPSS | [15 empty] | Ground Inspection | [20 empty] | EPSS,Ground Inspection, | EPSS Ground Inspection | EPSS Ground Inspection | EPSS, | EPSS | EPSS | EPSS, | EPSS | EPSS |  |  |  | , | FALSE
ATWATER 110610470 | EPSS | EPSS | EPSS | [16 empty] | Ground Inspection | [19 empty] | EPSS, | EPSS | EPSS | EPSS,Ground Inspection, | EPSS Ground Inspection | EPSS Ground Inspection | EPSS, | EPSS | EPSS |  |  |  | , | FALSE
SALINAS 1102CB | EPSS | EPSS | EPSS | [17 empty] | Ground Inspection | [18 empty] | EPSS, | EPSS | EPSS | EPSS, | EPSS | EPSS | EPSS,Ground Inspection, | EPSS Ground Inspection | EPSS Ground Inspection |  |  |  | , | FALSE
WOODCHUCK 2101R4610 | EPSS | EPSS | EPSS | [16 empty] | Ground Inspection | [19 empty] | EPSS, | EPSS | EPSS | EPSS,Ground Inspection, | EPSS Ground Inspection | EPSS Ground Inspection | EPSS, | EPSS | EPSS |  |  |  | , | FALSE
FORT ORD 11019516 | EPSS | EPSS | EPSS | [17 empty] | Ground Inspection | [18 empty] | EPSS, | EPSS | EPSS | EPSS, | EPSS | EPSS | EPSS,Ground Inspection, | EPSS Ground Inspection | EPSS Ground Inspection |  |  |  | , | FALSE
CLOVERDALE 110282888 | EPSS | EPSS | EPSS | [16 empty] | Ground Inspection | [19 empty] | EPSS, | EPSS | EPSS | EPSS,Ground Inspection, | EPSS Ground Inspection | EPSS Ground Inspection | EPSS, | EPSS | EPSS |  |  |  | , | FALSE
OLIVEHURST 1104CB | EPSS | EPSS | EPSS | [15 empty] | Ground Inspection | [20 empty] | EPSS,Ground Inspection, | EPSS Ground Inspection | EPSS Ground Inspection | EPSS, | EPSS | EPSS | EPSS, | EPSS | EPSS |  |  |  | , | FALSE
CANAL 110611640 | EPSS | EPSS | EPSS | [36 empty] | EPSS, | EPSS | EPSS | EPSS, | EPSS | EPSS | EPSS, | EPSS | EPSS |  |  |  | , | FALSE
RALSTON 110148936 | EPSS | EPSS | EPSS | [15 empty] | Ground Inspection |  | Ground Inspection | Non-Pole Backlog | [7 empty] | Down Conductor Detection (DCD) | [9 empty] | EPSS,Ground Inspection,Non-Pole Backlog, | EPSS Ground Inspection Non-Pole Backlog | EPSS Ground Inspection Non-Pole Backlog | EPSS, | EPSS | EPSS | EPSS,Ground Inspection,Down Conductor Detection (DCD), | EPSS Ground Inspection Down Conductor Detection (DCD) | EPSS Ground Inspection Down Conductor Detection (DCD) |  |  |  | , | FALSE
HOLLISTER 210491424 | EPSS | EPSS | EPSS | [14 empty] | Aerial Inspection |  | Ground Inspection |  | Non-Pole Backlog | [6 empty] | Down Conductor Detection (DCD) | [10 empty] | EPSS,Non-Pole Backlog, | EPSS Non-Pole Backlog | EPSS Non-Pole Backlog | EPSS,Ground Inspection,Down Conductor Detection (DCD), | EPSS Ground Inspection Down Conductor Detection (DCD) | EPSS Ground Inspection Down Conductor Detection (DCD) | EPSS,Aerial Inspection, | EPSS Aerial Inspection | EPSS Aerial Inspection |  |  |  | , | FALSE
PLEASANT GROVE 211048528 | EPSS | EPSS | EPSS | [17 empty] | Ground Inspection | [18 empty] | EPSS, | EPSS | EPSS | EPSS, | EPSS | EPSS | EPSS,Ground Inspection, | EPSS Ground Inspection | EPSS Ground Inspection |  |  |  | , | FALSE
POINT PINOLE 1101P140 | EPSS | EPSS | EPSS | [15 empty] | Ground Inspection | [20 empty] | EPSS,Ground Inspection, | EPSS Ground Inspection | EPSS Ground Inspection | EPSS, | EPSS | EPSS | EPSS, | EPSS | EPSS |  |  |  | , | FALSE
RICHMOND R 1130BR174 | EPSS | EPSS | EPSS | [36 empty] | EPSS, | EPSS | EPSS | EPSS, | EPSS | EPSS | EPSS, | EPSS | EPSS |  |  |  | , | FALSE
WOODSIDE 110239574 | EPSS | EPSS | EPSS | [36 empty] | EPSS, | EPSS | EPSS | EPSS, | EPSS | EPSS | EPSS, | EPSS | EPSS |  |  |  | , | FALSE
HARRIS 11087920 | EPSS | EPSS | EPSS | [16 empty] | Ground Inspection | [19 empty] | EPSS, | EPSS | EPSS | EPSS,Ground Inspection, | EPSS Ground Inspection | EPSS Ground Inspection | EPSS, | EPSS | EPSS |  |  |  | , | FALSE
OAKLAND D 1110CR336 | EPSS | EPSS | EPSS | [15 empty] | Ground Inspection | [20 empty] | EPSS,Ground Inspection, | EPSS Ground Inspection | EPSS Ground Inspection | EPSS, | EPSS | EPSS | EPSS, | EPSS | EPSS |  |  |  | , | FALSE
KERN OIL 11164513 | EPSS | EPSS | EPSS | [15 empty] | Ground Inspection | Ground Inspection | [19 empty] | EPSS,Ground Inspection, | EPSS Ground Inspection | EPSS Ground Inspection | EPSS,Ground Inspection, | EPSS Ground Inspection | EPSS Ground Inspection | EPSS, | EPSS | EPSS |  |  |  | , | FALSE
GRAND ISLAND 222492264 | EPSS | EPSS | EPSS | [36 empty] | EPSS, | EPSS | EPSS | EPSS, | EPSS | EPSS | EPSS, | EPSS | EPSS |  |  |  | , | FALSE
HORSESHOE 1106CB | EPSS | EPSS | EPSS | [15 empty] | Ground Inspection | [20 empty] | EPSS,Ground Inspection, | EPSS Ground Inspection | EPSS Ground Inspection | EPSS, | EPSS | EPSS | EPSS, | EPSS | EPSS |  |  |  | , | FALSE
MT EDEN 1113CB | EPSS | EPSS | EPSS | [17 empty] | Ground Inspection | [18 empty] | EPSS, | EPSS | EPSS | EPSS, | EPSS | EPSS | EPSS,Ground Inspection, | EPSS Ground Inspection | EPSS Ground Inspection |  |  |  | , | FALSE
VIERRA 170614268 | EPSS | EPSS | EPSS | [36 empty] | EPSS, | EPSS | EPSS | EPSS, | EPSS | EPSS | EPSS, | EPSS | EPSS |  |  |  | , | FALSE
SAN RAMON 2106MR285 | EPSS | EPSS | EPSS | [36 empty] | EPSS, | EPSS | EPSS | EPSS, | EPSS | EPSS | EPSS, | EPSS | EPSS |  |  |  | , | FALSE
WASCO 11042699 | EPSS | EPSS | EPSS | [17 empty] | Ground Inspection | [18 empty] | EPSS, | EPSS | EPSS | EPSS, | EPSS | EPSS | EPSS,Ground Inspection, | EPSS Ground Inspection | EPSS Ground Inspection |  |  |  | , | FALSE
WILSON 110173322 | EPSS | EPSS | EPSS | [15 empty] | Ground Inspection | [20 empty] | EPSS,Ground Inspection, | EPSS Ground Inspection | EPSS Ground Inspection | EPSS, | EPSS | EPSS | EPSS, | EPSS | EPSS |  |  |  | , | FALSE
LOCKEFORD 210157564 | EPSS | EPSS | EPSS | [36 empty] | EPSS, | EPSS | EPSS | EPSS, | EPSS | EPSS | EPSS, | EPSS | EPSS |  |  |  | , | FALSE
FAIRMOUNT 0401CB | EPSS | EPSS | EPSS | [17 empty] | Ground Inspection | [18 empty] | EPSS, | EPSS | EPSS | EPSS, | EPSS | EPSS | EPSS,Ground Inspection, | EPSS Ground Inspection | EPSS Ground Inspection |  |  |  | , | FALSE
VACA DIXON 1102CB | EPSS | EPSS | EPSS | [16 empty] | Ground Inspection | [19 empty] | EPSS, | EPSS | EPSS | EPSS,Ground Inspection, | EPSS Ground Inspection | EPSS Ground Inspection | EPSS, | EPSS | EPSS |  |  |  | , | FALSE
KERMAN 1108CB | EPSS | EPSS | EPSS | [36 empty] | EPSS, | EPSS | EPSS | EPSS, | EPSS | EPSS | EPSS, | EPSS | EPSS |  |  |  | , | FALSE
BROOKSIDE 0401CB | EPSS | EPSS | EPSS | [36 empty] | EPSS, | EPSS | EPSS | EPSS, | EPSS | EPSS | EPSS, | EPSS | EPSS |  |  |  | , | FALSE
OAKLAND J 1106CB | EPSS | EPSS | EPSS | [17 empty] | Ground Inspection | [18 empty] | EPSS, | EPSS | EPSS | EPSS, | EPSS | EPSS | EPSS,Ground Inspection, | EPSS Ground Inspection | EPSS Ground Inspection |  |  |  | , | FALSE
BAYWOOD 1101V102 | EPSS | EPSS | EPSS | [36 empty] | EPSS, | EPSS | EPSS | EPSS, | EPSS | EPSS | EPSS, | EPSS | EPSS |  |  |  | , | FALSE
EL CERRITO G 1101CB | EPSS | EPSS | EPSS | [36 empty] | EPSS, | EPSS | EPSS | EPSS, | EPSS | EPSS | EPSS, | EPSS | EPSS |  |  |  | , | FALSE
GRANT 1108CB | EPSS | EPSS | EPSS | [16 empty] | Ground Inspection | Ground Inspection | [18 empty] | EPSS, | EPSS | EPSS | EPSS,Ground Inspection, | EPSS Ground Inspection | EPSS Ground Inspection | EPSS,Ground Inspection, | EPSS Ground Inspection | EPSS Ground Inspection |  |  |  | , | FALSE
FAIRWAY 1107CB | EPSS | EPSS | EPSS | [36 empty] | EPSS, | EPSS | EPSS | EPSS, | EPSS | EPSS | EPSS, | EPSS | EPSS |  |  |  | , | FALSE
NORTECH 2107CB | EPSS | EPSS | EPSS | [15 empty] | Ground Inspection | [20 empty] | EPSS,Ground Inspection, | EPSS Ground Inspection | EPSS Ground Inspection | EPSS, | EPSS | EPSS | EPSS, | EPSS | EPSS |  |  |  | , | FALSE
NOVATO 1104CB | EPSS | EPSS | EPSS | [36 empty] | EPSS, | EPSS | EPSS | EPSS, | EPSS | EPSS | EPSS, | EPSS | EPSS |  |  |  | , | FALSE
EL PATIO 1114CB | EPSS | EPSS | EPSS | [16 empty] | Ground Inspection | [19 empty] | EPSS, | EPSS | EPSS | EPSS,Ground Inspection, | EPSS Ground Inspection | EPSS Ground Inspection | EPSS, | EPSS | EPSS |  |  |  | , | FALSE
ARCATA 1122CB | EPSS | EPSS | EPSS | [17 empty] | Ground Inspection | [18 empty] | EPSS, | EPSS | EPSS | EPSS, | EPSS | EPSS | EPSS,Ground Inspection, | EPSS Ground Inspection | EPSS Ground Inspection |  |  |  | , | FALSE
OAKLAND X 1114CB | EPSS | EPSS | EPSS | [15 empty] | Ground Inspection | Ground Inspection | Ground Inspection | [18 empty] | EPSS,Ground Inspection, | EPSS Ground Inspection | EPSS Ground Inspection | EPSS,Ground Inspection, | EPSS Ground Inspection | EPSS Ground Inspection | EPSS,Ground Inspection, | EPSS Ground Inspection | EPSS Ground Inspection |  |  |  | , | FALSE
DUMBARTON 1104CB | EPSS | EPSS | EPSS | [16 empty] | Ground Inspection | [19 empty] | EPSS, | EPSS | EPSS | EPSS,Ground Inspection, | EPSS Ground Inspection | EPSS Ground Inspection | EPSS, | EPSS | EPSS |  |  |  | , | FALSE
SF N 040377850 | EPSS | EPSS | EPSS | [36 empty] | EPSS, | EPSS | EPSS | EPSS, | EPSS | EPSS | EPSS, | EPSS | EPSS |  |  |  | , | FALSE
SAN JOSE A 1110CB | EPSS | EPSS | EPSS | [16 empty] | Ground Inspection | Ground Inspection | [18 empty] | EPSS, | EPSS | EPSS | EPSS,Ground Inspection, | EPSS Ground Inspection | EPSS Ground Inspection | EPSS,Ground Inspection, | EPSS Ground Inspection | EPSS Ground Inspection |  |  |  | , | FALSE
TRINIDAD 110246990 | EPSS | EPSS | EPSS | [15 empty] | Ground Inspection | Ground Inspection | Ground Inspection | [18 empty] | EPSS,Ground Inspection, | EPSS Ground Inspection | EPSS Ground Inspection | EPSS,Ground Inspection, | EPSS Ground Inspection | EPSS Ground Inspection | EPSS,Ground Inspection, | EPSS Ground Inspection | EPSS Ground Inspection |  |  |  | , | FALSE
FRANKLIN 1101P132 | EPSS | EPSS | EPSS | [13 empty] | Aerial Inspection |  | Ground Inspection |  | Ground Inspection | [7 empty] | Down Conductor Detection (DCD) | [10 empty] | EPSS,Ground Inspection, | EPSS Ground Inspection | EPSS Ground Inspection | EPSS,Aerial Inspection,Down Conductor Detection (DCD), | EPSS Aerial Inspection Down Conductor Detection (DCD) | EPSS Aerial Inspection Down Conductor Detection (DCD) | EPSS,Ground Inspection, | EPSS Ground Inspection | EPSS Ground Inspection |  |  |  | , | FALSE
JARVIS 1104MR139 | EPSS | EPSS | EPSS | [36 empty] | EPSS, | EPSS | EPSS | EPSS, | EPSS | EPSS | EPSS, | EPSS | EPSS |  |  |  | , | FALSE
MOLINO 1102905231 | EPSS | EPSS | EPSS | [24 empty] | Down Conductor Detection (DCD) | [11 empty] | EPSS,Down Conductor Detection (DCD), | EPSS Down Conductor Detection (DCD) | EPSS Down Conductor Detection (DCD) | EPSS, | EPSS | EPSS | EPSS, | EPSS | EPSS |  |  |  | , | FALSE
BAY MEADOWS 110565187 | EPSS | EPSS | EPSS | [15 empty] | Ground Inspection | [20 empty] | EPSS,Ground Inspection, | EPSS Ground Inspection | EPSS Ground Inspection | EPSS, | EPSS | EPSS | EPSS, | EPSS | EPSS |  |  |  | , | FALSE
MARYSVILLE 1105CB | EPSS | EPSS | EPSS | [36 empty] | EPSS, | EPSS | EPSS | EPSS, | EPSS | EPSS | EPSS, | EPSS | EPSS |  |  |  | , | FALSE
CARQUINEZ 1105680 | EPSS | EPSS | EPSS | [16 empty] | Ground Inspection | [19 empty] | EPSS, | EPSS | EPSS | EPSS,Ground Inspection, | EPSS Ground Inspection | EPSS Ground Inspection | EPSS, | EPSS | EPSS |  |  |  | , | FALSE
SF K 0401CB | EPSS | EPSS | EPSS | [36 empty] | EPSS, | EPSS | EPSS | EPSS, | EPSS | EPSS | EPSS, | EPSS | EPSS |  |  |  | , | FALSE
POINT PINOLE 1102BR158 | EPSS | EPSS | EPSS | [36 empty] | EPSS, | EPSS | EPSS | EPSS, | EPSS | EPSS | EPSS, | EPSS | EPSS |  |  |  | , | FALSE
HALF MOON BAY 11018940 | EPSS | EPSS | EPSS | [15 empty] | Ground Inspection | [20 empty] | EPSS,Ground Inspection, | EPSS Ground Inspection | EPSS Ground Inspection | EPSS, | EPSS | EPSS | EPSS, | EPSS | EPSS |  |  |  | , | FALSE
EL CERRITO G 1111818638 | EPSS | EPSS | EPSS | [36 empty] | EPSS, | EPSS | EPSS | EPSS, | EPSS | EPSS | EPSS, | EPSS | EPSS |  |  |  | , | FALSE
LIVERMORE 1101CB | EPSS | EPSS | EPSS | [15 empty] | Ground Inspection | [20 empty] | EPSS,Ground Inspection, | EPSS Ground Inspection | EPSS Ground Inspection | EPSS, | EPSS | EPSS | EPSS, | EPSS | EPSS |  |  |  | , | FALSE
LLAGAS 2105XR008 | EPSS | EPSS | EPSS | [15 empty] | Ground Inspection | [20 empty] | EPSS,Ground Inspection, | EPSS Ground Inspection | EPSS Ground Inspection | EPSS, | EPSS | EPSS | EPSS, | EPSS | EPSS |  |  |  | , | FALSE
SARATOGA 1108LC106 | EPSS | EPSS | EPSS | [15 empty] | Ground Inspection | Ground Inspection | [19 empty] | EPSS,Ground Inspection, | EPSS Ground Inspection | EPSS Ground Inspection | EPSS,Ground Inspection, | EPSS Ground Inspection | EPSS Ground Inspection | EPSS, | EPSS | EPSS |  |  |  | , | FALSE
BURLINGAME 040139556 | EPSS | EPSS | EPSS | [36 empty] | EPSS, | EPSS | EPSS | EPSS, | EPSS | EPSS | EPSS, | EPSS | EPSS |  |  |  | , | FALSE
SAN RAFAEL 110668694 | EPSS | EPSS | EPSS | [17 empty] | Ground Inspection | [18 empty] | EPSS, | EPSS | EPSS | EPSS, | EPSS | EPSS | EPSS,Ground Inspection, | EPSS Ground Inspection | EPSS Ground Inspection |  |  |  | , | FALSE
WILLITS 1104329646 | EPSS | EPSS | EPSS | [15 empty] | Ground Inspection | [8 empty] | Down Conductor Detection (DCD) | [11 empty] | EPSS,Ground Inspection,Down Conductor Detection (DCD), | EPSS Ground Inspection Down Conductor Detection (DCD) | EPSS Ground Inspection Down Conductor Detection (DCD) | EPSS, | EPSS | EPSS | EPSS, | EPSS | EPSS |  |  |  | , | FALSE
HIGHWAY 1104CB | EPSS | EPSS | EPSS | [16 empty] | Ground Inspection | [19 empty] | EPSS, | EPSS | EPSS | EPSS,Ground Inspection, | EPSS Ground Inspection | EPSS Ground Inspection | EPSS, | EPSS | EPSS |  |  |  | , | FALSE
OAKLAND D 0407CB | EPSS | EPSS | EPSS | [14 empty] | Aerial Inspection | Ground Inspection | Ground Inspection | [19 empty] | EPSS,Ground Inspection, | EPSS Ground Inspection | EPSS Ground Inspection | EPSS,Ground Inspection, | EPSS Ground Inspection | EPSS Ground Inspection | EPSS,Aerial Inspection, | EPSS Aerial Inspection | EPSS Aerial Inspection |  |  |  | , | FALSE
RENFRO 2107CB | EPSS | EPSS | EPSS | [16 empty] | Ground Inspection | [19 empty] | EPSS, | EPSS | EPSS | EPSS,Ground Inspection, | EPSS Ground Inspection | EPSS Ground Inspection | EPSS, | EPSS | EPSS |  |  |  | , | FALSE
CASTRO VALLEY 1107MR235 | EPSS | EPSS | EPSS | [17 empty] | Ground Inspection | [18 empty] | EPSS, | EPSS | EPSS | EPSS, | EPSS | EPSS | EPSS,Ground Inspection, | EPSS Ground Inspection | EPSS Ground Inspection |  |  |  | , | FALSE
MT EDEN 1103MR643 | EPSS | EPSS | EPSS | [17 empty] | Ground Inspection | [18 empty] | EPSS, | EPSS | EPSS | EPSS, | EPSS | EPSS | EPSS,Ground Inspection, | EPSS Ground Inspection | EPSS Ground Inspection |  |  |  | , | FALSE
MERCED 2101449613 | EPSS | EPSS | EPSS | [15 empty] | Ground Inspection | [20 empty] | EPSS,Ground Inspection, | EPSS Ground Inspection | EPSS Ground Inspection | EPSS, | EPSS | EPSS | EPSS, | EPSS | EPSS |  |  |  | , | FALSE
MC KEE 1111XR132 | EPSS | EPSS | EPSS | [15 empty] | Ground Inspection | Ground Inspection | [19 empty] | EPSS,Ground Inspection, | EPSS Ground Inspection | EPSS Ground Inspection | EPSS,Ground Inspection, | EPSS Ground Inspection | EPSS Ground Inspection | EPSS, | EPSS | EPSS |  |  |  | , | FALSE
NOVATO 11041282 | EPSS | EPSS | EPSS | [13 empty] | Aerial Inspection | Aerial Inspection | Ground Inspection | Ground Inspection | [19 empty] | EPSS,Ground Inspection, | EPSS Ground Inspection | EPSS Ground Inspection | EPSS,Aerial Inspection,Ground Inspection, | EPSS Aerial Inspection Ground Inspection | EPSS Aerial Inspection Ground Inspection | EPSS,Aerial Inspection, | EPSS Aerial Inspection | EPSS Aerial Inspection |  |  |  | , | FALSE
LOCKEFORD 2101CB | EPSS | EPSS | EPSS | [36 empty] | EPSS, | EPSS | EPSS | EPSS, | EPSS | EPSS | EPSS, | EPSS | EPSS |  |  |  | , | FALSE
LLAGAS 2106XR296 | EPSS | EPSS | EPSS | [15 empty] | Ground Inspection | [20 empty] | EPSS,Ground Inspection, | EPSS Ground Inspection | EPSS Ground Inspection | EPSS, | EPSS | EPSS | EPSS, | EPSS | EPSS |  |  |  | , | FALSE
DOLAN ROAD 1103CB | EPSS | EPSS | EPSS | [16 empty] | Ground Inspection | [19 empty] | EPSS, | EPSS | EPSS | EPSS,Ground Inspection, | EPSS Ground Inspection | EPSS Ground Inspection | EPSS, | EPSS | EPSS |  |  |  | , | FALSE
PETALUMA C 1108594 | EPSS | EPSS | EPSS | [15 empty] | Ground Inspection | [20 empty] | EPSS,Ground Inspection, | EPSS Ground Inspection | EPSS Ground Inspection | EPSS, | EPSS | EPSS | EPSS, | EPSS | EPSS |  |  |  | , | FALSE
DALY CITY 0401CB | EPSS | EPSS | EPSS | [15 empty] | Ground Inspection | Ground Inspection | [19 empty] | EPSS,Ground Inspection, | EPSS Ground Inspection | EPSS Ground Inspection | EPSS,Ground Inspection, | EPSS Ground Inspection | EPSS Ground Inspection | EPSS, | EPSS | EPSS |  |  |  | , | FALSE
TEVIS 21054116 | EPSS | EPSS | EPSS | [17 empty] | Ground Inspection | [18 empty] | EPSS, | EPSS | EPSS | EPSS, | EPSS | EPSS | EPSS,Ground Inspection, | EPSS Ground Inspection | EPSS Ground Inspection |  |  |  | , | FALSE
BAY MEADOWS 1105CB | EPSS | EPSS | EPSS | [15 empty] | Ground Inspection | [20 empty] | EPSS,Ground Inspection, | EPSS Ground Inspection | EPSS Ground Inspection | EPSS, | EPSS | EPSS | EPSS, | EPSS | EPSS |  |  |  | , | FALSE
CORNING 110368304 | EPSS | EPSS | EPSS | [17 empty] | Ground Inspection | [18 empty] | EPSS, | EPSS | EPSS | EPSS, | EPSS | EPSS | EPSS,Ground Inspection, | EPSS Ground Inspection | EPSS Ground Inspection |  |  |  | , | FALSE
LAS GALLINAS A 1106685852 | EPSS | EPSS | EPSS | [14 empty] | Aerial Inspection |  | Ground Inspection | [9 empty] | Down Conductor Detection (DCD) | [9 empty] | EPSS, | EPSS | EPSS | EPSS,Ground Inspection, | EPSS Ground Inspection | EPSS Ground Inspection | EPSS,Aerial Inspection,Down Conductor Detection (DCD), | EPSS Aerial Inspection Down Conductor Detection (DCD) | EPSS Aerial Inspection Down Conductor Detection (DCD) |  |  |  | , | FALSE
MT EDEN 1112MR364 | EPSS | EPSS | EPSS | [17 empty] | Ground Inspection | [18 empty] | EPSS, | EPSS | EPSS | EPSS, | EPSS | EPSS | EPSS,Ground Inspection, | EPSS Ground Inspection | EPSS Ground Inspection |  |  |  | , | FALSE
RENFRO 21033351 | EPSS | EPSS | EPSS | [16 empty] | Ground Inspection | [19 empty] | EPSS, | EPSS | EPSS | EPSS,Ground Inspection, | EPSS Ground Inspection | EPSS Ground Inspection | EPSS, | EPSS | EPSS |  |  |  | , | FALSE
SF H 110810335 | EPSS | EPSS | EPSS | [16 empty] | Ground Inspection | [19 empty] | EPSS, | EPSS | EPSS | EPSS,Ground Inspection, | EPSS Ground Inspection | EPSS Ground Inspection | EPSS, | EPSS | EPSS |  |  |  | , | FALSE
LARKIN (Y) 1107CB | EPSS | EPSS | EPSS | [36 empty] | EPSS, | EPSS | EPSS | EPSS, | EPSS | EPSS | EPSS, | EPSS | EPSS |  |  |  | , | FALSE
GRANT 1104CB | EPSS | EPSS | EPSS | [16 empty] | Ground Inspection | [19 empty] | EPSS, | EPSS | EPSS | EPSS,Ground Inspection, | EPSS Ground Inspection | EPSS Ground Inspection | EPSS, | EPSS | EPSS |  |  |  | , | FALSE
RINCON 1103472 | EPSS | EPSS | EPSS |  |  |  | Overhead Hardening | [9 empty] | Aerial Inspection | Aerial Inspection | Ground Inspection | Ground Inspection | [19 empty] | EPSS,Overhead Hardening,Ground Inspection, | EPSS Overhead Hardening Ground Inspection | EPSS Overhead Hardening Ground Inspection | EPSS,Aerial Inspection,Ground Inspection, | EPSS Aerial Inspection Ground Inspection | EPSS Aerial Inspection Ground Inspection | EPSS,Aerial Inspection, | EPSS Aerial Inspection | EPSS Aerial Inspection |  |  | Overhead Hardening | ,Overhead Hardening, | Overhead Hardening | Overhead Hardening
BAY MEADOWS 110339664 | EPSS | EPSS | EPSS | [15 empty] | Ground Inspection | [20 empty] | EPSS,Ground Inspection, | EPSS Ground Inspection | EPSS Ground Inspection | EPSS, | EPSS | EPSS | EPSS, | EPSS | EPSS |  |  |  | , | FALSE
TEMPLETON 2110R02 | EPSS | EPSS | EPSS | [15 empty] | Ground Inspection | [20 empty] | EPSS,Ground Inspection, | EPSS Ground Inspection | EPSS Ground Inspection | EPSS, | EPSS | EPSS | EPSS, | EPSS | EPSS |  |  |  | , | FALSE
OLIVEHURST 1101CB | EPSS | EPSS | EPSS | [15 empty] | Ground Inspection | [20 empty] | EPSS,Ground Inspection, | EPSS Ground Inspection | EPSS Ground Inspection | EPSS, | EPSS | EPSS | EPSS, | EPSS | EPSS |  |  |  | , | FALSE
HALF MOON BAY 11026097 | EPSS | EPSS | EPSS | [36 empty] | EPSS, | EPSS | EPSS | EPSS, | EPSS | EPSS | EPSS, | EPSS | EPSS |  |  |  | , | FALSE
HUNTERS POINT (P) 110513303 | EPSS | EPSS | EPSS | [16 empty] | Ground Inspection | [19 empty] | EPSS, | EPSS | EPSS | EPSS,Ground Inspection, | EPSS Ground Inspection | EPSS Ground Inspection | EPSS, | EPSS | EPSS |  |  |  | , | FALSE
LAWRENCE 1110CB | EPSS | EPSS | EPSS | [17 empty] | Ground Inspection | [18 empty] | EPSS, | EPSS | EPSS | EPSS, | EPSS | EPSS | EPSS,Ground Inspection, | EPSS Ground Inspection | EPSS Ground Inspection |  |  |  | , | FALSE
LODI 1102301436 | EPSS | EPSS | EPSS | [15 empty] | Ground Inspection |  | Ground Inspection | [18 empty] | EPSS,Ground Inspection, | EPSS Ground Inspection | EPSS Ground Inspection | EPSS, | EPSS | EPSS | EPSS,Ground Inspection, | EPSS Ground Inspection | EPSS Ground Inspection |  |  |  | , | FALSE
HILLSDALE 040198526 | EPSS | EPSS | EPSS | [15 empty] | Ground Inspection | [20 empty] | EPSS,Ground Inspection, | EPSS Ground Inspection | EPSS Ground Inspection | EPSS, | EPSS | EPSS | EPSS, | EPSS | EPSS |  |  |  | , | FALSE
WILSON 1101CB | EPSS | EPSS | EPSS | [15 empty] | Ground Inspection | [20 empty] | EPSS,Ground Inspection, | EPSS Ground Inspection | EPSS Ground Inspection | EPSS, | EPSS | EPSS | EPSS, | EPSS | EPSS |  |  |  | , | FALSE
CASTRO VALLEY 1107MR336 | EPSS | EPSS | EPSS | [16 empty] | Ground Inspection | [19 empty] | EPSS, | EPSS | EPSS | EPSS,Ground Inspection, | EPSS Ground Inspection | EPSS Ground Inspection | EPSS, | EPSS | EPSS |  |  |  | , | FALSE
DUMBARTON 1110CB | EPSS | EPSS | EPSS | [16 empty] | Ground Inspection | [19 empty] | EPSS, | EPSS | EPSS | EPSS,Ground Inspection, | EPSS Ground Inspection | EPSS Ground Inspection | EPSS, | EPSS | EPSS |  |  |  | , | FALSE
STOREY 11066330 | EPSS | EPSS | EPSS | [15 empty] | Ground Inspection | [20 empty] | EPSS,Ground Inspection, | EPSS Ground Inspection | EPSS Ground Inspection | EPSS, | EPSS | EPSS | EPSS, | EPSS | EPSS |  |  |  | , | FALSE
SANTA MARIA 1110M04 | EPSS | EPSS | EPSS | [36 empty] | EPSS, | EPSS | EPSS | EPSS, | EPSS | EPSS | EPSS, | EPSS | EPSS |  |  |  | , | FALSE
WOODSIDE 1105CB | EPSS | EPSS | EPSS | [17 empty] | Ground Inspection | [18 empty] | EPSS, | EPSS | EPSS | EPSS, | EPSS | EPSS | EPSS,Ground Inspection, | EPSS Ground Inspection | EPSS Ground Inspection |  |  |  | , | FALSE
OCEANO 1105V44 | EPSS | EPSS | EPSS | [17 empty] | Ground Inspection | [18 empty] | EPSS, | EPSS | EPSS | EPSS, | EPSS | EPSS | EPSS,Ground Inspection, | EPSS Ground Inspection | EPSS Ground Inspection |  |  |  | , | FALSE
MISSION (X) 111641380 | EPSS | EPSS | EPSS | [36 empty] | EPSS, | EPSS | EPSS | EPSS, | EPSS | EPSS | EPSS, | EPSS | EPSS |  |  |  | , | FALSE
EL CERRITO G 1114CB | EPSS | EPSS | EPSS | [36 empty] | EPSS, | EPSS | EPSS | EPSS, | EPSS | EPSS | EPSS, | EPSS | EPSS |  |  |  | , | FALSE
VACA DIXON 1109CB | EPSS | EPSS | EPSS | [16 empty] | Ground Inspection | [19 empty] | EPSS, | EPSS | EPSS | EPSS,Ground Inspection, | EPSS Ground Inspection | EPSS Ground Inspection | EPSS, | EPSS | EPSS |  |  |  | , | FALSE
HAMMER 11052943 | EPSS | EPSS | EPSS | [16 empty] | Ground Inspection | [19 empty] | EPSS, | EPSS | EPSS | EPSS,Ground Inspection, | EPSS Ground Inspection | EPSS Ground Inspection | EPSS, | EPSS | EPSS |  |  |  | , | FALSE
MILLBRAE 110453676 | EPSS | EPSS | EPSS | [36 empty] | EPSS, | EPSS | EPSS | EPSS, | EPSS | EPSS | EPSS, | EPSS | EPSS |  |  |  | , | FALSE
NAPA 111069632 | EPSS | EPSS | EPSS | [15 empty] | Ground Inspection | Ground Inspection | [19 empty] | EPSS,Ground Inspection, | EPSS Ground Inspection | EPSS Ground Inspection | EPSS,Ground Inspection, | EPSS Ground Inspection | EPSS Ground Inspection | EPSS, | EPSS | EPSS |  |  |  | , | FALSE
PETALUMA A 0413CB | EPSS | EPSS | EPSS | [36 empty] | EPSS, | EPSS | EPSS | EPSS, | EPSS | EPSS | EPSS, | EPSS | EPSS |  |  |  | , | FALSE
PETALUMA C 11054238 | EPSS | EPSS | EPSS | [36 empty] | EPSS, | EPSS | EPSS | EPSS, | EPSS | EPSS | EPSS, | EPSS | EPSS |  |  |  | , | FALSE
HORSESHOE 110250022 | EPSS | EPSS | EPSS | [15 empty] | Ground Inspection |  | Ground Inspection | [18 empty] | EPSS,Ground Inspection, | EPSS Ground Inspection | EPSS Ground Inspection | EPSS, | EPSS | EPSS | EPSS,Ground Inspection, | EPSS Ground Inspection | EPSS Ground Inspection |  |  |  | , | FALSE
ATWATER 110411850 | EPSS | EPSS | EPSS | [16 empty] | Ground Inspection | [19 empty] | EPSS, | EPSS | EPSS | EPSS,Ground Inspection, | EPSS Ground Inspection | EPSS Ground Inspection | EPSS, | EPSS | EPSS |  |  |  | , | FALSE
LARKIN (Y) 1137CB | EPSS | EPSS | EPSS | [15 empty] | Ground Inspection | [20 empty] | EPSS,Ground Inspection, | EPSS Ground Inspection | EPSS Ground Inspection | EPSS, | EPSS | EPSS | EPSS, | EPSS | EPSS |  |  |  | , | FALSE
VINEYARD 2106MR274 | EPSS | EPSS | EPSS | [17 empty] | Ground Inspection | [18 empty] | EPSS, | EPSS | EPSS | EPSS, | EPSS | EPSS | EPSS,Ground Inspection, | EPSS Ground Inspection | EPSS Ground Inspection |  |  |  | , | FALSE
SF H 110877020 | EPSS | EPSS | EPSS | [16 empty] | Ground Inspection | [19 empty] | EPSS, | EPSS | EPSS | EPSS,Ground Inspection, | EPSS Ground Inspection | EPSS Ground Inspection | EPSS, | EPSS | EPSS |  |  |  | , | FALSE
GRAND ISLAND 22255902 | EPSS | EPSS | EPSS | [36 empty] | EPSS, | EPSS | EPSS | EPSS, | EPSS | EPSS | EPSS, | EPSS | EPSS |  |  |  | , | FALSE
VINEYARD 2109MR170 | EPSS | EPSS | EPSS | [17 empty] | Ground Inspection | [18 empty] | EPSS, | EPSS | EPSS | EPSS, | EPSS | EPSS | EPSS,Ground Inspection, | EPSS Ground Inspection | EPSS Ground Inspection |  |  |  | , | FALSE
DUMBARTON 1103MR369 | EPSS | EPSS | EPSS | [16 empty] | Ground Inspection | [19 empty] | EPSS, | EPSS | EPSS | EPSS,Ground Inspection, | EPSS Ground Inspection | EPSS Ground Inspection | EPSS, | EPSS | EPSS |  |  |  | , | FALSE
NORTECH 2110XR036 | EPSS | EPSS | EPSS | [15 empty] | Ground Inspection | [20 empty] | EPSS,Ground Inspection, | EPSS Ground Inspection | EPSS Ground Inspection | EPSS, | EPSS | EPSS | EPSS, | EPSS | EPSS |  |  |  | , | FALSE
ACTON 0401CB | EPSS | EPSS | EPSS | [15 empty] | Ground Inspection | Ground Inspection | [19 empty] | EPSS,Ground Inspection, | EPSS Ground Inspection | EPSS Ground Inspection | EPSS,Ground Inspection, | EPSS Ground Inspection | EPSS Ground Inspection | EPSS, | EPSS | EPSS |  |  |  | , | FALSE
LOGAN CREEK 2101CB | EPSS | EPSS | EPSS | [36 empty] | EPSS, | EPSS | EPSS | EPSS, | EPSS | EPSS | EPSS, | EPSS | EPSS |  |  |  | , | FALSE
DIVIDE 11021385 | EPSS | EPSS | EPSS | [17 empty] | Ground Inspection | [18 empty] | EPSS, | EPSS | EPSS | EPSS, | EPSS | EPSS | EPSS,Ground Inspection, | EPSS Ground Inspection | EPSS Ground Inspection |  |  |  | , | FALSE
LAWNDALE 0401CB | EPSS | EPSS | EPSS | [15 empty] | Ground Inspection | Ground Inspection | Ground Inspection | [18 empty] | EPSS,Ground Inspection, | EPSS Ground Inspection | EPSS Ground Inspection | EPSS,Ground Inspection, | EPSS Ground Inspection | EPSS Ground Inspection | EPSS,Ground Inspection, | EPSS Ground Inspection | EPSS Ground Inspection |  |  |  | , | FALSE
CASTRO VALLEY 1102MR518 | EPSS | EPSS | EPSS | [14 empty] | Aerial Inspection |  | Ground Inspection | [19 empty] | EPSS, | EPSS | EPSS | EPSS,Ground Inspection, | EPSS Ground Inspection | EPSS Ground Inspection | EPSS,Aerial Inspection, | EPSS Aerial Inspection | EPSS Aerial Inspection |  |  |  | , | FALSE
BECK STREET 0401CB | EPSS | EPSS | EPSS | [36 empty] | EPSS, | EPSS | EPSS | EPSS, | EPSS | EPSS | EPSS, | EPSS | EPSS |  |  |  | , | FALSE
VIERRA 170795714 | EPSS | EPSS | EPSS | [36 empty] | EPSS, | EPSS | EPSS | EPSS, | EPSS | EPSS | EPSS, | EPSS | EPSS |  |  |  | , | FALSE
GRAND ISLAND 2224CB | EPSS | EPSS | EPSS | [36 empty] | EPSS, | EPSS | EPSS | EPSS, | EPSS | EPSS | EPSS, | EPSS | EPSS |  |  |  | , | FALSE
MOUNTAIN VIEW 1108LV12 | EPSS | EPSS | EPSS | [17 empty] | Ground Inspection | [18 empty] | EPSS, | EPSS | EPSS | EPSS, | EPSS | EPSS | EPSS,Ground Inspection, | EPSS Ground Inspection | EPSS Ground Inspection |  |  |  | , | FALSE
MC KEE 1112CB | EPSS | EPSS | EPSS | [15 empty] | Ground Inspection | Ground Inspection | [19 empty] | EPSS,Ground Inspection, | EPSS Ground Inspection | EPSS Ground Inspection | EPSS,Ground Inspection, | EPSS Ground Inspection | EPSS Ground Inspection | EPSS, | EPSS | EPSS |  |  |  | , | FALSE
SWIFT 2111CB | EPSS | EPSS | EPSS | [16 empty] | Ground Inspection | [19 empty] | EPSS, | EPSS | EPSS | EPSS,Ground Inspection, | EPSS Ground Inspection | EPSS Ground Inspection | EPSS, | EPSS | EPSS |  |  |  | , | FALSE
STOREY 1105CB | EPSS | EPSS | EPSS | [15 empty] | Ground Inspection | [20 empty] | EPSS,Ground Inspection, | EPSS Ground Inspection | EPSS Ground Inspection | EPSS, | EPSS | EPSS | EPSS, | EPSS | EPSS |  |  |  | , | FALSE
HIGHWAY 110492586 | EPSS | EPSS | EPSS | [16 empty] | Ground Inspection | [19 empty] | EPSS, | EPSS | EPSS | EPSS,Ground Inspection, | EPSS Ground Inspection | EPSS Ground Inspection | EPSS, | EPSS | EPSS |  |  |  | , | FALSE
EDENVALE 1101CB | EPSS | EPSS | EPSS | [17 empty] | Ground Inspection | [18 empty] | EPSS, | EPSS | EPSS | EPSS, | EPSS | EPSS | EPSS,Ground Inspection, | EPSS Ground Inspection | EPSS Ground Inspection |  |  |  | , | FALSE
EDES 1111CB | EPSS | EPSS | EPSS | [16 empty] | Ground Inspection | [19 empty] | EPSS, | EPSS | EPSS | EPSS,Ground Inspection, | EPSS Ground Inspection | EPSS Ground Inspection | EPSS, | EPSS | EPSS |  |  |  | , | FALSE
HIGHWAY 1102CB | EPSS | EPSS | EPSS | [16 empty] | Ground Inspection | [19 empty] | EPSS, | EPSS | EPSS | EPSS,Ground Inspection, | EPSS Ground Inspection | EPSS Ground Inspection | EPSS, | EPSS | EPSS |  |  |  | , | FALSE
IGNACIO 11041274 | EPSS | EPSS | EPSS | [17 empty] | Ground Inspection | [18 empty] | EPSS, | EPSS | EPSS | EPSS, | EPSS | EPSS | EPSS,Ground Inspection, | EPSS Ground Inspection | EPSS Ground Inspection |  |  |  | , | FALSE
EAST GRAND 1101250170 | EPSS | EPSS | EPSS | [17 empty] | Ground Inspection | [18 empty] | EPSS, | EPSS | EPSS | EPSS, | EPSS | EPSS | EPSS,Ground Inspection, | EPSS Ground Inspection | EPSS Ground Inspection |  |  |  | , | FALSE
LAKEWOOD 2223W532R | EPSS | EPSS | EPSS | [16 empty] | Ground Inspection | [19 empty] | EPSS, | EPSS | EPSS | EPSS,Ground Inspection, | EPSS Ground Inspection | EPSS Ground Inspection | EPSS, | EPSS | EPSS |  |  |  | , | FALSE
NAPA 111289474 | EPSS | EPSS | EPSS | [15 empty] | Ground Inspection | [20 empty] | EPSS,Ground Inspection, | EPSS Ground Inspection | EPSS Ground Inspection | EPSS, | EPSS | EPSS | EPSS, | EPSS | EPSS |  |  |  | , | FALSE
PANAMA 210165480 | EPSS | EPSS | EPSS | [36 empty] | EPSS, | EPSS | EPSS | EPSS, | EPSS | EPSS | EPSS, | EPSS | EPSS |  |  |  | , | FALSE
MC KEE 1112XR256 | EPSS | EPSS | EPSS | [16 empty] | Ground Inspection | [19 empty] | EPSS, | EPSS | EPSS | EPSS,Ground Inspection, | EPSS Ground Inspection | EPSS Ground Inspection | EPSS, | EPSS | EPSS |  |  |  | , | FALSE
GREEN VALLEY 210112106 | EPSS | EPSS | EPSS | [13 empty] | Aerial Inspection | Aerial Inspection | Ground Inspection | Ground Inspection | Ground Inspection | [18 empty] | EPSS,Ground Inspection, | EPSS Ground Inspection | EPSS Ground Inspection | EPSS,Aerial Inspection,Ground Inspection, | EPSS Aerial Inspection Ground Inspection | EPSS Aerial Inspection Ground Inspection | EPSS,Aerial Inspection,Ground Inspection, | EPSS Aerial Inspection Ground Inspection | EPSS Aerial Inspection Ground Inspection |  |  |  | , | FALSE
SALINAS 1105CB | EPSS | EPSS | EPSS | [17 empty] | Ground Inspection | [18 empty] | EPSS, | EPSS | EPSS | EPSS, | EPSS | EPSS | EPSS,Ground Inspection, | EPSS Ground Inspection | EPSS Ground Inspection |  |  |  | , | FALSE
SF L 110369372 | EPSS | EPSS | EPSS | [17 empty] | Ground Inspection | [18 empty] | EPSS, | EPSS | EPSS | EPSS, | EPSS | EPSS | EPSS,Ground Inspection, | EPSS Ground Inspection | EPSS Ground Inspection |  |  |  | , | FALSE
WALDO 0401CB | EPSS | EPSS | EPSS | [17 empty] | Ground Inspection | [18 empty] | EPSS, | EPSS | EPSS | EPSS, | EPSS | EPSS | EPSS,Ground Inspection, | EPSS Ground Inspection | EPSS Ground Inspection |  |  |  | , | FALSE
MORGAN HILL 2106XR324 | EPSS | EPSS | EPSS | [36 empty] | EPSS, | EPSS | EPSS | EPSS, | EPSS | EPSS | EPSS, | EPSS | EPSS |  |  |  | , | FALSE
MC KEE 1103CB | EPSS | EPSS | EPSS | [36 empty] | EPSS, | EPSS | EPSS | EPSS, | EPSS | EPSS | EPSS, | EPSS | EPSS |  |  |  | , | FALSE
DEL MONTE 210547700 | EPSS | EPSS | EPSS | [15 empty] | Ground Inspection | [20 empty] | EPSS,Ground Inspection, | EPSS Ground Inspection | EPSS Ground Inspection | EPSS, | EPSS | EPSS | EPSS, | EPSS | EPSS |  |  |  | , | FALSE
VALLEY VIEW 1106P182 | EPSS | EPSS | EPSS | [15 empty] | Ground Inspection | [9 empty] | Down Conductor Detection (DCD) | [10 empty] | EPSS,Ground Inspection, | EPSS Ground Inspection | EPSS Ground Inspection | EPSS,Down Conductor Detection (DCD), | EPSS Down Conductor Detection (DCD) | EPSS Down Conductor Detection (DCD) | EPSS, | EPSS | EPSS |  |  |  | , | FALSE
LLAGAS 2104524360 | EPSS | EPSS | EPSS | [15 empty] | Ground Inspection | [20 empty] | EPSS,Ground Inspection, | EPSS Ground Inspection | EPSS Ground Inspection | EPSS, | EPSS | EPSS | EPSS, | EPSS | EPSS |  |  |  | , | FALSE
HAMILTON A 1102CB | EPSS | EPSS | EPSS | [17 empty] | Ground Inspection | [18 empty] | EPSS, | EPSS | EPSS | EPSS, | EPSS | EPSS | EPSS,Ground Inspection, | EPSS Ground Inspection | EPSS Ground Inspection |  |  |  | , | FALSE
SOTO 0401CB | EPSS | EPSS | EPSS | [16 empty] | Ground Inspection | Ground Inspection | [18 empty] | EPSS, | EPSS | EPSS | EPSS,Ground Inspection, | EPSS Ground Inspection | EPSS Ground Inspection | EPSS,Ground Inspection, | EPSS Ground Inspection | EPSS Ground Inspection |  |  |  | , | FALSE
MENLO 11039096 | EPSS | EPSS | EPSS | [17 empty] | Ground Inspection | [18 empty] | EPSS, | EPSS | EPSS | EPSS, | EPSS | EPSS | EPSS,Ground Inspection, | EPSS Ground Inspection | EPSS Ground Inspection |  |  |  | , | FALSE
MILLBRAE 11018944 | EPSS | EPSS | EPSS | [36 empty] | EPSS, | EPSS | EPSS | EPSS, | EPSS | EPSS | EPSS, | EPSS | EPSS |  |  |  | , | FALSE
HALF MOON BAY 11019014 | EPSS | EPSS | EPSS | [36 empty] | EPSS, | EPSS | EPSS | EPSS, | EPSS | EPSS | EPSS, | EPSS | EPSS |  |  |  | , | FALSE
OAKLAND X 1107CR426 | EPSS | EPSS | EPSS | [15 empty] | Ground Inspection | Ground Inspection | [19 empty] | EPSS,Ground Inspection, | EPSS Ground Inspection | EPSS Ground Inspection | EPSS,Ground Inspection, | EPSS Ground Inspection | EPSS Ground Inspection | EPSS, | EPSS | EPSS |  |  |  | , | FALSE
HALF MOON BAY 11022032 | EPSS | EPSS | EPSS | [13 empty] | Aerial Inspection |  | Ground Inspection |  | Ground Inspection | [18 empty] | EPSS,Ground Inspection, | EPSS Ground Inspection | EPSS Ground Inspection | EPSS,Aerial Inspection, | EPSS Aerial Inspection | EPSS Aerial Inspection | EPSS,Ground Inspection, | EPSS Ground Inspection | EPSS Ground Inspection |  |  |  | , | FALSE
DUMBARTON 1109MR241 | EPSS | EPSS | EPSS | [16 empty] | Ground Inspection | [19 empty] | EPSS, | EPSS | EPSS | EPSS,Ground Inspection, | EPSS Ground Inspection | EPSS Ground Inspection | EPSS, | EPSS | EPSS |  |  |  | , | FALSE
FAIRMOUNT 0402CB | EPSS | EPSS | EPSS | [17 empty] | Ground Inspection | [18 empty] | EPSS, | EPSS | EPSS | EPSS, | EPSS | EPSS | EPSS,Ground Inspection, | EPSS Ground Inspection | EPSS Ground Inspection |  |  |  | , | FALSE
STELLING 1108CB | EPSS | EPSS | EPSS | [36 empty] | EPSS, | EPSS | EPSS | EPSS, | EPSS | EPSS | EPSS, | EPSS | EPSS |  |  |  | , | FALSE
ALMADEN 1102685706 | EPSS | EPSS | EPSS | [16 empty] | Ground Inspection | Ground Inspection | [18 empty] | EPSS, | EPSS | EPSS | EPSS,Ground Inspection, | EPSS Ground Inspection | EPSS Ground Inspection | EPSS,Ground Inspection, | EPSS Ground Inspection | EPSS Ground Inspection |  |  |  | , | FALSE
GRANT 1108MR354 | EPSS | EPSS | EPSS | [16 empty] | Ground Inspection | Ground Inspection | [18 empty] | EPSS, | EPSS | EPSS | EPSS,Ground Inspection, | EPSS Ground Inspection | EPSS Ground Inspection | EPSS,Ground Inspection, | EPSS Ground Inspection | EPSS Ground Inspection |  |  |  | , | FALSE
FAIRVIEW 22078275 | EPSS | EPSS | EPSS | [15 empty] | Ground Inspection | [20 empty] | EPSS,Ground Inspection, | EPSS Ground Inspection | EPSS Ground Inspection | EPSS, | EPSS | EPSS | EPSS, | EPSS | EPSS |  |  |  | , | FALSE
RAINBOW 1105508780 | EPSS | EPSS | EPSS | [16 empty] | Ground Inspection | [19 empty] | EPSS, | EPSS | EPSS | EPSS,Ground Inspection, | EPSS Ground Inspection | EPSS Ground Inspection | EPSS, | EPSS | EPSS |  |  |  | , | FALSE
HICKS 1115CB | EPSS | EPSS | EPSS | [16 empty] | Ground Inspection | Ground Inspection | [18 empty] | EPSS, | EPSS | EPSS | EPSS,Ground Inspection, | EPSS Ground Inspection | EPSS Ground Inspection | EPSS,Ground Inspection, | EPSS Ground Inspection | EPSS Ground Inspection |  |  |  | , | FALSE
ATWATER 11039640 | EPSS | EPSS | EPSS | [16 empty] | Ground Inspection | [19 empty] | EPSS, | EPSS | EPSS | EPSS,Ground Inspection, | EPSS Ground Inspection | EPSS Ground Inspection | EPSS, | EPSS | EPSS |  |  |  | , | FALSE
SF K 1101CB | EPSS | EPSS | EPSS | [36 empty] | EPSS, | EPSS | EPSS | EPSS, | EPSS | EPSS | EPSS, | EPSS | EPSS |  |  |  | , | FALSE
VALLEY VIEW 1106CB | EPSS | EPSS | EPSS | [14 empty] | Aerial Inspection |  | Ground Inspection | [19 empty] | EPSS, | EPSS | EPSS | EPSS,Ground Inspection, | EPSS Ground Inspection | EPSS Ground Inspection | EPSS,Aerial Inspection, | EPSS Aerial Inspection | EPSS Aerial Inspection |  |  |  | , | FALSE
DALY CITY 110277934 | EPSS | EPSS | EPSS | [16 empty] | Ground Inspection | [19 empty] | EPSS, | EPSS | EPSS | EPSS,Ground Inspection, | EPSS Ground Inspection | EPSS Ground Inspection | EPSS, | EPSS | EPSS |  |  |  | , | FALSE
LAS POSITAS 2109CB | EPSS | EPSS | EPSS | [15 empty] | Ground Inspection | [20 empty] | EPSS,Ground Inspection, | EPSS Ground Inspection | EPSS Ground Inspection | EPSS, | EPSS | EPSS | EPSS, | EPSS | EPSS |  |  |  | , | FALSE
HIGHWAY 1106CB | EPSS | EPSS | EPSS | [16 empty] | Ground Inspection | Ground Inspection | [18 empty] | EPSS, | EPSS | EPSS | EPSS,Ground Inspection, | EPSS Ground Inspection | EPSS Ground Inspection | EPSS,Ground Inspection, | EPSS Ground Inspection | EPSS Ground Inspection |  |  |  | , | FALSE
SF H 110268336 | EPSS | EPSS | EPSS | [17 empty] | Ground Inspection | [18 empty] | EPSS, | EPSS | EPSS | EPSS, | EPSS | EPSS | EPSS,Ground Inspection, | EPSS Ground Inspection | EPSS Ground Inspection |  |  |  | , | FALSE
HIGHWAY 11062105 | EPSS | EPSS | EPSS | [16 empty] | Ground Inspection | Ground Inspection | [18 empty] | EPSS, | EPSS | EPSS | EPSS,Ground Inspection, | EPSS Ground Inspection | EPSS Ground Inspection | EPSS,Ground Inspection, | EPSS Ground Inspection | EPSS Ground Inspection |  |  |  | , | FALSE
LOS OSITOS 2103174580 | EPSS | EPSS | EPSS | [27 empty] | Line Sensors | [8 empty] | EPSS,Line Sensors, | EPSS Line Sensors | EPSS Line Sensors | EPSS, | EPSS | EPSS | EPSS, | EPSS | EPSS |  |  |  | , | FALSE
SANTA ROSA A 1102336 | EPSS | EPSS | EPSS | [17 empty] | Ground Inspection | [18 empty] | EPSS, | EPSS | EPSS | EPSS, | EPSS | EPSS | EPSS,Ground Inspection, | EPSS Ground Inspection | EPSS Ground Inspection |  |  |  | , | FALSE
MT EDEN 1105CB | EPSS | EPSS | EPSS | [16 empty] | Ground Inspection | Ground Inspection | [18 empty] | EPSS, | EPSS | EPSS | EPSS,Ground Inspection, | EPSS Ground Inspection | EPSS Ground Inspection | EPSS,Ground Inspection, | EPSS Ground Inspection | EPSS Ground Inspection |  |  |  | , | FALSE
JESSUP 110238330 | EPSS | EPSS | EPSS | [36 empty] | EPSS, | EPSS | EPSS | EPSS, | EPSS | EPSS | EPSS, | EPSS | EPSS |  |  |  | , | FALSE
ARANA 0401CB | EPSS | EPSS | EPSS | [16 empty] | Ground Inspection | Ground Inspection | [18 empty] | EPSS, | EPSS | EPSS | EPSS,Ground Inspection, | EPSS Ground Inspection | EPSS Ground Inspection | EPSS,Ground Inspection, | EPSS Ground Inspection | EPSS Ground Inspection |  |  |  | , | FALSE
CASTRO VALLEY 1102960346 | EPSS | EPSS | EPSS | [14 empty] | Aerial Inspection |  | Ground Inspection | [19 empty] | EPSS, | EPSS | EPSS | EPSS,Ground Inspection, | EPSS Ground Inspection | EPSS Ground Inspection | EPSS,Aerial Inspection, | EPSS Aerial Inspection | EPSS Aerial Inspection |  |  |  | , | FALSE
EAST GRAND 1113CB | EPSS | EPSS | EPSS | [17 empty] | Ground Inspection | [18 empty] | EPSS, | EPSS | EPSS | EPSS, | EPSS | EPSS | EPSS,Ground Inspection, | EPSS Ground Inspection | EPSS Ground Inspection |  |  |  | , | FALSE
CLAYTON 1104C550R | EPSS | EPSS | EPSS | [15 empty] | Ground Inspection | [20 empty] | EPSS,Ground Inspection, | EPSS Ground Inspection | EPSS Ground Inspection | EPSS, | EPSS | EPSS | EPSS, | EPSS | EPSS |  |  |  | , | FALSE
RESERVE OIL 1101CB | EPSS | EPSS | EPSS | [36 empty] | EPSS, | EPSS | EPSS | EPSS, | EPSS | EPSS | EPSS, | EPSS | EPSS |  |  |  | , | FALSE
VINEYARD 2107MR801 | EPSS | EPSS | EPSS | [17 empty] | Ground Inspection | [18 empty] | EPSS, | EPSS | EPSS | EPSS, | EPSS | EPSS | EPSS,Ground Inspection, | EPSS Ground Inspection | EPSS Ground Inspection |  |  |  | , | FALSE
KINGSBURG 11146760 | EPSS | EPSS | EPSS | [36 empty] | EPSS, | EPSS | EPSS | EPSS, | EPSS | EPSS | EPSS, | EPSS | EPSS |  |  |  | , | FALSE
HUMBOLDT BAY 11027598 | EPSS | EPSS | EPSS | [36 empty] | EPSS, | EPSS | EPSS | EPSS, | EPSS | EPSS | EPSS, | EPSS | EPSS |  |  |  | , | FALSE
BERKELEY F 1105189500 | EPSS | EPSS | EPSS | [14 empty] | Aerial Inspection |  | Ground Inspection | Ground Inspection | [18 empty] | EPSS, | EPSS | EPSS | EPSS,Ground Inspection, | EPSS Ground Inspection | EPSS Ground Inspection | EPSS,Aerial Inspection,Ground Inspection, | EPSS Aerial Inspection Ground Inspection | EPSS Aerial Inspection Ground Inspection |  |  |  | , | FALSE
RIPON 170213544 | EPSS | EPSS | EPSS | [15 empty] | Ground Inspection | [20 empty] | EPSS,Ground Inspection, | EPSS Ground Inspection | EPSS Ground Inspection | EPSS, | EPSS | EPSS | EPSS, | EPSS | EPSS |  |  |  | , | FALSE
LLAGAS 2104XR148 | EPSS | EPSS | EPSS | [15 empty] | Ground Inspection | [20 empty] | EPSS,Ground Inspection, | EPSS Ground Inspection | EPSS Ground Inspection | EPSS, | EPSS | EPSS | EPSS, | EPSS | EPSS |  |  |  | , | FALSE
DAIRYLAND 110293892 | EPSS | EPSS | EPSS | [15 empty] | Ground Inspection | Ground Inspection | [19 empty] | EPSS,Ground Inspection, | EPSS Ground Inspection | EPSS Ground Inspection | EPSS,Ground Inspection, | EPSS Ground Inspection | EPSS Ground Inspection | EPSS, | EPSS | EPSS |  |  |  | , | FALSE
GRAND ISLAND 222550300 | EPSS | EPSS | EPSS | [36 empty] | EPSS, | EPSS | EPSS | EPSS, | EPSS | EPSS | EPSS, | EPSS | EPSS |  |  |  | , | FALSE
NORTH TOWER 1103CB | EPSS | EPSS | EPSS | [15 empty] | Ground Inspection |  | Ground Inspection | [18 empty] | EPSS,Ground Inspection, | EPSS Ground Inspection | EPSS Ground Inspection | EPSS, | EPSS | EPSS | EPSS,Ground Inspection, | EPSS Ground Inspection | EPSS Ground Inspection |  |  |  | , | FALSE
RICHMOND R 1130BR144 | EPSS | EPSS | EPSS | [36 empty] | EPSS, | EPSS | EPSS | EPSS, | EPSS | EPSS | EPSS, | EPSS | EPSS |  |  |  | , | FALSE
PENNGROVE 11013476 | EPSS | EPSS | EPSS | [13 empty] | Aerial Inspection |  | Ground Inspection | [20 empty] | EPSS,Ground Inspection, | EPSS Ground Inspection | EPSS Ground Inspection | EPSS,Aerial Inspection, | EPSS Aerial Inspection | EPSS Aerial Inspection | EPSS, | EPSS | EPSS |  |  |  | , | FALSE
BUELLTON 1102Y20 | EPSS | EPSS | EPSS | [13 empty] | Aerial Inspection |  | Ground Inspection |  | Ground Inspection | [18 empty] | EPSS,Ground Inspection, | EPSS Ground Inspection | EPSS Ground Inspection | EPSS,Aerial Inspection, | EPSS Aerial Inspection | EPSS Aerial Inspection | EPSS,Ground Inspection, | EPSS Ground Inspection | EPSS Ground Inspection |  |  |  | , | FALSE
PRUNEDALE 1110CB | EPSS | EPSS | EPSS | [16 empty] | Ground Inspection | Ground Inspection | [18 empty] | EPSS, | EPSS | EPSS | EPSS,Ground Inspection, | EPSS Ground Inspection | EPSS Ground Inspection | EPSS,Ground Inspection, | EPSS Ground Inspection | EPSS Ground Inspection |  |  |  | , | FALSE
PETALUMA C 1108CB | EPSS | EPSS | EPSS | [13 empty] | Aerial Inspection | Aerial Inspection | Ground Inspection | Ground Inspection | [19 empty] | EPSS,Ground Inspection, | EPSS Ground Inspection | EPSS Ground Inspection | EPSS,Aerial Inspection,Ground Inspection, | EPSS Aerial Inspection Ground Inspection | EPSS Aerial Inspection Ground Inspection | EPSS,Aerial Inspection, | EPSS Aerial Inspection | EPSS Aerial Inspection |  |  |  | , | FALSE
GREENBRAE 11037315 | EPSS | EPSS | EPSS | [15 empty] | Ground Inspection | Ground Inspection | Ground Inspection | [18 empty] | EPSS,Ground Inspection, | EPSS Ground Inspection | EPSS Ground Inspection | EPSS,Ground Inspection, | EPSS Ground Inspection | EPSS Ground Inspection | EPSS,Ground Inspection, | EPSS Ground Inspection | EPSS Ground Inspection |  |  |  | , | FALSE
STUART 0401CB | EPSS | EPSS | EPSS | [16 empty] | Ground Inspection | [19 empty] | EPSS, | EPSS | EPSS | EPSS,Ground Inspection, | EPSS Ground Inspection | EPSS Ground Inspection | EPSS, | EPSS | EPSS |  |  |  | , | FALSE
NORTH TOWER 110291736 | EPSS | EPSS | EPSS | [15 empty] | Ground Inspection |  | Ground Inspection | [18 empty] | EPSS,Ground Inspection, | EPSS Ground Inspection | EPSS Ground Inspection | EPSS, | EPSS | EPSS | EPSS,Ground Inspection, | EPSS Ground Inspection | EPSS Ground Inspection |  |  |  | , | FALSE
JARVIS 1112MR238 | EPSS | EPSS | EPSS | [36 empty] | EPSS, | EPSS | EPSS | EPSS, | EPSS | EPSS | EPSS, | EPSS | EPSS |  |  |  | , | FALSE
FREMONT 1107MR110 | EPSS | EPSS | EPSS | [17 empty] | Ground Inspection | [18 empty] | EPSS, | EPSS | EPSS | EPSS, | EPSS | EPSS | EPSS,Ground Inspection, | EPSS Ground Inspection | EPSS Ground Inspection |  |  |  | , | FALSE
SANTA MARIA 1106M112 | EPSS | EPSS | EPSS | [36 empty] | EPSS, | EPSS | EPSS | EPSS, | EPSS | EPSS | EPSS, | EPSS | EPSS |  |  |  | , | FALSE
MILLBRAE 040376176 | EPSS | EPSS | EPSS | [36 empty] | EPSS, | EPSS | EPSS | EPSS, | EPSS | EPSS | EPSS, | EPSS | EPSS |  |  |  | , | FALSE
BERKELEY F 0404CB | EPSS | EPSS | EPSS | [16 empty] | Ground Inspection | Ground Inspection | [18 empty] | EPSS, | EPSS | EPSS | EPSS,Ground Inspection, | EPSS Ground Inspection | EPSS Ground Inspection | EPSS,Ground Inspection, | EPSS Ground Inspection | EPSS Ground Inspection |  |  |  | , | FALSE
SF H 110713525 | EPSS | EPSS | EPSS | [15 empty] | Ground Inspection | Ground Inspection | Ground Inspection | [18 empty] | EPSS,Ground Inspection, | EPSS Ground Inspection | EPSS Ground Inspection | EPSS,Ground Inspection, | EPSS Ground Inspection | EPSS Ground Inspection | EPSS,Ground Inspection, | EPSS Ground Inspection | EPSS Ground Inspection |  |  |  | , | FALSE
TEMPLETON 2113A24 | EPSS | EPSS | EPSS | [15 empty] | Ground Inspection | [20 empty] | EPSS,Ground Inspection, | EPSS Ground Inspection | EPSS Ground Inspection | EPSS, | EPSS | EPSS | EPSS, | EPSS | EPSS |  |  |  | , | FALSE
SF H 110514741 | EPSS | EPSS | EPSS | [16 empty] | Ground Inspection | Ground Inspection | [18 empty] | EPSS, | EPSS | EPSS | EPSS,Ground Inspection, | EPSS Ground Inspection | EPSS Ground Inspection | EPSS,Ground Inspection, | EPSS Ground Inspection | EPSS Ground Inspection |  |  |  | , | FALSE
SANTA ROSA A 1102622 | EPSS | EPSS | EPSS | [17 empty] | Ground Inspection | [18 empty] | EPSS, | EPSS | EPSS | EPSS, | EPSS | EPSS | EPSS,Ground Inspection, | EPSS Ground Inspection | EPSS Ground Inspection |  |  |  | , | FALSE
EL PATIO 1107XR532 | EPSS | EPSS | EPSS | [16 empty] | Ground Inspection | Ground Inspection | [18 empty] | EPSS, | EPSS | EPSS | EPSS,Ground Inspection, | EPSS Ground Inspection | EPSS Ground Inspection | EPSS,Ground Inspection, | EPSS Ground Inspection | EPSS Ground Inspection |  |  |  | , | FALSE
SAN BRUNO 040265746 | EPSS | EPSS | EPSS | [36 empty] | EPSS, | EPSS | EPSS | EPSS, | EPSS | EPSS | EPSS, | EPSS | EPSS |  |  |  | , | FALSE
GLENN 110133450 | EPSS | EPSS | EPSS | [36 empty] | EPSS, | EPSS | EPSS | EPSS, | EPSS | EPSS | EPSS, | EPSS | EPSS |  |  |  | , | FALSE
EUREKA E 1101CB | EPSS | EPSS | EPSS | [36 empty] | EPSS, | EPSS | EPSS | EPSS, | EPSS | EPSS | EPSS, | EPSS | EPSS |  |  |  | , | FALSE
VIEJO 220298146 | EPSS | EPSS | EPSS | [15 empty] | Ground Inspection | Ground Inspection | [10 empty] | Line Sensors | [8 empty] | EPSS,Ground Inspection,Line Sensors, | EPSS Ground Inspection Line Sensors | EPSS Ground Inspection Line Sensors | EPSS,Ground Inspection, | EPSS Ground Inspection | EPSS Ground Inspection | EPSS, | EPSS | EPSS |  |  |  | , | FALSE
NAPA 1110944 | EPSS | EPSS | EPSS | [15 empty] | Ground Inspection | Ground Inspection | Ground Inspection | [18 empty] | EPSS,Ground Inspection, | EPSS Ground Inspection | EPSS Ground Inspection | EPSS,Ground Inspection, | EPSS Ground Inspection | EPSS Ground Inspection | EPSS,Ground Inspection, | EPSS Ground Inspection | EPSS Ground Inspection |  |  |  | , | FALSE
BELLE HAVEN 0407CB | EPSS | EPSS | EPSS | [16 empty] | Ground Inspection | Ground Inspection | [18 empty] | EPSS, | EPSS | EPSS | EPSS,Ground Inspection, | EPSS Ground Inspection | EPSS Ground Inspection | EPSS,Ground Inspection, | EPSS Ground Inspection | EPSS Ground Inspection |  |  |  | , | FALSE
AMES 1102CB | EPSS | EPSS | EPSS | [17 empty] | Ground Inspection | [18 empty] | EPSS, | EPSS | EPSS | EPSS, | EPSS | EPSS | EPSS,Ground Inspection, | EPSS Ground Inspection | EPSS Ground Inspection |  |  |  | , | FALSE
BEACH (Q) 0402CB | EPSS | EPSS | EPSS | [15 empty] | Ground Inspection | [20 empty] | EPSS,Ground Inspection, | EPSS Ground Inspection | EPSS Ground Inspection | EPSS, | EPSS | EPSS | EPSS, | EPSS | EPSS |  |  |  | , | FALSE
FAIRHAVEN 110353174 | EPSS | EPSS | EPSS | [36 empty] | EPSS, | EPSS | EPSS | EPSS, | EPSS | EPSS | EPSS, | EPSS | EPSS |  |  |  | , | FALSE
MISSION (X) 112441340 | EPSS | EPSS | EPSS | [15 empty] | Ground Inspection | [20 empty] | EPSS,Ground Inspection, | EPSS Ground Inspection | EPSS Ground Inspection | EPSS, | EPSS | EPSS | EPSS, | EPSS | EPSS |  |  |  | , | FALSE
EDENVALE 1101XR184 | EPSS | EPSS | EPSS | [17 empty] | Ground Inspection | [18 empty] | EPSS, | EPSS | EPSS | EPSS, | EPSS | EPSS | EPSS,Ground Inspection, | EPSS Ground Inspection | EPSS Ground Inspection |  |  |  | , | FALSE
SANTA ROSA A 1106300 | EPSS | EPSS | EPSS | [36 empty] | EPSS, | EPSS | EPSS | EPSS, | EPSS | EPSS | EPSS, | EPSS | EPSS |  |  |  | , | FALSE
CASTROVILLE 210399672 | EPSS | EPSS | EPSS | [16 empty] | Ground Inspection | Ground Inspection | [18 empty] | EPSS, | EPSS | EPSS | EPSS,Ground Inspection, | EPSS Ground Inspection | EPSS Ground Inspection | EPSS,Ground Inspection, | EPSS Ground Inspection | EPSS Ground Inspection |  |  |  | , | FALSE
SAN LUIS OBISPO 1102V98 | EPSS | EPSS | EPSS | [14 empty] | Aerial Inspection |  | Ground Inspection | [19 empty] | EPSS, | EPSS | EPSS | EPSS,Ground Inspection, | EPSS Ground Inspection | EPSS Ground Inspection | EPSS,Aerial Inspection, | EPSS Aerial Inspection | EPSS Aerial Inspection |  |  |  | , | FALSE
EUREKA E 11017104 | EPSS | EPSS | EPSS | [36 empty] | EPSS, | EPSS | EPSS | EPSS, | EPSS | EPSS | EPSS, | EPSS | EPSS |  |  |  | , | FALSE
SF N 1101CB | EPSS | EPSS | EPSS | [36 empty] | EPSS, | EPSS | EPSS | EPSS, | EPSS | EPSS | EPSS, | EPSS | EPSS |  |  |  | , | FALSE
SAN CARLOS 1103195306 | EPSS | EPSS | EPSS | [16 empty] | Ground Inspection | [19 empty] | EPSS, | EPSS | EPSS | EPSS,Ground Inspection, | EPSS Ground Inspection | EPSS Ground Inspection | EPSS, | EPSS | EPSS |  |  |  | , | FALSE
LAWRENCE 110455186 | EPSS | EPSS | EPSS | [36 empty] | EPSS, | EPSS | EPSS | EPSS, | EPSS | EPSS | EPSS, | EPSS | EPSS |  |  |  | , | FALSE
UKIAH 1114CB | EPSS | EPSS | EPSS | [36 empty] | EPSS, | EPSS | EPSS | EPSS, | EPSS | EPSS | EPSS, | EPSS | EPSS |  |  |  | , | FALSE
BARRETT 0402CB | EPSS | EPSS | EPSS | [36 empty] | EPSS, | EPSS | EPSS | EPSS, | EPSS | EPSS | EPSS, | EPSS | EPSS |  |  |  | , | FALSE
VALLEY VIEW 1105P124 | EPSS | EPSS | EPSS | [15 empty] | Ground Inspection | [20 empty] | EPSS,Ground Inspection, | EPSS Ground Inspection | EPSS Ground Inspection | EPSS, | EPSS | EPSS | EPSS, | EPSS | EPSS |  |  |  | , | FALSE
PLUMAS 1101618170 | EPSS | EPSS | EPSS | [36 empty] | EPSS, | EPSS | EPSS | EPSS, | EPSS | EPSS | EPSS, | EPSS | EPSS |  |  |  | , | FALSE
KETTLEMAN HILLS 210464373 | EPSS | EPSS | EPSS | [16 empty] | Ground Inspection | [19 empty] | EPSS, | EPSS | EPSS | EPSS,Ground Inspection, | EPSS Ground Inspection | EPSS Ground Inspection | EPSS, | EPSS | EPSS |  |  |  | , | FALSE
SAN CARLOS 04039012 | EPSS | EPSS | EPSS | [14 empty] | Aerial Inspection |  | Ground Inspection | [19 empty] | EPSS, | EPSS | EPSS | EPSS,Ground Inspection, | EPSS Ground Inspection | EPSS Ground Inspection | EPSS,Aerial Inspection, | EPSS Aerial Inspection | EPSS Aerial Inspection |  |  |  | , | FALSE
SCHINDLER 1108CB | EPSS | EPSS | EPSS | [36 empty] | EPSS, | EPSS | EPSS | EPSS, | EPSS | EPSS | EPSS, | EPSS | EPSS |  |  |  | , | FALSE
MORMON 1102465508 | EPSS | EPSS | EPSS | [36 empty] | EPSS, | EPSS | EPSS | EPSS, | EPSS | EPSS | EPSS, | EPSS | EPSS |  |  |  | , | FALSE
OAKLAND X 1109CR126 | EPSS | EPSS | EPSS | [17 empty] | Ground Inspection | [18 empty] | EPSS, | EPSS | EPSS | EPSS, | EPSS | EPSS | EPSS,Ground Inspection, | EPSS Ground Inspection | EPSS Ground Inspection |  |  |  | , | FALSE
HIGHWAY 110181590 | EPSS | EPSS | EPSS | [16 empty] | Ground Inspection | Ground Inspection | [18 empty] | EPSS, | EPSS | EPSS | EPSS,Ground Inspection, | EPSS Ground Inspection | EPSS Ground Inspection | EPSS,Ground Inspection, | EPSS Ground Inspection | EPSS Ground Inspection |  |  |  | , | FALSE
TULUCAY 1101684 | EPSS | EPSS | EPSS | [15 empty] | Ground Inspection | [20 empty] | EPSS,Ground Inspection, | EPSS Ground Inspection | EPSS Ground Inspection | EPSS, | EPSS | EPSS | EPSS, | EPSS | EPSS |  |  |  | , | FALSE
HONCUT 110255206 | EPSS | EPSS | EPSS | [13 empty] | Aerial Inspection |  | Ground Inspection |  | Ground Inspection | [7 empty] | Down Conductor Detection (DCD) | [10 empty] | EPSS,Ground Inspection, | EPSS Ground Inspection | EPSS Ground Inspection | EPSS,Aerial Inspection,Down Conductor Detection (DCD), | EPSS Aerial Inspection Down Conductor Detection (DCD) | EPSS Aerial Inspection Down Conductor Detection (DCD) | EPSS,Ground Inspection, | EPSS Ground Inspection | EPSS Ground Inspection |  |  |  | , | FALSE
VASCO 1102CB | EPSS | EPSS | EPSS | [15 empty] | Ground Inspection | [20 empty] | EPSS,Ground Inspection, | EPSS Ground Inspection | EPSS Ground Inspection | EPSS, | EPSS | EPSS | EPSS, | EPSS | EPSS |  |  |  | , | FALSE
VACA DIXON 1106CB | EPSS | EPSS | EPSS | [16 empty] | Ground Inspection | Ground Inspection | [18 empty] | EPSS, | EPSS | EPSS | EPSS,Ground Inspection, | EPSS Ground Inspection | EPSS Ground Inspection | EPSS,Ground Inspection, | EPSS Ground Inspection | EPSS Ground Inspection |  |  |  | , | FALSE
TULUCAY 1101323426 | EPSS | EPSS | EPSS | [36 empty] | EPSS, | EPSS | EPSS | EPSS, | EPSS | EPSS | EPSS, | EPSS | EPSS |  |  |  | , | FALSE
CORDELIA 1112CB | EPSS | EPSS | EPSS | [17 empty] | Ground Inspection | [18 empty] | EPSS, | EPSS | EPSS | EPSS, | EPSS | EPSS | EPSS,Ground Inspection, | EPSS Ground Inspection | EPSS Ground Inspection |  |  |  | , | FALSE
OAKLAND J 1105CR132 | EPSS | EPSS | EPSS | [13 empty] | Aerial Inspection |  | Ground Inspection | [20 empty] | EPSS,Ground Inspection, | EPSS Ground Inspection | EPSS Ground Inspection | EPSS,Aerial Inspection, | EPSS Aerial Inspection | EPSS Aerial Inspection | EPSS, | EPSS | EPSS |  |  |  | , | FALSE
CANAL 1106CB | EPSS | EPSS | EPSS | [36 empty] | EPSS, | EPSS | EPSS | EPSS, | EPSS | EPSS | EPSS, | EPSS | EPSS |  |  |  | , | FALSE
RICHMOND Q 0402895422 | EPSS | EPSS | EPSS | [36 empty] | EPSS, | EPSS | EPSS | EPSS, | EPSS | EPSS | EPSS, | EPSS | EPSS |  |  |  | , | FALSE
PEABODY 2112CB | EPSS | EPSS | EPSS | [17 empty] | Ground Inspection | [18 empty] | EPSS, | EPSS | EPSS | EPSS, | EPSS | EPSS | EPSS,Ground Inspection, | EPSS Ground Inspection | EPSS Ground Inspection |  |  |  | , | FALSE
KINGSBURG 110281042 | EPSS | EPSS | EPSS | [36 empty] | EPSS, | EPSS | EPSS | EPSS, | EPSS | EPSS | EPSS, | EPSS | EPSS |  |  |  | , | FALSE
WOOD 0401CB | EPSS | EPSS | EPSS | [14 empty] | Aerial Inspection |  | Ground Inspection | Ground Inspection | [18 empty] | EPSS, | EPSS | EPSS | EPSS,Ground Inspection, | EPSS Ground Inspection | EPSS Ground Inspection | EPSS,Aerial Inspection,Ground Inspection, | EPSS Aerial Inspection Ground Inspection | EPSS Aerial Inspection Ground Inspection |  |  |  | , | FALSE
SAN CARLOS 0403CB | EPSS | EPSS | EPSS | [16 empty] | Ground Inspection | [19 empty] | EPSS, | EPSS | EPSS | EPSS,Ground Inspection, | EPSS Ground Inspection | EPSS Ground Inspection | EPSS, | EPSS | EPSS |  |  |  | , | FALSE
FULTON 1105CB | EPSS | EPSS | EPSS | [17 empty] | Ground Inspection | [18 empty] | EPSS, | EPSS | EPSS | EPSS, | EPSS | EPSS | EPSS,Ground Inspection, | EPSS Ground Inspection | EPSS Ground Inspection |  |  |  | , | FALSE
PAUL SWEET 210166806 | EPSS | EPSS | EPSS | [16 empty] | Ground Inspection | Ground Inspection | [18 empty] | EPSS, | EPSS | EPSS | EPSS,Ground Inspection, | EPSS Ground Inspection | EPSS Ground Inspection | EPSS,Ground Inspection, | EPSS Ground Inspection | EPSS Ground Inspection |  |  |  | , | FALSE
SCHINDLER 1107CB | EPSS | EPSS | EPSS | [36 empty] | EPSS, | EPSS | EPSS | EPSS, | EPSS | EPSS | EPSS, | EPSS | EPSS |  |  |  | , | FALSE
SF H 11086563 | EPSS | EPSS | EPSS | [16 empty] | Ground Inspection | [19 empty] | EPSS, | EPSS | EPSS | EPSS,Ground Inspection, | EPSS Ground Inspection | EPSS Ground Inspection | EPSS, | EPSS | EPSS |  |  |  | , | FALSE
BELLEVUE 1102463316 | EPSS | EPSS | EPSS | [14 empty] | Aerial Inspection |  | Ground Inspection | Ground Inspection | [18 empty] | EPSS, | EPSS | EPSS | EPSS,Ground Inspection, | EPSS Ground Inspection | EPSS Ground Inspection | EPSS,Aerial Inspection,Ground Inspection, | EPSS Aerial Inspection Ground Inspection | EPSS Aerial Inspection Ground Inspection |  |  |  | , | FALSE
CASTROVILLE 210322156 | EPSS | EPSS | EPSS | [17 empty] | Ground Inspection | [18 empty] | EPSS, | EPSS | EPSS | EPSS, | EPSS | EPSS | EPSS,Ground Inspection, | EPSS Ground Inspection | EPSS Ground Inspection |  |  |  | , | FALSE
MOUNTAIN VIEW 1109CB | EPSS | EPSS | EPSS | [17 empty] | Ground Inspection | [18 empty] | EPSS, | EPSS | EPSS | EPSS, | EPSS | EPSS | EPSS,Ground Inspection, | EPSS Ground Inspection | EPSS Ground Inspection |  |  |  | , | FALSE
GONZALES 1103684642 | EPSS | EPSS | EPSS | [15 empty] | Ground Inspection | [20 empty] | EPSS,Ground Inspection, | EPSS Ground Inspection | EPSS Ground Inspection | EPSS, | EPSS | EPSS | EPSS, | EPSS | EPSS |  |  |  | , | FALSE
PIERCY 2109906172 | EPSS | EPSS | EPSS | [16 empty] | Ground Inspection | Ground Inspection | [18 empty] | EPSS, | EPSS | EPSS | EPSS,Ground Inspection, | EPSS Ground Inspection | EPSS Ground Inspection | EPSS,Ground Inspection, | EPSS Ground Inspection | EPSS Ground Inspection |  |  |  | , | FALSE
WOLFE 1107CB | EPSS | EPSS | EPSS | [36 empty] | EPSS, | EPSS | EPSS | EPSS, | EPSS | EPSS | EPSS, | EPSS | EPSS |  |  |  | , | FALSE
EUREKA A 1103CB | EPSS | EPSS | EPSS | [16 empty] | Ground Inspection | Ground Inspection | [18 empty] | EPSS, | EPSS | EPSS | EPSS,Ground Inspection, | EPSS Ground Inspection | EPSS Ground Inspection | EPSS,Ground Inspection, | EPSS Ground Inspection | EPSS Ground Inspection |  |  |  | , | FALSE
PARKWAY 1103652 | EPSS | EPSS | EPSS | [17 empty] | Ground Inspection | [18 empty] | EPSS, | EPSS | EPSS | EPSS, | EPSS | EPSS | EPSS,Ground Inspection, | EPSS Ground Inspection | EPSS Ground Inspection |  |  |  | , | FALSE
SALINAS 1104895672 | EPSS | EPSS | EPSS | [17 empty] | Ground Inspection | [18 empty] | EPSS, | EPSS | EPSS | EPSS, | EPSS | EPSS | EPSS,Ground Inspection, | EPSS Ground Inspection | EPSS Ground Inspection |  |  |  | , | FALSE
MC KEE 1104CB | EPSS | EPSS | EPSS | [16 empty] | Ground Inspection | [19 empty] | EPSS, | EPSS | EPSS | EPSS,Ground Inspection, | EPSS Ground Inspection | EPSS Ground Inspection | EPSS, | EPSS | EPSS |  |  |  | , | FALSE
MC CALL 1103CB | EPSS | EPSS | EPSS | [17 empty] | Ground Inspection | [18 empty] | EPSS, | EPSS | EPSS | EPSS, | EPSS | EPSS | EPSS,Ground Inspection, | EPSS Ground Inspection | EPSS Ground Inspection |  |  |  | , | FALSE
LOCKEFORD 210137600 | EPSS | EPSS | EPSS | [17 empty] | Ground Inspection | [18 empty] | EPSS, | EPSS | EPSS | EPSS, | EPSS | EPSS | EPSS,Ground Inspection, | EPSS Ground Inspection | EPSS Ground Inspection |  |  |  | , | FALSE
WINDSOR 1103CB | EPSS | EPSS | EPSS | [15 empty] | Ground Inspection | [20 empty] | EPSS,Ground Inspection, | EPSS Ground Inspection | EPSS Ground Inspection | EPSS, | EPSS | EPSS | EPSS, | EPSS | EPSS |  |  |  | , | FALSE
MERCED 1116CB | EPSS | EPSS | EPSS | [15 empty] | Ground Inspection | [20 empty] | EPSS,Ground Inspection, | EPSS Ground Inspection | EPSS Ground Inspection | EPSS, | EPSS | EPSS | EPSS, | EPSS | EPSS |  |  |  | , | FALSE
LAMONT 1104CB | EPSS | EPSS | EPSS | [36 empty] | EPSS, | EPSS | EPSS | EPSS, | EPSS | EPSS | EPSS, | EPSS | EPSS |  |  |  | , | FALSE
PANAMA 21011400 | EPSS | EPSS | EPSS | [15 empty] | Ground Inspection |  | Ground Inspection | [18 empty] | EPSS,Ground Inspection, | EPSS Ground Inspection | EPSS Ground Inspection | EPSS, | EPSS | EPSS | EPSS,Ground Inspection, | EPSS Ground Inspection | EPSS Ground Inspection |  |  |  | , | FALSE
GLENWOOD 110168889 | EPSS | EPSS | EPSS | [16 empty] | Ground Inspection | Ground Inspection | [18 empty] | EPSS, | EPSS | EPSS | EPSS,Ground Inspection, | EPSS Ground Inspection | EPSS Ground Inspection | EPSS,Ground Inspection, | EPSS Ground Inspection | EPSS Ground Inspection |  |  |  | , | FALSE
DAIRYLAND 11055990 | EPSS | EPSS | EPSS | [16 empty] | Ground Inspection | [19 empty] | EPSS, | EPSS | EPSS | EPSS,Ground Inspection, | EPSS Ground Inspection | EPSS Ground Inspection | EPSS, | EPSS | EPSS |  |  |  | , | FALSE
MANTECA 170114588 | EPSS | EPSS | EPSS | [36 empty] | EPSS, | EPSS | EPSS | EPSS, | EPSS | EPSS | EPSS, | EPSS | EPSS |  |  |  | , | FALSE
PEASE 1101CB | EPSS | EPSS | EPSS | [36 empty] | EPSS, | EPSS | EPSS | EPSS, | EPSS | EPSS | EPSS, | EPSS | EPSS |  |  |  | , | FALSE
PAUL SWEET 210216008 | EPSS | EPSS | EPSS | [36 empty] | EPSS, | EPSS | EPSS | EPSS, | EPSS | EPSS | EPSS, | EPSS | EPSS |  |  |  | , | FALSE
GRANT 1105MR362 | EPSS | EPSS | EPSS | [16 empty] | Ground Inspection | [19 empty] | EPSS, | EPSS | EPSS | EPSS,Ground Inspection, | EPSS Ground Inspection | EPSS Ground Inspection | EPSS, | EPSS | EPSS |  |  |  | , | FALSE
EDENVALE 2111CB | EPSS | EPSS | EPSS | [36 empty] | EPSS, | EPSS | EPSS | EPSS, | EPSS | EPSS | EPSS, | EPSS | EPSS |  |  |  | , | FALSE
GOLDTREE 1105588830 | EPSS | EPSS | EPSS | [15 empty] | Ground Inspection | [20 empty] | EPSS,Ground Inspection, | EPSS Ground Inspection | EPSS Ground Inspection | EPSS, | EPSS | EPSS | EPSS, | EPSS | EPSS |  |  |  | , | FALSE
WOODWARD 2101R1210 | EPSS | EPSS | EPSS | [17 empty] | Ground Inspection | [18 empty] | EPSS, | EPSS | EPSS | EPSS, | EPSS | EPSS | EPSS,Ground Inspection, | EPSS Ground Inspection | EPSS Ground Inspection |  |  |  | , | FALSE
CANAL 1105CB | EPSS | EPSS | EPSS | [36 empty] | EPSS, | EPSS | EPSS | EPSS, | EPSS | EPSS | EPSS, | EPSS | EPSS |  |  |  | , | FALSE
NORTH TOWER 11028964 | EPSS | EPSS | EPSS | [15 empty] | Ground Inspection |  | Ground Inspection | [18 empty] | EPSS,Ground Inspection, | EPSS Ground Inspection | EPSS Ground Inspection | EPSS, | EPSS | EPSS | EPSS,Ground Inspection, | EPSS Ground Inspection | EPSS Ground Inspection |  |  |  | , | FALSE
FITCH MOUNTAIN 1113406 | EPSS | EPSS | EPSS | [13 empty] | Aerial Inspection |  | Ground Inspection | [9 empty] | Down Conductor Detection (DCD) | [10 empty] | EPSS,Ground Inspection, | EPSS Ground Inspection | EPSS Ground Inspection | EPSS,Aerial Inspection,Down Conductor Detection (DCD), | EPSS Aerial Inspection Down Conductor Detection (DCD) | EPSS Aerial Inspection Down Conductor Detection (DCD) | EPSS, | EPSS | EPSS |  |  |  | , | FALSE
MILPITAS 110913377 | EPSS | EPSS | EPSS | [15 empty] | Ground Inspection | [20 empty] | EPSS,Ground Inspection, | EPSS Ground Inspection | EPSS Ground Inspection | EPSS, | EPSS | EPSS | EPSS, | EPSS | EPSS |  |  |  | , | FALSE
SAN LEANDRO U 1108MR566 | EPSS | EPSS | EPSS | [16 empty] | Ground Inspection | [19 empty] | EPSS, | EPSS | EPSS | EPSS,Ground Inspection, | EPSS Ground Inspection | EPSS Ground Inspection | EPSS, | EPSS | EPSS |  |  |  | , | FALSE
LAMONT 11064784 | EPSS | EPSS | EPSS | [36 empty] | EPSS, | EPSS | EPSS | EPSS, | EPSS | EPSS | EPSS, | EPSS | EPSS |  |  |  | , | FALSE
EIGHT MILE 2104CB | EPSS | EPSS | EPSS | [16 empty] | Ground Inspection | Ground Inspection | [18 empty] | EPSS, | EPSS | EPSS | EPSS,Ground Inspection, | EPSS Ground Inspection | EPSS Ground Inspection | EPSS,Ground Inspection, | EPSS Ground Inspection | EPSS Ground Inspection |  |  |  | , | FALSE
SALINAS 110322384 | EPSS | EPSS | EPSS | [17 empty] | Ground Inspection | [18 empty] | EPSS, | EPSS | EPSS | EPSS, | EPSS | EPSS | EPSS,Ground Inspection, | EPSS Ground Inspection | EPSS Ground Inspection |  |  |  | , | FALSE
GRANT 1106MR664 | EPSS | EPSS | EPSS | [16 empty] | Ground Inspection | Ground Inspection | [18 empty] | EPSS, | EPSS | EPSS | EPSS,Ground Inspection, | EPSS Ground Inspection | EPSS Ground Inspection | EPSS,Ground Inspection, | EPSS Ground Inspection | EPSS Ground Inspection |  |  |  | , | FALSE
HUMBOLDT BAY 1101CB | EPSS | EPSS | EPSS | [15 empty] | Ground Inspection | [20 empty] | EPSS,Ground Inspection, | EPSS Ground Inspection | EPSS Ground Inspection | EPSS, | EPSS | EPSS | EPSS, | EPSS | EPSS |  |  |  | , | FALSE
STELLING 1104LC120 | EPSS | EPSS | EPSS | [15 empty] | Ground Inspection | [20 empty] | EPSS,Ground Inspection, | EPSS Ground Inspection | EPSS Ground Inspection | EPSS, | EPSS | EPSS | EPSS, | EPSS | EPSS |  |  |  | , | FALSE
MAGUNDEN 1108563881 | EPSS | EPSS | EPSS | [36 empty] | EPSS, | EPSS | EPSS | EPSS, | EPSS | EPSS | EPSS, | EPSS | EPSS |  |  |  | , | FALSE
MADERA 1118610994 | EPSS | EPSS | EPSS | [15 empty] | Ground Inspection | [20 empty] | EPSS,Ground Inspection, | EPSS Ground Inspection | EPSS Ground Inspection | EPSS, | EPSS | EPSS | EPSS, | EPSS | EPSS |  |  |  | , | FALSE
POINT PINOLE 1102BR154 | EPSS | EPSS | EPSS | [15 empty] | Ground Inspection | [20 empty] | EPSS,Ground Inspection, | EPSS Ground Inspection | EPSS Ground Inspection | EPSS, | EPSS | EPSS | EPSS, | EPSS | EPSS |  |  |  | , | FALSE
DALY CITY 110576128 | EPSS | EPSS | EPSS | [15 empty] | Ground Inspection | Ground Inspection | [19 empty] | EPSS,Ground Inspection, | EPSS Ground Inspection | EPSS Ground Inspection | EPSS,Ground Inspection, | EPSS Ground Inspection | EPSS Ground Inspection | EPSS, | EPSS | EPSS |  |  |  | , | FALSE
FULTON 1105864 | EPSS | EPSS | EPSS | [17 empty] | Ground Inspection | [18 empty] | EPSS, | EPSS | EPSS | EPSS, | EPSS | EPSS | EPSS,Ground Inspection, | EPSS Ground Inspection | EPSS Ground Inspection |  |  |  | , | FALSE
MC KEE 110468892 | EPSS | EPSS | EPSS | [16 empty] | Ground Inspection | [19 empty] | EPSS, | EPSS | EPSS | EPSS,Ground Inspection, | EPSS Ground Inspection | EPSS Ground Inspection | EPSS, | EPSS | EPSS |  |  |  | , | FALSE
SNEATH LANE 110611792 | EPSS | EPSS | EPSS | [36 empty] | EPSS, | EPSS | EPSS | EPSS, | EPSS | EPSS | EPSS, | EPSS | EPSS |  |  |  | , | FALSE
PUTAH CREEK 1105CB | EPSS | EPSS | EPSS | [15 empty] | Ground Inspection | [20 empty] | EPSS,Ground Inspection, | EPSS Ground Inspection | EPSS Ground Inspection | EPSS, | EPSS | EPSS | EPSS, | EPSS | EPSS |  |  |  | , | FALSE
TIDEWATER 210638866 | EPSS | EPSS | EPSS | [15 empty] | Ground Inspection | [20 empty] | EPSS,Ground Inspection, | EPSS Ground Inspection | EPSS Ground Inspection | EPSS, | EPSS | EPSS | EPSS, | EPSS | EPSS |  |  |  | , | FALSE
VASONA 110360132 | EPSS | EPSS | EPSS | [15 empty] | Ground Inspection | Ground Inspection | [19 empty] | EPSS,Ground Inspection, | EPSS Ground Inspection | EPSS Ground Inspection | EPSS,Ground Inspection, | EPSS Ground Inspection | EPSS Ground Inspection | EPSS, | EPSS | EPSS |  |  |  | , | FALSE
CORCORAN 110837412 | EPSS | EPSS | EPSS | [15 empty] | Ground Inspection | [20 empty] | EPSS,Ground Inspection, | EPSS Ground Inspection | EPSS Ground Inspection | EPSS, | EPSS | EPSS | EPSS, | EPSS | EPSS |  |  |  | , | FALSE
WYANDOTTE 11061046 | EPSS | EPSS | EPSS | [17 empty] | Ground Inspection | [18 empty] | EPSS, | EPSS | EPSS | EPSS, | EPSS | EPSS | EPSS,Ground Inspection, | EPSS Ground Inspection | EPSS Ground Inspection |  |  |  | , | FALSE
VASONA 1105LC88 | EPSS | EPSS | EPSS | [15 empty] | Ground Inspection | Ground Inspection | [19 empty] | EPSS,Ground Inspection, | EPSS Ground Inspection | EPSS Ground Inspection | EPSS,Ground Inspection, | EPSS Ground Inspection | EPSS Ground Inspection | EPSS, | EPSS | EPSS |  |  |  | , | FALSE
BELMONT 0406CB | EPSS | EPSS | EPSS | [15 empty] | Ground Inspection | Ground Inspection | [19 empty] | EPSS,Ground Inspection, | EPSS Ground Inspection | EPSS Ground Inspection | EPSS,Ground Inspection, | EPSS Ground Inspection | EPSS Ground Inspection | EPSS, | EPSS | EPSS |  |  |  | , | FALSE
TRIMBLE 1106CB | EPSS | EPSS | EPSS | [16 empty] | Ground Inspection | [19 empty] | EPSS, | EPSS | EPSS | EPSS,Ground Inspection, | EPSS Ground Inspection | EPSS Ground Inspection | EPSS, | EPSS | EPSS |  |  |  | , | FALSE
SAN LEANDRO U 1107CB | EPSS | EPSS | EPSS | [16 empty] | Ground Inspection | [19 empty] | EPSS, | EPSS | EPSS | EPSS,Ground Inspection, | EPSS Ground Inspection | EPSS Ground Inspection | EPSS, | EPSS | EPSS |  |  |  | , | FALSE
CLARKSVILLE 21066832 | EPSS | EPSS | EPSS | [17 empty] | Ground Inspection | [9 empty] | Line Sensors | [8 empty] | EPSS,Line Sensors, | EPSS Line Sensors | EPSS Line Sensors | EPSS, | EPSS | EPSS | EPSS,Ground Inspection, | EPSS Ground Inspection | EPSS Ground Inspection |  |  |  | , | FALSE
MENLO 1104CB | EPSS | EPSS | EPSS | [16 empty] | Ground Inspection | Ground Inspection | [18 empty] | EPSS, | EPSS | EPSS | EPSS,Ground Inspection, | EPSS Ground Inspection | EPSS Ground Inspection | EPSS,Ground Inspection, | EPSS Ground Inspection | EPSS Ground Inspection |  |  |  | , | FALSE
BERKELEY F 0410CB | EPSS | EPSS | EPSS | [16 empty] | Ground Inspection | Ground Inspection | [18 empty] | EPSS, | EPSS | EPSS | EPSS,Ground Inspection, | EPSS Ground Inspection | EPSS Ground Inspection | EPSS,Ground Inspection, | EPSS Ground Inspection | EPSS Ground Inspection |  |  |  | , | FALSE
RADUM 1105CB | EPSS | EPSS | EPSS | [17 empty] | Ground Inspection | [18 empty] | EPSS, | EPSS | EPSS | EPSS, | EPSS | EPSS | EPSS,Ground Inspection, | EPSS Ground Inspection | EPSS Ground Inspection |  |  |  | , | FALSE
LODI 1102CB | EPSS | EPSS | EPSS | [17 empty] | Ground Inspection | [18 empty] | EPSS, | EPSS | EPSS | EPSS, | EPSS | EPSS | EPSS,Ground Inspection, | EPSS Ground Inspection | EPSS Ground Inspection |  |  |  | , | FALSE
PIERCY 2109XR482 | EPSS | EPSS | EPSS | [16 empty] | Ground Inspection | Ground Inspection | [18 empty] | EPSS, | EPSS | EPSS | EPSS,Ground Inspection, | EPSS Ground Inspection | EPSS Ground Inspection | EPSS,Ground Inspection, | EPSS Ground Inspection | EPSS Ground Inspection |  |  |  | , | FALSE
ROSSMOOR 110982962 | EPSS | EPSS | EPSS | [13 empty] | Aerial Inspection |  | Ground Inspection | Ground Inspection | [19 empty] | EPSS,Ground Inspection, | EPSS Ground Inspection | EPSS Ground Inspection | EPSS,Aerial Inspection,Ground Inspection, | EPSS Aerial Inspection Ground Inspection | EPSS Aerial Inspection Ground Inspection | EPSS, | EPSS | EPSS |  |  |  | , | FALSE
HICKS 2105XR174 | EPSS | EPSS | EPSS | [17 empty] | Ground Inspection | [18 empty] | EPSS, | EPSS | EPSS | EPSS, | EPSS | EPSS | EPSS,Ground Inspection, | EPSS Ground Inspection | EPSS Ground Inspection |  |  |  | , | FALSE
HOLLISTER 2101CB | EPSS | EPSS | EPSS | [17 empty] | Ground Inspection | [18 empty] | EPSS, | EPSS | EPSS | EPSS, | EPSS | EPSS | EPSS,Ground Inspection, | EPSS Ground Inspection | EPSS Ground Inspection |  |  |  | , | FALSE
CASTRO VALLEY 1105132304 | EPSS | EPSS | EPSS | [14 empty] | Aerial Inspection |  | Ground Inspection | [9 empty] | Down Conductor Detection (DCD) | [9 empty] | EPSS, | EPSS | EPSS | EPSS,Ground Inspection, | EPSS Ground Inspection | EPSS Ground Inspection | EPSS,Aerial Inspection,Down Conductor Detection (DCD), | EPSS Aerial Inspection Down Conductor Detection (DCD) | EPSS Aerial Inspection Down Conductor Detection (DCD) |  |  |  | , | FALSE
SANTA MARIA 110556022 | EPSS | EPSS | EPSS | [36 empty] | EPSS, | EPSS | EPSS | EPSS, | EPSS | EPSS | EPSS, | EPSS | EPSS |  |  |  | , | FALSE
BUTTE 1105518014 | EPSS | EPSS | EPSS | [36 empty] | EPSS, | EPSS | EPSS | EPSS, | EPSS | EPSS | EPSS, | EPSS | EPSS |  |  |  | , | FALSE
MISSION (X) 110969980 | EPSS | EPSS | EPSS | [15 empty] | Ground Inspection | [20 empty] | EPSS,Ground Inspection, | EPSS Ground Inspection | EPSS Ground Inspection | EPSS, | EPSS | EPSS | EPSS, | EPSS | EPSS |  |  |  | , | FALSE
CORCORAN 1106CB | EPSS | EPSS | EPSS | [15 empty] | Ground Inspection | [20 empty] | EPSS,Ground Inspection, | EPSS Ground Inspection | EPSS Ground Inspection | EPSS, | EPSS | EPSS | EPSS, | EPSS | EPSS |  |  |  | , | FALSE
PURISIMA 110154728 | EPSS | EPSS | EPSS | [17 empty] | Ground Inspection | [7 empty] | Down Conductor Detection (DCD) | [10 empty] | EPSS, | EPSS | EPSS | EPSS,Down Conductor Detection (DCD), | EPSS Down Conductor Detection (DCD) | EPSS Down Conductor Detection (DCD) | EPSS,Ground Inspection, | EPSS Ground Inspection | EPSS Ground Inspection |  |  |  | , | FALSE
GUERNSEY 1103CB | EPSS | EPSS | EPSS | [36 empty] | EPSS, | EPSS | EPSS | EPSS, | EPSS | EPSS | EPSS, | EPSS | EPSS |  |  |  | , | FALSE
OAKLAND J 1106CR330 | EPSS | EPSS | EPSS | [13 empty] | Aerial Inspection | Aerial Inspection | Ground Inspection | Ground Inspection | [8 empty] | Down Conductor Detection (DCD) | [10 empty] | EPSS,Ground Inspection, | EPSS Ground Inspection | EPSS Ground Inspection | EPSS,Aerial Inspection,Ground Inspection,Down Conductor Detection (DCD), | EPSS Aerial Inspection Ground Inspection Down Conductor Detection (DCD) | EPSS Aerial Inspection Ground Inspection Down Conductor Detection (DCD) | EPSS,Aerial Inspection, | EPSS Aerial Inspection | EPSS Aerial Inspection |  |  |  | , | FALSE
IGNACIO 11031068 | EPSS | EPSS | EPSS | [17 empty] | Ground Inspection | [18 empty] | EPSS, | EPSS | EPSS | EPSS, | EPSS | EPSS | EPSS,Ground Inspection, | EPSS Ground Inspection | EPSS Ground Inspection |  |  |  | , | FALSE
HAYWARD O 0402CB | EPSS | EPSS | EPSS | [16 empty] | Ground Inspection | Ground Inspection | [18 empty] | EPSS, | EPSS | EPSS | EPSS,Ground Inspection, | EPSS Ground Inspection | EPSS Ground Inspection | EPSS,Ground Inspection, | EPSS Ground Inspection | EPSS Ground Inspection |  |  |  | , | FALSE
HUNTERS POINT (P) 110810569 | EPSS | EPSS | EPSS | [15 empty] | Ground Inspection | Ground Inspection | Ground Inspection | [18 empty] | EPSS,Ground Inspection, | EPSS Ground Inspection | EPSS Ground Inspection | EPSS,Ground Inspection, | EPSS Ground Inspection | EPSS Ground Inspection | EPSS,Ground Inspection, | EPSS Ground Inspection | EPSS Ground Inspection |  |  |  | , | FALSE
RICHMOND R 1129BR348 | EPSS | EPSS | EPSS | [36 empty] | EPSS, | EPSS | EPSS | EPSS, | EPSS | EPSS | EPSS, | EPSS | EPSS |  |  |  | , | FALSE
EUREKA A 1106CB | EPSS | EPSS | EPSS | [36 empty] | EPSS, | EPSS | EPSS | EPSS, | EPSS | EPSS | EPSS, | EPSS | EPSS |  |  |  | , | FALSE
TASSAJARA 21032705 | EPSS | EPSS | EPSS | [16 empty] | Ground Inspection | [19 empty] | EPSS, | EPSS | EPSS | EPSS,Ground Inspection, | EPSS Ground Inspection | EPSS Ground Inspection | EPSS, | EPSS | EPSS |  |  |  | , | FALSE
EVERGREEN 2103980314 | EPSS | EPSS | EPSS | [17 empty] | Ground Inspection | [18 empty] | EPSS, | EPSS | EPSS | EPSS, | EPSS | EPSS | EPSS,Ground Inspection, | EPSS Ground Inspection | EPSS Ground Inspection |  |  |  | , | FALSE
WAHTOKE 1110CB | EPSS | EPSS | EPSS | [17 empty] | Ground Inspection | [18 empty] | EPSS, | EPSS | EPSS | EPSS, | EPSS | EPSS | EPSS,Ground Inspection, | EPSS Ground Inspection | EPSS Ground Inspection |  |  |  | , | FALSE
CLARKSVILLE 210951742 | EPSS | EPSS | EPSS | [17 empty] | Ground Inspection | [18 empty] | EPSS, | EPSS | EPSS | EPSS, | EPSS | EPSS | EPSS,Ground Inspection, | EPSS Ground Inspection | EPSS Ground Inspection |  |  |  | , | FALSE
VALLEJO B 1101779 | EPSS | EPSS | EPSS | [36 empty] | EPSS, | EPSS | EPSS | EPSS, | EPSS | EPSS | EPSS, | EPSS | EPSS |  |  |  | , | FALSE
PUEBLO 2102600010 | EPSS | EPSS | EPSS | [36 empty] | EPSS, | EPSS | EPSS | EPSS, | EPSS | EPSS | EPSS, | EPSS | EPSS |  |  |  | , | FALSE
CONTRA COSTA 210788664 | EPSS | EPSS | EPSS | [16 empty] | Ground Inspection | [19 empty] | EPSS, | EPSS | EPSS | EPSS,Ground Inspection, | EPSS Ground Inspection | EPSS Ground Inspection | EPSS, | EPSS | EPSS |  |  |  | , | FALSE
ALMADEN 1102722120 | EPSS | EPSS | EPSS | [16 empty] | Ground Inspection | Ground Inspection | [18 empty] | EPSS, | EPSS | EPSS | EPSS,Ground Inspection, | EPSS Ground Inspection | EPSS Ground Inspection | EPSS,Ground Inspection, | EPSS Ground Inspection | EPSS Ground Inspection |  |  |  | , | FALSE
SILVERADO 210298998 | EPSS | EPSS | EPSS | [13 empty] | Aerial Inspection |  | Ground Inspection |  | Ground Inspection | [18 empty] | EPSS,Ground Inspection, | EPSS Ground Inspection | EPSS Ground Inspection | EPSS,Aerial Inspection, | EPSS Aerial Inspection | EPSS Aerial Inspection | EPSS,Ground Inspection, | EPSS Ground Inspection | EPSS Ground Inspection |  |  |  | , | FALSE
LAS POSITAS 2107MR184 | EPSS | EPSS | EPSS | [15 empty] | Ground Inspection |  | Ground Inspection | [18 empty] | EPSS,Ground Inspection, | EPSS Ground Inspection | EPSS Ground Inspection | EPSS, | EPSS | EPSS | EPSS,Ground Inspection, | EPSS Ground Inspection | EPSS Ground Inspection |  |  |  | , | FALSE
SAN PABLO 1105BR192 | EPSS | EPSS | EPSS | [36 empty] | EPSS, | EPSS | EPSS | EPSS, | EPSS | EPSS | EPSS, | EPSS | EPSS |  |  |  | , | FALSE
SPENCE 1102227476 | EPSS | EPSS | EPSS | [36 empty] | EPSS, | EPSS | EPSS | EPSS, | EPSS | EPSS | EPSS, | EPSS | EPSS |  |  |  | , | FALSE
SF H 110886122 | EPSS | EPSS | EPSS | [16 empty] | Ground Inspection | [19 empty] | EPSS, | EPSS | EPSS | EPSS,Ground Inspection, | EPSS Ground Inspection | EPSS Ground Inspection | EPSS, | EPSS | EPSS |  |  |  | , | FALSE
DAVIS 110266336 | EPSS | EPSS | EPSS | [15 empty] | Ground Inspection | [20 empty] | EPSS,Ground Inspection, | EPSS Ground Inspection | EPSS Ground Inspection | EPSS, | EPSS | EPSS | EPSS, | EPSS | EPSS |  |  |  | , | FALSE
DALY CITY 1102CB | EPSS | EPSS | EPSS | [15 empty] | Ground Inspection | Ground Inspection | [19 empty] | EPSS,Ground Inspection, | EPSS Ground Inspection | EPSS Ground Inspection | EPSS,Ground Inspection, | EPSS Ground Inspection | EPSS Ground Inspection | EPSS, | EPSS | EPSS |  |  |  | , | FALSE
MOUNTAIN VIEW 1107LM06 | EPSS | EPSS | EPSS | [17 empty] | Ground Inspection | [18 empty] | EPSS, | EPSS | EPSS | EPSS, | EPSS | EPSS | EPSS,Ground Inspection, | EPSS Ground Inspection | EPSS Ground Inspection |  |  |  | , | FALSE
LAKEWOOD 110492910 | EPSS | EPSS | EPSS | [36 empty] | EPSS, | EPSS | EPSS | EPSS, | EPSS | EPSS | EPSS, | EPSS | EPSS |  |  |  | , | FALSE
PIERCY 2109XR200 | EPSS | EPSS | EPSS | [16 empty] | Ground Inspection | Ground Inspection | [18 empty] | EPSS, | EPSS | EPSS | EPSS,Ground Inspection, | EPSS Ground Inspection | EPSS Ground Inspection | EPSS,Ground Inspection, | EPSS Ground Inspection | EPSS Ground Inspection |  |  |  | , | FALSE
LIVE OAK 1104CB | EPSS | EPSS | EPSS | [17 empty] | Ground Inspection | [18 empty] | EPSS, | EPSS | EPSS | EPSS, | EPSS | EPSS | EPSS,Ground Inspection, | EPSS Ground Inspection | EPSS Ground Inspection |  |  |  | , | FALSE
SF L 0405CB | EPSS | EPSS | EPSS | [17 empty] | Ground Inspection | [18 empty] | EPSS, | EPSS | EPSS | EPSS, | EPSS | EPSS | EPSS,Ground Inspection, | EPSS Ground Inspection | EPSS Ground Inspection |  |  |  | , | FALSE
BOLINAS 110146152 | EPSS | EPSS | EPSS | [13 empty] | Aerial Inspection |  | Ground Inspection |  | Ground Inspection | [7 empty] | Down Conductor Detection (DCD) | [10 empty] | EPSS,Ground Inspection, | EPSS Ground Inspection | EPSS Ground Inspection | EPSS,Aerial Inspection,Down Conductor Detection (DCD), | EPSS Aerial Inspection Down Conductor Detection (DCD) | EPSS Aerial Inspection Down Conductor Detection (DCD) | EPSS,Ground Inspection, | EPSS Ground Inspection | EPSS Ground Inspection |  |  |  | , | FALSE
KINGSBURG 1102CB | EPSS | EPSS | EPSS | [36 empty] | EPSS, | EPSS | EPSS | EPSS, | EPSS | EPSS | EPSS, | EPSS | EPSS |  |  |  | , | FALSE
CONTRA COSTA 210749724 | EPSS | EPSS | EPSS | [16 empty] | Ground Inspection | [19 empty] | EPSS, | EPSS | EPSS | EPSS,Ground Inspection, | EPSS Ground Inspection | EPSS Ground Inspection | EPSS, | EPSS | EPSS |  |  |  | , | FALSE
MOUNTAIN VIEW 110860022 | EPSS | EPSS | EPSS | [17 empty] | Ground Inspection | [18 empty] | EPSS, | EPSS | EPSS | EPSS, | EPSS | EPSS | EPSS,Ground Inspection, | EPSS Ground Inspection | EPSS Ground Inspection |  |  |  | , | FALSE
SF H 110857238 | EPSS | EPSS | EPSS | [16 empty] | Ground Inspection | [19 empty] | EPSS, | EPSS | EPSS | EPSS,Ground Inspection, | EPSS Ground Inspection | EPSS Ground Inspection | EPSS, | EPSS | EPSS |  |  |  | , | FALSE
LAS GALLINAS A 11041220 | EPSS | EPSS | EPSS | [17 empty] | Ground Inspection | [18 empty] | EPSS, | EPSS | EPSS | EPSS, | EPSS | EPSS | EPSS,Ground Inspection, | EPSS Ground Inspection | EPSS Ground Inspection |  |  |  | , | FALSE
SANTA MARIA 1109473720 | EPSS | EPSS | EPSS | [36 empty] | EPSS, | EPSS | EPSS | EPSS, | EPSS | EPSS | EPSS, | EPSS | EPSS |  |  |  | , | FALSE
BRITTON 1110LV38 | EPSS | EPSS | EPSS | [36 empty] | EPSS, | EPSS | EPSS | EPSS, | EPSS | EPSS | EPSS, | EPSS | EPSS |  |  |  | , | FALSE
EVERGREEN 2103XR074 | EPSS | EPSS | EPSS | [16 empty] | Ground Inspection | Ground Inspection | [18 empty] | EPSS, | EPSS | EPSS | EPSS,Ground Inspection, | EPSS Ground Inspection | EPSS Ground Inspection | EPSS,Ground Inspection, | EPSS Ground Inspection | EPSS Ground Inspection |  |  |  | , | FALSE
WOODCHUCK 2101R1115 | EPSS | EPSS | EPSS | [16 empty] | Ground Inspection | [19 empty] | EPSS, | EPSS | EPSS | EPSS,Ground Inspection, | EPSS Ground Inspection | EPSS Ground Inspection | EPSS, | EPSS | EPSS |  |  |  | , | FALSE
VASCO 1101MR292 | EPSS | EPSS | EPSS | [15 empty] | Ground Inspection | [20 empty] | EPSS,Ground Inspection, | EPSS Ground Inspection | EPSS Ground Inspection | EPSS, | EPSS | EPSS | EPSS, | EPSS | EPSS |  |  |  | , | FALSE
MADERA 1116CB | EPSS | EPSS | EPSS | [15 empty] | Ground Inspection |  | Ground Inspection | [18 empty] | EPSS,Ground Inspection, | EPSS Ground Inspection | EPSS Ground Inspection | EPSS, | EPSS | EPSS | EPSS,Ground Inspection, | EPSS Ground Inspection | EPSS Ground Inspection |  |  |  | , | FALSE
GOLDTREE 110814115 | EPSS | EPSS | EPSS | [15 empty] | Ground Inspection | [9 empty] | Down Conductor Detection (DCD) | [10 empty] | EPSS,Ground Inspection, | EPSS Ground Inspection | EPSS Ground Inspection | EPSS,Down Conductor Detection (DCD), | EPSS Down Conductor Detection (DCD) | EPSS Down Conductor Detection (DCD) | EPSS, | EPSS | EPSS |  |  |  | , | FALSE
ALMADEN 1101CB | EPSS | EPSS | EPSS | [16 empty] | Ground Inspection | Ground Inspection | [18 empty] | EPSS, | EPSS | EPSS | EPSS,Ground Inspection, | EPSS Ground Inspection | EPSS Ground Inspection | EPSS,Ground Inspection, | EPSS Ground Inspection | EPSS Ground Inspection |  |  |  | , | FALSE
DALY CITY 1101CB | EPSS | EPSS | EPSS | [15 empty] | Ground Inspection | Ground Inspection | [19 empty] | EPSS,Ground Inspection, | EPSS Ground Inspection | EPSS Ground Inspection | EPSS,Ground Inspection, | EPSS Ground Inspection | EPSS Ground Inspection | EPSS, | EPSS | EPSS |  |  |  | , | FALSE
NEWARK 21KV 2103906 | EPSS | EPSS | EPSS | [36 empty] | EPSS, | EPSS | EPSS | EPSS, | EPSS | EPSS | EPSS, | EPSS | EPSS |  |  |  | , | FALSE
EL CERRITO G 1113BR280 | EPSS | EPSS | EPSS | [36 empty] | EPSS, | EPSS | EPSS | EPSS, | EPSS | EPSS | EPSS, | EPSS | EPSS |  |  |  | , | FALSE
DUMBARTON 1107CB | EPSS | EPSS | EPSS | [16 empty] | Ground Inspection | [19 empty] | EPSS, | EPSS | EPSS | EPSS,Ground Inspection, | EPSS Ground Inspection | EPSS Ground Inspection | EPSS, | EPSS | EPSS |  |  |  | , | FALSE
BRENTWOOD 2111CB | EPSS | EPSS | EPSS | [15 empty] | Ground Inspection |  | Ground Inspection | [18 empty] | EPSS,Ground Inspection, | EPSS Ground Inspection | EPSS Ground Inspection | EPSS, | EPSS | EPSS | EPSS,Ground Inspection, | EPSS Ground Inspection | EPSS Ground Inspection |  |  |  | , | FALSE
CHEROKEE 110236802 | EPSS | EPSS | EPSS | [16 empty] | Ground Inspection | [19 empty] | EPSS, | EPSS | EPSS | EPSS,Ground Inspection, | EPSS Ground Inspection | EPSS Ground Inspection | EPSS, | EPSS | EPSS |  |  |  | , | FALSE
SALINAS 110638220 | EPSS | EPSS | EPSS | [36 empty] | EPSS, | EPSS | EPSS | EPSS, | EPSS | EPSS | EPSS, | EPSS | EPSS |  |  |  | , | FALSE
ERTA 04046633 | EPSS | EPSS | EPSS | [17 empty] | Ground Inspection | [18 empty] | EPSS, | EPSS | EPSS | EPSS, | EPSS | EPSS | EPSS,Ground Inspection, | EPSS Ground Inspection | EPSS Ground Inspection |  |  |  | , | FALSE
WEST FRESNO 110423640 | EPSS | EPSS | EPSS | [15 empty] | Ground Inspection | [20 empty] | EPSS,Ground Inspection, | EPSS Ground Inspection | EPSS Ground Inspection | EPSS, | EPSS | EPSS | EPSS, | EPSS | EPSS |  |  |  | , | FALSE
MALAGA 1103CB | EPSS | EPSS | EPSS | [15 empty] | Ground Inspection | Ground Inspection | [19 empty] | EPSS,Ground Inspection, | EPSS Ground Inspection | EPSS Ground Inspection | EPSS,Ground Inspection, | EPSS Ground Inspection | EPSS Ground Inspection | EPSS, | EPSS | EPSS |  |  |  | , | FALSE
LOYOLA 0403CB | EPSS | EPSS | EPSS | [17 empty] | Ground Inspection | [18 empty] | EPSS, | EPSS | EPSS | EPSS, | EPSS | EPSS | EPSS,Ground Inspection, | EPSS Ground Inspection | EPSS Ground Inspection |  |  |  | , | FALSE
SF M 0404CB | EPSS | EPSS | EPSS | [16 empty] | Ground Inspection | [19 empty] | EPSS, | EPSS | EPSS | EPSS,Ground Inspection, | EPSS Ground Inspection | EPSS Ground Inspection | EPSS, | EPSS | EPSS |  |  |  | , | FALSE
BELLE HAVEN 11038970 | EPSS | EPSS | EPSS | [16 empty] | Ground Inspection | [19 empty] | EPSS, | EPSS | EPSS | EPSS,Ground Inspection, | EPSS Ground Inspection | EPSS Ground Inspection | EPSS, | EPSS | EPSS |  |  |  | , | FALSE
FRENCH CAMP 1104CB | EPSS | EPSS | EPSS | [15 empty] | Ground Inspection | Ground Inspection | [19 empty] | EPSS,Ground Inspection, | EPSS Ground Inspection | EPSS Ground Inspection | EPSS,Ground Inspection, | EPSS Ground Inspection | EPSS Ground Inspection | EPSS, | EPSS | EPSS |  |  |  | , | FALSE
CHEROKEE 110175176 | EPSS | EPSS | EPSS | [16 empty] | Ground Inspection | Ground Inspection | [18 empty] | EPSS, | EPSS | EPSS | EPSS,Ground Inspection, | EPSS Ground Inspection | EPSS Ground Inspection | EPSS,Ground Inspection, | EPSS Ground Inspection | EPSS Ground Inspection |  |  |  | , | FALSE
SF E 110510491 | EPSS | EPSS | EPSS | [36 empty] | EPSS, | EPSS | EPSS | EPSS, | EPSS | EPSS | EPSS, | EPSS | EPSS |  |  |  | , | FALSE
JARVIS 1111MR132 | EPSS | EPSS | EPSS | [36 empty] | EPSS, | EPSS | EPSS | EPSS, | EPSS | EPSS | EPSS, | EPSS | EPSS |  |  |  | , | FALSE
MERCED 110811130 | EPSS | EPSS | EPSS | [15 empty] | Ground Inspection |  | Ground Inspection | [18 empty] | EPSS,Ground Inspection, | EPSS Ground Inspection | EPSS Ground Inspection | EPSS, | EPSS | EPSS | EPSS,Ground Inspection, | EPSS Ground Inspection | EPSS Ground Inspection |  |  |  | , | FALSE
CARQUINEZ 110369014 | EPSS | EPSS | EPSS | [16 empty] | Ground Inspection | [19 empty] | EPSS, | EPSS | EPSS | EPSS,Ground Inspection, | EPSS Ground Inspection | EPSS Ground Inspection | EPSS, | EPSS | EPSS |  |  |  | , | FALSE
SANGER 1104CB | EPSS | EPSS | EPSS | [16 empty] | Ground Inspection | [19 empty] | EPSS, | EPSS | EPSS | EPSS,Ground Inspection, | EPSS Ground Inspection | EPSS Ground Inspection | EPSS, | EPSS | EPSS |  |  |  | , | FALSE
SALINAS 110745054 | EPSS | EPSS | EPSS | [36 empty] | EPSS, | EPSS | EPSS | EPSS, | EPSS | EPSS | EPSS, | EPSS | EPSS |  |  |  | , | FALSE
MOLINO 1102CB | EPSS | EPSS | EPSS | [17 empty] | Ground Inspection | [18 empty] | EPSS, | EPSS | EPSS | EPSS, | EPSS | EPSS | EPSS,Ground Inspection, | EPSS Ground Inspection | EPSS Ground Inspection |  |  |  | , | FALSE
PLAINFIELD 1101CB | EPSS | EPSS | EPSS | [16 empty] | Ground Inspection | [19 empty] | EPSS, | EPSS | EPSS | EPSS,Ground Inspection, | EPSS Ground Inspection | EPSS Ground Inspection | EPSS, | EPSS | EPSS |  |  |  | , | FALSE
OLIVEHURST 1102CB | EPSS | EPSS | EPSS | [15 empty] | Ground Inspection | [20 empty] | EPSS,Ground Inspection, | EPSS Ground Inspection | EPSS Ground Inspection | EPSS, | EPSS | EPSS | EPSS, | EPSS | EPSS |  |  |  | , | FALSE
MT EDEN 1104MR137 | EPSS | EPSS | EPSS | [17 empty] | Ground Inspection | [18 empty] | EPSS, | EPSS | EPSS | EPSS, | EPSS | EPSS | EPSS,Ground Inspection, | EPSS Ground Inspection | EPSS Ground Inspection |  |  |  | , | FALSE
NORTECH 211079884 | EPSS | EPSS | EPSS | [15 empty] | Ground Inspection | [20 empty] | EPSS,Ground Inspection, | EPSS Ground Inspection | EPSS Ground Inspection | EPSS, | EPSS | EPSS | EPSS, | EPSS | EPSS |  |  |  | , | FALSE
SAN LEANDRO U 1106MR630 | EPSS | EPSS | EPSS | [16 empty] | Ground Inspection | [19 empty] | EPSS, | EPSS | EPSS | EPSS,Ground Inspection, | EPSS Ground Inspection | EPSS Ground Inspection | EPSS, | EPSS | EPSS |  |  |  | , | FALSE
DEL MAR 1103624 | EPSS | EPSS | EPSS | [16 empty] | Ground Inspection | [19 empty] | EPSS, | EPSS | EPSS | EPSS,Ground Inspection, | EPSS Ground Inspection | EPSS Ground Inspection | EPSS, | EPSS | EPSS |  |  |  | , | FALSE
STUART 0405CB | EPSS | EPSS | EPSS | [16 empty] | Ground Inspection | Ground Inspection | [18 empty] | EPSS, | EPSS | EPSS | EPSS,Ground Inspection, | EPSS Ground Inspection | EPSS Ground Inspection | EPSS,Ground Inspection, | EPSS Ground Inspection | EPSS Ground Inspection |  |  |  | , | FALSE
STOREY 110741316 | EPSS | EPSS | EPSS | [15 empty] | Ground Inspection | [20 empty] | EPSS,Ground Inspection, | EPSS Ground Inspection | EPSS Ground Inspection | EPSS, | EPSS | EPSS | EPSS, | EPSS | EPSS |  |  |  | , | FALSE
DIXON LANDING 2103XR142 | EPSS | EPSS | EPSS | [17 empty] | Ground Inspection | [18 empty] | EPSS, | EPSS | EPSS | EPSS, | EPSS | EPSS | EPSS,Ground Inspection, | EPSS Ground Inspection | EPSS Ground Inspection |  |  |  | , | FALSE
JARVIS 1112CB | EPSS | EPSS | EPSS | [16 empty] | Ground Inspection | [19 empty] | EPSS, | EPSS | EPSS | EPSS,Ground Inspection, | EPSS Ground Inspection | EPSS Ground Inspection | EPSS, | EPSS | EPSS |  |  |  | , | FALSE
FULTON 1102904058 | EPSS | EPSS | EPSS | [17 empty] | Ground Inspection | [7 empty] | Down Conductor Detection (DCD) | [10 empty] | EPSS, | EPSS | EPSS | EPSS,Down Conductor Detection (DCD), | EPSS Down Conductor Detection (DCD) | EPSS Down Conductor Detection (DCD) | EPSS,Ground Inspection, | EPSS Ground Inspection | EPSS Ground Inspection |  |  |  | , | FALSE
LLAGAS 2102XR190 | EPSS | EPSS | EPSS | [15 empty] | Ground Inspection | Ground Inspection | [19 empty] | EPSS,Ground Inspection, | EPSS Ground Inspection | EPSS Ground Inspection | EPSS,Ground Inspection, | EPSS Ground Inspection | EPSS Ground Inspection | EPSS, | EPSS | EPSS |  |  |  | , | FALSE
EL CAPITAN 21108500 | EPSS | EPSS | EPSS | [15 empty] | Ground Inspection |  | Ground Inspection | [18 empty] | EPSS,Ground Inspection, | EPSS Ground Inspection | EPSS Ground Inspection | EPSS, | EPSS | EPSS | EPSS,Ground Inspection, | EPSS Ground Inspection | EPSS Ground Inspection |  |  |  | , | FALSE
TAFT 11061666 | EPSS | EPSS | EPSS | [15 empty] | Ground Inspection | Ground Inspection | Ground Inspection | [18 empty] | EPSS,Ground Inspection, | EPSS Ground Inspection | EPSS Ground Inspection | EPSS,Ground Inspection, | EPSS Ground Inspection | EPSS Ground Inspection | EPSS,Ground Inspection, | EPSS Ground Inspection | EPSS Ground Inspection |  |  |  | , | FALSE
EAST MARYSVILLE 1105CB | EPSS | EPSS | EPSS | [36 empty] | EPSS, | EPSS | EPSS | EPSS, | EPSS | EPSS | EPSS, | EPSS | EPSS |  |  |  | , | FALSE
HENRIETTA 110656636 | EPSS | EPSS | EPSS | [36 empty] | EPSS, | EPSS | EPSS | EPSS, | EPSS | EPSS | EPSS, | EPSS | EPSS |  |  |  | , | FALSE
HALF MOON BAY 1102863822 | EPSS | EPSS | EPSS | [13 empty] | Aerial Inspection | Aerial Inspection | Ground Inspection | Ground Inspection | [19 empty] | EPSS,Ground Inspection, | EPSS Ground Inspection | EPSS Ground Inspection | EPSS,Aerial Inspection,Ground Inspection, | EPSS Aerial Inspection Ground Inspection | EPSS Aerial Inspection Ground Inspection | EPSS,Aerial Inspection, | EPSS Aerial Inspection | EPSS Aerial Inspection |  |  |  | , | FALSE
RICHMOND R 1123CB | EPSS | EPSS | EPSS | [36 empty] | EPSS, | EPSS | EPSS | EPSS, | EPSS | EPSS | EPSS, | EPSS | EPSS |  |  |  | , | FALSE
VASONA 110360072 | EPSS | EPSS | EPSS | [15 empty] | Ground Inspection | Ground Inspection | [19 empty] | EPSS,Ground Inspection, | EPSS Ground Inspection | EPSS Ground Inspection | EPSS,Ground Inspection, | EPSS Ground Inspection | EPSS Ground Inspection | EPSS, | EPSS | EPSS |  |  |  | , | FALSE
MILPITAS 2112XR040 | EPSS | EPSS | EPSS | [36 empty] | EPSS, | EPSS | EPSS | EPSS, | EPSS | EPSS | EPSS, | EPSS | EPSS |  |  |  | , | FALSE
WEBER 110914062 | EPSS | EPSS | EPSS | [16 empty] | Ground Inspection | [19 empty] | EPSS, | EPSS | EPSS | EPSS,Ground Inspection, | EPSS Ground Inspection | EPSS Ground Inspection | EPSS, | EPSS | EPSS |  |  |  | , | FALSE
SF E 110765846 | EPSS | EPSS | EPSS | [15 empty] | Ground Inspection | Ground Inspection | Ground Inspection | [18 empty] | EPSS,Ground Inspection, | EPSS Ground Inspection | EPSS Ground Inspection | EPSS,Ground Inspection, | EPSS Ground Inspection | EPSS Ground Inspection | EPSS,Ground Inspection, | EPSS Ground Inspection | EPSS Ground Inspection |  |  |  | , | FALSE
JARVIS 1108767280 | EPSS | EPSS | EPSS | [6 empty] | Expulsion Fuse Replacement | [6 empty] | Aerial Inspection | Aerial Inspection | Ground Inspection | Ground Inspection |  | Non-Pole Backlog | [6 empty] | Down Conductor Detection (DCD) | [10 empty] | EPSS,Expulsion Fuse Replacement,Ground Inspection,Non-Pole Backlog, | EPSS Expulsion Fuse Replacement Ground Inspection Non-Pole Backlog | EPSS Expulsion Fuse Replacement Ground Inspection Non-Pole Backlog | EPSS,Aerial Inspection,Ground Inspection,Down Conductor Detection (DCD), | EPSS Aerial Inspection Ground Inspection Down Conductor Detection (DCD) | EPSS Aerial Inspection Ground Inspection Down Conductor Detection (DCD) | EPSS,Aerial Inspection, | EPSS Aerial Inspection | EPSS Aerial Inspection |  |  |  | , | FALSE
JUDAH 0402CB | EPSS | EPSS | EPSS | [36 empty] | EPSS, | EPSS | EPSS | EPSS, | EPSS | EPSS | EPSS, | EPSS | EPSS |  |  |  | , | FALSE
WEST FRESNO 1112R4693 | EPSS | EPSS | EPSS | [36 empty] | EPSS, | EPSS | EPSS | EPSS, | EPSS | EPSS | EPSS, | EPSS | EPSS |  |  |  | , | FALSE
SARATOGA 111046892 | EPSS | EPSS | EPSS | [16 empty] | Ground Inspection | [19 empty] | EPSS, | EPSS | EPSS | EPSS,Ground Inspection, | EPSS Ground Inspection | EPSS Ground Inspection | EPSS, | EPSS | EPSS |  |  |  | , | FALSE
CHEROKEE 110263488 | EPSS | EPSS | EPSS | [16 empty] | Ground Inspection | [19 empty] | EPSS, | EPSS | EPSS | EPSS,Ground Inspection, | EPSS Ground Inspection | EPSS Ground Inspection | EPSS, | EPSS | EPSS |  |  |  | , | FALSE
LAWRENCE 1105CB | EPSS | EPSS | EPSS | [36 empty] | EPSS, | EPSS | EPSS | EPSS, | EPSS | EPSS | EPSS, | EPSS | EPSS |  |  |  | , | FALSE
BAHIA 1105910176 | EPSS | EPSS | EPSS | [15 empty] | Ground Inspection | [20 empty] | EPSS,Ground Inspection, | EPSS Ground Inspection | EPSS Ground Inspection | EPSS, | EPSS | EPSS | EPSS, | EPSS | EPSS |  |  |  | , | FALSE
PRUNEDALE 110722232 | EPSS | EPSS | EPSS | [17 empty] | Ground Inspection | [18 empty] | EPSS, | EPSS | EPSS | EPSS, | EPSS | EPSS | EPSS,Ground Inspection, | EPSS Ground Inspection | EPSS Ground Inspection |  |  |  | , | FALSE
DEEPWATER 1107CB | EPSS | EPSS | EPSS | [15 empty] | Ground Inspection | [20 empty] | EPSS,Ground Inspection, | EPSS Ground Inspection | EPSS Ground Inspection | EPSS, | EPSS | EPSS | EPSS, | EPSS | EPSS |  |  |  | , | FALSE
VIERRA 1703CB | EPSS | EPSS | EPSS | [17 empty] | Ground Inspection | [18 empty] | EPSS, | EPSS | EPSS | EPSS, | EPSS | EPSS | EPSS,Ground Inspection, | EPSS Ground Inspection | EPSS Ground Inspection |  |  |  | , | FALSE
7TH STANDARD 2103CB | EPSS | EPSS | EPSS | [15 empty] | Ground Inspection | Ground Inspection | [19 empty] | EPSS,Ground Inspection, | EPSS Ground Inspection | EPSS Ground Inspection | EPSS,Ground Inspection, | EPSS Ground Inspection | EPSS Ground Inspection | EPSS, | EPSS | EPSS |  |  |  | , | FALSE
LAKEVILLE 1102CB | EPSS | EPSS | EPSS | [36 empty] | EPSS, | EPSS | EPSS | EPSS, | EPSS | EPSS | EPSS, | EPSS | EPSS |  |  |  | , | FALSE
RUSSELL 0401CB | EPSS | EPSS | EPSS | [15 empty] | Ground Inspection | Ground Inspection | [19 empty] | EPSS,Ground Inspection, | EPSS Ground Inspection | EPSS Ground Inspection | EPSS,Ground Inspection, | EPSS Ground Inspection | EPSS Ground Inspection | EPSS, | EPSS | EPSS |  |  |  | , | FALSE
MT EDEN 110211986 | EPSS | EPSS | EPSS | [17 empty] | Ground Inspection | [18 empty] | EPSS, | EPSS | EPSS | EPSS, | EPSS | EPSS | EPSS,Ground Inspection, | EPSS Ground Inspection | EPSS Ground Inspection |  |  |  | , | FALSE
DIXON 110248308 | EPSS | EPSS | EPSS | [16 empty] | Ground Inspection | [19 empty] | EPSS, | EPSS | EPSS | EPSS,Ground Inspection, | EPSS Ground Inspection | EPSS Ground Inspection | EPSS, | EPSS | EPSS |  |  |  | , | FALSE
SF L 1101CB | EPSS | EPSS | EPSS | [17 empty] | Ground Inspection | [18 empty] | EPSS, | EPSS | EPSS | EPSS, | EPSS | EPSS | EPSS,Ground Inspection, | EPSS Ground Inspection | EPSS Ground Inspection |  |  |  | , | FALSE
SANTA ROSA A 111038858 | EPSS | EPSS | EPSS | [36 empty] | EPSS, | EPSS | EPSS | EPSS, | EPSS | EPSS | EPSS, | EPSS | EPSS |  |  |  | , | FALSE
WOLFE 1113LV20 | EPSS | EPSS | EPSS | [17 empty] | Ground Inspection | [18 empty] | EPSS, | EPSS | EPSS | EPSS, | EPSS | EPSS | EPSS,Ground Inspection, | EPSS Ground Inspection | EPSS Ground Inspection |  |  |  | , | FALSE
BELMONT 11109088 | EPSS | EPSS | EPSS | [15 empty] | Ground Inspection | [20 empty] | EPSS,Ground Inspection, | EPSS Ground Inspection | EPSS Ground Inspection | EPSS, | EPSS | EPSS | EPSS, | EPSS | EPSS |  |  |  | , | FALSE
MOUNTAIN VIEW 1114LM12 | EPSS | EPSS | EPSS | [17 empty] | Ground Inspection | [18 empty] | EPSS, | EPSS | EPSS | EPSS, | EPSS | EPSS | EPSS,Ground Inspection, | EPSS Ground Inspection | EPSS Ground Inspection |  |  |  | , | FALSE
GREEN VALLEY 2103186292 | EPSS | EPSS | EPSS | [17 empty] | Ground Inspection | [18 empty] | EPSS, | EPSS | EPSS | EPSS, | EPSS | EPSS | EPSS,Ground Inspection, | EPSS Ground Inspection | EPSS Ground Inspection |  |  |  | , | FALSE
RUSSELL 0402CB | EPSS | EPSS | EPSS | [16 empty] | Ground Inspection | [19 empty] | EPSS, | EPSS | EPSS | EPSS,Ground Inspection, | EPSS Ground Inspection | EPSS Ground Inspection | EPSS, | EPSS | EPSS |  |  |  | , | FALSE
EDENVALE 2106XR438 | EPSS | EPSS | EPSS | [17 empty] | Ground Inspection | [18 empty] | EPSS, | EPSS | EPSS | EPSS, | EPSS | EPSS | EPSS,Ground Inspection, | EPSS Ground Inspection | EPSS Ground Inspection |  |  |  | , | FALSE
RIVERBANK 17139000 | EPSS | EPSS | EPSS | [15 empty] | Ground Inspection | [20 empty] | EPSS,Ground Inspection, | EPSS Ground Inspection | EPSS Ground Inspection | EPSS, | EPSS | EPSS | EPSS, | EPSS | EPSS |  |  |  | , | FALSE
BELMONT 1107CB | EPSS | EPSS | EPSS | [16 empty] | Ground Inspection | [19 empty] | EPSS, | EPSS | EPSS | EPSS,Ground Inspection, | EPSS Ground Inspection | EPSS Ground Inspection | EPSS, | EPSS | EPSS |  |  |  | , | FALSE
EL CERRITO G 1113CB | EPSS | EPSS | EPSS | [17 empty] | Ground Inspection | [18 empty] | EPSS, | EPSS | EPSS | EPSS, | EPSS | EPSS | EPSS,Ground Inspection, | EPSS Ground Inspection | EPSS Ground Inspection |  |  |  | , | FALSE
COLUMBUS 11048058 | EPSS | EPSS | EPSS | [36 empty] | EPSS, | EPSS | EPSS | EPSS, | EPSS | EPSS | EPSS, | EPSS | EPSS |  |  |  | , | FALSE
GOLDTREE 1105944608 | EPSS | EPSS | EPSS | [15 empty] | Ground Inspection | [20 empty] | EPSS,Ground Inspection, | EPSS Ground Inspection | EPSS Ground Inspection | EPSS, | EPSS | EPSS | EPSS, | EPSS | EPSS |  |  |  | , | FALSE
OAKLAND C 1109683734 | EPSS | EPSS | EPSS | [17 empty] | Ground Inspection | [18 empty] | EPSS, | EPSS | EPSS | EPSS, | EPSS | EPSS | EPSS,Ground Inspection, | EPSS Ground Inspection | EPSS Ground Inspection |  |  |  | , | FALSE
BRENTWOOD 2108B512R | EPSS | EPSS | EPSS | [36 empty] | EPSS, | EPSS | EPSS | EPSS, | EPSS | EPSS | EPSS, | EPSS | EPSS |  |  |  | , | FALSE
DALY CITY 1103CB | EPSS | EPSS | EPSS | [15 empty] | Ground Inspection | Ground Inspection | [19 empty] | EPSS,Ground Inspection, | EPSS Ground Inspection | EPSS Ground Inspection | EPSS,Ground Inspection, | EPSS Ground Inspection | EPSS Ground Inspection | EPSS, | EPSS | EPSS |  |  |  | , | FALSE
FRENCH CAMP 1103CB | EPSS | EPSS | EPSS | [16 empty] | Ground Inspection | [19 empty] | EPSS, | EPSS | EPSS | EPSS,Ground Inspection, | EPSS Ground Inspection | EPSS Ground Inspection | EPSS, | EPSS | EPSS |  |  |  | , | FALSE
BELLEVUE 1104CB | EPSS | EPSS | EPSS | [17 empty] | Ground Inspection | [18 empty] | EPSS, | EPSS | EPSS | EPSS, | EPSS | EPSS | EPSS,Ground Inspection, | EPSS Ground Inspection | EPSS Ground Inspection |  |  |  | , | FALSE
BAY MEADOWS 21013369 | EPSS | EPSS | EPSS | [36 empty] | EPSS, | EPSS | EPSS | EPSS, | EPSS | EPSS | EPSS, | EPSS | EPSS |  |  |  | , | FALSE
MISSION (X) 1108991594 | EPSS | EPSS | EPSS | [36 empty] | EPSS, | EPSS | EPSS | EPSS, | EPSS | EPSS | EPSS, | EPSS | EPSS |  |  |  | , | FALSE
CORDELIA 1104CB | EPSS | EPSS | EPSS | [36 empty] | EPSS, | EPSS | EPSS | EPSS, | EPSS | EPSS | EPSS, | EPSS | EPSS |  |  |  | , | FALSE
CASTRO VALLEY 1108MR205 | EPSS | EPSS | EPSS | [14 empty] | Aerial Inspection |  | Ground Inspection | Ground Inspection | [18 empty] | EPSS, | EPSS | EPSS | EPSS,Ground Inspection, | EPSS Ground Inspection | EPSS Ground Inspection | EPSS,Aerial Inspection,Ground Inspection, | EPSS Aerial Inspection Ground Inspection | EPSS Aerial Inspection Ground Inspection |  |  |  | , | FALSE
MENLO 0403CB | EPSS | EPSS | EPSS | [16 empty] | Ground Inspection | Ground Inspection | [18 empty] | EPSS, | EPSS | EPSS | EPSS,Ground Inspection, | EPSS Ground Inspection | EPSS Ground Inspection | EPSS,Ground Inspection, | EPSS Ground Inspection | EPSS Ground Inspection |  |  |  | , | FALSE
MC KEE 1104XR270 | EPSS | EPSS | EPSS | [16 empty] | Ground Inspection | [19 empty] | EPSS, | EPSS | EPSS | EPSS,Ground Inspection, | EPSS Ground Inspection | EPSS Ground Inspection | EPSS, | EPSS | EPSS |  |  |  | , | FALSE
VINEYARD 2106MR519 | EPSS | EPSS | EPSS | [17 empty] | Ground Inspection | [18 empty] | EPSS, | EPSS | EPSS | EPSS, | EPSS | EPSS | EPSS,Ground Inspection, | EPSS Ground Inspection | EPSS Ground Inspection |  |  |  | , | FALSE
WOODWARD 2105CB | EPSS | EPSS | EPSS | [36 empty] | EPSS, | EPSS | EPSS | EPSS, | EPSS | EPSS | EPSS, | EPSS | EPSS |  |  |  | , | FALSE
BELMONT 1106872866 | EPSS | EPSS | EPSS | [16 empty] | Ground Inspection | [19 empty] | EPSS, | EPSS | EPSS | EPSS,Ground Inspection, | EPSS Ground Inspection | EPSS Ground Inspection | EPSS, | EPSS | EPSS |  |  |  | , | FALSE
FITCH MOUNTAIN 1111CB | EPSS | EPSS | EPSS | [15 empty] | Ground Inspection |  | Ground Inspection | [18 empty] | EPSS,Ground Inspection, | EPSS Ground Inspection | EPSS Ground Inspection | EPSS, | EPSS | EPSS | EPSS,Ground Inspection, | EPSS Ground Inspection | EPSS Ground Inspection |  |  |  | , | FALSE
SF K 11016365 | EPSS | EPSS | EPSS | [36 empty] | EPSS, | EPSS | EPSS | EPSS, | EPSS | EPSS | EPSS, | EPSS | EPSS |  |  |  | , | FALSE
WOODSIDE 110551262 | EPSS | EPSS | EPSS | [17 empty] | Ground Inspection | [18 empty] | EPSS, | EPSS | EPSS | EPSS, | EPSS | EPSS | EPSS,Ground Inspection, | EPSS Ground Inspection | EPSS Ground Inspection |  |  |  | , | FALSE
SANTA MARIA 1108M120 | EPSS | EPSS | EPSS | [36 empty] | EPSS, | EPSS | EPSS | EPSS, | EPSS | EPSS | EPSS, | EPSS | EPSS |  |  |  | , | FALSE
WILLOWS A 1101CB | EPSS | EPSS | EPSS | [36 empty] | EPSS, | EPSS | EPSS | EPSS, | EPSS | EPSS | EPSS, | EPSS | EPSS |  |  |  | , | FALSE
OCEANO 1105V48 | EPSS | EPSS | EPSS | [14 empty] | Aerial Inspection |  | Ground Inspection | Ground Inspection | [18 empty] | EPSS, | EPSS | EPSS | EPSS,Ground Inspection, | EPSS Ground Inspection | EPSS Ground Inspection | EPSS,Aerial Inspection,Ground Inspection, | EPSS Aerial Inspection Ground Inspection | EPSS Aerial Inspection Ground Inspection |  |  |  | , | FALSE
WEEDPATCH 11031668 | EPSS | EPSS | EPSS | [15 empty] | Ground Inspection | [20 empty] | EPSS,Ground Inspection, | EPSS Ground Inspection | EPSS Ground Inspection | EPSS, | EPSS | EPSS | EPSS, | EPSS | EPSS |  |  |  | , | FALSE
RICHMOND R 1126BR182 | EPSS | EPSS | EPSS | [36 empty] | EPSS, | EPSS | EPSS | EPSS, | EPSS | EPSS | EPSS, | EPSS | EPSS |  |  |  | , | FALSE
COTTLE 1707376892 | EPSS | EPSS | EPSS | [15 empty] | Ground Inspection |  | Ground Inspection | [18 empty] | EPSS,Ground Inspection, | EPSS Ground Inspection | EPSS Ground Inspection | EPSS, | EPSS | EPSS | EPSS,Ground Inspection, | EPSS Ground Inspection | EPSS Ground Inspection |  |  |  | , | FALSE
EDES 1103161972 | EPSS | EPSS | EPSS | [36 empty] | EPSS, | EPSS | EPSS | EPSS, | EPSS | EPSS | EPSS, | EPSS | EPSS |  |  |  | , | FALSE
FRANKLIN 1103P202 | EPSS | EPSS | EPSS | [15 empty] | Ground Inspection | [20 empty] | EPSS,Ground Inspection, | EPSS Ground Inspection | EPSS Ground Inspection | EPSS, | EPSS | EPSS | EPSS, | EPSS | EPSS |  |  |  | , | FALSE
GREENBRAE 1104751 | EPSS | EPSS | EPSS | [14 empty] | Aerial Inspection |  | Ground Inspection | Ground Inspection | [7 empty] | Down Conductor Detection (DCD) | [10 empty] | EPSS, | EPSS | EPSS | EPSS,Ground Inspection,Down Conductor Detection (DCD), | EPSS Ground Inspection Down Conductor Detection (DCD) | EPSS Ground Inspection Down Conductor Detection (DCD) | EPSS,Aerial Inspection,Ground Inspection, | EPSS Aerial Inspection Ground Inspection | EPSS Aerial Inspection Ground Inspection |  |  |  | , | FALSE
HARRIS 110866386 | EPSS | EPSS | EPSS | [36 empty] | EPSS, | EPSS | EPSS | EPSS, | EPSS | EPSS | EPSS, | EPSS | EPSS |  |  |  | , | FALSE
HOLLISTER 21014790 | EPSS | EPSS | EPSS | [36 empty] | EPSS, | EPSS | EPSS | EPSS, | EPSS | EPSS | EPSS, | EPSS | EPSS |  |  |  | , | FALSE
OAKLAND X 1115CB | EPSS | EPSS | EPSS | [15 empty] | Ground Inspection | Ground Inspection | [19 empty] | EPSS,Ground Inspection, | EPSS Ground Inspection | EPSS Ground Inspection | EPSS,Ground Inspection, | EPSS Ground Inspection | EPSS Ground Inspection | EPSS, | EPSS | EPSS |  |  |  | , | FALSE
DIXON 1104CB | EPSS | EPSS | EPSS | [15 empty] | Ground Inspection | Ground Inspection | [19 empty] | EPSS,Ground Inspection, | EPSS Ground Inspection | EPSS Ground Inspection | EPSS,Ground Inspection, | EPSS Ground Inspection | EPSS Ground Inspection | EPSS, | EPSS | EPSS |  |  |  | , | FALSE
PUEBLO 1105716 | EPSS | EPSS | EPSS | [13 empty] | Aerial Inspection | Aerial Inspection | Ground Inspection | Ground Inspection | [19 empty] | EPSS,Ground Inspection, | EPSS Ground Inspection | EPSS Ground Inspection | EPSS,Aerial Inspection,Ground Inspection, | EPSS Aerial Inspection Ground Inspection | EPSS Aerial Inspection Ground Inspection | EPSS,Aerial Inspection, | EPSS Aerial Inspection | EPSS Aerial Inspection |  |  |  | , | FALSE
7TH STANDARD 2102CB | EPSS | EPSS | EPSS | [15 empty] | Ground Inspection | Ground Inspection | [19 empty] | EPSS,Ground Inspection, | EPSS Ground Inspection | EPSS Ground Inspection | EPSS,Ground Inspection, | EPSS Ground Inspection | EPSS Ground Inspection | EPSS, | EPSS | EPSS |  |  |  | , | FALSE
OAKLAND J 1105153228 | EPSS | EPSS | EPSS | [13 empty] | Aerial Inspection | Aerial Inspection | Ground Inspection | Ground Inspection | [19 empty] | EPSS,Ground Inspection, | EPSS Ground Inspection | EPSS Ground Inspection | EPSS,Aerial Inspection,Ground Inspection, | EPSS Aerial Inspection Ground Inspection | EPSS Aerial Inspection Ground Inspection | EPSS,Aerial Inspection, | EPSS Aerial Inspection | EPSS Aerial Inspection |  |  |  | , | FALSE
NEW HOPE 110111623 | EPSS | EPSS | EPSS | [17 empty] | Ground Inspection | [18 empty] | EPSS, | EPSS | EPSS | EPSS, | EPSS | EPSS | EPSS,Ground Inspection, | EPSS Ground Inspection | EPSS Ground Inspection |  |  |  | , | FALSE
PASO ROBLES 1104CB | EPSS | EPSS | EPSS | [16 empty] | Ground Inspection | [19 empty] | EPSS, | EPSS | EPSS | EPSS,Ground Inspection, | EPSS Ground Inspection | EPSS Ground Inspection | EPSS, | EPSS | EPSS |  |  |  | , | FALSE
MORGAN HILL 2104XR018 | EPSS | EPSS | EPSS | [36 empty] | EPSS, | EPSS | EPSS | EPSS, | EPSS | EPSS | EPSS, | EPSS | EPSS |  |  |  | , | FALSE
ATWATER 1105CB | EPSS | EPSS | EPSS | [16 empty] | Ground Inspection | [19 empty] | EPSS, | EPSS | EPSS | EPSS,Ground Inspection, | EPSS Ground Inspection | EPSS Ground Inspection | EPSS, | EPSS | EPSS |  |  |  | , | FALSE
HORSESHOE 110451536 | EPSS | EPSS | EPSS | [13 empty] | Aerial Inspection |  | Ground Inspection | [20 empty] | EPSS,Ground Inspection, | EPSS Ground Inspection | EPSS Ground Inspection | EPSS,Aerial Inspection, | EPSS Aerial Inspection | EPSS Aerial Inspection | EPSS, | EPSS | EPSS |  |  |  | , | FALSE
ANITA 1105CB | EPSS | EPSS | EPSS | [15 empty] | Ground Inspection | [20 empty] | EPSS,Ground Inspection, | EPSS Ground Inspection | EPSS Ground Inspection | EPSS, | EPSS | EPSS | EPSS, | EPSS | EPSS |  |  |  | , | FALSE
MT EDEN 1112MR365 | EPSS | EPSS | EPSS | [17 empty] | Ground Inspection | [18 empty] | EPSS, | EPSS | EPSS | EPSS, | EPSS | EPSS | EPSS,Ground Inspection, | EPSS Ground Inspection | EPSS Ground Inspection |  |  |  | , | FALSE
COLUSA 1101137302 | EPSS | EPSS | EPSS | [16 empty] | Ground Inspection | [19 empty] | EPSS, | EPSS | EPSS | EPSS,Ground Inspection, | EPSS Ground Inspection | EPSS Ground Inspection | EPSS, | EPSS | EPSS |  |  |  | , | FALSE
BOGUE 1106CB | EPSS | EPSS | EPSS | [15 empty] | Ground Inspection | [20 empty] | EPSS,Ground Inspection, | EPSS Ground Inspection | EPSS Ground Inspection | EPSS, | EPSS | EPSS | EPSS, | EPSS | EPSS |  |  |  | , | FALSE
EL CAPITAN 1102605060 | EPSS | EPSS | EPSS | [15 empty] | Ground Inspection |  | Ground Inspection | [18 empty] | EPSS,Ground Inspection, | EPSS Ground Inspection | EPSS Ground Inspection | EPSS, | EPSS | EPSS | EPSS,Ground Inspection, | EPSS Ground Inspection | EPSS Ground Inspection |  |  |  | , | FALSE
WARD 0401CB | EPSS | EPSS | EPSS | [36 empty] | EPSS, | EPSS | EPSS | EPSS, | EPSS | EPSS | EPSS, | EPSS | EPSS |  |  |  | , | FALSE
UPPER LAKE 110142378 | EPSS | EPSS | EPSS | [36 empty] | EPSS, | EPSS | EPSS | EPSS, | EPSS | EPSS | EPSS, | EPSS | EPSS |  |  |  | , | FALSE
SISQUOC 1103867486 | EPSS | EPSS | EPSS | [17 empty] | Ground Inspection | [8 empty] | Down Conductor Detection (DCD) | [9 empty] | EPSS, | EPSS | EPSS | EPSS, | EPSS | EPSS | EPSS,Ground Inspection,Down Conductor Detection (DCD), | EPSS Ground Inspection Down Conductor Detection (DCD) | EPSS Ground Inspection Down Conductor Detection (DCD) |  |  |  | , | FALSE
MORGAN HILL 21103093 | EPSS | EPSS | EPSS | [36 empty] | EPSS, | EPSS | EPSS | EPSS, | EPSS | EPSS | EPSS, | EPSS | EPSS |  |  |  | , | FALSE
ATWATER 110710490 | EPSS | EPSS | EPSS | [16 empty] | Ground Inspection | [19 empty] | EPSS, | EPSS | EPSS | EPSS,Ground Inspection, | EPSS Ground Inspection | EPSS Ground Inspection | EPSS, | EPSS | EPSS |  |  |  | , | FALSE
CRESSEY 2104CB | EPSS | EPSS | EPSS | [36 empty] | EPSS, | EPSS | EPSS | EPSS, | EPSS | EPSS | EPSS, | EPSS | EPSS |  |  |  | , | FALSE
LODI 1102476180 | EPSS | EPSS | EPSS | [36 empty] | EPSS, | EPSS | EPSS | EPSS, | EPSS | EPSS | EPSS, | EPSS | EPSS |  |  |  | , | FALSE
VALLEY VIEW 1103P158 | EPSS | EPSS | EPSS | [36 empty] | EPSS, | EPSS | EPSS | EPSS, | EPSS | EPSS | EPSS, | EPSS | EPSS |  |  |  | , | FALSE
LOS ALTOS 1104CB | EPSS | EPSS | EPSS | [17 empty] | Ground Inspection | [18 empty] | EPSS, | EPSS | EPSS | EPSS, | EPSS | EPSS | EPSS,Ground Inspection, | EPSS Ground Inspection | EPSS Ground Inspection |  |  |  | , | FALSE
MARYSVILLE 1103CB | EPSS | EPSS | EPSS | [36 empty] | EPSS, | EPSS | EPSS | EPSS, | EPSS | EPSS | EPSS, | EPSS | EPSS |  |  |  | , | FALSE
OAKLAND X 1107CR428 | EPSS | EPSS | EPSS | [15 empty] | Ground Inspection | Ground Inspection | [19 empty] | EPSS,Ground Inspection, | EPSS Ground Inspection | EPSS Ground Inspection | EPSS,Ground Inspection, | EPSS Ground Inspection | EPSS Ground Inspection | EPSS, | EPSS | EPSS |  |  |  | , | FALSE
BRITTON 1106CB | EPSS | EPSS | EPSS | [17 empty] | Ground Inspection | [18 empty] | EPSS, | EPSS | EPSS | EPSS, | EPSS | EPSS | EPSS,Ground Inspection, | EPSS Ground Inspection | EPSS Ground Inspection |  |  |  | , | FALSE
MC CALL 11055160 | EPSS | EPSS | EPSS | [36 empty] | EPSS, | EPSS | EPSS | EPSS, | EPSS | EPSS | EPSS, | EPSS | EPSS |  |  |  | , | FALSE
HIGHLANDS 11021304 | EPSS | EPSS | EPSS | [15 empty] | Ground Inspection | [8 empty] | Down Conductor Detection (DCD) | [11 empty] | EPSS,Ground Inspection,Down Conductor Detection (DCD), | EPSS Ground Inspection Down Conductor Detection (DCD) | EPSS Ground Inspection Down Conductor Detection (DCD) | EPSS, | EPSS | EPSS | EPSS, | EPSS | EPSS |  |  |  | , | FALSE
FULTON 11045016 | EPSS | EPSS | EPSS | [36 empty] | EPSS, | EPSS | EPSS | EPSS, | EPSS | EPSS | EPSS, | EPSS | EPSS |  |  |  | , | FALSE
TRACY 1110CB | EPSS | EPSS | EPSS | [17 empty] | Ground Inspection | [18 empty] | EPSS, | EPSS | EPSS | EPSS, | EPSS | EPSS | EPSS,Ground Inspection, | EPSS Ground Inspection | EPSS Ground Inspection |  |  |  | , | FALSE
EL CERRITO G 1108CB | EPSS | EPSS | EPSS | [14 empty] | Aerial Inspection |  | Ground Inspection | Ground Inspection | [18 empty] | EPSS, | EPSS | EPSS | EPSS,Ground Inspection, | EPSS Ground Inspection | EPSS Ground Inspection | EPSS,Aerial Inspection,Ground Inspection, | EPSS Aerial Inspection Ground Inspection | EPSS Aerial Inspection Ground Inspection |  |  |  | , | FALSE
NEWARK 12KV 1105CB | EPSS | EPSS | EPSS | [16 empty] | Ground Inspection | Ground Inspection | [18 empty] | EPSS, | EPSS | EPSS | EPSS,Ground Inspection, | EPSS Ground Inspection | EPSS Ground Inspection | EPSS,Ground Inspection, | EPSS Ground Inspection | EPSS Ground Inspection |  |  |  | , | FALSE
HICKS 2103XR262 | EPSS | EPSS | EPSS | [36 empty] | EPSS, | EPSS | EPSS | EPSS, | EPSS | EPSS | EPSS, | EPSS | EPSS |  |  |  | , | FALSE
RIVERBANK 17169050 | EPSS | EPSS | EPSS | [36 empty] | EPSS, | EPSS | EPSS | EPSS, | EPSS | EPSS | EPSS, | EPSS | EPSS |  |  |  | , | FALSE
NEWMAN 1105CB | EPSS | EPSS | EPSS | [16 empty] | Ground Inspection | [19 empty] | EPSS, | EPSS | EPSS | EPSS,Ground Inspection, | EPSS Ground Inspection | EPSS Ground Inspection | EPSS, | EPSS | EPSS |  |  |  | , | FALSE
ORO LOMA 1102CB | EPSS | EPSS | EPSS | [16 empty] | Ground Inspection | [19 empty] | EPSS, | EPSS | EPSS | EPSS,Ground Inspection, | EPSS Ground Inspection | EPSS Ground Inspection | EPSS, | EPSS | EPSS |  |  |  | , | FALSE
ORO LOMA 1103CB | EPSS | EPSS | EPSS | [36 empty] | EPSS, | EPSS | EPSS | EPSS, | EPSS | EPSS | EPSS, | EPSS | EPSS |  |  |  | , | FALSE
EUREKA E 110429676 | EPSS | EPSS | EPSS | [36 empty] | EPSS, | EPSS | EPSS | EPSS, | EPSS | EPSS | EPSS, | EPSS | EPSS |  |  |  | , | FALSE
BELLE HAVEN 0409CB | EPSS | EPSS | EPSS | [16 empty] | Ground Inspection | Ground Inspection | [18 empty] | EPSS, | EPSS | EPSS | EPSS,Ground Inspection, | EPSS Ground Inspection | EPSS Ground Inspection | EPSS,Ground Inspection, | EPSS Ground Inspection | EPSS Ground Inspection |  |  |  | , | FALSE
TAFT 1108CB | EPSS | EPSS | EPSS | [17 empty] | Ground Inspection | [18 empty] | EPSS, | EPSS | EPSS | EPSS, | EPSS | EPSS | EPSS,Ground Inspection, | EPSS Ground Inspection | EPSS Ground Inspection |  |  |  | , | FALSE
PURISIMA 1101104948 | EPSS | EPSS | EPSS | [6 empty] | Expulsion Fuse Replacement | [10 empty] | Ground Inspection | [7 empty] | Down Conductor Detection (DCD) | [10 empty] | EPSS,Expulsion Fuse Replacement, | EPSS Expulsion Fuse Replacement | EPSS Expulsion Fuse Replacement | EPSS,Down Conductor Detection (DCD), | EPSS Down Conductor Detection (DCD) | EPSS Down Conductor Detection (DCD) | EPSS,Ground Inspection, | EPSS Ground Inspection | EPSS Ground Inspection |  |  |  | , | FALSE
NEWARK 12KV 1103CB | EPSS | EPSS | EPSS | [16 empty] | Ground Inspection | Ground Inspection | [18 empty] | EPSS, | EPSS | EPSS | EPSS,Ground Inspection, | EPSS Ground Inspection | EPSS Ground Inspection | EPSS,Ground Inspection, | EPSS Ground Inspection | EPSS Ground Inspection |  |  |  | , | FALSE
UKIAH 111129452 | EPSS | EPSS | EPSS | [36 empty] | EPSS, | EPSS | EPSS | EPSS, | EPSS | EPSS | EPSS, | EPSS | EPSS |  |  |  | , | FALSE
ORLAND B 1101CB | EPSS | EPSS | EPSS | [36 empty] | EPSS, | EPSS | EPSS | EPSS, | EPSS | EPSS | EPSS, | EPSS | EPSS |  |  |  | , | FALSE
STONE CORRAL 1110975698 | EPSS | EPSS | EPSS | [16 empty] | Ground Inspection | Ground Inspection | [8 empty] | Down Conductor Detection (DCD) | [9 empty] | EPSS, | EPSS | EPSS | EPSS,Ground Inspection, | EPSS Ground Inspection | EPSS Ground Inspection | EPSS,Ground Inspection,Down Conductor Detection (DCD), | EPSS Ground Inspection Down Conductor Detection (DCD) | EPSS Ground Inspection Down Conductor Detection (DCD) |  |  |  | , | FALSE
WOODWARD 2108CB | EPSS | EPSS | EPSS | [17 empty] | Ground Inspection | [18 empty] | EPSS, | EPSS | EPSS | EPSS, | EPSS | EPSS | EPSS,Ground Inspection, | EPSS Ground Inspection | EPSS Ground Inspection |  |  |  | , | FALSE
WEST FRESNO 1111CB | EPSS | EPSS | EPSS | [36 empty] | EPSS, | EPSS | EPSS | EPSS, | EPSS | EPSS | EPSS, | EPSS | EPSS |  |  |  | , | FALSE
FORT ORD 21059140 | EPSS | EPSS | EPSS | [36 empty] | EPSS, | EPSS | EPSS | EPSS, | EPSS | EPSS | EPSS, | EPSS | EPSS |  |  |  | , | FALSE
SAN LUIS OBISPO 1108V92 | EPSS | EPSS | EPSS | [14 empty] | Aerial Inspection |  | Ground Inspection | Ground Inspection | [18 empty] | EPSS, | EPSS | EPSS | EPSS,Ground Inspection, | EPSS Ground Inspection | EPSS Ground Inspection | EPSS,Aerial Inspection,Ground Inspection, | EPSS Aerial Inspection Ground Inspection | EPSS Aerial Inspection Ground Inspection |  |  |  | , | FALSE
NOTRE DAME 1104CB | EPSS | EPSS | EPSS | [13 empty] | Aerial Inspection |  | Ground Inspection |  | Ground Inspection | [18 empty] | EPSS,Ground Inspection, | EPSS Ground Inspection | EPSS Ground Inspection | EPSS,Aerial Inspection, | EPSS Aerial Inspection | EPSS Aerial Inspection | EPSS,Ground Inspection, | EPSS Ground Inspection | EPSS Ground Inspection |  |  |  | , | FALSE
HICKS 1110XR308 | EPSS | EPSS | EPSS | [17 empty] | Ground Inspection | [18 empty] | EPSS, | EPSS | EPSS | EPSS, | EPSS | EPSS | EPSS,Ground Inspection, | EPSS Ground Inspection | EPSS Ground Inspection |  |  |  | , | FALSE
OROSI 11047753F | EPSS | EPSS | EPSS | [15 empty] | Ground Inspection | [20 empty] | EPSS,Ground Inspection, | EPSS Ground Inspection | EPSS Ground Inspection | EPSS, | EPSS | EPSS | EPSS, | EPSS | EPSS |  |  |  | , | FALSE
OLD RIVER 11033851 | EPSS | EPSS | EPSS | [17 empty] | Ground Inspection | [18 empty] | EPSS, | EPSS | EPSS | EPSS, | EPSS | EPSS | EPSS,Ground Inspection, | EPSS Ground Inspection | EPSS Ground Inspection |  |  |  | , | FALSE
BELLEVUE 2103CB | EPSS | EPSS | EPSS | [17 empty] | Ground Inspection | [18 empty] | EPSS, | EPSS | EPSS | EPSS, | EPSS | EPSS | EPSS,Ground Inspection, | EPSS Ground Inspection | EPSS Ground Inspection |  |  |  | , | FALSE
MC FARLAND 110184604 | EPSS | EPSS | EPSS | [16 empty] | Ground Inspection | [19 empty] | EPSS, | EPSS | EPSS | EPSS,Ground Inspection, | EPSS Ground Inspection | EPSS Ground Inspection | EPSS, | EPSS | EPSS |  |  |  | , | FALSE
MC KEE 1112XR098 | EPSS | EPSS | EPSS | [13 empty] | Aerial Inspection |  | Ground Inspection | Ground Inspection | [19 empty] | EPSS,Ground Inspection, | EPSS Ground Inspection | EPSS Ground Inspection | EPSS,Aerial Inspection,Ground Inspection, | EPSS Aerial Inspection Ground Inspection | EPSS Aerial Inspection Ground Inspection | EPSS, | EPSS | EPSS |  |  |  | , | FALSE
FULTON 11075058 | EPSS | EPSS | EPSS | [17 empty] | Ground Inspection | [18 empty] | EPSS, | EPSS | EPSS | EPSS, | EPSS | EPSS | EPSS,Ground Inspection, | EPSS Ground Inspection | EPSS Ground Inspection |  |  |  | , | FALSE
CLIFF DRIVE 0401197474 | EPSS | EPSS | EPSS | [36 empty] | EPSS, | EPSS | EPSS | EPSS, | EPSS | EPSS | EPSS, | EPSS | EPSS |  |  |  | , | FALSE
SANTA MARIA 1105116500 | EPSS | EPSS | EPSS | [36 empty] | EPSS, | EPSS | EPSS | EPSS, | EPSS | EPSS | EPSS, | EPSS | EPSS |  |  |  | , | FALSE
SF M 0403CB | EPSS | EPSS | EPSS | [16 empty] | Ground Inspection | [19 empty] | EPSS, | EPSS | EPSS | EPSS,Ground Inspection, | EPSS Ground Inspection | EPSS Ground Inspection | EPSS, | EPSS | EPSS |  |  |  | , | FALSE
PEASE 1104CB | EPSS | EPSS | EPSS | [36 empty] | EPSS, | EPSS | EPSS | EPSS, | EPSS | EPSS | EPSS, | EPSS | EPSS |  |  |  | , | FALSE
MONTEREY 0403CB | EPSS | EPSS | EPSS | [36 empty] | EPSS, | EPSS | EPSS | EPSS, | EPSS | EPSS | EPSS, | EPSS | EPSS |  |  |  | , | FALSE
LLAGAS 2105XR144 | EPSS | EPSS | EPSS | [15 empty] | Ground Inspection | [20 empty] | EPSS,Ground Inspection, | EPSS Ground Inspection | EPSS Ground Inspection | EPSS, | EPSS | EPSS | EPSS, | EPSS | EPSS |  |  |  | , | FALSE
BRENTWOOD 2112CB | EPSS | EPSS | EPSS | [15 empty] | Ground Inspection |  | Ground Inspection | [18 empty] | EPSS,Ground Inspection, | EPSS Ground Inspection | EPSS Ground Inspection | EPSS, | EPSS | EPSS | EPSS,Ground Inspection, | EPSS Ground Inspection | EPSS Ground Inspection |  |  |  | , | FALSE
OAKLAND J 1112CB | EPSS | EPSS | EPSS | [17 empty] | Ground Inspection | [18 empty] | EPSS, | EPSS | EPSS | EPSS, | EPSS | EPSS | EPSS,Ground Inspection, | EPSS Ground Inspection | EPSS Ground Inspection |  |  |  | , | FALSE
NORTH TOWER 110470732 | EPSS | EPSS | EPSS | [15 empty] | Ground Inspection |  | Ground Inspection | [18 empty] | EPSS,Ground Inspection, | EPSS Ground Inspection | EPSS Ground Inspection | EPSS, | EPSS | EPSS | EPSS,Ground Inspection, | EPSS Ground Inspection | EPSS Ground Inspection |  |  |  | , | FALSE
ALTO 11231222 | EPSS | EPSS | EPSS | [16 empty] | Ground Inspection | [19 empty] | EPSS, | EPSS | EPSS | EPSS,Ground Inspection, | EPSS Ground Inspection | EPSS Ground Inspection | EPSS, | EPSS | EPSS |  |  |  | , | FALSE
LEMOORE 1101746655 | EPSS | EPSS | EPSS | [36 empty] | EPSS, | EPSS | EPSS | EPSS, | EPSS | EPSS | EPSS, | EPSS | EPSS |  |  |  | , | FALSE
LOYOLA 0401LM02 | EPSS | EPSS | EPSS | [17 empty] | Ground Inspection | [18 empty] | EPSS, | EPSS | EPSS | EPSS, | EPSS | EPSS | EPSS,Ground Inspection, | EPSS Ground Inspection | EPSS Ground Inspection |  |  |  | , | FALSE
COTTONWOOD 1101CB | EPSS | EPSS | EPSS | [13 empty] | Aerial Inspection |  | Ground Inspection | Ground Inspection | Ground Inspection | [18 empty] | EPSS,Ground Inspection, | EPSS Ground Inspection | EPSS Ground Inspection | EPSS,Aerial Inspection,Ground Inspection, | EPSS Aerial Inspection Ground Inspection | EPSS Aerial Inspection Ground Inspection | EPSS,Ground Inspection, | EPSS Ground Inspection | EPSS Ground Inspection |  |  |  | , | FALSE
EAST STOCKTON 1102323786 | EPSS | EPSS | EPSS | [16 empty] | Ground Inspection | [19 empty] | EPSS, | EPSS | EPSS | EPSS,Ground Inspection, | EPSS Ground Inspection | EPSS Ground Inspection | EPSS, | EPSS | EPSS |  |  |  | , | FALSE
KINGSBURG 1113235934 | EPSS | EPSS | EPSS | [36 empty] | EPSS, | EPSS | EPSS | EPSS, | EPSS | EPSS | EPSS, | EPSS | EPSS |  |  |  | , | FALSE
HIGHWAY 1101992028 | EPSS | EPSS | EPSS | [16 empty] | Ground Inspection | [19 empty] | EPSS, | EPSS | EPSS | EPSS,Ground Inspection, | EPSS Ground Inspection | EPSS Ground Inspection | EPSS, | EPSS | EPSS |  |  |  | , | FALSE
FAIRWAY 1108CB | EPSS | EPSS | EPSS | [36 empty] | EPSS, | EPSS | EPSS | EPSS, | EPSS | EPSS | EPSS, | EPSS | EPSS |  |  |  | , | FALSE
BIG LAGOON 1101CB | EPSS | EPSS | EPSS | [36 empty] | EPSS, | EPSS | EPSS | EPSS, | EPSS | EPSS | EPSS, | EPSS | EPSS |  |  |  | , | FALSE
OAKLAND X 1101CR222 | EPSS | EPSS | EPSS | [16 empty] | Ground Inspection | [19 empty] | EPSS, | EPSS | EPSS | EPSS,Ground Inspection, | EPSS Ground Inspection | EPSS Ground Inspection | EPSS, | EPSS | EPSS |  |  |  | , | FALSE
SANTA MARIA 1105M134 | EPSS | EPSS | EPSS | [36 empty] | EPSS, | EPSS | EPSS | EPSS, | EPSS | EPSS | EPSS, | EPSS | EPSS |  |  |  | , | FALSE
SWIFT 2108XR364 | EPSS | EPSS | EPSS | [16 empty] | Ground Inspection | Ground Inspection | [18 empty] | EPSS, | EPSS | EPSS | EPSS,Ground Inspection, | EPSS Ground Inspection | EPSS Ground Inspection | EPSS,Ground Inspection, | EPSS Ground Inspection | EPSS Ground Inspection |  |  |  | , | FALSE
SF H 110588460 | EPSS | EPSS | EPSS | [15 empty] | Ground Inspection | Ground Inspection | [19 empty] | EPSS,Ground Inspection, | EPSS Ground Inspection | EPSS Ground Inspection | EPSS,Ground Inspection, | EPSS Ground Inspection | EPSS Ground Inspection | EPSS, | EPSS | EPSS |  |  |  | , | FALSE
FITCH MOUNTAIN 1111592 | EPSS | EPSS | EPSS | [15 empty] | Ground Inspection | [20 empty] | EPSS,Ground Inspection, | EPSS Ground Inspection | EPSS Ground Inspection | EPSS, | EPSS | EPSS | EPSS, | EPSS | EPSS |  |  |  | , | FALSE
HARRIS 11095982 | EPSS | EPSS | EPSS | [16 empty] | Ground Inspection | Ground Inspection | [18 empty] | EPSS, | EPSS | EPSS | EPSS,Ground Inspection, | EPSS Ground Inspection | EPSS Ground Inspection | EPSS,Ground Inspection, | EPSS Ground Inspection | EPSS Ground Inspection |  |  |  | , | FALSE
LAMMERS 1103CB | EPSS | EPSS | EPSS | [36 empty] | EPSS, | EPSS | EPSS | EPSS, | EPSS | EPSS | EPSS, | EPSS | EPSS |  |  |  | , | FALSE
SF G 1101CB | EPSS | EPSS | EPSS | [36 empty] | EPSS, | EPSS | EPSS | EPSS, | EPSS | EPSS | EPSS, | EPSS | EPSS |  |  |  | , | FALSE
HARTER 1105469850 | EPSS | EPSS | EPSS | [36 empty] | EPSS, | EPSS | EPSS | EPSS, | EPSS | EPSS | EPSS, | EPSS | EPSS |  |  |  | , | FALSE
JARVIS 1108CB | EPSS | EPSS | EPSS | [36 empty] | EPSS, | EPSS | EPSS | EPSS, | EPSS | EPSS | EPSS, | EPSS | EPSS |  |  |  | , | FALSE
BUENA VISTA 1103CB | EPSS | EPSS | EPSS | [15 empty] | Ground Inspection | [20 empty] | EPSS,Ground Inspection, | EPSS Ground Inspection | EPSS Ground Inspection | EPSS, | EPSS | EPSS | EPSS, | EPSS | EPSS |  |  |  | , | FALSE
MERCED 110890500 | EPSS | EPSS | EPSS | [17 empty] | Ground Inspection | [18 empty] | EPSS, | EPSS | EPSS | EPSS, | EPSS | EPSS | EPSS,Ground Inspection, | EPSS Ground Inspection | EPSS Ground Inspection |  |  |  | , | FALSE
MT EDEN 1108MR216 | EPSS | EPSS | EPSS | [17 empty] | Ground Inspection | [18 empty] | EPSS, | EPSS | EPSS | EPSS, | EPSS | EPSS | EPSS,Ground Inspection, | EPSS Ground Inspection | EPSS Ground Inspection |  |  |  | , | FALSE
LIVINGSTON 110611500 | EPSS | EPSS | EPSS | [17 empty] | Ground Inspection | [18 empty] | EPSS, | EPSS | EPSS | EPSS, | EPSS | EPSS | EPSS,Ground Inspection, | EPSS Ground Inspection | EPSS Ground Inspection |  |  |  | , | FALSE
HARRIS 11098862 | EPSS | EPSS | EPSS | [16 empty] | Ground Inspection | Ground Inspection | [18 empty] | EPSS, | EPSS | EPSS | EPSS,Ground Inspection, | EPSS Ground Inspection | EPSS Ground Inspection | EPSS,Ground Inspection, | EPSS Ground Inspection | EPSS Ground Inspection |  |  |  | , | FALSE
HIGHWAY 1102658 | EPSS | EPSS | EPSS | [16 empty] | Ground Inspection | [19 empty] | EPSS, | EPSS | EPSS | EPSS,Ground Inspection, | EPSS Ground Inspection | EPSS Ground Inspection | EPSS, | EPSS | EPSS |  |  |  | , | FALSE
HARTLEY 1102490 | EPSS | EPSS | EPSS | [14 empty] | Aerial Inspection | Ground Inspection | Ground Inspection | Ground Inspection | [18 empty] | EPSS,Ground Inspection, | EPSS Ground Inspection | EPSS Ground Inspection | EPSS,Ground Inspection, | EPSS Ground Inspection | EPSS Ground Inspection | EPSS,Aerial Inspection,Ground Inspection, | EPSS Aerial Inspection Ground Inspection | EPSS Aerial Inspection Ground Inspection |  |  |  | , | FALSE
BELMONT 1103543076 | EPSS | EPSS | EPSS | [15 empty] | Ground Inspection | [20 empty] | EPSS,Ground Inspection, | EPSS Ground Inspection | EPSS Ground Inspection | EPSS, | EPSS | EPSS | EPSS, | EPSS | EPSS |  |  |  | , | FALSE
NEWMAN 1101CB | EPSS | EPSS | EPSS | [16 empty] | Ground Inspection | [19 empty] | EPSS, | EPSS | EPSS | EPSS,Ground Inspection, | EPSS Ground Inspection | EPSS Ground Inspection | EPSS, | EPSS | EPSS |  |  |  | , | FALSE
SAN LORENZO 0402CB | EPSS | EPSS | EPSS | [16 empty] | Ground Inspection | [19 empty] | EPSS, | EPSS | EPSS | EPSS,Ground Inspection, | EPSS Ground Inspection | EPSS Ground Inspection | EPSS, | EPSS | EPSS |  |  |  | , | FALSE
STUART 0406CB | EPSS | EPSS | EPSS | [14 empty] | Aerial Inspection | Ground Inspection | Ground Inspection | [19 empty] | EPSS,Ground Inspection, | EPSS Ground Inspection | EPSS Ground Inspection | EPSS,Ground Inspection, | EPSS Ground Inspection | EPSS Ground Inspection | EPSS,Aerial Inspection, | EPSS Aerial Inspection | EPSS Aerial Inspection |  |  |  | , | FALSE
SANTA ROSA A 111095984 | EPSS | EPSS | EPSS | [36 empty] | EPSS, | EPSS | EPSS | EPSS, | EPSS | EPSS | EPSS, | EPSS | EPSS |  |  |  | , | FALSE
BERKELEY F 0411CB | EPSS | EPSS | EPSS | [16 empty] | Ground Inspection | Ground Inspection | [18 empty] | EPSS, | EPSS | EPSS | EPSS,Ground Inspection, | EPSS Ground Inspection | EPSS Ground Inspection | EPSS,Ground Inspection, | EPSS Ground Inspection | EPSS Ground Inspection |  |  |  | , | FALSE
SAN LEANDRO U 1113CB | EPSS | EPSS | EPSS | [16 empty] | Ground Inspection | [19 empty] | EPSS, | EPSS | EPSS | EPSS,Ground Inspection, | EPSS Ground Inspection | EPSS Ground Inspection | EPSS, | EPSS | EPSS |  |  |  | , | FALSE
LOCKEFORD 21013002 | EPSS | EPSS | EPSS | [17 empty] | Ground Inspection | [18 empty] | EPSS, | EPSS | EPSS | EPSS, | EPSS | EPSS | EPSS,Ground Inspection, | EPSS Ground Inspection | EPSS Ground Inspection |  |  |  | , | FALSE
ARBUCKLE 110247648 | EPSS | EPSS | EPSS | [16 empty] | Ground Inspection | [19 empty] | EPSS, | EPSS | EPSS | EPSS,Ground Inspection, | EPSS Ground Inspection | EPSS Ground Inspection | EPSS, | EPSS | EPSS |  |  |  | , | FALSE
FELLOWS 21031100 | EPSS | EPSS | EPSS | [36 empty] | EPSS, | EPSS | EPSS | EPSS, | EPSS | EPSS | EPSS, | EPSS | EPSS |  |  |  | , | FALSE
CASSERLY 0401CB | EPSS | EPSS | EPSS | [16 empty] | Ground Inspection | Ground Inspection | [18 empty] | EPSS, | EPSS | EPSS | EPSS,Ground Inspection, | EPSS Ground Inspection | EPSS Ground Inspection | EPSS,Ground Inspection, | EPSS Ground Inspection | EPSS Ground Inspection |  |  |  | , | FALSE
MC CALL 110379896 | EPSS | EPSS | EPSS | [17 empty] | Ground Inspection | [18 empty] | EPSS, | EPSS | EPSS | EPSS, | EPSS | EPSS | EPSS,Ground Inspection, | EPSS Ground Inspection | EPSS Ground Inspection |  |  |  | , | FALSE
ARCATA 11220664 | EPSS | EPSS | EPSS | [17 empty] | Ground Inspection | [18 empty] | EPSS, | EPSS | EPSS | EPSS, | EPSS | EPSS | EPSS,Ground Inspection, | EPSS Ground Inspection | EPSS Ground Inspection |  |  |  | , | FALSE
MC KEE 1105773372 | EPSS | EPSS | EPSS | [36 empty] | EPSS, | EPSS | EPSS | EPSS, | EPSS | EPSS | EPSS, | EPSS | EPSS |  |  |  | , | FALSE
SERRAMONTE 110359766 | EPSS | EPSS | EPSS | [16 empty] | Ground Inspection | Ground Inspection | [18 empty] | EPSS, | EPSS | EPSS | EPSS,Ground Inspection, | EPSS Ground Inspection | EPSS Ground Inspection | EPSS,Ground Inspection, | EPSS Ground Inspection | EPSS Ground Inspection |  |  |  | , | FALSE
SALINAS 110525049 | EPSS | EPSS | EPSS | [17 empty] | Ground Inspection | [18 empty] | EPSS, | EPSS | EPSS | EPSS, | EPSS | EPSS | EPSS,Ground Inspection, | EPSS Ground Inspection | EPSS Ground Inspection |  |  |  | , | FALSE
ARCATA 112293912 | EPSS | EPSS | EPSS | [36 empty] | EPSS, | EPSS | EPSS | EPSS, | EPSS | EPSS | EPSS, | EPSS | EPSS |  |  |  | , | FALSE
COALINGA NO 1 1109CB | EPSS | EPSS | EPSS | [15 empty] | Ground Inspection | [20 empty] | EPSS,Ground Inspection, | EPSS Ground Inspection | EPSS Ground Inspection | EPSS, | EPSS | EPSS | EPSS, | EPSS | EPSS |  |  |  | , | FALSE
ARBUCKLE 1102CB | EPSS | EPSS | EPSS | [16 empty] | Ground Inspection | Ground Inspection | [18 empty] | EPSS, | EPSS | EPSS | EPSS,Ground Inspection, | EPSS Ground Inspection | EPSS Ground Inspection | EPSS,Ground Inspection, | EPSS Ground Inspection | EPSS Ground Inspection |  |  |  | , | FALSE
HORSESHOE 11011682 | EPSS | EPSS | EPSS | [15 empty] | Ground Inspection | Ground Inspection | Ground Inspection | [18 empty] | EPSS,Ground Inspection, | EPSS Ground Inspection | EPSS Ground Inspection | EPSS,Ground Inspection, | EPSS Ground Inspection | EPSS Ground Inspection | EPSS,Ground Inspection, | EPSS Ground Inspection | EPSS Ground Inspection |  |  |  | , | FALSE
COALINGA NO 1 11089860 | EPSS | EPSS | EPSS | [15 empty] | Ground Inspection | [20 empty] | EPSS,Ground Inspection, | EPSS Ground Inspection | EPSS Ground Inspection | EPSS, | EPSS | EPSS | EPSS, | EPSS | EPSS |  |  |  | , | FALSE
PUEBLO 2103489964 | EPSS | EPSS | EPSS | [17 empty] | Ground Inspection | [18 empty] | EPSS, | EPSS | EPSS | EPSS, | EPSS | EPSS | EPSS,Ground Inspection, | EPSS Ground Inspection | EPSS Ground Inspection |  |  |  | , | FALSE
PORTOLA 040240323 | EPSS | EPSS | EPSS | [36 empty] | EPSS, | EPSS | EPSS | EPSS, | EPSS | EPSS | EPSS, | EPSS | EPSS |  |  |  | , | FALSE
DIXON 1102CB | EPSS | EPSS | EPSS | [15 empty] | Ground Inspection | Ground Inspection | [19 empty] | EPSS,Ground Inspection, | EPSS Ground Inspection | EPSS Ground Inspection | EPSS,Ground Inspection, | EPSS Ground Inspection | EPSS Ground Inspection | EPSS, | EPSS | EPSS |  |  |  | , | FALSE
LAKEWOOD 2223289858 | EPSS | EPSS | EPSS | [17 empty] | Ground Inspection | [18 empty] | EPSS, | EPSS | EPSS | EPSS, | EPSS | EPSS | EPSS,Ground Inspection, | EPSS Ground Inspection | EPSS Ground Inspection |  |  |  | , | FALSE
RICHMOND R 1127BR350 | EPSS | EPSS | EPSS | [36 empty] | EPSS, | EPSS | EPSS | EPSS, | EPSS | EPSS | EPSS, | EPSS | EPSS |  |  |  | , | FALSE
SONOMA 1107126 | EPSS | EPSS | EPSS | [36 empty] | EPSS, | EPSS | EPSS | EPSS, | EPSS | EPSS | EPSS, | EPSS | EPSS |  |  |  | , | FALSE
OAKLAND X 0402CR406 | EPSS | EPSS | EPSS | [16 empty] | Ground Inspection | [19 empty] | EPSS, | EPSS | EPSS | EPSS,Ground Inspection, | EPSS Ground Inspection | EPSS Ground Inspection | EPSS, | EPSS | EPSS |  |  |  | , | FALSE
FRENCH CAMP 1101841572 | EPSS | EPSS | EPSS | [16 empty] | Ground Inspection | [19 empty] | EPSS, | EPSS | EPSS | EPSS,Ground Inspection, | EPSS Ground Inspection | EPSS Ground Inspection | EPSS, | EPSS | EPSS |  |  |  | , | FALSE
PORTOLA 0402CB | EPSS | EPSS | EPSS | [36 empty] | EPSS, | EPSS | EPSS | EPSS, | EPSS | EPSS | EPSS, | EPSS | EPSS |  |  |  | , | FALSE
WOODSIDE 1104CB | EPSS | EPSS | EPSS | [13 empty] | Aerial Inspection |  | Ground Inspection | [20 empty] | EPSS,Ground Inspection, | EPSS Ground Inspection | EPSS Ground Inspection | EPSS,Aerial Inspection, | EPSS Aerial Inspection | EPSS Aerial Inspection | EPSS, | EPSS | EPSS |  |  |  | , | FALSE
BELMONT 0402CB | EPSS | EPSS | EPSS | [15 empty] | Ground Inspection | [20 empty] | EPSS,Ground Inspection, | EPSS Ground Inspection | EPSS Ground Inspection | EPSS, | EPSS | EPSS | EPSS, | EPSS | EPSS |  |  |  | , | FALSE
SF E 0407CB | EPSS | EPSS | EPSS | [15 empty] | Ground Inspection | [20 empty] | EPSS,Ground Inspection, | EPSS Ground Inspection | EPSS Ground Inspection | EPSS, | EPSS | EPSS | EPSS, | EPSS | EPSS |  |  |  | , | FALSE
MC KEE 111275342 | EPSS | EPSS | EPSS | [16 empty] | Ground Inspection | [19 empty] | EPSS, | EPSS | EPSS | EPSS,Ground Inspection, | EPSS Ground Inspection | EPSS Ground Inspection | EPSS, | EPSS | EPSS |  |  |  | , | FALSE
CAMPHORA 110122412 | EPSS | EPSS | EPSS | [7 empty] | Expulsion Fuse Replacement | [5 empty] | Aerial Inspection | Aerial Inspection | Ground Inspection | Ground Inspection | Ground Inspection | [7 empty] | Down Conductor Detection (DCD) | [10 empty] | EPSS,Ground Inspection, | EPSS Ground Inspection | EPSS Ground Inspection | EPSS,Expulsion Fuse Replacement,Aerial Inspection,Ground Inspection,Down Conductor Detection (DCD), | EPSS Expulsion Fuse Replacement Aerial Inspection Ground Inspection Down Conductor Detection (DCD) | EPSS Expulsion Fuse Replacement Aerial Inspection Ground Inspection Down Conductor Detection (DCD) | EPSS,Aerial Inspection,Ground Inspection, | EPSS Aerial Inspection Ground Inspection | EPSS Aerial Inspection Ground Inspection |  |  |  | , | FALSE
GUSTINE 110246166 | EPSS | EPSS | EPSS | [36 empty] | EPSS, | EPSS | EPSS | EPSS, | EPSS | EPSS | EPSS, | EPSS | EPSS |  |  |  | , | FALSE
MENLO 110235722 | EPSS | EPSS | EPSS | [17 empty] | Ground Inspection | [18 empty] | EPSS, | EPSS | EPSS | EPSS, | EPSS | EPSS | EPSS,Ground Inspection, | EPSS Ground Inspection | EPSS Ground Inspection |  |  |  | , | FALSE
SF H 110213885 | EPSS | EPSS | EPSS | [17 empty] | Ground Inspection | [18 empty] | EPSS, | EPSS | EPSS | EPSS, | EPSS | EPSS | EPSS,Ground Inspection, | EPSS Ground Inspection | EPSS Ground Inspection |  |  |  | , | FALSE
HALF MOON BAY 11016369 | EPSS | EPSS | EPSS | [36 empty] | EPSS, | EPSS | EPSS | EPSS, | EPSS | EPSS | EPSS, | EPSS | EPSS |  |  |  | , | FALSE
MT EDEN 1108MR481 | EPSS | EPSS | EPSS | [17 empty] | Ground Inspection | [18 empty] | EPSS, | EPSS | EPSS | EPSS, | EPSS | EPSS | EPSS,Ground Inspection, | EPSS Ground Inspection | EPSS Ground Inspection |  |  |  | , | FALSE
OROVILLE 110313028 | EPSS | EPSS | EPSS | [17 empty] | Ground Inspection | [18 empty] | EPSS, | EPSS | EPSS | EPSS, | EPSS | EPSS | EPSS,Ground Inspection, | EPSS Ground Inspection | EPSS Ground Inspection |  |  |  | , | FALSE
LIVINGSTON 110637390 | EPSS | EPSS | EPSS | [17 empty] | Ground Inspection | [18 empty] | EPSS, | EPSS | EPSS | EPSS, | EPSS | EPSS | EPSS,Ground Inspection, | EPSS Ground Inspection | EPSS Ground Inspection |  |  |  | , | FALSE
DUMBARTON 1104MR667 | EPSS | EPSS | EPSS | [16 empty] | Ground Inspection | [19 empty] | EPSS, | EPSS | EPSS | EPSS,Ground Inspection, | EPSS Ground Inspection | EPSS Ground Inspection | EPSS, | EPSS | EPSS |  |  |  | , | FALSE
TARAVAL 0402CB | EPSS | EPSS | EPSS | [17 empty] | Ground Inspection | [18 empty] | EPSS, | EPSS | EPSS | EPSS, | EPSS | EPSS | EPSS,Ground Inspection, | EPSS Ground Inspection | EPSS Ground Inspection |  |  |  | , | FALSE
MOSHER 2111CB | EPSS | EPSS | EPSS | [16 empty] | Ground Inspection | Ground Inspection | [18 empty] | EPSS, | EPSS | EPSS | EPSS,Ground Inspection, | EPSS Ground Inspection | EPSS Ground Inspection | EPSS,Ground Inspection, | EPSS Ground Inspection | EPSS Ground Inspection |  |  |  | , | FALSE
DUMBARTON 1108MR488 | EPSS | EPSS | EPSS | [16 empty] | Ground Inspection | [19 empty] | EPSS, | EPSS | EPSS | EPSS,Ground Inspection, | EPSS Ground Inspection | EPSS Ground Inspection | EPSS, | EPSS | EPSS |  |  |  | , | FALSE
CORNING 110366390 | EPSS | EPSS | EPSS | [17 empty] | Ground Inspection | [18 empty] | EPSS, | EPSS | EPSS | EPSS, | EPSS | EPSS | EPSS,Ground Inspection, | EPSS Ground Inspection | EPSS Ground Inspection |  |  |  | , | FALSE
LINCOLN 110251600 | EPSS | EPSS | EPSS | [17 empty] | Ground Inspection | [18 empty] | EPSS, | EPSS | EPSS | EPSS, | EPSS | EPSS | EPSS,Ground Inspection, | EPSS Ground Inspection | EPSS Ground Inspection |  |  |  | , | FALSE
SHEPHERD 2112R1743 | EPSS | EPSS | EPSS | [36 empty] | EPSS, | EPSS | EPSS | EPSS, | EPSS | EPSS | EPSS, | EPSS | EPSS |  |  |  | , | FALSE
JUDAH 0401CB | EPSS | EPSS | EPSS | [36 empty] | EPSS, | EPSS | EPSS | EPSS, | EPSS | EPSS | EPSS, | EPSS | EPSS |  |  |  | , | FALSE
HURON 111675368 | EPSS | EPSS | EPSS | [36 empty] | EPSS, | EPSS | EPSS | EPSS, | EPSS | EPSS | EPSS, | EPSS | EPSS |  |  |  | , | FALSE
KERN OIL 1108CB | EPSS | EPSS | EPSS | [16 empty] | Ground Inspection | [19 empty] | EPSS, | EPSS | EPSS | EPSS,Ground Inspection, | EPSS Ground Inspection | EPSS Ground Inspection | EPSS, | EPSS | EPSS |  |  |  | , | FALSE
MOUNTAIN VIEW 1109LM58 | EPSS | EPSS | EPSS | [17 empty] | Ground Inspection | [18 empty] | EPSS, | EPSS | EPSS | EPSS, | EPSS | EPSS | EPSS,Ground Inspection, | EPSS Ground Inspection | EPSS Ground Inspection |  |  |  | , | FALSE
IGNACIO 1102CB | EPSS | EPSS | EPSS | [36 empty] | EPSS, | EPSS | EPSS | EPSS, | EPSS | EPSS | EPSS, | EPSS | EPSS |  |  |  | , | FALSE
PUEBLO 2102618 | EPSS | EPSS | EPSS | [17 empty] | Ground Inspection | [7 empty] | Down Conductor Detection (DCD) | [10 empty] | EPSS, | EPSS | EPSS | EPSS,Down Conductor Detection (DCD), | EPSS Down Conductor Detection (DCD) | EPSS Down Conductor Detection (DCD) | EPSS,Ground Inspection, | EPSS Ground Inspection | EPSS Ground Inspection |  |  |  | , | FALSE
FIREBAUGH 1102CB | EPSS | EPSS | EPSS | [16 empty] | Ground Inspection | [19 empty] | EPSS, | EPSS | EPSS | EPSS,Ground Inspection, | EPSS Ground Inspection | EPSS Ground Inspection | EPSS, | EPSS | EPSS |  |  |  | , | FALSE
OAKLAND X 1115CR218 | EPSS | EPSS | EPSS | [15 empty] | Ground Inspection | [20 empty] | EPSS,Ground Inspection, | EPSS Ground Inspection | EPSS Ground Inspection | EPSS, | EPSS | EPSS | EPSS, | EPSS | EPSS |  |  |  | , | FALSE
WEST FRESNO 111172322 | EPSS | EPSS | EPSS | [17 empty] | Ground Inspection | [18 empty] | EPSS, | EPSS | EPSS | EPSS, | EPSS | EPSS | EPSS,Ground Inspection, | EPSS Ground Inspection | EPSS Ground Inspection |  |  |  | , | FALSE
VICTOR 110137012 | EPSS | EPSS | EPSS | [17 empty] | Ground Inspection | [18 empty] | EPSS, | EPSS | EPSS | EPSS, | EPSS | EPSS | EPSS,Ground Inspection, | EPSS Ground Inspection | EPSS Ground Inspection |  |  |  | , | FALSE
CRESSEY 2103505894 | EPSS | EPSS | EPSS | [36 empty] | EPSS, | EPSS | EPSS | EPSS, | EPSS | EPSS | EPSS, | EPSS | EPSS |  |  |  | , | FALSE
SF M 0401CB | EPSS | EPSS | EPSS | [16 empty] | Ground Inspection | [19 empty] | EPSS, | EPSS | EPSS | EPSS,Ground Inspection, | EPSS Ground Inspection | EPSS Ground Inspection | EPSS, | EPSS | EPSS |  |  |  | , | FALSE
VINA 110198144 | EPSS | EPSS | EPSS | [17 empty] | Ground Inspection | [18 empty] | EPSS, | EPSS | EPSS | EPSS, | EPSS | EPSS | EPSS,Ground Inspection, | EPSS Ground Inspection | EPSS Ground Inspection |  |  |  | , | FALSE
NEWARK 12KV 1103MR247 | EPSS | EPSS | EPSS | [16 empty] | Ground Inspection | [19 empty] | EPSS, | EPSS | EPSS | EPSS,Ground Inspection, | EPSS Ground Inspection | EPSS Ground Inspection | EPSS, | EPSS | EPSS |  |  |  | , | FALSE
MARINA (F) 1102CB | EPSS | EPSS | EPSS | [36 empty] | EPSS, | EPSS | EPSS | EPSS, | EPSS | EPSS | EPSS, | EPSS | EPSS |  |  |  | , | FALSE
ELK 110137434 | EPSS | EPSS | EPSS | [13 empty] | Aerial Inspection |  | Ground Inspection | [8 empty] | Down Conductor Detection (DCD) | [11 empty] | EPSS,Ground Inspection,Down Conductor Detection (DCD), | EPSS Ground Inspection Down Conductor Detection (DCD) | EPSS Ground Inspection Down Conductor Detection (DCD) | EPSS,Aerial Inspection, | EPSS Aerial Inspection | EPSS Aerial Inspection | EPSS, | EPSS | EPSS |  |  |  | , | FALSE
SHEPHERD 211275088 | EPSS | EPSS | EPSS | [36 empty] | EPSS, | EPSS | EPSS | EPSS, | EPSS | EPSS | EPSS, | EPSS | EPSS |  |  |  | , | FALSE
MENDOTA 1103CB | EPSS | EPSS | EPSS | [15 empty] | Ground Inspection |  | Ground Inspection | [18 empty] | EPSS,Ground Inspection, | EPSS Ground Inspection | EPSS Ground Inspection | EPSS, | EPSS | EPSS | EPSS,Ground Inspection, | EPSS Ground Inspection | EPSS Ground Inspection |  |  |  | , | FALSE
ALTO 112332448 | EPSS | EPSS | EPSS | [16 empty] | Ground Inspection | [19 empty] | EPSS, | EPSS | EPSS | EPSS,Ground Inspection, | EPSS Ground Inspection | EPSS Ground Inspection | EPSS, | EPSS | EPSS |  |  |  | , | FALSE
GREEN VALLEY 210310932 | EPSS | EPSS | EPSS | [14 empty] | Aerial Inspection |  | Ground Inspection | Ground Inspection | [18 empty] | EPSS, | EPSS | EPSS | EPSS,Ground Inspection, | EPSS Ground Inspection | EPSS Ground Inspection | EPSS,Aerial Inspection,Ground Inspection, | EPSS Aerial Inspection Ground Inspection | EPSS Aerial Inspection Ground Inspection |  |  |  | , | FALSE
DUMBARTON 1102MR466 | EPSS | EPSS | EPSS | [16 empty] | Ground Inspection | [19 empty] | EPSS, | EPSS | EPSS | EPSS,Ground Inspection, | EPSS Ground Inspection | EPSS Ground Inspection | EPSS, | EPSS | EPSS |  |  |  | , | FALSE
KERMAN 110337770 | EPSS | EPSS | EPSS | [36 empty] | EPSS, | EPSS | EPSS | EPSS, | EPSS | EPSS | EPSS, | EPSS | EPSS |  |  |  | , | FALSE
FAIRWAY 1104M20 | EPSS | EPSS | EPSS | [36 empty] | EPSS, | EPSS | EPSS | EPSS, | EPSS | EPSS | EPSS, | EPSS | EPSS |  |  |  | , | FALSE
SF G 0414CB | EPSS | EPSS | EPSS | [36 empty] | EPSS, | EPSS | EPSS | EPSS, | EPSS | EPSS | EPSS, | EPSS | EPSS |  |  |  | , | FALSE
INDUSTRIAL ACRES 0413CB | EPSS | EPSS | EPSS | [15 empty] | Ground Inspection |  | Ground Inspection | [18 empty] | EPSS,Ground Inspection, | EPSS Ground Inspection | EPSS Ground Inspection | EPSS, | EPSS | EPSS | EPSS,Ground Inspection, | EPSS Ground Inspection | EPSS Ground Inspection |  |  |  | , | FALSE
BELLEVUE 2101500 | EPSS | EPSS | EPSS | [16 empty] | Ground Inspection | Ground Inspection | [18 empty] | EPSS, | EPSS | EPSS | EPSS,Ground Inspection, | EPSS Ground Inspection | EPSS Ground Inspection | EPSS,Ground Inspection, | EPSS Ground Inspection | EPSS Ground Inspection |  |  |  | , | FALSE
MC KEE 1107XR462 | EPSS | EPSS | EPSS | [36 empty] | EPSS, | EPSS | EPSS | EPSS, | EPSS | EPSS | EPSS, | EPSS | EPSS |  |  |  | , | FALSE
SAN CARLOS 1102CB | EPSS | EPSS | EPSS | [16 empty] | Ground Inspection | [19 empty] | EPSS, | EPSS | EPSS | EPSS,Ground Inspection, | EPSS Ground Inspection | EPSS Ground Inspection | EPSS, | EPSS | EPSS |  |  |  | , | FALSE
SUISUN 1101CB | EPSS | EPSS | EPSS | [36 empty] | EPSS, | EPSS | EPSS | EPSS, | EPSS | EPSS | EPSS, | EPSS | EPSS |  |  |  | , | FALSE
PLAINFIELD 110623102 | EPSS | EPSS | EPSS | [36 empty] | EPSS, | EPSS | EPSS | EPSS, | EPSS | EPSS | EPSS, | EPSS | EPSS |  |  |  | , | FALSE
21ST AVENUE 0401CB | EPSS | EPSS | EPSS | [36 empty] | EPSS, | EPSS | EPSS | EPSS, | EPSS | EPSS | EPSS, | EPSS | EPSS |  |  |  | , | FALSE
BASALT 110175886 | EPSS | EPSS | EPSS | [15 empty] | Ground Inspection | [20 empty] | EPSS,Ground Inspection, | EPSS Ground Inspection | EPSS Ground Inspection | EPSS, | EPSS | EPSS | EPSS, | EPSS | EPSS |  |  |  | , | FALSE
UKIAH 11112504 | EPSS | EPSS | EPSS | [36 empty] | EPSS, | EPSS | EPSS | EPSS, | EPSS | EPSS | EPSS, | EPSS | EPSS |  |  |  | , | FALSE
COTTLE 1703CB | EPSS | EPSS | EPSS | [16 empty] | Ground Inspection | Ground Inspection | [18 empty] | EPSS, | EPSS | EPSS | EPSS,Ground Inspection, | EPSS Ground Inspection | EPSS Ground Inspection | EPSS,Ground Inspection, | EPSS Ground Inspection | EPSS Ground Inspection |  |  |  | , | FALSE
WOLFE 1110CB | EPSS | EPSS | EPSS | [36 empty] | EPSS, | EPSS | EPSS | EPSS, | EPSS | EPSS | EPSS, | EPSS | EPSS |  |  |  | , | FALSE
PARSONS 0402CB | EPSS | EPSS | EPSS | [16 empty] | Ground Inspection | [19 empty] | EPSS, | EPSS | EPSS | EPSS,Ground Inspection, | EPSS Ground Inspection | EPSS Ground Inspection | EPSS, | EPSS | EPSS |  |  |  | , | FALSE
PETALUMA C 110856774 | EPSS | EPSS | EPSS | [14 empty] | Aerial Inspection |  | Ground Inspection |  | Non-Pole Backlog | [17 empty] | EPSS,Non-Pole Backlog, | EPSS Non-Pole Backlog | EPSS Non-Pole Backlog | EPSS,Ground Inspection, | EPSS Ground Inspection | EPSS Ground Inspection | EPSS,Aerial Inspection, | EPSS Aerial Inspection | EPSS Aerial Inspection |  |  |  | , | FALSE
GONZALES 1101CB | EPSS | EPSS | EPSS | [15 empty] | Ground Inspection | [20 empty] | EPSS,Ground Inspection, | EPSS Ground Inspection | EPSS Ground Inspection | EPSS, | EPSS | EPSS | EPSS, | EPSS | EPSS |  |  |  | , | FALSE
MT EDEN 1110MR200 | EPSS | EPSS | EPSS | [16 empty] | Ground Inspection | [19 empty] | EPSS, | EPSS | EPSS | EPSS,Ground Inspection, | EPSS Ground Inspection | EPSS Ground Inspection | EPSS, | EPSS | EPSS |  |  |  | , | FALSE
SALINAS 110297880 | EPSS | EPSS | EPSS | [36 empty] | EPSS, | EPSS | EPSS | EPSS, | EPSS | EPSS | EPSS, | EPSS | EPSS |  |  |  | , | FALSE
GREEN VALLEY 21039959 | EPSS | EPSS | EPSS | [17 empty] | Ground Inspection | [18 empty] | EPSS, | EPSS | EPSS | EPSS, | EPSS | EPSS | EPSS,Ground Inspection, | EPSS Ground Inspection | EPSS Ground Inspection |  |  |  | , | FALSE
WYANDOTTE 110213916 | EPSS | EPSS | EPSS | [16 empty] | Ground Inspection | Ground Inspection | [18 empty] | EPSS, | EPSS | EPSS | EPSS,Ground Inspection, | EPSS Ground Inspection | EPSS Ground Inspection | EPSS,Ground Inspection, | EPSS Ground Inspection | EPSS Ground Inspection |  |  |  | , | FALSE
MONROE 2107434 | EPSS | EPSS | EPSS | [36 empty] | EPSS, | EPSS | EPSS | EPSS, | EPSS | EPSS | EPSS, | EPSS | EPSS |  |  |  | , | FALSE
EL CERRITO G 1108BR346 | EPSS | EPSS | EPSS | [13 empty] | Aerial Inspection |  | Ground Inspection | Ground Inspection | Ground Inspection | [18 empty] | EPSS,Ground Inspection, | EPSS Ground Inspection | EPSS Ground Inspection | EPSS,Aerial Inspection,Ground Inspection, | EPSS Aerial Inspection Ground Inspection | EPSS Aerial Inspection Ground Inspection | EPSS,Ground Inspection, | EPSS Ground Inspection | EPSS Ground Inspection |  |  |  | , | FALSE
FAIRHAVEN 1104CB | EPSS | EPSS | EPSS | [36 empty] | EPSS, | EPSS | EPSS | EPSS, | EPSS | EPSS | EPSS, | EPSS | EPSS |  |  |  | , | FALSE
SERRAMONTE 110346872 | EPSS | EPSS | EPSS | [17 empty] | Ground Inspection | [18 empty] | EPSS, | EPSS | EPSS | EPSS, | EPSS | EPSS | EPSS,Ground Inspection, | EPSS Ground Inspection | EPSS Ground Inspection |  |  |  | , | FALSE
BLUE LAKE 11021024 | EPSS | EPSS | EPSS | [15 empty] | Ground Inspection | Ground Inspection | [19 empty] | EPSS,Ground Inspection, | EPSS Ground Inspection | EPSS Ground Inspection | EPSS,Ground Inspection, | EPSS Ground Inspection | EPSS Ground Inspection | EPSS, | EPSS | EPSS |  |  |  | , | FALSE
SAN CARLOS 11049010 | EPSS | EPSS | EPSS | [14 empty] | Aerial Inspection | Ground Inspection | Ground Inspection | [19 empty] | EPSS,Ground Inspection, | EPSS Ground Inspection | EPSS Ground Inspection | EPSS,Ground Inspection, | EPSS Ground Inspection | EPSS Ground Inspection | EPSS,Aerial Inspection, | EPSS Aerial Inspection | EPSS Aerial Inspection |  |  |  | , | FALSE
PENNGROVE 1101190 | EPSS | EPSS | EPSS | [36 empty] | EPSS, | EPSS | EPSS | EPSS, | EPSS | EPSS | EPSS, | EPSS | EPSS |  |  |  | , | FALSE
OAKLAND L 1108CB | EPSS | EPSS | EPSS | [15 empty] | Ground Inspection | [20 empty] | EPSS,Ground Inspection, | EPSS Ground Inspection | EPSS Ground Inspection | EPSS, | EPSS | EPSS | EPSS, | EPSS | EPSS |  |  |  | , | FALSE
OROSI 11047510 | EPSS | EPSS | EPSS | [15 empty] | Ground Inspection | [20 empty] | EPSS,Ground Inspection, | EPSS Ground Inspection | EPSS Ground Inspection | EPSS, | EPSS | EPSS | EPSS, | EPSS | EPSS |  |  |  | , | FALSE
MENLO 0402CB | EPSS | EPSS | EPSS | [17 empty] | Ground Inspection | [18 empty] | EPSS, | EPSS | EPSS | EPSS, | EPSS | EPSS | EPSS,Ground Inspection, | EPSS Ground Inspection | EPSS Ground Inspection |  |  |  | , | FALSE
HILLSDALE 04059158 | EPSS | EPSS | EPSS | [15 empty] | Ground Inspection | [20 empty] | EPSS,Ground Inspection, | EPSS Ground Inspection | EPSS Ground Inspection | EPSS, | EPSS | EPSS | EPSS, | EPSS | EPSS |  |  |  | , | FALSE
SOQUEL 0402CB | EPSS | EPSS | EPSS | [16 empty] | Ground Inspection | [19 empty] | EPSS, | EPSS | EPSS | EPSS,Ground Inspection, | EPSS Ground Inspection | EPSS Ground Inspection | EPSS, | EPSS | EPSS |  |  |  | , | FALSE
SOLEDAD 2105328826 | EPSS | EPSS | EPSS | [17 empty] | Ground Inspection | [18 empty] | EPSS, | EPSS | EPSS | EPSS, | EPSS | EPSS | EPSS,Ground Inspection, | EPSS Ground Inspection | EPSS Ground Inspection |  |  |  | , | FALSE
JANES CREEK 1101CB | EPSS | EPSS | EPSS | [16 empty] | Ground Inspection | [19 empty] | EPSS, | EPSS | EPSS | EPSS,Ground Inspection, | EPSS Ground Inspection | EPSS Ground Inspection | EPSS, | EPSS | EPSS |  |  |  | , | FALSE
SANGER 111087626 | EPSS | EPSS | EPSS | [16 empty] | Ground Inspection | [19 empty] | EPSS, | EPSS | EPSS | EPSS,Ground Inspection, | EPSS Ground Inspection | EPSS Ground Inspection | EPSS, | EPSS | EPSS |  |  |  | , | FALSE
BRENTWOOD 2113CB | EPSS | EPSS | EPSS | [15 empty] | Ground Inspection | [20 empty] | EPSS,Ground Inspection, | EPSS Ground Inspection | EPSS Ground Inspection | EPSS, | EPSS | EPSS | EPSS, | EPSS | EPSS |  |  |  | , | FALSE
CASTRO VALLEY 1103CB | EPSS | EPSS | EPSS | [16 empty] | Ground Inspection | [19 empty] | EPSS, | EPSS | EPSS | EPSS,Ground Inspection, | EPSS Ground Inspection | EPSS Ground Inspection | EPSS, | EPSS | EPSS |  |  |  | , | FALSE
PLAINFIELD 1106CB | EPSS | EPSS | EPSS | [16 empty] | Ground Inspection | [19 empty] | EPSS, | EPSS | EPSS | EPSS,Ground Inspection, | EPSS Ground Inspection | EPSS Ground Inspection | EPSS, | EPSS | EPSS |  |  |  | , | FALSE
EL CERRITO G 1114BR184 | EPSS | EPSS | EPSS | [36 empty] | EPSS, | EPSS | EPSS | EPSS, | EPSS | EPSS | EPSS, | EPSS | EPSS |  |  |  | , | FALSE
GREEN VALLEY 210112126 | EPSS | EPSS | EPSS | [17 empty] | Ground Inspection | [18 empty] | EPSS, | EPSS | EPSS | EPSS, | EPSS | EPSS | EPSS,Ground Inspection, | EPSS Ground Inspection | EPSS Ground Inspection |  |  |  | , | FALSE
MARYSVILLE 110399726 | EPSS | EPSS | EPSS | [36 empty] | EPSS, | EPSS | EPSS | EPSS, | EPSS | EPSS | EPSS, | EPSS | EPSS |  |  |  | , | FALSE
TAFT 1103CB | EPSS | EPSS | EPSS | [15 empty] | Ground Inspection | Ground Inspection | Ground Inspection | [18 empty] | EPSS,Ground Inspection, | EPSS Ground Inspection | EPSS Ground Inspection | EPSS,Ground Inspection, | EPSS Ground Inspection | EPSS Ground Inspection | EPSS,Ground Inspection, | EPSS Ground Inspection | EPSS Ground Inspection |  |  |  | , | FALSE
BUTTE 110782496 | EPSS | EPSS | EPSS | [36 empty] | EPSS, | EPSS | EPSS | EPSS, | EPSS | EPSS | EPSS, | EPSS | EPSS |  |  |  | , | FALSE
PUEBLO 11053022 | EPSS | EPSS | EPSS | [14 empty] | Aerial Inspection |  | Ground Inspection | [19 empty] | EPSS, | EPSS | EPSS | EPSS,Ground Inspection, | EPSS Ground Inspection | EPSS Ground Inspection | EPSS,Aerial Inspection, | EPSS Aerial Inspection | EPSS Aerial Inspection |  |  |  | , | FALSE
ATWATER 110411860 | EPSS | EPSS | EPSS | [16 empty] | Ground Inspection | [19 empty] | EPSS, | EPSS | EPSS | EPSS,Ground Inspection, | EPSS Ground Inspection | EPSS Ground Inspection | EPSS, | EPSS | EPSS |  |  |  | , | FALSE
SANGER 1106802310 | EPSS | EPSS | EPSS | [16 empty] | Ground Inspection | [19 empty] | EPSS, | EPSS | EPSS | EPSS,Ground Inspection, | EPSS Ground Inspection | EPSS Ground Inspection | EPSS, | EPSS | EPSS |  |  |  | , | FALSE
JARVIS 1111CB | EPSS | EPSS | EPSS | [36 empty] | EPSS, | EPSS | EPSS | EPSS, | EPSS | EPSS | EPSS, | EPSS | EPSS |  |  |  | , | FALSE
NORTH TOWER 110295588 | EPSS | EPSS | EPSS | [15 empty] | Ground Inspection |  | Ground Inspection | [18 empty] | EPSS,Ground Inspection, | EPSS Ground Inspection | EPSS Ground Inspection | EPSS, | EPSS | EPSS | EPSS,Ground Inspection, | EPSS Ground Inspection | EPSS Ground Inspection |  |  |  | , | FALSE
CORDELIA 111015722 | EPSS | EPSS | EPSS | [17 empty] | Ground Inspection | [18 empty] | EPSS, | EPSS | EPSS | EPSS, | EPSS | EPSS | EPSS,Ground Inspection, | EPSS Ground Inspection | EPSS Ground Inspection |  |  |  | , | FALSE
PORTOLA 0401CB | EPSS | EPSS | EPSS | [16 empty] | Ground Inspection | Ground Inspection | [18 empty] | EPSS, | EPSS | EPSS | EPSS,Ground Inspection, | EPSS Ground Inspection | EPSS Ground Inspection | EPSS,Ground Inspection, | EPSS Ground Inspection | EPSS Ground Inspection |  |  |  | , | FALSE
MILLBRAE 040475548 | EPSS | EPSS | EPSS | [36 empty] | EPSS, | EPSS | EPSS | EPSS, | EPSS | EPSS | EPSS, | EPSS | EPSS |  |  |  | , | FALSE
HORSESHOE 1105CB | EPSS | EPSS | EPSS | [15 empty] | Ground Inspection |  | Ground Inspection | [18 empty] | EPSS,Ground Inspection, | EPSS Ground Inspection | EPSS Ground Inspection | EPSS, | EPSS | EPSS | EPSS,Ground Inspection, | EPSS Ground Inspection | EPSS Ground Inspection |  |  |  | , | FALSE
SANTA ROSA A 1103258 | EPSS | EPSS | EPSS | [17 empty] | Ground Inspection | [18 empty] | EPSS, | EPSS | EPSS | EPSS, | EPSS | EPSS | EPSS,Ground Inspection, | EPSS Ground Inspection | EPSS Ground Inspection |  |  |  | , | FALSE
RIPON 17019498 | EPSS | EPSS | EPSS | [15 empty] | Ground Inspection |  | Ground Inspection | [18 empty] | EPSS,Ground Inspection, | EPSS Ground Inspection | EPSS Ground Inspection | EPSS, | EPSS | EPSS | EPSS,Ground Inspection, | EPSS Ground Inspection | EPSS Ground Inspection |  |  |  | , | FALSE
CASTRO VALLEY 1102MR204 | EPSS | EPSS | EPSS | [36 empty] | EPSS, | EPSS | EPSS | EPSS, | EPSS | EPSS | EPSS, | EPSS | EPSS |  |  |  | , | FALSE
LAKEVILLE 1105CB | EPSS | EPSS | EPSS | [36 empty] | EPSS, | EPSS | EPSS | EPSS, | EPSS | EPSS | EPSS, | EPSS | EPSS |  |  |  | , | FALSE
BLUE LAKE 11024624 | EPSS | EPSS | EPSS | [15 empty] | Ground Inspection | Ground Inspection | [19 empty] | EPSS,Ground Inspection, | EPSS Ground Inspection | EPSS Ground Inspection | EPSS,Ground Inspection, | EPSS Ground Inspection | EPSS Ground Inspection | EPSS, | EPSS | EPSS |  |  |  | , | FALSE
SAN RAMON 2104MR373 | EPSS | EPSS | EPSS | [36 empty] | EPSS, | EPSS | EPSS | EPSS, | EPSS | EPSS | EPSS, | EPSS | EPSS |  |  |  | , | FALSE
SF K 0407CB | EPSS | EPSS | EPSS | [36 empty] | EPSS, | EPSS | EPSS | EPSS, | EPSS | EPSS | EPSS, | EPSS | EPSS |  |  |  | , | FALSE
DIXON LANDING 2109MR211 | EPSS | EPSS | EPSS | [15 empty] | Ground Inspection |  | Ground Inspection | [18 empty] | EPSS,Ground Inspection, | EPSS Ground Inspection | EPSS Ground Inspection | EPSS, | EPSS | EPSS | EPSS,Ground Inspection, | EPSS Ground Inspection | EPSS Ground Inspection |  |  |  | , | FALSE
MAGUNDEN 1108160464 | EPSS | EPSS | EPSS | [36 empty] | EPSS, | EPSS | EPSS | EPSS, | EPSS | EPSS | EPSS, | EPSS | EPSS |  |  |  | , | FALSE
EAST MARYSVILLE 11051244 | EPSS | EPSS | EPSS | [36 empty] | EPSS, | EPSS | EPSS | EPSS, | EPSS | EPSS | EPSS, | EPSS | EPSS |  |  |  | , | FALSE
HURON 1112CB | EPSS | EPSS | EPSS | [36 empty] | EPSS, | EPSS | EPSS | EPSS, | EPSS | EPSS | EPSS, | EPSS | EPSS |  |  |  | , | FALSE
SAN LEANDRO U 1110MR361 | EPSS | EPSS | EPSS | [16 empty] | Ground Inspection | [19 empty] | EPSS, | EPSS | EPSS | EPSS,Ground Inspection, | EPSS Ground Inspection | EPSS Ground Inspection | EPSS, | EPSS | EPSS |  |  |  | , | FALSE
CLAYTON 221465785 | EPSS | EPSS | EPSS | [36 empty] | EPSS, | EPSS | EPSS | EPSS, | EPSS | EPSS | EPSS, | EPSS | EPSS |  |  |  | , | FALSE
MT EDEN 1109MR523 | EPSS | EPSS | EPSS | [17 empty] | Ground Inspection | [18 empty] | EPSS, | EPSS | EPSS | EPSS, | EPSS | EPSS | EPSS,Ground Inspection, | EPSS Ground Inspection | EPSS Ground Inspection |  |  |  | , | FALSE
WESTLAKE 0403CB | EPSS | EPSS | EPSS | [15 empty] | Ground Inspection | Ground Inspection | [19 empty] | EPSS,Ground Inspection, | EPSS Ground Inspection | EPSS Ground Inspection | EPSS,Ground Inspection, | EPSS Ground Inspection | EPSS Ground Inspection | EPSS, | EPSS | EPSS |  |  |  | , | FALSE
CHOWCHILLA 1106CB | EPSS | EPSS | EPSS | [15 empty] | Ground Inspection | Ground Inspection | [19 empty] | EPSS,Ground Inspection, | EPSS Ground Inspection | EPSS Ground Inspection | EPSS,Ground Inspection, | EPSS Ground Inspection | EPSS Ground Inspection | EPSS, | EPSS | EPSS |  |  |  | , | FALSE
MESA 1103198354 | EPSS | EPSS | EPSS | [13 empty] | Aerial Inspection | Aerial Inspection | Ground Inspection | Ground Inspection | Ground Inspection | Non-Pole Backlog | [7 empty] | Down Conductor Detection (DCD) | Line Sensors | [8 empty] | EPSS,Ground Inspection,Non-Pole Backlog,Line Sensors, | EPSS Ground Inspection Non-Pole Backlog Line Sensors | EPSS Ground Inspection Non-Pole Backlog Line Sensors | EPSS,Aerial Inspection,Ground Inspection, | EPSS Aerial Inspection Ground Inspection | EPSS Aerial Inspection Ground Inspection | EPSS,Aerial Inspection,Ground Inspection,Down Conductor Detection (DCD), | EPSS Aerial Inspection Ground Inspection Down Conductor Detection (DCD) | EPSS Aerial Inspection Ground Inspection Down Conductor Detection (DCD) |  |  |  | , | FALSE
PAUL SWEET 210716004 | EPSS | EPSS | EPSS | [36 empty] | EPSS, | EPSS | EPSS | EPSS, | EPSS | EPSS | EPSS, | EPSS | EPSS |  |  |  | , | FALSE
SANTA ROSA A 1110184 | EPSS | EPSS | EPSS | [36 empty] | EPSS, | EPSS | EPSS | EPSS, | EPSS | EPSS | EPSS, | EPSS | EPSS |  |  |  | , | FALSE
TULUCAY 11019999 | EPSS | EPSS | EPSS | [36 empty] | EPSS, | EPSS | EPSS | EPSS, | EPSS | EPSS | EPSS, | EPSS | EPSS |  |  |  | , | FALSE
SF H 110868272 | EPSS | EPSS | EPSS | [16 empty] | Ground Inspection | [19 empty] | EPSS, | EPSS | EPSS | EPSS,Ground Inspection, | EPSS Ground Inspection | EPSS Ground Inspection | EPSS, | EPSS | EPSS |  |  |  | , | FALSE
SANGER 1118CB | EPSS | EPSS | EPSS | [16 empty] | Ground Inspection | [19 empty] | EPSS, | EPSS | EPSS | EPSS,Ground Inspection, | EPSS Ground Inspection | EPSS Ground Inspection | EPSS, | EPSS | EPSS |  |  |  | , | FALSE
TIDEWATER 210618982 | EPSS | EPSS | EPSS | [15 empty] | Ground Inspection | [20 empty] | EPSS,Ground Inspection, | EPSS Ground Inspection | EPSS Ground Inspection | EPSS, | EPSS | EPSS | EPSS, | EPSS | EPSS |  |  |  | , | FALSE
KERMAN 110333316 | EPSS | EPSS | EPSS | [36 empty] | EPSS, | EPSS | EPSS | EPSS, | EPSS | EPSS | EPSS, | EPSS | EPSS |  |  |  | , | FALSE
RENFRO 2105107332 | EPSS | EPSS | EPSS | [16 empty] | Ground Inspection | [19 empty] | EPSS, | EPSS | EPSS | EPSS,Ground Inspection, | EPSS Ground Inspection | EPSS Ground Inspection | EPSS, | EPSS | EPSS |  |  |  | , | FALSE
ANITA 11052572 | EPSS | EPSS | EPSS | [15 empty] | Ground Inspection | Ground Inspection | [19 empty] | EPSS,Ground Inspection, | EPSS Ground Inspection | EPSS Ground Inspection | EPSS,Ground Inspection, | EPSS Ground Inspection | EPSS Ground Inspection | EPSS, | EPSS | EPSS |  |  |  | , | FALSE
POINT PINOLE 1102CB | EPSS | EPSS | EPSS | [15 empty] | Ground Inspection | [20 empty] | EPSS,Ground Inspection, | EPSS Ground Inspection | EPSS Ground Inspection | EPSS, | EPSS | EPSS | EPSS, | EPSS | EPSS |  |  |  | , | FALSE
GEYSERVILLE 1101480 | EPSS | EPSS | EPSS | [13 empty] | Aerial Inspection | Aerial Inspection | Ground Inspection | Ground Inspection | [8 empty] | Down Conductor Detection (DCD) | [10 empty] | EPSS,Ground Inspection, | EPSS Ground Inspection | EPSS Ground Inspection | EPSS,Aerial Inspection,Ground Inspection,Down Conductor Detection (DCD), | EPSS Aerial Inspection Ground Inspection Down Conductor Detection (DCD) | EPSS Aerial Inspection Ground Inspection Down Conductor Detection (DCD) | EPSS,Aerial Inspection, | EPSS Aerial Inspection | EPSS Aerial Inspection |  |  |  | , | FALSE
CLARKSVILLE 211011112 | EPSS | EPSS | EPSS | [15 empty] | Ground Inspection | [20 empty] | EPSS,Ground Inspection, | EPSS Ground Inspection | EPSS Ground Inspection | EPSS, | EPSS | EPSS | EPSS, | EPSS | EPSS |  |  |  | , | FALSE
CASTROVILLE 2103676150 | EPSS | EPSS | EPSS | [17 empty] | Ground Inspection | [18 empty] | EPSS, | EPSS | EPSS | EPSS, | EPSS | EPSS | EPSS,Ground Inspection, | EPSS Ground Inspection | EPSS Ground Inspection |  |  |  | , | FALSE
MENDOTA 110249344 | EPSS | EPSS | EPSS | [36 empty] | EPSS, | EPSS | EPSS | EPSS, | EPSS | EPSS | EPSS, | EPSS | EPSS |  |  |  | , | FALSE
BAY MEADOWS 1104714234 | EPSS | EPSS | EPSS | [36 empty] | EPSS, | EPSS | EPSS | EPSS, | EPSS | EPSS | EPSS, | EPSS | EPSS |  |  |  | , | FALSE
CLEAR LAKE 1102CB | EPSS | EPSS | EPSS | [15 empty] | Ground Inspection | [20 empty] | EPSS,Ground Inspection, | EPSS Ground Inspection | EPSS Ground Inspection | EPSS, | EPSS | EPSS | EPSS, | EPSS | EPSS |  |  |  | , | FALSE
WOLFE 1106CB | EPSS | EPSS | EPSS | [36 empty] | EPSS, | EPSS | EPSS | EPSS, | EPSS | EPSS | EPSS, | EPSS | EPSS |  |  |  | , | FALSE
PETALUMA C 1105CB | EPSS | EPSS | EPSS | [15 empty] | Ground Inspection | [20 empty] | EPSS,Ground Inspection, | EPSS Ground Inspection | EPSS Ground Inspection | EPSS, | EPSS | EPSS | EPSS, | EPSS | EPSS |  |  |  | , | FALSE
SAN MIGUEL 1104R66 | EPSS | EPSS | EPSS | [6 empty] | Expulsion Fuse Replacement | [7 empty] | Aerial Inspection |  | Ground Inspection | Ground Inspection | [7 empty] | Down Conductor Detection (DCD) | [10 empty] | EPSS,Expulsion Fuse Replacement, | EPSS Expulsion Fuse Replacement | EPSS Expulsion Fuse Replacement | EPSS,Ground Inspection,Down Conductor Detection (DCD), | EPSS Ground Inspection Down Conductor Detection (DCD) | EPSS Ground Inspection Down Conductor Detection (DCD) | EPSS,Aerial Inspection,Ground Inspection, | EPSS Aerial Inspection Ground Inspection | EPSS Aerial Inspection Ground Inspection |  |  |  | , | FALSE
STAGG 21076446 | EPSS | EPSS | EPSS | [16 empty] | Ground Inspection | [19 empty] | EPSS, | EPSS | EPSS | EPSS,Ground Inspection, | EPSS Ground Inspection | EPSS Ground Inspection | EPSS, | EPSS | EPSS |  |  |  | , | FALSE
OCEAN 040197445 | EPSS | EPSS | EPSS | [17 empty] | Ground Inspection | [18 empty] | EPSS, | EPSS | EPSS | EPSS, | EPSS | EPSS | EPSS,Ground Inspection, | EPSS Ground Inspection | EPSS Ground Inspection |  |  |  | , | FALSE
CORNING 110466230 | EPSS | EPSS | EPSS | [17 empty] | Ground Inspection | [18 empty] | EPSS, | EPSS | EPSS | EPSS, | EPSS | EPSS | EPSS,Ground Inspection, | EPSS Ground Inspection | EPSS Ground Inspection |  |  |  | , | FALSE
HUMBOLDT BAY 1101898396 | EPSS | EPSS | EPSS | [15 empty] | Ground Inspection | [20 empty] | EPSS,Ground Inspection, | EPSS Ground Inspection | EPSS Ground Inspection | EPSS, | EPSS | EPSS | EPSS, | EPSS | EPSS |  |  |  | , | FALSE
NORTH TOWER 110291992 | EPSS | EPSS | EPSS | [15 empty] | Ground Inspection | [20 empty] | EPSS,Ground Inspection, | EPSS Ground Inspection | EPSS Ground Inspection | EPSS, | EPSS | EPSS | EPSS, | EPSS | EPSS |  |  |  | , | FALSE
SAN LEANDRO U 1106MR134 | EPSS | EPSS | EPSS | [16 empty] | Ground Inspection | [19 empty] | EPSS, | EPSS | EPSS | EPSS,Ground Inspection, | EPSS Ground Inspection | EPSS Ground Inspection | EPSS, | EPSS | EPSS |  |  |  | , | FALSE
KERN OIL 1116CB | EPSS | EPSS | EPSS | [15 empty] | Ground Inspection | Ground Inspection | Ground Inspection | [18 empty] | EPSS,Ground Inspection, | EPSS Ground Inspection | EPSS Ground Inspection | EPSS,Ground Inspection, | EPSS Ground Inspection | EPSS Ground Inspection | EPSS,Ground Inspection, | EPSS Ground Inspection | EPSS Ground Inspection |  |  |  | , | FALSE
ORTIGA 11059950 | EPSS | EPSS | EPSS | [36 empty] | EPSS, | EPSS | EPSS | EPSS, | EPSS | EPSS | EPSS, | EPSS | EPSS |  |  |  | , | FALSE
JARVIS 1112MR490 | EPSS | EPSS | EPSS | [16 empty] | Ground Inspection | [19 empty] | EPSS, | EPSS | EPSS | EPSS,Ground Inspection, | EPSS Ground Inspection | EPSS Ground Inspection | EPSS, | EPSS | EPSS |  |  |  | , | FALSE
KEARNEY 1114188548 | EPSS | EPSS | EPSS | [36 empty] | EPSS, | EPSS | EPSS | EPSS, | EPSS | EPSS | EPSS, | EPSS | EPSS |  |  |  | , | FALSE
FIGARDEN 2102495424 | EPSS | EPSS | EPSS | [17 empty] | Ground Inspection | [18 empty] | EPSS, | EPSS | EPSS | EPSS, | EPSS | EPSS | EPSS,Ground Inspection, | EPSS Ground Inspection | EPSS Ground Inspection |  |  |  | , | FALSE
HILLSDALE 040344318 | EPSS | EPSS | EPSS | [15 empty] | Ground Inspection | [20 empty] | EPSS,Ground Inspection, | EPSS Ground Inspection | EPSS Ground Inspection | EPSS, | EPSS | EPSS | EPSS, | EPSS | EPSS |  |  |  | , | FALSE
FAIRWAY 110312087 | EPSS | EPSS | EPSS | [36 empty] | EPSS, | EPSS | EPSS | EPSS, | EPSS | EPSS | EPSS, | EPSS | EPSS |  |  |  | , | FALSE
GIFFEN 11029600 | EPSS | EPSS | EPSS | [17 empty] | Ground Inspection | [18 empty] | EPSS, | EPSS | EPSS | EPSS, | EPSS | EPSS | EPSS,Ground Inspection, | EPSS Ground Inspection | EPSS Ground Inspection |  |  |  | , | FALSE
SAN JOSE B 110749542 | EPSS | EPSS | EPSS | [17 empty] | Ground Inspection | [18 empty] | EPSS, | EPSS | EPSS | EPSS, | EPSS | EPSS | EPSS,Ground Inspection, | EPSS Ground Inspection | EPSS Ground Inspection |  |  |  | , | FALSE
CHEROKEE 110211666 | EPSS | EPSS | EPSS | [16 empty] | Ground Inspection | [19 empty] | EPSS, | EPSS | EPSS | EPSS,Ground Inspection, | EPSS Ground Inspection | EPSS Ground Inspection | EPSS, | EPSS | EPSS |  |  |  | , | FALSE
WEST FRESNO 110149622 | EPSS | EPSS | EPSS | [36 empty] | EPSS, | EPSS | EPSS | EPSS, | EPSS | EPSS | EPSS, | EPSS | EPSS |  |  |  | , | FALSE
GATES 1110CB | EPSS | EPSS | EPSS | [15 empty] | Ground Inspection | [20 empty] | EPSS,Ground Inspection, | EPSS Ground Inspection | EPSS Ground Inspection | EPSS, | EPSS | EPSS | EPSS, | EPSS | EPSS |  |  |  | , | FALSE
HAMILTON A 1101CB | EPSS | EPSS | EPSS | [15 empty] | Ground Inspection |  | Ground Inspection | [18 empty] | EPSS,Ground Inspection, | EPSS Ground Inspection | EPSS Ground Inspection | EPSS, | EPSS | EPSS | EPSS,Ground Inspection, | EPSS Ground Inspection | EPSS Ground Inspection |  |  |  | , | FALSE
MAPLE 0401CB | EPSS | EPSS | EPSS | [17 empty] | Ground Inspection | [18 empty] | EPSS, | EPSS | EPSS | EPSS, | EPSS | EPSS | EPSS,Ground Inspection, | EPSS Ground Inspection | EPSS Ground Inspection |  |  |  | , | FALSE
HALF MOON BAY 11028910 | EPSS | EPSS | EPSS | [36 empty] | EPSS, | EPSS | EPSS | EPSS, | EPSS | EPSS | EPSS, | EPSS | EPSS |  |  |  | , | FALSE
WEBER 1111CB | EPSS | EPSS | EPSS | [15 empty] | Ground Inspection | [20 empty] | EPSS,Ground Inspection, | EPSS Ground Inspection | EPSS Ground Inspection | EPSS, | EPSS | EPSS | EPSS, | EPSS | EPSS |  |  |  | , | FALSE
SALMON CREEK 1101654 | EPSS | EPSS | EPSS | [15 empty] | Ground Inspection | [20 empty] | EPSS,Ground Inspection, | EPSS Ground Inspection | EPSS Ground Inspection | EPSS, | EPSS | EPSS | EPSS, | EPSS | EPSS |  |  |  | , | FALSE
LLAGAS 2104735530 | EPSS | EPSS | EPSS | [15 empty] | Ground Inspection | [20 empty] | EPSS,Ground Inspection, | EPSS Ground Inspection | EPSS Ground Inspection | EPSS, | EPSS | EPSS | EPSS, | EPSS | EPSS |  |  |  | , | FALSE
HILLSDALE 04059156 | EPSS | EPSS | EPSS | [15 empty] | Ground Inspection | [20 empty] | EPSS,Ground Inspection, | EPSS Ground Inspection | EPSS Ground Inspection | EPSS, | EPSS | EPSS | EPSS, | EPSS | EPSS |  |  |  | , | FALSE
MORGAN HILL 2104CB | EPSS | EPSS | EPSS | [13 empty] | Aerial Inspection |  | Ground Inspection |  | Ground Inspection | [18 empty] | EPSS,Ground Inspection, | EPSS Ground Inspection | EPSS Ground Inspection | EPSS,Aerial Inspection, | EPSS Aerial Inspection | EPSS Aerial Inspection | EPSS,Ground Inspection, | EPSS Ground Inspection | EPSS Ground Inspection |  |  |  | , | FALSE
LAKEWOOD 2110W577R | EPSS | EPSS | EPSS | [16 empty] | Ground Inspection | [19 empty] | EPSS, | EPSS | EPSS | EPSS,Ground Inspection, | EPSS Ground Inspection | EPSS Ground Inspection | EPSS, | EPSS | EPSS |  |  |  | , | FALSE
WINTERS 1101CB | EPSS | EPSS | EPSS | [15 empty] | Ground Inspection |  | Ground Inspection | [18 empty] | EPSS,Ground Inspection, | EPSS Ground Inspection | EPSS Ground Inspection | EPSS, | EPSS | EPSS | EPSS,Ground Inspection, | EPSS Ground Inspection | EPSS Ground Inspection |  |  |  | , | FALSE
METTLER 111086700 | EPSS | EPSS | EPSS | [17 empty] | Ground Inspection | [18 empty] | EPSS, | EPSS | EPSS | EPSS, | EPSS | EPSS | EPSS,Ground Inspection, | EPSS Ground Inspection | EPSS Ground Inspection |  |  |  | , | FALSE
JANES CREEK 1103CB | EPSS | EPSS | EPSS | [16 empty] | Ground Inspection | Ground Inspection | [18 empty] | EPSS, | EPSS | EPSS | EPSS,Ground Inspection, | EPSS Ground Inspection | EPSS Ground Inspection | EPSS,Ground Inspection, | EPSS Ground Inspection | EPSS Ground Inspection |  |  |  | , | FALSE
NAPA 1110712 | EPSS | EPSS | EPSS | [15 empty] | Ground Inspection | Ground Inspection | [19 empty] | EPSS,Ground Inspection, | EPSS Ground Inspection | EPSS Ground Inspection | EPSS,Ground Inspection, | EPSS Ground Inspection | EPSS Ground Inspection | EPSS, | EPSS | EPSS |  |  |  | , | FALSE
HARTLEY 1102841676 | EPSS | EPSS | EPSS | [13 empty] | Aerial Inspection |  | Ground Inspection | Ground Inspection | Ground Inspection | [18 empty] | EPSS,Ground Inspection, | EPSS Ground Inspection | EPSS Ground Inspection | EPSS,Aerial Inspection,Ground Inspection, | EPSS Aerial Inspection Ground Inspection | EPSS Aerial Inspection Ground Inspection | EPSS,Ground Inspection, | EPSS Ground Inspection | EPSS Ground Inspection |  |  |  | , | FALSE
TRES VIAS 11011970 | EPSS | EPSS | EPSS | [17 empty] | Ground Inspection | [18 empty] | EPSS, | EPSS | EPSS | EPSS, | EPSS | EPSS | EPSS,Ground Inspection, | EPSS Ground Inspection | EPSS Ground Inspection |  |  |  | , | FALSE
CORTINA 110130006 | EPSS | EPSS | EPSS | [16 empty] | Ground Inspection | [19 empty] | EPSS, | EPSS | EPSS | EPSS,Ground Inspection, | EPSS Ground Inspection | EPSS Ground Inspection | EPSS, | EPSS | EPSS |  |  |  | , | FALSE
VASCO 1101MR290 | EPSS | EPSS | EPSS | [15 empty] | Ground Inspection | [20 empty] | EPSS,Ground Inspection, | EPSS Ground Inspection | EPSS Ground Inspection | EPSS, | EPSS | EPSS | EPSS, | EPSS | EPSS |  |  |  | , | FALSE
PARLIER 11045674F | EPSS | EPSS | EPSS | [17 empty] | Ground Inspection | [18 empty] | EPSS, | EPSS | EPSS | EPSS, | EPSS | EPSS | EPSS,Ground Inspection, | EPSS Ground Inspection | EPSS Ground Inspection |  |  |  | , | FALSE
BLUE LAKE 1101CB | EPSS | EPSS | EPSS | [14 empty] | Aerial Inspection | Ground Inspection | Ground Inspection | [19 empty] | EPSS,Ground Inspection, | EPSS Ground Inspection | EPSS Ground Inspection | EPSS,Ground Inspection, | EPSS Ground Inspection | EPSS Ground Inspection | EPSS,Aerial Inspection, | EPSS Aerial Inspection | EPSS Aerial Inspection |  |  |  | , | FALSE
SF G 1102CB | EPSS | EPSS | EPSS | [36 empty] | EPSS, | EPSS | EPSS | EPSS, | EPSS | EPSS | EPSS, | EPSS | EPSS |  |  |  | , | FALSE
REDWOOD CITY 0403CB | EPSS | EPSS | EPSS | [16 empty] | Ground Inspection | [19 empty] | EPSS, | EPSS | EPSS | EPSS,Ground Inspection, | EPSS Ground Inspection | EPSS Ground Inspection | EPSS, | EPSS | EPSS |  |  |  | , | FALSE
LAWRENCE 1107CB | EPSS | EPSS | EPSS | [36 empty] | EPSS, | EPSS | EPSS | EPSS, | EPSS | EPSS | EPSS, | EPSS | EPSS |  |  |  | , | FALSE
BRITTON 110960112 | EPSS | EPSS | EPSS | [36 empty] | EPSS, | EPSS | EPSS | EPSS, | EPSS | EPSS | EPSS, | EPSS | EPSS |  |  |  | , | FALSE
TRIMBLE 2116XR360 | EPSS | EPSS | EPSS | [36 empty] | EPSS, | EPSS | EPSS | EPSS, | EPSS | EPSS | EPSS, | EPSS | EPSS |  |  |  | , | FALSE
GRAND ISLAND 22278302 | EPSS | EPSS | EPSS | [15 empty] | Ground Inspection | [20 empty] | EPSS,Ground Inspection, | EPSS Ground Inspection | EPSS Ground Inspection | EPSS, | EPSS | EPSS | EPSS, | EPSS | EPSS |  |  |  | , | FALSE
MAXWELL 11053060 | EPSS | EPSS | EPSS | [36 empty] | EPSS, | EPSS | EPSS | EPSS, | EPSS | EPSS | EPSS, | EPSS | EPSS |  |  |  | , | FALSE
DAVIS 110999850 | EPSS | EPSS | EPSS | [15 empty] | Ground Inspection | [20 empty] | EPSS,Ground Inspection, | EPSS Ground Inspection | EPSS Ground Inspection | EPSS, | EPSS | EPSS | EPSS, | EPSS | EPSS |  |  |  | , | FALSE
GEYSERVILLE 11014570 | EPSS | EPSS | EPSS | [13 empty] | Aerial Inspection |  | Ground Inspection | [8 empty] | Down Conductor Detection (DCD) | [11 empty] | EPSS,Ground Inspection,Down Conductor Detection (DCD), | EPSS Ground Inspection Down Conductor Detection (DCD) | EPSS Ground Inspection Down Conductor Detection (DCD) | EPSS,Aerial Inspection, | EPSS Aerial Inspection | EPSS Aerial Inspection | EPSS, | EPSS | EPSS |  |  |  | , | FALSE
SF H 0402CB | EPSS | EPSS | EPSS | [15 empty] | Ground Inspection | Ground Inspection | [19 empty] | EPSS,Ground Inspection, | EPSS Ground Inspection | EPSS Ground Inspection | EPSS,Ground Inspection, | EPSS Ground Inspection | EPSS Ground Inspection | EPSS, | EPSS | EPSS |  |  |  | , | FALSE
BELLEVUE 11022995 | EPSS | EPSS | EPSS | [17 empty] | Ground Inspection | [18 empty] | EPSS, | EPSS | EPSS | EPSS, | EPSS | EPSS | EPSS,Ground Inspection, | EPSS Ground Inspection | EPSS Ground Inspection |  |  |  | , | FALSE
EIGHT MILE 2105CB | EPSS | EPSS | EPSS | [17 empty] | Ground Inspection | [18 empty] | EPSS, | EPSS | EPSS | EPSS, | EPSS | EPSS | EPSS,Ground Inspection, | EPSS Ground Inspection | EPSS Ground Inspection |  |  |  | , | FALSE
REDWOOD CITY 0403271809 | EPSS | EPSS | EPSS | [16 empty] | Ground Inspection | [19 empty] | EPSS, | EPSS | EPSS | EPSS,Ground Inspection, | EPSS Ground Inspection | EPSS Ground Inspection | EPSS, | EPSS | EPSS |  |  |  | , | FALSE
MT EDEN 1108CB | EPSS | EPSS | EPSS | [17 empty] | Ground Inspection | [18 empty] | EPSS, | EPSS | EPSS | EPSS, | EPSS | EPSS | EPSS,Ground Inspection, | EPSS Ground Inspection | EPSS Ground Inspection |  |  |  | , | FALSE
MC FARLAND 1104152466 | EPSS | EPSS | EPSS | [16 empty] | Ground Inspection | [19 empty] | EPSS, | EPSS | EPSS | EPSS,Ground Inspection, | EPSS Ground Inspection | EPSS Ground Inspection | EPSS, | EPSS | EPSS |  |  |  | , | FALSE
WATERLOO 110214592 | EPSS | EPSS | EPSS | [16 empty] | Ground Inspection | Ground Inspection | [18 empty] | EPSS, | EPSS | EPSS | EPSS,Ground Inspection, | EPSS Ground Inspection | EPSS Ground Inspection | EPSS,Ground Inspection, | EPSS Ground Inspection | EPSS Ground Inspection |  |  |  | , | FALSE
NEWARK 12KV 1106MR118 | EPSS | EPSS | EPSS | [16 empty] | Ground Inspection | Ground Inspection | [18 empty] | EPSS, | EPSS | EPSS | EPSS,Ground Inspection, | EPSS Ground Inspection | EPSS Ground Inspection | EPSS,Ground Inspection, | EPSS Ground Inspection | EPSS Ground Inspection |  |  |  | , | FALSE
DAVIS 110623502 | EPSS | EPSS | EPSS | [15 empty] | Ground Inspection | [20 empty] | EPSS,Ground Inspection, | EPSS Ground Inspection | EPSS Ground Inspection | EPSS, | EPSS | EPSS | EPSS, | EPSS | EPSS |  |  |  | , | FALSE
CORCORAN 1112CB | EPSS | EPSS | EPSS | [15 empty] | Ground Inspection | [20 empty] | EPSS,Ground Inspection, | EPSS Ground Inspection | EPSS Ground Inspection | EPSS, | EPSS | EPSS | EPSS, | EPSS | EPSS |  |  |  | , | FALSE
JANES CREEK 110191072 | EPSS | EPSS | EPSS | [16 empty] | Ground Inspection | [19 empty] | EPSS, | EPSS | EPSS | EPSS,Ground Inspection, | EPSS Ground Inspection | EPSS Ground Inspection | EPSS, | EPSS | EPSS |  |  |  | , | FALSE
MAGUNDEN 2108216392 | EPSS | EPSS | EPSS | [36 empty] | EPSS, | EPSS | EPSS | EPSS, | EPSS | EPSS | EPSS, | EPSS | EPSS |  |  |  | , | FALSE
CHEROKEE 110159732 | EPSS | EPSS | EPSS | [16 empty] | Ground Inspection | Ground Inspection | [18 empty] | EPSS, | EPSS | EPSS | EPSS,Ground Inspection, | EPSS Ground Inspection | EPSS Ground Inspection | EPSS,Ground Inspection, | EPSS Ground Inspection | EPSS Ground Inspection |  |  |  | , | FALSE
ATWATER 11059720 | EPSS | EPSS | EPSS | [16 empty] | Ground Inspection | Ground Inspection | [18 empty] | EPSS, | EPSS | EPSS | EPSS,Ground Inspection, | EPSS Ground Inspection | EPSS Ground Inspection | EPSS,Ground Inspection, | EPSS Ground Inspection | EPSS Ground Inspection |  |  |  | , | FALSE
LIVERMORE 1101MR328 | EPSS | EPSS | EPSS | [36 empty] | EPSS, | EPSS | EPSS | EPSS, | EPSS | EPSS | EPSS, | EPSS | EPSS |  |  |  | , | FALSE
RICHMOND R 1127BR214 | EPSS | EPSS | EPSS | [36 empty] | EPSS, | EPSS | EPSS | EPSS, | EPSS | EPSS | EPSS, | EPSS | EPSS |  |  |  | , | FALSE
MADERA 1116615882 | EPSS | EPSS | EPSS | [17 empty] | Ground Inspection | [18 empty] | EPSS, | EPSS | EPSS | EPSS, | EPSS | EPSS | EPSS,Ground Inspection, | EPSS Ground Inspection | EPSS Ground Inspection |  |  |  | , | FALSE
MT EDEN 1112MR537 | EPSS | EPSS | EPSS | [17 empty] | Ground Inspection | [18 empty] | EPSS, | EPSS | EPSS | EPSS, | EPSS | EPSS | EPSS,Ground Inspection, | EPSS Ground Inspection | EPSS Ground Inspection |  |  |  | , | FALSE
JANES CREEK 11017702 | EPSS | EPSS | EPSS | [16 empty] | Ground Inspection | [19 empty] | EPSS, | EPSS | EPSS | EPSS,Ground Inspection, | EPSS Ground Inspection | EPSS Ground Inspection | EPSS, | EPSS | EPSS |  |  |  | , | FALSE
PACIFICA 110410195 | EPSS | EPSS | EPSS | [36 empty] | EPSS, | EPSS | EPSS | EPSS, | EPSS | EPSS | EPSS, | EPSS | EPSS |  |  |  | , | FALSE
DUMBARTON 1107MR242 | EPSS | EPSS | EPSS | [36 empty] | EPSS, | EPSS | EPSS | EPSS, | EPSS | EPSS | EPSS, | EPSS | EPSS |  |  |  | , | FALSE
MANTECA 170599928 | EPSS | EPSS | EPSS | [15 empty] | Ground Inspection |  | Ground Inspection | [18 empty] | EPSS,Ground Inspection, | EPSS Ground Inspection | EPSS Ground Inspection | EPSS, | EPSS | EPSS | EPSS,Ground Inspection, | EPSS Ground Inspection | EPSS Ground Inspection |  |  |  | , | FALSE
RIVERBANK 171575582 | EPSS | EPSS | EPSS | [15 empty] | Ground Inspection |  | Ground Inspection | [18 empty] | EPSS,Ground Inspection, | EPSS Ground Inspection | EPSS Ground Inspection | EPSS, | EPSS | EPSS | EPSS,Ground Inspection, | EPSS Ground Inspection | EPSS Ground Inspection |  |  |  | , | FALSE
JESSUP 11031540 | EPSS | EPSS | EPSS | [13 empty] | Aerial Inspection |  | Ground Inspection |  | Ground Inspection | [18 empty] | EPSS,Ground Inspection, | EPSS Ground Inspection | EPSS Ground Inspection | EPSS,Aerial Inspection, | EPSS Aerial Inspection | EPSS Aerial Inspection | EPSS,Ground Inspection, | EPSS Ground Inspection | EPSS Ground Inspection |  |  |  | , | FALSE
HUNTERS POINT (P) 1104611150 | EPSS | EPSS | EPSS | [16 empty] | Ground Inspection | [19 empty] | EPSS, | EPSS | EPSS | EPSS,Ground Inspection, | EPSS Ground Inspection | EPSS Ground Inspection | EPSS, | EPSS | EPSS |  |  |  | , | FALSE
OCEAN 0401404230 | EPSS | EPSS | EPSS | [36 empty] | EPSS, | EPSS | EPSS | EPSS, | EPSS | EPSS | EPSS, | EPSS | EPSS |  |  |  | , | FALSE
GRANT 1108MR353 | EPSS | EPSS | EPSS | [16 empty] | Ground Inspection | Ground Inspection | [18 empty] | EPSS, | EPSS | EPSS | EPSS,Ground Inspection, | EPSS Ground Inspection | EPSS Ground Inspection | EPSS,Ground Inspection, | EPSS Ground Inspection | EPSS Ground Inspection |  |  |  | , | FALSE
GANSO 1103330684 | EPSS | EPSS | EPSS | [36 empty] | EPSS, | EPSS | EPSS | EPSS, | EPSS | EPSS | EPSS, | EPSS | EPSS |  |  |  | , | FALSE
SONOMA 11071309 | EPSS | EPSS | EPSS | [26 empty] | Down Conductor Detection (DCD) | [9 empty] | EPSS, | EPSS | EPSS | EPSS, | EPSS | EPSS | EPSS,Down Conductor Detection (DCD), | EPSS Down Conductor Detection (DCD) | EPSS Down Conductor Detection (DCD) |  |  |  | , | FALSE
MIRA VISTA 0403CB | EPSS | EPSS | EPSS | [36 empty] | EPSS, | EPSS | EPSS | EPSS, | EPSS | EPSS | EPSS, | EPSS | EPSS |  |  |  | , | FALSE
MORGAN HILL 2105XR578 | EPSS | EPSS | EPSS | [13 empty] | Aerial Inspection | Aerial Inspection | Ground Inspection | Ground Inspection | Ground Inspection | [9 empty] | Line Sensors | [8 empty] | EPSS,Ground Inspection,Line Sensors, | EPSS Ground Inspection Line Sensors | EPSS Ground Inspection Line Sensors | EPSS,Aerial Inspection,Ground Inspection, | EPSS Aerial Inspection Ground Inspection | EPSS Aerial Inspection Ground Inspection | EPSS,Aerial Inspection,Ground Inspection, | EPSS Aerial Inspection Ground Inspection | EPSS Aerial Inspection Ground Inspection |  |  |  | , | FALSE
SONOMA 11054456 | EPSS | EPSS | EPSS | [17 empty] | Ground Inspection | [18 empty] | EPSS, | EPSS | EPSS | EPSS, | EPSS | EPSS | EPSS,Ground Inspection, | EPSS Ground Inspection | EPSS Ground Inspection |  |  |  | , | FALSE
WEST FRESNO 1104D9804 | EPSS | EPSS | EPSS | [36 empty] | EPSS, | EPSS | EPSS | EPSS, | EPSS | EPSS | EPSS, | EPSS | EPSS |  |  |  | , | FALSE
MALAGA 1102CB | EPSS | EPSS | EPSS | [15 empty] | Ground Inspection | Ground Inspection | [19 empty] | EPSS,Ground Inspection, | EPSS Ground Inspection | EPSS Ground Inspection | EPSS,Ground Inspection, | EPSS Ground Inspection | EPSS Ground Inspection | EPSS, | EPSS | EPSS |  |  |  | , | FALSE
TRACY 1102CB | EPSS | EPSS | EPSS | [36 empty] | EPSS, | EPSS | EPSS | EPSS, | EPSS | EPSS | EPSS, | EPSS | EPSS |  |  |  | , | FALSE
CASTRO VALLEY 1103MR526 | EPSS | EPSS | EPSS | [16 empty] | Ground Inspection | [19 empty] | EPSS, | EPSS | EPSS | EPSS,Ground Inspection, | EPSS Ground Inspection | EPSS Ground Inspection | EPSS, | EPSS | EPSS |  |  |  | , | FALSE
SF G 0403CB | EPSS | EPSS | EPSS | [36 empty] | EPSS, | EPSS | EPSS | EPSS, | EPSS | EPSS | EPSS, | EPSS | EPSS |  |  |  | , | FALSE
CHOWCHILLA 110311590 | EPSS | EPSS | EPSS | [15 empty] | Ground Inspection | Ground Inspection | [19 empty] | EPSS,Ground Inspection, | EPSS Ground Inspection | EPSS Ground Inspection | EPSS,Ground Inspection, | EPSS Ground Inspection | EPSS Ground Inspection | EPSS, | EPSS | EPSS |  |  |  | , | FALSE
MAXWELL 11023038 | EPSS | EPSS | EPSS | [36 empty] | EPSS, | EPSS | EPSS | EPSS, | EPSS | EPSS | EPSS, | EPSS | EPSS |  |  |  | , | FALSE
FRENCH CAMP 1101CB | EPSS | EPSS | EPSS | [16 empty] | Ground Inspection | [19 empty] | EPSS, | EPSS | EPSS | EPSS,Ground Inspection, | EPSS Ground Inspection | EPSS Ground Inspection | EPSS, | EPSS | EPSS |  |  |  | , | FALSE
JANES CREEK 11031012 | EPSS | EPSS | EPSS | [15 empty] | Ground Inspection |  | Ground Inspection | [18 empty] | EPSS,Ground Inspection, | EPSS Ground Inspection | EPSS Ground Inspection | EPSS, | EPSS | EPSS | EPSS,Ground Inspection, | EPSS Ground Inspection | EPSS Ground Inspection |  |  |  | , | FALSE
PAUL SWEET 2101722422 | EPSS | EPSS | EPSS | [16 empty] | Ground Inspection | [19 empty] | EPSS, | EPSS | EPSS | EPSS,Ground Inspection, | EPSS Ground Inspection | EPSS Ground Inspection | EPSS, | EPSS | EPSS |  |  |  | , | FALSE
WALL 0401CB | EPSS | EPSS | EPSS | [36 empty] | EPSS, | EPSS | EPSS | EPSS, | EPSS | EPSS | EPSS, | EPSS | EPSS |  |  |  | , | FALSE
CHARCA 11064326 | EPSS | EPSS | EPSS | [17 empty] | Ground Inspection | [18 empty] | EPSS, | EPSS | EPSS | EPSS, | EPSS | EPSS | EPSS,Ground Inspection, | EPSS Ground Inspection | EPSS Ground Inspection |  |  |  | , | FALSE
BUTTE 1104CB | EPSS | EPSS | EPSS | [36 empty] | EPSS, | EPSS | EPSS | EPSS, | EPSS | EPSS | EPSS, | EPSS | EPSS |  |  |  | , | FALSE
MAGUNDEN 210892790 | EPSS | EPSS | EPSS | [17 empty] | Ground Inspection | [18 empty] | EPSS, | EPSS | EPSS | EPSS, | EPSS | EPSS | EPSS,Ground Inspection, | EPSS Ground Inspection | EPSS Ground Inspection |  |  |  | , | FALSE
SCHINDLER 1109CB | EPSS | EPSS | EPSS | [36 empty] | EPSS, | EPSS | EPSS | EPSS, | EPSS | EPSS | EPSS, | EPSS | EPSS |  |  |  | , | FALSE
SF H 1105CB | EPSS | EPSS | EPSS | [15 empty] | Ground Inspection | Ground Inspection | [19 empty] | EPSS,Ground Inspection, | EPSS Ground Inspection | EPSS Ground Inspection | EPSS,Ground Inspection, | EPSS Ground Inspection | EPSS Ground Inspection | EPSS, | EPSS | EPSS |  |  |  | , | FALSE
HALF MOON BAY 110148868 | EPSS | EPSS | EPSS | [15 empty] | Ground Inspection |  | Ground Inspection | [18 empty] | EPSS,Ground Inspection, | EPSS Ground Inspection | EPSS Ground Inspection | EPSS, | EPSS | EPSS | EPSS,Ground Inspection, | EPSS Ground Inspection | EPSS Ground Inspection |  |  |  | , | FALSE
EL CERRITO G 1105BR194 | EPSS | EPSS | EPSS | [27 empty] | Line Sensors | [8 empty] | EPSS,Line Sensors, | EPSS Line Sensors | EPSS Line Sensors | EPSS, | EPSS | EPSS | EPSS, | EPSS | EPSS |  |  |  | , | FALSE
SOLEDAD 21017048 | EPSS | EPSS | EPSS | [13 empty] | Aerial Inspection |  | Ground Inspection |  | Ground Inspection | [18 empty] | EPSS,Ground Inspection, | EPSS Ground Inspection | EPSS Ground Inspection | EPSS,Aerial Inspection, | EPSS Aerial Inspection | EPSS Aerial Inspection | EPSS,Ground Inspection, | EPSS Ground Inspection | EPSS Ground Inspection |  |  |  | , | FALSE
SHAFTER 111153620 | EPSS | EPSS | EPSS | [36 empty] | EPSS, | EPSS | EPSS | EPSS, | EPSS | EPSS | EPSS, | EPSS | EPSS |  |  |  | , | FALSE
KING CITY 1104CB | EPSS | EPSS | EPSS | [36 empty] | EPSS, | EPSS | EPSS | EPSS, | EPSS | EPSS | EPSS, | EPSS | EPSS |  |  |  | , | FALSE
KING CITY 1105CB | EPSS | EPSS | EPSS | [36 empty] | EPSS, | EPSS | EPSS | EPSS, | EPSS | EPSS | EPSS, | EPSS | EPSS |  |  |  | , | FALSE
OROSI 1101778698 | EPSS | EPSS | EPSS | [15 empty] | Ground Inspection | [20 empty] | EPSS,Ground Inspection, | EPSS Ground Inspection | EPSS Ground Inspection | EPSS, | EPSS | EPSS | EPSS, | EPSS | EPSS |  |  |  | , | FALSE
LAMONT 1104469262 | EPSS | EPSS | EPSS | [36 empty] | EPSS, | EPSS | EPSS | EPSS, | EPSS | EPSS | EPSS, | EPSS | EPSS |  |  |  | , | FALSE
MC CALL 1108CB | EPSS | EPSS | EPSS | [17 empty] | Ground Inspection | [18 empty] | EPSS, | EPSS | EPSS | EPSS, | EPSS | EPSS | EPSS,Ground Inspection, | EPSS Ground Inspection | EPSS Ground Inspection |  |  |  | , | FALSE
TEJON 1102CB | EPSS | EPSS | EPSS | [15 empty] | Ground Inspection | [20 empty] | EPSS,Ground Inspection, | EPSS Ground Inspection | EPSS Ground Inspection | EPSS, | EPSS | EPSS | EPSS, | EPSS | EPSS |  |  |  | , | FALSE
COPUS 1104CB | EPSS | EPSS | EPSS | [17 empty] | Ground Inspection | [18 empty] | EPSS, | EPSS | EPSS | EPSS, | EPSS | EPSS | EPSS,Ground Inspection, | EPSS Ground Inspection | EPSS Ground Inspection |  |  |  | , | FALSE
CANTUA 1106CB | EPSS | EPSS | EPSS | [17 empty] | Ground Inspection | [18 empty] | EPSS, | EPSS | EPSS | EPSS, | EPSS | EPSS | EPSS,Ground Inspection, | EPSS Ground Inspection | EPSS Ground Inspection |  |  |  | , | FALSE
CANTUA 1104CB | EPSS | EPSS | EPSS | [17 empty] | Ground Inspection | [18 empty] | EPSS, | EPSS | EPSS | EPSS, | EPSS | EPSS | EPSS,Ground Inspection, | EPSS Ground Inspection | EPSS Ground Inspection |  |  |  | , | FALSE
WEBER 11092142 | EPSS | EPSS | EPSS | [16 empty] | Ground Inspection | Ground Inspection | [18 empty] | EPSS, | EPSS | EPSS | EPSS,Ground Inspection, | EPSS Ground Inspection | EPSS Ground Inspection | EPSS,Ground Inspection, | EPSS Ground Inspection | EPSS Ground Inspection |  |  |  | , | FALSE
JARVIS 1112MR565 | EPSS | EPSS | EPSS | [16 empty] | Ground Inspection | [19 empty] | EPSS, | EPSS | EPSS | EPSS,Ground Inspection, | EPSS Ground Inspection | EPSS Ground Inspection | EPSS, | EPSS | EPSS |  |  |  | , | FALSE
WILSON 110310700 | EPSS | EPSS | EPSS | [36 empty] | EPSS, | EPSS | EPSS | EPSS, | EPSS | EPSS | EPSS, | EPSS | EPSS |  |  |  | , | FALSE
RICHMOND R 1121CB | EPSS | EPSS | EPSS | [36 empty] | EPSS, | EPSS | EPSS | EPSS, | EPSS | EPSS | EPSS, | EPSS | EPSS |  |  |  | , | FALSE
DINUBA 1102CB | EPSS | EPSS | EPSS | [15 empty] | Ground Inspection | [20 empty] | EPSS,Ground Inspection, | EPSS Ground Inspection | EPSS Ground Inspection | EPSS, | EPSS | EPSS | EPSS, | EPSS | EPSS |  |  |  | , | FALSE
CASTRO VALLEY 1108MR578 | EPSS | EPSS | EPSS | [16 empty] | Ground Inspection | [19 empty] | EPSS, | EPSS | EPSS | EPSS,Ground Inspection, | EPSS Ground Inspection | EPSS Ground Inspection | EPSS, | EPSS | EPSS |  |  |  | , | FALSE
PEABODY 210518134 | EPSS | EPSS | EPSS | [16 empty] | Ground Inspection | Ground Inspection | [18 empty] | EPSS, | EPSS | EPSS | EPSS,Ground Inspection, | EPSS Ground Inspection | EPSS Ground Inspection | EPSS,Ground Inspection, | EPSS Ground Inspection | EPSS Ground Inspection |  |  |  | , | FALSE
CRESSEY 2103593420 | EPSS | EPSS | EPSS | [15 empty] | Ground Inspection | [20 empty] | EPSS,Ground Inspection, | EPSS Ground Inspection | EPSS Ground Inspection | EPSS, | EPSS | EPSS | EPSS, | EPSS | EPSS |  |  |  | , | FALSE
SF H 110213521 | EPSS | EPSS | EPSS | [17 empty] | Ground Inspection | [18 empty] | EPSS, | EPSS | EPSS | EPSS, | EPSS | EPSS | EPSS,Ground Inspection, | EPSS Ground Inspection | EPSS Ground Inspection |  |  |  | , | FALSE
CASTRO VALLEY 1102MR248 | EPSS | EPSS | EPSS | [17 empty] | Ground Inspection | [18 empty] | EPSS, | EPSS | EPSS | EPSS, | EPSS | EPSS | EPSS,Ground Inspection, | EPSS Ground Inspection | EPSS Ground Inspection |  |  |  | , | FALSE
HUMBOLDT BAY 110242066 | EPSS | EPSS | EPSS | [36 empty] | EPSS, | EPSS | EPSS | EPSS, | EPSS | EPSS | EPSS, | EPSS | EPSS |  |  |  | , | FALSE
SILVERADO 2102285782 | EPSS | EPSS | EPSS | [14 empty] | Aerial Inspection |  | Ground Inspection | [19 empty] | EPSS, | EPSS | EPSS | EPSS,Ground Inspection, | EPSS Ground Inspection | EPSS Ground Inspection | EPSS,Aerial Inspection, | EPSS Aerial Inspection | EPSS Aerial Inspection |  |  |  | , | FALSE
POINT PINOLE 1101CB | EPSS | EPSS | EPSS | [15 empty] | Ground Inspection | [20 empty] | EPSS,Ground Inspection, | EPSS Ground Inspection | EPSS Ground Inspection | EPSS, | EPSS | EPSS | EPSS, | EPSS | EPSS |  |  |  | , | FALSE
MAXWELL 1106CB | EPSS | EPSS | EPSS | [15 empty] | Ground Inspection | [20 empty] | EPSS,Ground Inspection, | EPSS Ground Inspection | EPSS Ground Inspection | EPSS, | EPSS | EPSS | EPSS, | EPSS | EPSS |  |  |  | , | FALSE
LAMONT 11034088 | EPSS | EPSS | EPSS | [15 empty] | Ground Inspection |  | Ground Inspection | [18 empty] | EPSS,Ground Inspection, | EPSS Ground Inspection | EPSS Ground Inspection | EPSS, | EPSS | EPSS | EPSS,Ground Inspection, | EPSS Ground Inspection | EPSS Ground Inspection |  |  |  | , | FALSE
CONTRA COSTA 2108CB | EPSS | EPSS | EPSS | [16 empty] | Ground Inspection | [19 empty] | EPSS, | EPSS | EPSS | EPSS,Ground Inspection, | EPSS Ground Inspection | EPSS Ground Inspection | EPSS, | EPSS | EPSS |  |  |  | , | FALSE
ROCKLIN 11022222 | EPSS | EPSS | EPSS | [17 empty] | Ground Inspection | [18 empty] | EPSS, | EPSS | EPSS | EPSS, | EPSS | EPSS | EPSS,Ground Inspection, | EPSS Ground Inspection | EPSS Ground Inspection |  |  |  | , | FALSE
BELLEVUE 1102130 | EPSS | EPSS | EPSS | [17 empty] | Ground Inspection | [18 empty] | EPSS, | EPSS | EPSS | EPSS, | EPSS | EPSS | EPSS,Ground Inspection, | EPSS Ground Inspection | EPSS Ground Inspection |  |  |  | , | FALSE
WEBER 1111778020 | EPSS | EPSS | EPSS | [15 empty] | Ground Inspection | Ground Inspection | [19 empty] | EPSS,Ground Inspection, | EPSS Ground Inspection | EPSS Ground Inspection | EPSS,Ground Inspection, | EPSS Ground Inspection | EPSS Ground Inspection | EPSS, | EPSS | EPSS |  |  |  | , | FALSE
FAIRVIEW 2207P302 | EPSS | EPSS | EPSS | [15 empty] | Ground Inspection | [20 empty] | EPSS,Ground Inspection, | EPSS Ground Inspection | EPSS Ground Inspection | EPSS, | EPSS | EPSS | EPSS, | EPSS | EPSS |  |  |  | , | FALSE
NOTRE DAME 1103407486 | EPSS | EPSS | EPSS | [36 empty] | EPSS, | EPSS | EPSS | EPSS, | EPSS | EPSS | EPSS, | EPSS | EPSS |  |  |  | , | FALSE
STOREY 110623135 | EPSS | EPSS | EPSS | [15 empty] | Ground Inspection | [20 empty] | EPSS,Ground Inspection, | EPSS Ground Inspection | EPSS Ground Inspection | EPSS, | EPSS | EPSS | EPSS, | EPSS | EPSS |  |  |  | , | FALSE
EDES 1113CR270 | EPSS | EPSS | EPSS | [36 empty] | EPSS, | EPSS | EPSS | EPSS, | EPSS | EPSS | EPSS, | EPSS | EPSS |  |  |  | , | FALSE
DIXON LANDING 2101XR580 | EPSS | EPSS | EPSS | [15 empty] | Ground Inspection |  | Ground Inspection | [18 empty] | EPSS,Ground Inspection, | EPSS Ground Inspection | EPSS Ground Inspection | EPSS, | EPSS | EPSS | EPSS,Ground Inspection, | EPSS Ground Inspection | EPSS Ground Inspection |  |  |  | , | FALSE
HILLSDALE 0403CB | EPSS | EPSS | EPSS | [15 empty] | Ground Inspection | [20 empty] | EPSS,Ground Inspection, | EPSS Ground Inspection | EPSS Ground Inspection | EPSS, | EPSS | EPSS | EPSS, | EPSS | EPSS |  |  |  | , | FALSE
HONCUT 11011006 | EPSS | EPSS | EPSS | [16 empty] | Ground Inspection | [19 empty] | EPSS, | EPSS | EPSS | EPSS,Ground Inspection, | EPSS Ground Inspection | EPSS Ground Inspection | EPSS, | EPSS | EPSS |  |  |  | , | FALSE
MOUNTAIN VIEW 1107CB | EPSS | EPSS | EPSS | [17 empty] | Ground Inspection | [18 empty] | EPSS, | EPSS | EPSS | EPSS, | EPSS | EPSS | EPSS,Ground Inspection, | EPSS Ground Inspection | EPSS Ground Inspection |  |  |  | , | FALSE
RINCON 1103649194 | EPSS | EPSS | EPSS | [16 empty] | Ground Inspection | [19 empty] | EPSS, | EPSS | EPSS | EPSS,Ground Inspection, | EPSS Ground Inspection | EPSS Ground Inspection | EPSS, | EPSS | EPSS |  |  |  | , | FALSE
BUTTE 11052576 | EPSS | EPSS | EPSS | [36 empty] | EPSS, | EPSS | EPSS | EPSS, | EPSS | EPSS | EPSS, | EPSS | EPSS |  |  |  | , | FALSE
SAN BRUNO 040387798 | EPSS | EPSS | EPSS | [36 empty] | EPSS, | EPSS | EPSS | EPSS, | EPSS | EPSS | EPSS, | EPSS | EPSS |  |  |  | , | FALSE
MC CALL 11065000 | EPSS | EPSS | EPSS | [17 empty] | Ground Inspection | [18 empty] | EPSS, | EPSS | EPSS | EPSS, | EPSS | EPSS | EPSS,Ground Inspection, | EPSS Ground Inspection | EPSS Ground Inspection |  |  |  | , | FALSE
PLAINFIELD 1105403328 | EPSS | EPSS | EPSS | [16 empty] | Ground Inspection | [19 empty] | EPSS, | EPSS | EPSS | EPSS,Ground Inspection, | EPSS Ground Inspection | EPSS Ground Inspection | EPSS, | EPSS | EPSS |  |  |  | , | FALSE
BOWLES 1104CB | EPSS | EPSS | EPSS | [16 empty] | Ground Inspection | [19 empty] | EPSS, | EPSS | EPSS | EPSS,Ground Inspection, | EPSS Ground Inspection | EPSS Ground Inspection | EPSS, | EPSS | EPSS |  |  |  | , | FALSE
LAMONT 11071608 | EPSS | EPSS | EPSS | [36 empty] | EPSS, | EPSS | EPSS | EPSS, | EPSS | EPSS | EPSS, | EPSS | EPSS |  |  |  | , | FALSE
PANORAMA 11023320 | EPSS | EPSS | EPSS | [36 empty] | EPSS, | EPSS | EPSS | EPSS, | EPSS | EPSS | EPSS, | EPSS | EPSS |  |  |  | , | FALSE
NEWARK 12KV 11079408 | EPSS | EPSS | EPSS | [17 empty] | Ground Inspection | [18 empty] | EPSS, | EPSS | EPSS | EPSS, | EPSS | EPSS | EPSS,Ground Inspection, | EPSS Ground Inspection | EPSS Ground Inspection |  |  |  | , | FALSE
JARVIS 1111MR122 | EPSS | EPSS | EPSS | [36 empty] | EPSS, | EPSS | EPSS | EPSS, | EPSS | EPSS | EPSS, | EPSS | EPSS |  |  |  | , | FALSE
NEWMAN 110590460 | EPSS | EPSS | EPSS | [16 empty] | Ground Inspection | [19 empty] | EPSS, | EPSS | EPSS | EPSS,Ground Inspection, | EPSS Ground Inspection | EPSS Ground Inspection | EPSS, | EPSS | EPSS |  |  |  | , | FALSE
LODI 110237604 | EPSS | EPSS | EPSS | [17 empty] | Ground Inspection | [18 empty] | EPSS, | EPSS | EPSS | EPSS, | EPSS | EPSS | EPSS,Ground Inspection, | EPSS Ground Inspection | EPSS Ground Inspection |  |  |  | , | FALSE
SF H 1110CB | EPSS | EPSS | EPSS | [15 empty] | Ground Inspection | Ground Inspection | [19 empty] | EPSS,Ground Inspection, | EPSS Ground Inspection | EPSS Ground Inspection | EPSS,Ground Inspection, | EPSS Ground Inspection | EPSS Ground Inspection | EPSS, | EPSS | EPSS |  |  |  | , | FALSE
GREEN VALLEY 210310438 | EPSS | EPSS | EPSS | [16 empty] | Ground Inspection | Ground Inspection | [18 empty] | EPSS, | EPSS | EPSS | EPSS,Ground Inspection, | EPSS Ground Inspection | EPSS Ground Inspection | EPSS,Ground Inspection, | EPSS Ground Inspection | EPSS Ground Inspection |  |  |  | , | FALSE
OROSI 110468494 | EPSS | EPSS | EPSS | [15 empty] | Ground Inspection | [20 empty] | EPSS,Ground Inspection, | EPSS Ground Inspection | EPSS Ground Inspection | EPSS, | EPSS | EPSS | EPSS, | EPSS | EPSS |  |  |  | , | FALSE
ROSSMOOR 1107CB | EPSS | EPSS | EPSS | [16 empty] | Ground Inspection |  | Non-Pole Backlog | [17 empty] | EPSS,Non-Pole Backlog, | EPSS Non-Pole Backlog | EPSS Non-Pole Backlog | EPSS,Ground Inspection, | EPSS Ground Inspection | EPSS Ground Inspection | EPSS, | EPSS | EPSS |  |  |  | , | FALSE
LOS OSITOS 2102148504 | EPSS | EPSS | EPSS | [36 empty] | EPSS, | EPSS | EPSS | EPSS, | EPSS | EPSS | EPSS, | EPSS | EPSS |  |  |  | , | FALSE
HURON 11129820 | EPSS | EPSS | EPSS | [36 empty] | EPSS, | EPSS | EPSS | EPSS, | EPSS | EPSS | EPSS, | EPSS | EPSS |  |  |  | , | FALSE
21ST AVENUE 0403CB | EPSS | EPSS | EPSS | [17 empty] | Ground Inspection | [18 empty] | EPSS, | EPSS | EPSS | EPSS, | EPSS | EPSS | EPSS,Ground Inspection, | EPSS Ground Inspection | EPSS Ground Inspection |  |  |  | , | FALSE
PETALUMA C 1106278842 | EPSS | EPSS | EPSS | [36 empty] | EPSS, | EPSS | EPSS | EPSS, | EPSS | EPSS | EPSS, | EPSS | EPSS |  |  |  | , | FALSE
UPPER LAKE 1101452 | EPSS | EPSS | EPSS | [36 empty] | EPSS, | EPSS | EPSS | EPSS, | EPSS | EPSS | EPSS, | EPSS | EPSS |  |  |  | , | FALSE
SOLANO 0402CB | EPSS | EPSS | EPSS | [16 empty] | Ground Inspection | Ground Inspection | [18 empty] | EPSS, | EPSS | EPSS | EPSS,Ground Inspection, | EPSS Ground Inspection | EPSS Ground Inspection | EPSS,Ground Inspection, | EPSS Ground Inspection | EPSS Ground Inspection |  |  |  | , | FALSE
PASO ROBLES 1101CB | EPSS | EPSS | EPSS | [16 empty] | Ground Inspection | [19 empty] | EPSS, | EPSS | EPSS | EPSS,Ground Inspection, | EPSS Ground Inspection | EPSS Ground Inspection | EPSS, | EPSS | EPSS |  |  |  | , | FALSE
BELMONT 11104946 | EPSS | EPSS | EPSS | [15 empty] | Ground Inspection | [20 empty] | EPSS,Ground Inspection, | EPSS Ground Inspection | EPSS Ground Inspection | EPSS, | EPSS | EPSS | EPSS, | EPSS | EPSS |  |  |  | , | FALSE
AVENAL 21019810 | EPSS | EPSS | EPSS | [16 empty] | Ground Inspection | [19 empty] | EPSS, | EPSS | EPSS | EPSS,Ground Inspection, | EPSS Ground Inspection | EPSS Ground Inspection | EPSS, | EPSS | EPSS |  |  |  | , | FALSE
MOLINO 11034894 | EPSS | EPSS | EPSS | [17 empty] | Ground Inspection | [18 empty] | EPSS, | EPSS | EPSS | EPSS, | EPSS | EPSS | EPSS,Ground Inspection, | EPSS Ground Inspection | EPSS Ground Inspection |  |  |  | , | FALSE
NORTH TOWER 110293010 | EPSS | EPSS | EPSS | [15 empty] | Ground Inspection | [20 empty] | EPSS,Ground Inspection, | EPSS Ground Inspection | EPSS Ground Inspection | EPSS, | EPSS | EPSS | EPSS, | EPSS | EPSS |  |  |  | , | FALSE
MORMON 110365312 | EPSS | EPSS | EPSS | [16 empty] | Ground Inspection | [19 empty] | EPSS, | EPSS | EPSS | EPSS,Ground Inspection, | EPSS Ground Inspection | EPSS Ground Inspection | EPSS, | EPSS | EPSS |  |  |  | , | FALSE
ANGIOLA 1104CB | EPSS | EPSS | EPSS | [15 empty] | Ground Inspection | Ground Inspection | [19 empty] | EPSS,Ground Inspection, | EPSS Ground Inspection | EPSS Ground Inspection | EPSS,Ground Inspection, | EPSS Ground Inspection | EPSS Ground Inspection | EPSS, | EPSS | EPSS |  |  |  | , | FALSE
HORSESHOE 1103CB | EPSS | EPSS | EPSS | [15 empty] | Ground Inspection |  | Ground Inspection | [18 empty] | EPSS,Ground Inspection, | EPSS Ground Inspection | EPSS Ground Inspection | EPSS, | EPSS | EPSS | EPSS,Ground Inspection, | EPSS Ground Inspection | EPSS Ground Inspection |  |  |  | , | FALSE
LODI 110223758 | EPSS | EPSS | EPSS | [17 empty] | Ground Inspection | [18 empty] | EPSS, | EPSS | EPSS | EPSS, | EPSS | EPSS | EPSS,Ground Inspection, | EPSS Ground Inspection | EPSS Ground Inspection |  |  |  | , | FALSE
BASALT 110635550 | EPSS | EPSS | EPSS | [15 empty] | Ground Inspection | [20 empty] | EPSS,Ground Inspection, | EPSS Ground Inspection | EPSS Ground Inspection | EPSS, | EPSS | EPSS | EPSS, | EPSS | EPSS |  |  |  | , | FALSE
MOLINO 1104186 | EPSS | EPSS | EPSS | [17 empty] | Ground Inspection | [18 empty] | EPSS, | EPSS | EPSS | EPSS, | EPSS | EPSS | EPSS,Ground Inspection, | EPSS Ground Inspection | EPSS Ground Inspection |  |  |  | , | FALSE
CORONA 11034446 | EPSS | EPSS | EPSS | [13 empty] | Aerial Inspection |  | Ground Inspection |  | Ground Inspection | [18 empty] | EPSS,Ground Inspection, | EPSS Ground Inspection | EPSS Ground Inspection | EPSS,Aerial Inspection, | EPSS Aerial Inspection | EPSS Aerial Inspection | EPSS,Ground Inspection, | EPSS Ground Inspection | EPSS Ground Inspection |  |  |  | , | FALSE
BALFOUR 1101CB | EPSS | EPSS | EPSS | [15 empty] | Ground Inspection |  | Ground Inspection | [18 empty] | EPSS,Ground Inspection, | EPSS Ground Inspection | EPSS Ground Inspection | EPSS, | EPSS | EPSS | EPSS,Ground Inspection, | EPSS Ground Inspection | EPSS Ground Inspection |  |  |  | , | FALSE
WILLOW PASS 210721135 | EPSS | EPSS | EPSS | [14 empty] | Aerial Inspection |  | Ground Inspection | [19 empty] | EPSS, | EPSS | EPSS | EPSS,Ground Inspection, | EPSS Ground Inspection | EPSS Ground Inspection | EPSS,Aerial Inspection, | EPSS Aerial Inspection | EPSS Aerial Inspection |  |  |  | , | FALSE
GEYSERVILLE 1102CB | EPSS | EPSS | EPSS | [14 empty] | Aerial Inspection |  | Ground Inspection | [19 empty] | EPSS, | EPSS | EPSS | EPSS,Ground Inspection, | EPSS Ground Inspection | EPSS Ground Inspection | EPSS,Aerial Inspection, | EPSS Aerial Inspection | EPSS Aerial Inspection |  |  |  | , | FALSE
NEWARK 12KV 1107MR240 | EPSS | EPSS | EPSS | [17 empty] | Ground Inspection | [18 empty] | EPSS, | EPSS | EPSS | EPSS, | EPSS | EPSS | EPSS,Ground Inspection, | EPSS Ground Inspection | EPSS Ground Inspection |  |  |  | , | FALSE
FAIRWAY 1108M02 | EPSS | EPSS | EPSS | [17 empty] | Ground Inspection | [18 empty] | EPSS, | EPSS | EPSS | EPSS, | EPSS | EPSS | EPSS,Ground Inspection, | EPSS Ground Inspection | EPSS Ground Inspection |  |  |  | , | FALSE
STOREY 110765648 | EPSS | EPSS | EPSS | [15 empty] | Ground Inspection | [20 empty] | EPSS,Ground Inspection, | EPSS Ground Inspection | EPSS Ground Inspection | EPSS, | EPSS | EPSS | EPSS, | EPSS | EPSS |  |  |  | , | FALSE
BRENTWOOD 2105CB | EPSS | EPSS | EPSS | [15 empty] | Ground Inspection | [20 empty] | EPSS,Ground Inspection, | EPSS Ground Inspection | EPSS Ground Inspection | EPSS, | EPSS | EPSS | EPSS, | EPSS | EPSS |  |  |  | , | FALSE
MERCED 1114CUS250088 | EPSS | EPSS | EPSS | [36 empty] | EPSS, | EPSS | EPSS | EPSS, | EPSS | EPSS | EPSS, | EPSS | EPSS |  |  |  | , | FALSE
CLEAR LAKE 1101CB | EPSS | EPSS | EPSS | [13 empty] | Aerial Inspection |  | Ground Inspection |  | Ground Inspection | [18 empty] | EPSS,Ground Inspection, | EPSS Ground Inspection | EPSS Ground Inspection | EPSS,Aerial Inspection, | EPSS Aerial Inspection | EPSS Aerial Inspection | EPSS,Ground Inspection, | EPSS Ground Inspection | EPSS Ground Inspection |  |  |  | , | FALSE
HILLSDALE 040277056 | EPSS | EPSS | EPSS | [15 empty] | Ground Inspection | [20 empty] | EPSS,Ground Inspection, | EPSS Ground Inspection | EPSS Ground Inspection | EPSS, | EPSS | EPSS | EPSS, | EPSS | EPSS |  |  |  | , | FALSE
COTATI 1102468 | EPSS | EPSS | EPSS | [16 empty] | Ground Inspection | [10 empty] | Line Sensors | [8 empty] | EPSS,Line Sensors, | EPSS Line Sensors | EPSS Line Sensors | EPSS,Ground Inspection, | EPSS Ground Inspection | EPSS Ground Inspection | EPSS, | EPSS | EPSS |  |  |  | , | FALSE
FULTON 11011734 | EPSS | EPSS | EPSS | [36 empty] | EPSS, | EPSS | EPSS | EPSS, | EPSS | EPSS | EPSS, | EPSS | EPSS |  |  |  | , | FALSE
SF H 0401CB | EPSS | EPSS | EPSS | [15 empty] | Ground Inspection | Ground Inspection | [19 empty] | EPSS,Ground Inspection, | EPSS Ground Inspection | EPSS Ground Inspection | EPSS,Ground Inspection, | EPSS Ground Inspection | EPSS Ground Inspection | EPSS, | EPSS | EPSS |  |  |  | , | FALSE
DEL MAR 21051048 | EPSS | EPSS | EPSS | [16 empty] | Ground Inspection | Ground Inspection | [18 empty] | EPSS, | EPSS | EPSS | EPSS,Ground Inspection, | EPSS Ground Inspection | EPSS Ground Inspection | EPSS,Ground Inspection, | EPSS Ground Inspection | EPSS Ground Inspection |  |  |  | , | FALSE
NEWARK 21KV 2103MR116 | EPSS | EPSS | EPSS | [16 empty] | Ground Inspection | [19 empty] | EPSS, | EPSS | EPSS | EPSS,Ground Inspection, | EPSS Ground Inspection | EPSS Ground Inspection | EPSS, | EPSS | EPSS |  |  |  | , | FALSE
FORT BRAGG A 110465894 | EPSS | EPSS | EPSS | [14 empty] | Aerial Inspection |  | Ground Inspection | [9 empty] | Down Conductor Detection (DCD) | Line Sensors | [8 empty] | EPSS,Line Sensors, | EPSS Line Sensors | EPSS Line Sensors | EPSS,Ground Inspection, | EPSS Ground Inspection | EPSS Ground Inspection | EPSS,Aerial Inspection,Down Conductor Detection (DCD), | EPSS Aerial Inspection Down Conductor Detection (DCD) | EPSS Aerial Inspection Down Conductor Detection (DCD) |  |  |  | , | FALSE
LERDO 11101616 | EPSS | EPSS | EPSS | [15 empty] | Ground Inspection | [20 empty] | EPSS,Ground Inspection, | EPSS Ground Inspection | EPSS Ground Inspection | EPSS, | EPSS | EPSS | EPSS, | EPSS | EPSS |  |  |  | , | FALSE
TAFT 1106CB | EPSS | EPSS | EPSS | [17 empty] | Ground Inspection | [18 empty] | EPSS, | EPSS | EPSS | EPSS, | EPSS | EPSS | EPSS,Ground Inspection, | EPSS Ground Inspection | EPSS Ground Inspection |  |  |  | , | FALSE
GUSTINE 1101CB | EPSS | EPSS | EPSS | [36 empty] | EPSS, | EPSS | EPSS | EPSS, | EPSS | EPSS | EPSS, | EPSS | EPSS |  |  |  | , | FALSE
BARTON 111577150 | EPSS | EPSS | EPSS | [16 empty] | Ground Inspection | [19 empty] | EPSS, | EPSS | EPSS | EPSS,Ground Inspection, | EPSS Ground Inspection | EPSS Ground Inspection | EPSS, | EPSS | EPSS |  |  |  | , | FALSE
BELLEVUE 1104564 | EPSS | EPSS | EPSS | [17 empty] | Ground Inspection | [18 empty] | EPSS, | EPSS | EPSS | EPSS, | EPSS | EPSS | EPSS,Ground Inspection, | EPSS Ground Inspection | EPSS Ground Inspection |  |  |  | , | FALSE
EL CERRITO G 1112BR198 | EPSS | EPSS | EPSS | [36 empty] | EPSS, | EPSS | EPSS | EPSS, | EPSS | EPSS | EPSS, | EPSS | EPSS |  |  |  | , | FALSE
CLOVIS 1107CB | EPSS | EPSS | EPSS | [16 empty] | Ground Inspection | [19 empty] | EPSS, | EPSS | EPSS | EPSS,Ground Inspection, | EPSS Ground Inspection | EPSS Ground Inspection | EPSS, | EPSS | EPSS |  |  |  | , | FALSE
MILPITAS 1108XR122 | EPSS | EPSS | EPSS | [15 empty] | Ground Inspection | [20 empty] | EPSS,Ground Inspection, | EPSS Ground Inspection | EPSS Ground Inspection | EPSS, | EPSS | EPSS | EPSS, | EPSS | EPSS |  |  |  | , | FALSE
EAST STOCKTON 1102D7545 | EPSS | EPSS | EPSS | [16 empty] | Ground Inspection | [19 empty] | EPSS, | EPSS | EPSS | EPSS,Ground Inspection, | EPSS Ground Inspection | EPSS Ground Inspection | EPSS, | EPSS | EPSS |  |  |  | , | FALSE
FIGARDEN 2112R1140 | EPSS | EPSS | EPSS | [17 empty] | Ground Inspection | [18 empty] | EPSS, | EPSS | EPSS | EPSS, | EPSS | EPSS | EPSS,Ground Inspection, | EPSS Ground Inspection | EPSS Ground Inspection |  |  |  | , | FALSE
SF G 0404CB | EPSS | EPSS | EPSS | [36 empty] | EPSS, | EPSS | EPSS | EPSS, | EPSS | EPSS | EPSS, | EPSS | EPSS |  |  |  | , | FALSE
MENLO 11029092 | EPSS | EPSS | EPSS | [17 empty] | Ground Inspection | [18 empty] | EPSS, | EPSS | EPSS | EPSS, | EPSS | EPSS | EPSS,Ground Inspection, | EPSS Ground Inspection | EPSS Ground Inspection |  |  |  | , | FALSE
LAMONT 1107CB | EPSS | EPSS | EPSS | [36 empty] | EPSS, | EPSS | EPSS | EPSS, | EPSS | EPSS | EPSS, | EPSS | EPSS |  |  |  | , | FALSE
MC CALL 110793024 | EPSS | EPSS | EPSS | [17 empty] | Ground Inspection | [18 empty] | EPSS, | EPSS | EPSS | EPSS, | EPSS | EPSS | EPSS,Ground Inspection, | EPSS Ground Inspection | EPSS Ground Inspection |  |  |  | , | FALSE
LAS PULGAS 040432524 | EPSS | EPSS | EPSS | [16 empty] | Ground Inspection | [19 empty] | EPSS, | EPSS | EPSS | EPSS,Ground Inspection, | EPSS Ground Inspection | EPSS Ground Inspection | EPSS, | EPSS | EPSS |  |  |  | , | FALSE
ATWATER 1108CB | EPSS | EPSS | EPSS | [16 empty] | Ground Inspection | Ground Inspection | [18 empty] | EPSS, | EPSS | EPSS | EPSS,Ground Inspection, | EPSS Ground Inspection | EPSS Ground Inspection | EPSS,Ground Inspection, | EPSS Ground Inspection | EPSS Ground Inspection |  |  |  | , | FALSE
PASO ROBLES 110638682 | EPSS | EPSS | EPSS | [16 empty] | Ground Inspection | [19 empty] | EPSS, | EPSS | EPSS | EPSS,Ground Inspection, | EPSS Ground Inspection | EPSS Ground Inspection | EPSS, | EPSS | EPSS |  |  |  | , | FALSE
SAN LEANDRO U 1107MR560 | EPSS | EPSS | EPSS | [16 empty] | Ground Inspection | [19 empty] | EPSS, | EPSS | EPSS | EPSS,Ground Inspection, | EPSS Ground Inspection | EPSS Ground Inspection | EPSS, | EPSS | EPSS |  |  |  | , | FALSE
CAL WATER 1103768902 | EPSS | EPSS | EPSS | [36 empty] | EPSS, | EPSS | EPSS | EPSS, | EPSS | EPSS | EPSS, | EPSS | EPSS |  |  |  | , | FALSE
PENRYN 11052406 | EPSS | EPSS | EPSS | [16 empty] | Ground Inspection | Ground Inspection | [18 empty] | EPSS, | EPSS | EPSS | EPSS,Ground Inspection, | EPSS Ground Inspection | EPSS Ground Inspection | EPSS,Ground Inspection, | EPSS Ground Inspection | EPSS Ground Inspection |  |  |  | , | FALSE
HILLSDALE 040596742 | EPSS | EPSS | EPSS | [15 empty] | Ground Inspection | [20 empty] | EPSS,Ground Inspection, | EPSS Ground Inspection | EPSS Ground Inspection | EPSS, | EPSS | EPSS | EPSS, | EPSS | EPSS |  |  |  | , | FALSE
JESSUP 11039281 | EPSS | EPSS | EPSS | [17 empty] | Ground Inspection | [18 empty] | EPSS, | EPSS | EPSS | EPSS, | EPSS | EPSS | EPSS,Ground Inspection, | EPSS Ground Inspection | EPSS Ground Inspection |  |  |  | , | FALSE
PEASE 1103264986 | EPSS | EPSS | EPSS | [36 empty] | EPSS, | EPSS | EPSS | EPSS, | EPSS | EPSS | EPSS, | EPSS | EPSS |  |  |  | , | FALSE
CAYETANO 2109MR198 | EPSS | EPSS | EPSS | [13 empty] | Aerial Inspection |  | Ground Inspection | [20 empty] | EPSS,Ground Inspection, | EPSS Ground Inspection | EPSS Ground Inspection | EPSS,Aerial Inspection, | EPSS Aerial Inspection | EPSS Aerial Inspection | EPSS, | EPSS | EPSS |  |  |  | , | FALSE
SANGER 1116CB | EPSS | EPSS | EPSS | [16 empty] | Ground Inspection | [19 empty] | EPSS, | EPSS | EPSS | EPSS,Ground Inspection, | EPSS Ground Inspection | EPSS Ground Inspection | EPSS, | EPSS | EPSS |  |  |  | , | FALSE
RAWSON 11033314 | EPSS | EPSS | EPSS | [13 empty] | Aerial Inspection |  | Ground Inspection | [20 empty] | EPSS,Ground Inspection, | EPSS Ground Inspection | EPSS Ground Inspection | EPSS,Aerial Inspection, | EPSS Aerial Inspection | EPSS Aerial Inspection | EPSS, | EPSS | EPSS |  |  |  | , | FALSE
SF H 1109CB | EPSS | EPSS | EPSS | [15 empty] | Ground Inspection | Ground Inspection | Ground Inspection | [18 empty] | EPSS,Ground Inspection, | EPSS Ground Inspection | EPSS Ground Inspection | EPSS,Ground Inspection, | EPSS Ground Inspection | EPSS Ground Inspection | EPSS,Ground Inspection, | EPSS Ground Inspection | EPSS Ground Inspection |  |  |  | , | FALSE
MORGAN HILL 2110XR326 | EPSS | EPSS | EPSS | [14 empty] | Aerial Inspection | Ground Inspection | Ground Inspection | Ground Inspection | [18 empty] | EPSS,Ground Inspection, | EPSS Ground Inspection | EPSS Ground Inspection | EPSS,Ground Inspection, | EPSS Ground Inspection | EPSS Ground Inspection | EPSS,Aerial Inspection,Ground Inspection, | EPSS Aerial Inspection Ground Inspection | EPSS Aerial Inspection Ground Inspection |  |  |  | , | FALSE
LOS OSITOS 210137376 | EPSS | EPSS | EPSS | [16 empty] | Ground Inspection | [19 empty] | EPSS, | EPSS | EPSS | EPSS,Ground Inspection, | EPSS Ground Inspection | EPSS Ground Inspection | EPSS, | EPSS | EPSS |  |  |  | , | FALSE
CORNING 110255208 | EPSS | EPSS | EPSS | [36 empty] | EPSS, | EPSS | EPSS | EPSS, | EPSS | EPSS | EPSS, | EPSS | EPSS |  |  |  | , | FALSE
BRENTWOOD 2112K504R | EPSS | EPSS | EPSS | [16 empty] | Ground Inspection | Ground Inspection | [18 empty] | EPSS, | EPSS | EPSS | EPSS,Ground Inspection, | EPSS Ground Inspection | EPSS Ground Inspection | EPSS,Ground Inspection, | EPSS Ground Inspection | EPSS Ground Inspection |  |  |  | , | FALSE
DUMBARTON 2111CB | EPSS | EPSS | EPSS | [16 empty] | Ground Inspection | [19 empty] | EPSS, | EPSS | EPSS | EPSS,Ground Inspection, | EPSS Ground Inspection | EPSS Ground Inspection | EPSS, | EPSS | EPSS |  |  |  | , | FALSE
SANTA MARIA 1108M16 | EPSS | EPSS | EPSS | [36 empty] | EPSS, | EPSS | EPSS | EPSS, | EPSS | EPSS | EPSS, | EPSS | EPSS |  |  |  | , | FALSE
COVELO 1101225458 | EPSS | EPSS | EPSS | [36 empty] | EPSS, | EPSS | EPSS | EPSS, | EPSS | EPSS | EPSS, | EPSS | EPSS |  |  |  | , | FALSE
PANORAMA 1102CB | EPSS | EPSS | EPSS | [13 empty] | Aerial Inspection |  | Ground Inspection | Ground Inspection | [19 empty] | EPSS,Ground Inspection, | EPSS Ground Inspection | EPSS Ground Inspection | EPSS,Aerial Inspection,Ground Inspection, | EPSS Aerial Inspection Ground Inspection | EPSS Aerial Inspection Ground Inspection | EPSS, | EPSS | EPSS |  |  |  | , | FALSE
SF L 0406CB | EPSS | EPSS | EPSS | [17 empty] | Ground Inspection | [18 empty] | EPSS, | EPSS | EPSS | EPSS, | EPSS | EPSS | EPSS,Ground Inspection, | EPSS Ground Inspection | EPSS Ground Inspection |  |  |  | , | FALSE
HONCUT 11012598 | EPSS | EPSS | EPSS | [16 empty] | Ground Inspection | [19 empty] | EPSS, | EPSS | EPSS | EPSS,Ground Inspection, | EPSS Ground Inspection | EPSS Ground Inspection | EPSS, | EPSS | EPSS |  |  |  | , | FALSE
MENLO 11018908 | EPSS | EPSS | EPSS | [17 empty] | Ground Inspection | [18 empty] | EPSS, | EPSS | EPSS | EPSS, | EPSS | EPSS | EPSS,Ground Inspection, | EPSS Ground Inspection | EPSS Ground Inspection |  |  |  | , | FALSE
TRINIDAD 110137474 | EPSS | EPSS | EPSS | [15 empty] | Ground Inspection |  | Ground Inspection | [18 empty] | EPSS,Ground Inspection, | EPSS Ground Inspection | EPSS Ground Inspection | EPSS, | EPSS | EPSS | EPSS,Ground Inspection, | EPSS Ground Inspection | EPSS Ground Inspection |  |  |  | , | FALSE
PUEBLO 2102698 | EPSS | EPSS | EPSS | [17 empty] | Ground Inspection | [7 empty] | Down Conductor Detection (DCD) | [10 empty] | EPSS, | EPSS | EPSS | EPSS,Down Conductor Detection (DCD), | EPSS Down Conductor Detection (DCD) | EPSS Down Conductor Detection (DCD) | EPSS,Ground Inspection, | EPSS Ground Inspection | EPSS Ground Inspection |  |  |  | , | FALSE
OCEAN 0401794796 | EPSS | EPSS | EPSS | [16 empty] | Ground Inspection | Ground Inspection | [18 empty] | EPSS, | EPSS | EPSS | EPSS,Ground Inspection, | EPSS Ground Inspection | EPSS Ground Inspection | EPSS,Ground Inspection, | EPSS Ground Inspection | EPSS Ground Inspection |  |  |  | , | FALSE
REDWOOD CITY 041054820 | EPSS | EPSS | EPSS | [16 empty] | Ground Inspection | [19 empty] | EPSS, | EPSS | EPSS | EPSS,Ground Inspection, | EPSS Ground Inspection | EPSS Ground Inspection | EPSS, | EPSS | EPSS |  |  |  | , | FALSE
CORNING 110349740 | EPSS | EPSS | EPSS | [17 empty] | Ground Inspection | [18 empty] | EPSS, | EPSS | EPSS | EPSS, | EPSS | EPSS | EPSS,Ground Inspection, | EPSS Ground Inspection | EPSS Ground Inspection |  |  |  | , | FALSE
FREMONT 1109MR699 | EPSS | EPSS | EPSS | [36 empty] | EPSS, | EPSS | EPSS | EPSS, | EPSS | EPSS | EPSS, | EPSS | EPSS |  |  |  | , | FALSE
KNIGHTS LANDING 110165736 | EPSS | EPSS | EPSS | [16 empty] | Ground Inspection | [19 empty] | EPSS, | EPSS | EPSS | EPSS,Ground Inspection, | EPSS Ground Inspection | EPSS Ground Inspection | EPSS, | EPSS | EPSS |  |  |  | , | FALSE
MENLO 040314383 | EPSS | EPSS | EPSS | [17 empty] | Ground Inspection | [18 empty] | EPSS, | EPSS | EPSS | EPSS, | EPSS | EPSS | EPSS,Ground Inspection, | EPSS Ground Inspection | EPSS Ground Inspection |  |  |  | , | FALSE
METTLER 110936726 | EPSS | EPSS | EPSS | [17 empty] | Ground Inspection | [18 empty] | EPSS, | EPSS | EPSS | EPSS, | EPSS | EPSS | EPSS,Ground Inspection, | EPSS Ground Inspection | EPSS Ground Inspection |  |  |  | , | FALSE
LOS OSITOS 2101115450 | EPSS | EPSS | EPSS | [36 empty] | EPSS, | EPSS | EPSS | EPSS, | EPSS | EPSS | EPSS, | EPSS | EPSS |  |  |  | , | FALSE
WESTLAKE 0401CB | EPSS | EPSS | EPSS | [16 empty] | Ground Inspection | [19 empty] | EPSS, | EPSS | EPSS | EPSS,Ground Inspection, | EPSS Ground Inspection | EPSS Ground Inspection | EPSS, | EPSS | EPSS |  |  |  | , | FALSE
WEEDPATCH 1103CB | EPSS | EPSS | EPSS | [15 empty] | Ground Inspection | [20 empty] | EPSS,Ground Inspection, | EPSS Ground Inspection | EPSS Ground Inspection | EPSS, | EPSS | EPSS | EPSS, | EPSS | EPSS |  |  |  | , | FALSE
NORTECH 2110XR362 | EPSS | EPSS | EPSS | [15 empty] | Ground Inspection | [20 empty] | EPSS,Ground Inspection, | EPSS Ground Inspection | EPSS Ground Inspection | EPSS, | EPSS | EPSS | EPSS, | EPSS | EPSS |  |  |  | , | FALSE
RANDOLPH 0403CB | EPSS | EPSS | EPSS | [16 empty] | Ground Inspection | Ground Inspection | [18 empty] | EPSS, | EPSS | EPSS | EPSS,Ground Inspection, | EPSS Ground Inspection | EPSS Ground Inspection | EPSS,Ground Inspection, | EPSS Ground Inspection | EPSS Ground Inspection |  |  |  | , | FALSE
NEWBURG 1132CB | EPSS | EPSS | EPSS | [36 empty] | EPSS, | EPSS | EPSS | EPSS, | EPSS | EPSS | EPSS, | EPSS | EPSS |  |  |  | , | FALSE
MADERA 1119CB | EPSS | EPSS | EPSS | [15 empty] | Ground Inspection |  | Ground Inspection | [18 empty] | EPSS,Ground Inspection, | EPSS Ground Inspection | EPSS Ground Inspection | EPSS, | EPSS | EPSS | EPSS,Ground Inspection, | EPSS Ground Inspection | EPSS Ground Inspection |  |  |  | , | FALSE
MERCED 1108CB | EPSS | EPSS | EPSS | [15 empty] | Ground Inspection |  | Ground Inspection | [18 empty] | EPSS,Ground Inspection, | EPSS Ground Inspection | EPSS Ground Inspection | EPSS, | EPSS | EPSS | EPSS,Ground Inspection, | EPSS Ground Inspection | EPSS Ground Inspection |  |  |  | , | FALSE
CORTINA 1101CB | EPSS | EPSS | EPSS | [17 empty] | Ground Inspection | [18 empty] | EPSS, | EPSS | EPSS | EPSS, | EPSS | EPSS | EPSS,Ground Inspection, | EPSS Ground Inspection | EPSS Ground Inspection |  |  |  | , | FALSE
WOODSIDE 11059160 | EPSS | EPSS | EPSS | [17 empty] | Ground Inspection | [18 empty] | EPSS, | EPSS | EPSS | EPSS, | EPSS | EPSS | EPSS,Ground Inspection, | EPSS Ground Inspection | EPSS Ground Inspection |  |  |  | , | FALSE
MC CALL 1108466172 | EPSS | EPSS | EPSS | [16 empty] | Ground Inspection | [19 empty] | EPSS, | EPSS | EPSS | EPSS,Ground Inspection, | EPSS Ground Inspection | EPSS Ground Inspection | EPSS, | EPSS | EPSS |  |  |  | , | FALSE
RANDOLPH 0402CB | EPSS | EPSS | EPSS | [15 empty] | Ground Inspection | Ground Inspection | Ground Inspection | [18 empty] | EPSS,Ground Inspection, | EPSS Ground Inspection | EPSS Ground Inspection | EPSS,Ground Inspection, | EPSS Ground Inspection | EPSS Ground Inspection | EPSS,Ground Inspection, | EPSS Ground Inspection | EPSS Ground Inspection |  |  |  | , | FALSE
EDENVALE 2105XR392 | EPSS | EPSS | EPSS | [13 empty] | Aerial Inspection |  | Ground Inspection | [20 empty] | EPSS,Ground Inspection, | EPSS Ground Inspection | EPSS Ground Inspection | EPSS,Aerial Inspection, | EPSS Aerial Inspection | EPSS Aerial Inspection | EPSS, | EPSS | EPSS |  |  |  | , | FALSE
BELMONT 111039182 | EPSS | EPSS | EPSS | [15 empty] | Ground Inspection | [9 empty] | Down Conductor Detection (DCD) | [10 empty] | EPSS,Ground Inspection, | EPSS Ground Inspection | EPSS Ground Inspection | EPSS,Down Conductor Detection (DCD), | EPSS Down Conductor Detection (DCD) | EPSS Down Conductor Detection (DCD) | EPSS, | EPSS | EPSS |  |  |  | , | FALSE
HORSESHOE 11061826 | EPSS | EPSS | EPSS | [15 empty] | Ground Inspection | [20 empty] | EPSS,Ground Inspection, | EPSS Ground Inspection | EPSS Ground Inspection | EPSS, | EPSS | EPSS | EPSS, | EPSS | EPSS |  |  |  | , | FALSE
SANTA MARIA 1106M114 | EPSS | EPSS | EPSS | [36 empty] | EPSS, | EPSS | EPSS | EPSS, | EPSS | EPSS | EPSS, | EPSS | EPSS |  |  |  | , | FALSE
RICE 1103CB | EPSS | EPSS | EPSS | [36 empty] | EPSS, | EPSS | EPSS | EPSS, | EPSS | EPSS | EPSS, | EPSS | EPSS |  |  |  | , | FALSE
KINGSBURG 111255052 | EPSS | EPSS | EPSS | [36 empty] | EPSS, | EPSS | EPSS | EPSS, | EPSS | EPSS | EPSS, | EPSS | EPSS |  |  |  | , | FALSE
GRAND ISLAND 2225CB | EPSS | EPSS | EPSS | [36 empty] | EPSS, | EPSS | EPSS | EPSS, | EPSS | EPSS | EPSS, | EPSS | EPSS |  |  |  | , | FALSE
SF E 0410CB | EPSS | EPSS | EPSS | [15 empty] | Ground Inspection | Ground Inspection | [19 empty] | EPSS,Ground Inspection, | EPSS Ground Inspection | EPSS Ground Inspection | EPSS,Ground Inspection, | EPSS Ground Inspection | EPSS Ground Inspection | EPSS, | EPSS | EPSS |  |  |  | , | FALSE
OAKLAND J 1102CR250 | EPSS | EPSS | EPSS | [17 empty] | Ground Inspection | [7 empty] | Down Conductor Detection (DCD) |  | Line Sensors | [8 empty] | EPSS,Line Sensors, | EPSS Line Sensors | EPSS Line Sensors | EPSS,Down Conductor Detection (DCD), | EPSS Down Conductor Detection (DCD) | EPSS Down Conductor Detection (DCD) | EPSS,Ground Inspection, | EPSS Ground Inspection | EPSS Ground Inspection |  |  |  | , | FALSE
SANTA MARIA 110558550 | EPSS | EPSS | EPSS | [36 empty] | EPSS, | EPSS | EPSS | EPSS, | EPSS | EPSS | EPSS, | EPSS | EPSS |  |  |  | , | FALSE
RINCON 1102782389 | EPSS | EPSS | EPSS | [13 empty] | Aerial Inspection |  | Ground Inspection | [9 empty] | Down Conductor Detection (DCD) | [10 empty] | EPSS,Ground Inspection, | EPSS Ground Inspection | EPSS Ground Inspection | EPSS,Aerial Inspection,Down Conductor Detection (DCD), | EPSS Aerial Inspection Down Conductor Detection (DCD) | EPSS Aerial Inspection Down Conductor Detection (DCD) | EPSS, | EPSS | EPSS |  |  |  | , | FALSE
NORTH TOWER 1108780701 | EPSS | EPSS | EPSS | [15 empty] | Ground Inspection |  | Ground Inspection | [18 empty] | EPSS,Ground Inspection, | EPSS Ground Inspection | EPSS Ground Inspection | EPSS, | EPSS | EPSS | EPSS,Ground Inspection, | EPSS Ground Inspection | EPSS Ground Inspection |  |  |  | , | FALSE
KEARNEY 1106CB | EPSS | EPSS | EPSS | [36 empty] | EPSS, | EPSS | EPSS | EPSS, | EPSS | EPSS | EPSS, | EPSS | EPSS |  |  |  | , | FALSE
GUSTINE 1102CB | EPSS | EPSS | EPSS | [36 empty] | EPSS, | EPSS | EPSS | EPSS, | EPSS | EPSS | EPSS, | EPSS | EPSS |  |  |  | , | FALSE
LOYOLA 110160096 | EPSS | EPSS | EPSS | [16 empty] | Ground Inspection | Ground Inspection | [18 empty] | EPSS, | EPSS | EPSS | EPSS,Ground Inspection, | EPSS Ground Inspection | EPSS Ground Inspection | EPSS,Ground Inspection, | EPSS Ground Inspection | EPSS Ground Inspection |  |  |  | , | FALSE
LEMOORE 1105671546 | EPSS | EPSS | EPSS | [36 empty] | EPSS, | EPSS | EPSS | EPSS, | EPSS | EPSS | EPSS, | EPSS | EPSS |  |  |  | , | FALSE
PLAINFIELD 11016562 | EPSS | EPSS | EPSS | [15 empty] | Ground Inspection | [20 empty] | EPSS,Ground Inspection, | EPSS Ground Inspection | EPSS Ground Inspection | EPSS, | EPSS | EPSS | EPSS, | EPSS | EPSS |  |  |  | , | FALSE
LAS POSITAS 2109MR310 | EPSS | EPSS | EPSS | [15 empty] | Ground Inspection | [20 empty] | EPSS,Ground Inspection, | EPSS Ground Inspection | EPSS Ground Inspection | EPSS, | EPSS | EPSS | EPSS, | EPSS | EPSS |  |  |  | , | FALSE
JANES CREEK 1103136680 | EPSS | EPSS | EPSS | [17 empty] | Ground Inspection | [18 empty] | EPSS, | EPSS | EPSS | EPSS, | EPSS | EPSS | EPSS,Ground Inspection, | EPSS Ground Inspection | EPSS Ground Inspection |  |  |  | , | FALSE
POTRERO PP (A) 1104CB | EPSS | EPSS | EPSS | [15 empty] | Ground Inspection | [20 empty] | EPSS,Ground Inspection, | EPSS Ground Inspection | EPSS Ground Inspection | EPSS, | EPSS | EPSS | EPSS, | EPSS | EPSS |  |  |  | , | FALSE
SANGER 111888052 | EPSS | EPSS | EPSS | [16 empty] | Ground Inspection | [19 empty] | EPSS, | EPSS | EPSS | EPSS,Ground Inspection, | EPSS Ground Inspection | EPSS Ground Inspection | EPSS, | EPSS | EPSS |  |  |  | , | FALSE
BELLE HAVEN 11048966 | EPSS | EPSS | EPSS | [16 empty] | Ground Inspection | Ground Inspection | [18 empty] | EPSS, | EPSS | EPSS | EPSS,Ground Inspection, | EPSS Ground Inspection | EPSS Ground Inspection | EPSS,Ground Inspection, | EPSS Ground Inspection | EPSS Ground Inspection |  |  |  | , | FALSE
SAN LEANDRO U 1109CR002 | EPSS | EPSS | EPSS | [14 empty] | Aerial Inspection |  | Ground Inspection | Ground Inspection | [7 empty] | Down Conductor Detection (DCD) | [10 empty] | EPSS, | EPSS | EPSS | EPSS,Ground Inspection,Down Conductor Detection (DCD), | EPSS Ground Inspection Down Conductor Detection (DCD) | EPSS Ground Inspection Down Conductor Detection (DCD) | EPSS,Aerial Inspection,Ground Inspection, | EPSS Aerial Inspection Ground Inspection | EPSS Aerial Inspection Ground Inspection |  |  |  | , | FALSE
LINDEN 1103CB | EPSS | EPSS | EPSS | [15 empty] | Ground Inspection |  | Ground Inspection | [18 empty] | EPSS,Ground Inspection, | EPSS Ground Inspection | EPSS Ground Inspection | EPSS, | EPSS | EPSS | EPSS,Ground Inspection, | EPSS Ground Inspection | EPSS Ground Inspection |  |  |  | , | FALSE
LIVE OAK 1101CB | EPSS | EPSS | EPSS | [17 empty] | Ground Inspection | [18 empty] | EPSS, | EPSS | EPSS | EPSS, | EPSS | EPSS | EPSS,Ground Inspection, | EPSS Ground Inspection | EPSS Ground Inspection |  |  |  | , | FALSE
EL CERRITO G 1106BR140 | EPSS | EPSS | EPSS | [36 empty] | EPSS, | EPSS | EPSS | EPSS, | EPSS | EPSS | EPSS, | EPSS | EPSS |  |  |  | , | FALSE
VASCO 1102MR178 | EPSS | EPSS | EPSS | [13 empty] | Aerial Inspection |  | Ground Inspection | [20 empty] | EPSS,Ground Inspection, | EPSS Ground Inspection | EPSS Ground Inspection | EPSS,Aerial Inspection, | EPSS Aerial Inspection | EPSS Aerial Inspection | EPSS, | EPSS | EPSS |  |  |  | , | FALSE
WOODLAND 11088802 | EPSS | EPSS | EPSS | [17 empty] | Ground Inspection | [18 empty] | EPSS, | EPSS | EPSS | EPSS, | EPSS | EPSS | EPSS,Ground Inspection, | EPSS Ground Inspection | EPSS Ground Inspection |  |  |  | , | FALSE
RIPON 17025312 | EPSS | EPSS | EPSS | [15 empty] | Ground Inspection | [20 empty] | EPSS,Ground Inspection, | EPSS Ground Inspection | EPSS Ground Inspection | EPSS, | EPSS | EPSS | EPSS, | EPSS | EPSS |  |  |  | , | FALSE
DIVIDE 1102M130 | EPSS | EPSS | EPSS | [17 empty] | Ground Inspection | [18 empty] | EPSS, | EPSS | EPSS | EPSS, | EPSS | EPSS | EPSS,Ground Inspection, | EPSS Ground Inspection | EPSS Ground Inspection |  |  |  | , | FALSE
DIVIDE 1102CB | EPSS | EPSS | EPSS | [17 empty] | Ground Inspection | [18 empty] | EPSS, | EPSS | EPSS | EPSS, | EPSS | EPSS | EPSS,Ground Inspection, | EPSS Ground Inspection | EPSS Ground Inspection |  |  |  | , | FALSE
PASO ROBLES 1104P02 | EPSS | EPSS | EPSS | [16 empty] | Ground Inspection | [19 empty] | EPSS, | EPSS | EPSS | EPSS,Ground Inspection, | EPSS Ground Inspection | EPSS Ground Inspection | EPSS, | EPSS | EPSS |  |  |  | , | FALSE
MAXWELL 1102CB | EPSS | EPSS | EPSS | [15 empty] | Ground Inspection | [20 empty] | EPSS,Ground Inspection, | EPSS Ground Inspection | EPSS Ground Inspection | EPSS, | EPSS | EPSS | EPSS, | EPSS | EPSS |  |  |  | , | FALSE
OLIVEHURST 1105CB | EPSS | EPSS | EPSS | [15 empty] | Ground Inspection | [20 empty] | EPSS,Ground Inspection, | EPSS Ground Inspection | EPSS Ground Inspection | EPSS, | EPSS | EPSS | EPSS, | EPSS | EPSS |  |  |  | , | FALSE
CAYUCOS 1102W18 | EPSS | EPSS | EPSS | [15 empty] | Ground Inspection | [20 empty] | EPSS,Ground Inspection, | EPSS Ground Inspection | EPSS Ground Inspection | EPSS, | EPSS | EPSS | EPSS, | EPSS | EPSS |  |  |  | , | FALSE
CANAL 110511060 | EPSS | EPSS | EPSS | [36 empty] | EPSS, | EPSS | EPSS | EPSS, | EPSS | EPSS | EPSS, | EPSS | EPSS |  |  |  | , | FALSE
SAN JOAQUIN 1108CB | EPSS | EPSS | EPSS | [36 empty] | EPSS, | EPSS | EPSS | EPSS, | EPSS | EPSS | EPSS, | EPSS | EPSS |  |  |  | , | FALSE
METTLER 1109CB | EPSS | EPSS | EPSS | [17 empty] | Ground Inspection | [18 empty] | EPSS, | EPSS | EPSS | EPSS, | EPSS | EPSS | EPSS,Ground Inspection, | EPSS Ground Inspection | EPSS Ground Inspection |  |  |  | , | FALSE
KERMAN 1102CB | EPSS | EPSS | EPSS | [36 empty] | EPSS, | EPSS | EPSS | EPSS, | EPSS | EPSS | EPSS, | EPSS | EPSS |  |  |  | , | FALSE
CADET 1101CB | EPSS | EPSS | EPSS | [36 empty] | EPSS, | EPSS | EPSS | EPSS, | EPSS | EPSS | EPSS, | EPSS | EPSS |  |  |  | , | FALSE
PRUNEDALE 11103716 | EPSS | EPSS | EPSS | [13 empty] | Aerial Inspection | Aerial Inspection | Ground Inspection | Ground Inspection | [8 empty] | Down Conductor Detection (DCD) | [10 empty] | EPSS,Ground Inspection, | EPSS Ground Inspection | EPSS Ground Inspection | EPSS,Aerial Inspection,Ground Inspection,Down Conductor Detection (DCD), | EPSS Aerial Inspection Ground Inspection Down Conductor Detection (DCD) | EPSS Aerial Inspection Ground Inspection Down Conductor Detection (DCD) | EPSS,Aerial Inspection, | EPSS Aerial Inspection | EPSS Aerial Inspection |  |  |  | , | FALSE
FRUITVALE 1103815842 | EPSS | EPSS | EPSS | [16 empty] | Ground Inspection | [19 empty] | EPSS, | EPSS | EPSS | EPSS,Ground Inspection, | EPSS Ground Inspection | EPSS Ground Inspection | EPSS, | EPSS | EPSS |  |  |  | , | FALSE
INDUSTRIAL ACRES 0415CB | EPSS | EPSS | EPSS | [15 empty] | Ground Inspection |  | Ground Inspection | [18 empty] | EPSS,Ground Inspection, | EPSS Ground Inspection | EPSS Ground Inspection | EPSS, | EPSS | EPSS | EPSS,Ground Inspection, | EPSS Ground Inspection | EPSS Ground Inspection |  |  |  | , | FALSE
MONROE 110646702 | EPSS | EPSS | EPSS | [17 empty] | Ground Inspection | [18 empty] | EPSS, | EPSS | EPSS | EPSS, | EPSS | EPSS | EPSS,Ground Inspection, | EPSS Ground Inspection | EPSS Ground Inspection |  |  |  | , | FALSE
EL CERRITO G 1112BR196 | EPSS | EPSS | EPSS | [14 empty] | Aerial Inspection |  | Ground Inspection | Ground Inspection | [18 empty] | EPSS, | EPSS | EPSS | EPSS,Ground Inspection, | EPSS Ground Inspection | EPSS Ground Inspection | EPSS,Aerial Inspection,Ground Inspection, | EPSS Aerial Inspection Ground Inspection | EPSS Aerial Inspection Ground Inspection |  |  |  | , | FALSE
GRANT 1106CB | EPSS | EPSS | EPSS | [16 empty] | Ground Inspection | [19 empty] | EPSS, | EPSS | EPSS | EPSS,Ground Inspection, | EPSS Ground Inspection | EPSS Ground Inspection | EPSS, | EPSS | EPSS |  |  |  | , | FALSE
CHEROKEE 1102CB | EPSS | EPSS | EPSS | [16 empty] | Ground Inspection | Ground Inspection | [18 empty] | EPSS, | EPSS | EPSS | EPSS,Ground Inspection, | EPSS Ground Inspection | EPSS Ground Inspection | EPSS,Ground Inspection, | EPSS Ground Inspection | EPSS Ground Inspection |  |  |  | , | FALSE
MOLINO 1104378 | EPSS | EPSS | EPSS | [17 empty] | Ground Inspection | [18 empty] | EPSS, | EPSS | EPSS | EPSS, | EPSS | EPSS | EPSS,Ground Inspection, | EPSS Ground Inspection | EPSS Ground Inspection |  |  |  | , | FALSE
SHAFTER 1102CB | EPSS | EPSS | EPSS | [36 empty] | EPSS, | EPSS | EPSS | EPSS, | EPSS | EPSS | EPSS, | EPSS | EPSS |  |  |  | , | FALSE
EL CERRITO G 1110173396 | EPSS | EPSS | EPSS | [17 empty] | Ground Inspection | [18 empty] | EPSS, | EPSS | EPSS | EPSS, | EPSS | EPSS | EPSS,Ground Inspection, | EPSS Ground Inspection | EPSS Ground Inspection |  |  |  | , | FALSE
GUERNSEY 1102CB | EPSS | EPSS | EPSS | [36 empty] | EPSS, | EPSS | EPSS | EPSS, | EPSS | EPSS | EPSS, | EPSS | EPSS |  |  |  | , | FALSE
MERCED 110890510 | EPSS | EPSS | EPSS | [15 empty] | Ground Inspection |  | Ground Inspection | [18 empty] | EPSS,Ground Inspection, | EPSS Ground Inspection | EPSS Ground Inspection | EPSS, | EPSS | EPSS | EPSS,Ground Inspection, | EPSS Ground Inspection | EPSS Ground Inspection |  |  |  | , | FALSE
KEARNEY 111086202 | EPSS | EPSS | EPSS | [17 empty] | Ground Inspection | [18 empty] | EPSS, | EPSS | EPSS | EPSS, | EPSS | EPSS | EPSS,Ground Inspection, | EPSS Ground Inspection | EPSS Ground Inspection |  |  |  | , | FALSE
MC CALL 1102310426 | EPSS | EPSS | EPSS | [17 empty] | Ground Inspection | [18 empty] | EPSS, | EPSS | EPSS | EPSS, | EPSS | EPSS | EPSS,Ground Inspection, | EPSS Ground Inspection | EPSS Ground Inspection |  |  |  | , | FALSE
NOVATO 1104889406 | EPSS | EPSS | EPSS | [25 empty] | Down Conductor Detection (DCD) | [10 empty] | EPSS, | EPSS | EPSS | EPSS,Down Conductor Detection (DCD), | EPSS Down Conductor Detection (DCD) | EPSS Down Conductor Detection (DCD) | EPSS, | EPSS | EPSS |  |  |  | , | FALSE
MARYSVILLE 1108CB | EPSS | EPSS | EPSS | [36 empty] | EPSS, | EPSS | EPSS | EPSS, | EPSS | EPSS | EPSS, | EPSS | EPSS |  |  |  | , | FALSE
CASTRO VALLEY 1103MR219 | EPSS | EPSS | EPSS | [16 empty] | Ground Inspection | [19 empty] | EPSS, | EPSS | EPSS | EPSS,Ground Inspection, | EPSS Ground Inspection | EPSS Ground Inspection | EPSS, | EPSS | EPSS |  |  |  | , | FALSE
WILLIAMS 1102CB | EPSS | EPSS | EPSS | [16 empty] | Ground Inspection | [19 empty] | EPSS, | EPSS | EPSS | EPSS,Ground Inspection, | EPSS Ground Inspection | EPSS Ground Inspection | EPSS, | EPSS | EPSS |  |  |  | , | FALSE
BUTTE 1107CB | EPSS | EPSS | EPSS | [36 empty] | EPSS, | EPSS | EPSS | EPSS, | EPSS | EPSS | EPSS, | EPSS | EPSS |  |  |  | , | FALSE
TUDOR 1101CB | EPSS | EPSS | EPSS | [16 empty] | Ground Inspection | [19 empty] | EPSS, | EPSS | EPSS | EPSS,Ground Inspection, | EPSS Ground Inspection | EPSS Ground Inspection | EPSS, | EPSS | EPSS |  |  |  | , | FALSE
GRAND ISLAND 2227CB | EPSS | EPSS | EPSS | [36 empty] | EPSS, | EPSS | EPSS | EPSS, | EPSS | EPSS | EPSS, | EPSS | EPSS |  |  |  | , | FALSE
AIRWAYS 110629609 | EPSS | EPSS | EPSS | [16 empty] | Ground Inspection | [19 empty] | EPSS, | EPSS | EPSS | EPSS,Ground Inspection, | EPSS Ground Inspection | EPSS Ground Inspection | EPSS, | EPSS | EPSS |  |  |  | , | FALSE
SALINAS 110455450 | EPSS | EPSS | EPSS | [17 empty] | Ground Inspection | [18 empty] | EPSS, | EPSS | EPSS | EPSS, | EPSS | EPSS | EPSS,Ground Inspection, | EPSS Ground Inspection | EPSS Ground Inspection |  |  |  | , | FALSE
HICKS 2103XR248 | EPSS | EPSS | EPSS | [14 empty] | Aerial Inspection |  | Ground Inspection | [19 empty] | EPSS, | EPSS | EPSS | EPSS,Ground Inspection, | EPSS Ground Inspection | EPSS Ground Inspection | EPSS,Aerial Inspection, | EPSS Aerial Inspection | EPSS Aerial Inspection |  |  |  | , | FALSE
MARICOPA 110265196 | EPSS | EPSS | EPSS | [16 empty] | Ground Inspection | [19 empty] | EPSS, | EPSS | EPSS | EPSS,Ground Inspection, | EPSS Ground Inspection | EPSS Ground Inspection | EPSS, | EPSS | EPSS |  |  |  | , | FALSE
DINUBA 11057800 | EPSS | EPSS | EPSS | [15 empty] | Ground Inspection | [20 empty] | EPSS,Ground Inspection, | EPSS Ground Inspection | EPSS Ground Inspection | EPSS, | EPSS | EPSS | EPSS, | EPSS | EPSS |  |  |  | , | FALSE
LARKIN (Y) 1111CB | EPSS | EPSS | EPSS | [15 empty] | Ground Inspection | [20 empty] | EPSS,Ground Inspection, | EPSS Ground Inspection | EPSS Ground Inspection | EPSS, | EPSS | EPSS | EPSS, | EPSS | EPSS |  |  |  | , | FALSE
COALINGA NO 2 1105134928 | EPSS | EPSS | EPSS | [15 empty] | Ground Inspection | [8 empty] | Down Conductor Detection (DCD) | [11 empty] | EPSS,Ground Inspection,Down Conductor Detection (DCD), | EPSS Ground Inspection Down Conductor Detection (DCD) | EPSS Ground Inspection Down Conductor Detection (DCD) | EPSS, | EPSS | EPSS | EPSS, | EPSS | EPSS |  |  |  | , | FALSE
PENRYN 110651674 | EPSS | EPSS | EPSS | [16 empty] | Ground Inspection | Ground Inspection | [7 empty] | Down Conductor Detection (DCD) | [10 empty] | EPSS, | EPSS | EPSS | EPSS,Ground Inspection,Down Conductor Detection (DCD), | EPSS Ground Inspection Down Conductor Detection (DCD) | EPSS Ground Inspection Down Conductor Detection (DCD) | EPSS,Ground Inspection, | EPSS Ground Inspection | EPSS Ground Inspection |  |  |  | , | FALSE
ARCATA 112233062 | EPSS | EPSS | EPSS | [17 empty] | Ground Inspection | [18 empty] | EPSS, | EPSS | EPSS | EPSS, | EPSS | EPSS | EPSS,Ground Inspection, | EPSS Ground Inspection | EPSS Ground Inspection |  |  |  | , | FALSE
COALINGA NO 1 11089240 | EPSS | EPSS | EPSS | [15 empty] | Ground Inspection | [20 empty] | EPSS,Ground Inspection, | EPSS Ground Inspection | EPSS Ground Inspection | EPSS, | EPSS | EPSS | EPSS, | EPSS | EPSS |  |  |  | , | FALSE
EL CAPITAN 110433808 | EPSS | EPSS | EPSS | [17 empty] | Ground Inspection | [18 empty] | EPSS, | EPSS | EPSS | EPSS, | EPSS | EPSS | EPSS,Ground Inspection, | EPSS Ground Inspection | EPSS Ground Inspection |  |  |  | , | FALSE
INDUSTRIAL ACRES 041249158 | EPSS | EPSS | EPSS | [15 empty] | Ground Inspection | [20 empty] | EPSS,Ground Inspection, | EPSS Ground Inspection | EPSS Ground Inspection | EPSS, | EPSS | EPSS | EPSS, | EPSS | EPSS |  |  |  | , | FALSE
MC CALL 110390986 | EPSS | EPSS | EPSS | [17 empty] | Ground Inspection | [18 empty] | EPSS, | EPSS | EPSS | EPSS, | EPSS | EPSS | EPSS,Ground Inspection, | EPSS Ground Inspection | EPSS Ground Inspection |  |  |  | , | FALSE
DOS PALOS 110137478 | EPSS | EPSS | EPSS | [16 empty] | Ground Inspection | Ground Inspection | [18 empty] | EPSS, | EPSS | EPSS | EPSS,Ground Inspection, | EPSS Ground Inspection | EPSS Ground Inspection | EPSS,Ground Inspection, | EPSS Ground Inspection | EPSS Ground Inspection |  |  |  | , | FALSE
CASSIDY 2108CB | EPSS | EPSS | EPSS | [15 empty] | Ground Inspection |  | Ground Inspection | [18 empty] | EPSS,Ground Inspection, | EPSS Ground Inspection | EPSS Ground Inspection | EPSS, | EPSS | EPSS | EPSS,Ground Inspection, | EPSS Ground Inspection | EPSS Ground Inspection |  |  |  | , | FALSE
MOUNTAIN VIEW 111160078 | EPSS | EPSS | EPSS | [17 empty] | Ground Inspection | [18 empty] | EPSS, | EPSS | EPSS | EPSS, | EPSS | EPSS | EPSS,Ground Inspection, | EPSS Ground Inspection | EPSS Ground Inspection |  |  |  | , | FALSE
LEMOORE 1101546704 | EPSS | EPSS | EPSS | [36 empty] | EPSS, | EPSS | EPSS | EPSS, | EPSS | EPSS | EPSS, | EPSS | EPSS |  |  |  | , | FALSE
GABILAN 1102CB | EPSS | EPSS | EPSS | [16 empty] | Ground Inspection | Ground Inspection | [18 empty] | EPSS, | EPSS | EPSS | EPSS,Ground Inspection, | EPSS Ground Inspection | EPSS Ground Inspection | EPSS,Ground Inspection, | EPSS Ground Inspection | EPSS Ground Inspection |  |  |  | , | FALSE
MIDDLETOWN 1102632616 | EPSS | EPSS | EPSS | [14 empty] | Aerial Inspection | Ground Inspection | [20 empty] | EPSS,Ground Inspection, | EPSS Ground Inspection | EPSS Ground Inspection | EPSS, | EPSS | EPSS | EPSS,Aerial Inspection, | EPSS Aerial Inspection | EPSS Aerial Inspection |  |  |  | , | FALSE
PEABODY 210818182 | EPSS | EPSS | EPSS | [36 empty] | EPSS, | EPSS | EPSS | EPSS, | EPSS | EPSS | EPSS, | EPSS | EPSS |  |  |  | , | FALSE
WEST FRESNO 1112CB | EPSS | EPSS | EPSS | [36 empty] | EPSS, | EPSS | EPSS | EPSS, | EPSS | EPSS | EPSS, | EPSS | EPSS |  |  |  | , | FALSE
PARKWAY 1101688 | EPSS | EPSS | EPSS | [17 empty] | Ground Inspection | [18 empty] | EPSS, | EPSS | EPSS | EPSS, | EPSS | EPSS | EPSS,Ground Inspection, | EPSS Ground Inspection | EPSS Ground Inspection |  |  |  | , | FALSE
MONROE 1105919 | EPSS | EPSS | EPSS | [36 empty] | EPSS, | EPSS | EPSS | EPSS, | EPSS | EPSS | EPSS, | EPSS | EPSS |  |  |  | , | FALSE
HAYWARD O 0401CB | EPSS | EPSS | EPSS | [16 empty] | Ground Inspection | Ground Inspection | [18 empty] | EPSS, | EPSS | EPSS | EPSS,Ground Inspection, | EPSS Ground Inspection | EPSS Ground Inspection | EPSS,Ground Inspection, | EPSS Ground Inspection | EPSS Ground Inspection |  |  |  | , | FALSE
SF L 0404CB | EPSS | EPSS | EPSS | [17 empty] | Ground Inspection | [18 empty] | EPSS, | EPSS | EPSS | EPSS, | EPSS | EPSS | EPSS,Ground Inspection, | EPSS Ground Inspection | EPSS Ground Inspection |  |  |  | , | FALSE
OAK 0401CB | EPSS | EPSS | EPSS | [13 empty] | Aerial Inspection | Aerial Inspection | Ground Inspection | Ground Inspection | Ground Inspection | [18 empty] | EPSS,Ground Inspection, | EPSS Ground Inspection | EPSS Ground Inspection | EPSS,Aerial Inspection,Ground Inspection, | EPSS Aerial Inspection Ground Inspection | EPSS Aerial Inspection Ground Inspection | EPSS,Aerial Inspection,Ground Inspection, | EPSS Aerial Inspection Ground Inspection | EPSS Aerial Inspection Ground Inspection |  |  |  | , | FALSE
SF M 0405CB | EPSS | EPSS | EPSS | [16 empty] | Ground Inspection | Ground Inspection | [18 empty] | EPSS, | EPSS | EPSS | EPSS,Ground Inspection, | EPSS Ground Inspection | EPSS Ground Inspection | EPSS,Ground Inspection, | EPSS Ground Inspection | EPSS Ground Inspection |  |  |  | , | FALSE
VINA 1101CB | EPSS | EPSS | EPSS | [17 empty] | Ground Inspection | [18 empty] | EPSS, | EPSS | EPSS | EPSS, | EPSS | EPSS | EPSS,Ground Inspection, | EPSS Ground Inspection | EPSS Ground Inspection |  |  |  | , | FALSE
WYANDOTTE 11095973 | EPSS | EPSS | EPSS | [13 empty] | Aerial Inspection |  | Ground Inspection | [8 empty] | Down Conductor Detection (DCD) | [11 empty] | EPSS,Ground Inspection,Down Conductor Detection (DCD), | EPSS Ground Inspection Down Conductor Detection (DCD) | EPSS Ground Inspection Down Conductor Detection (DCD) | EPSS,Aerial Inspection, | EPSS Aerial Inspection | EPSS Aerial Inspection | EPSS, | EPSS | EPSS |  |  |  | , | FALSE
ACTON 0402CB | EPSS | EPSS | EPSS | [15 empty] | Ground Inspection | Ground Inspection | Ground Inspection | [18 empty] | EPSS,Ground Inspection, | EPSS Ground Inspection | EPSS Ground Inspection | EPSS,Ground Inspection, | EPSS Ground Inspection | EPSS Ground Inspection | EPSS,Ground Inspection, | EPSS Ground Inspection | EPSS Ground Inspection |  |  |  | , | FALSE
CORCORAN 1106936848 | EPSS | EPSS | EPSS | [15 empty] | Ground Inspection | [20 empty] | EPSS,Ground Inspection, | EPSS Ground Inspection | EPSS Ground Inspection | EPSS, | EPSS | EPSS | EPSS, | EPSS | EPSS |  |  |  | , | FALSE
HUMBOLDT BAY 1102CB | EPSS | EPSS | EPSS | [15 empty] | Ground Inspection | [20 empty] | EPSS,Ground Inspection, | EPSS Ground Inspection | EPSS Ground Inspection | EPSS, | EPSS | EPSS | EPSS, | EPSS | EPSS |  |  |  | , | FALSE
CLOVERDALE 110276878 | EPSS | EPSS | EPSS | [14 empty] | Aerial Inspection | Ground Inspection | Ground Inspection | Ground Inspection | [18 empty] | EPSS,Ground Inspection, | EPSS Ground Inspection | EPSS Ground Inspection | EPSS,Ground Inspection, | EPSS Ground Inspection | EPSS Ground Inspection | EPSS,Aerial Inspection,Ground Inspection, | EPSS Aerial Inspection Ground Inspection | EPSS Aerial Inspection Ground Inspection |  |  |  | , | FALSE
AVENAL 2101CB | EPSS | EPSS | EPSS | [16 empty] | Ground Inspection | [19 empty] | EPSS, | EPSS | EPSS | EPSS,Ground Inspection, | EPSS Ground Inspection | EPSS Ground Inspection | EPSS, | EPSS | EPSS |  |  |  | , | FALSE
PANORAMA 11022009 | EPSS | EPSS | EPSS | [36 empty] | EPSS, | EPSS | EPSS | EPSS, | EPSS | EPSS | EPSS, | EPSS | EPSS |  |  |  | , | FALSE
RIVERBANK 17159850 | EPSS | EPSS | EPSS | [36 empty] | EPSS, | EPSS | EPSS | EPSS, | EPSS | EPSS | EPSS, | EPSS | EPSS |  |  |  | , | FALSE
OROVILLE 1101CB | EPSS | EPSS | EPSS | [17 empty] | Ground Inspection | [18 empty] | EPSS, | EPSS | EPSS | EPSS, | EPSS | EPSS | EPSS,Ground Inspection, | EPSS Ground Inspection | EPSS Ground Inspection |  |  |  | , | FALSE
BELMONT 040153783 | EPSS | EPSS | EPSS | [15 empty] | Ground Inspection | Ground Inspection | [19 empty] | EPSS,Ground Inspection, | EPSS Ground Inspection | EPSS Ground Inspection | EPSS,Ground Inspection, | EPSS Ground Inspection | EPSS Ground Inspection | EPSS, | EPSS | EPSS |  |  |  | , | FALSE
CLARKSVILLE 210319572 | EPSS | EPSS | EPSS | [15 empty] | Ground Inspection |  | Ground Inspection | [18 empty] | EPSS,Ground Inspection, | EPSS Ground Inspection | EPSS Ground Inspection | EPSS, | EPSS | EPSS | EPSS,Ground Inspection, | EPSS Ground Inspection | EPSS Ground Inspection |  |  |  | , | FALSE
LOS OSITOS 21017058 | EPSS | EPSS | EPSS | [16 empty] | Ground Inspection | [19 empty] | EPSS, | EPSS | EPSS | EPSS,Ground Inspection, | EPSS Ground Inspection | EPSS Ground Inspection | EPSS, | EPSS | EPSS |  |  |  | , | FALSE
WILLOW PASS 2107537100 | EPSS | EPSS | EPSS | [36 empty] | EPSS, | EPSS | EPSS | EPSS, | EPSS | EPSS | EPSS, | EPSS | EPSS |  |  |  | , | FALSE
DUMBARTON 1102MR228 | EPSS | EPSS | EPSS | [36 empty] | EPSS, | EPSS | EPSS | EPSS, | EPSS | EPSS | EPSS, | EPSS | EPSS |  |  |  | , | FALSE
HIGHLANDS 110265650 | EPSS | EPSS | EPSS | [15 empty] | Ground Inspection | [8 empty] | Down Conductor Detection (DCD) | [11 empty] | EPSS,Ground Inspection,Down Conductor Detection (DCD), | EPSS Ground Inspection Down Conductor Detection (DCD) | EPSS Ground Inspection Down Conductor Detection (DCD) | EPSS, | EPSS | EPSS | EPSS, | EPSS | EPSS |  |  |  | , | FALSE
ATWATER 110710530 | EPSS | EPSS | EPSS | [16 empty] | Ground Inspection | [19 empty] | EPSS, | EPSS | EPSS | EPSS,Ground Inspection, | EPSS Ground Inspection | EPSS Ground Inspection | EPSS, | EPSS | EPSS |  |  |  | , | FALSE
WHEATLAND 1102CB | EPSS | EPSS | EPSS | [15 empty] | Ground Inspection | Ground Inspection | [19 empty] | EPSS,Ground Inspection, | EPSS Ground Inspection | EPSS Ground Inspection | EPSS,Ground Inspection, | EPSS Ground Inspection | EPSS Ground Inspection | EPSS, | EPSS | EPSS |  |  |  | , | FALSE
NEWARK 21KV 210348722 | EPSS | EPSS | EPSS | [36 empty] | EPSS, | EPSS | EPSS | EPSS, | EPSS | EPSS | EPSS, | EPSS | EPSS |  |  |  | , | FALSE
WALDO 0402258792 | EPSS | EPSS | EPSS | [13 empty] | Aerial Inspection |  | Ground Inspection |  | Ground Inspection | Non-Pole Backlog | [17 empty] | EPSS,Ground Inspection,Non-Pole Backlog, | EPSS Ground Inspection Non-Pole Backlog | EPSS Ground Inspection Non-Pole Backlog | EPSS,Aerial Inspection, | EPSS Aerial Inspection | EPSS Aerial Inspection | EPSS,Ground Inspection, | EPSS Ground Inspection | EPSS Ground Inspection |  |  |  | , | FALSE
NEWARK 12KV 1107MR754 | EPSS | EPSS | EPSS | [17 empty] | Ground Inspection | [18 empty] | EPSS, | EPSS | EPSS | EPSS, | EPSS | EPSS | EPSS,Ground Inspection, | EPSS Ground Inspection | EPSS Ground Inspection |  |  |  | , | FALSE
SAN BENITO 2101506268 | EPSS | EPSS | EPSS | [17 empty] | Ground Inspection | [18 empty] | EPSS, | EPSS | EPSS | EPSS, | EPSS | EPSS | EPSS,Ground Inspection, | EPSS Ground Inspection | EPSS Ground Inspection |  |  |  | , | FALSE
SANTA MARIA 1112M06 | EPSS | EPSS | EPSS | [36 empty] | EPSS, | EPSS | EPSS | EPSS, | EPSS | EPSS | EPSS, | EPSS | EPSS |  |  |  | , | FALSE
SHARON 1101400060 | EPSS | EPSS | EPSS | [15 empty] | Ground Inspection | Ground Inspection | [19 empty] | EPSS,Ground Inspection, | EPSS Ground Inspection | EPSS Ground Inspection | EPSS,Ground Inspection, | EPSS Ground Inspection | EPSS Ground Inspection | EPSS, | EPSS | EPSS |  |  |  | , | FALSE
LAWNDALE 0402CB | EPSS | EPSS | EPSS | [16 empty] | Ground Inspection | Ground Inspection | [18 empty] | EPSS, | EPSS | EPSS | EPSS,Ground Inspection, | EPSS Ground Inspection | EPSS Ground Inspection | EPSS,Ground Inspection, | EPSS Ground Inspection | EPSS Ground Inspection |  |  |  | , | FALSE
LOGAN CREEK 21012406 | EPSS | EPSS | EPSS | [16 empty] | Ground Inspection | [19 empty] | EPSS, | EPSS | EPSS | EPSS,Ground Inspection, | EPSS Ground Inspection | EPSS Ground Inspection | EPSS, | EPSS | EPSS |  |  |  | , | FALSE
SF N 0408CB | EPSS | EPSS | EPSS | [17 empty] | Ground Inspection | [18 empty] | EPSS, | EPSS | EPSS | EPSS, | EPSS | EPSS | EPSS,Ground Inspection, | EPSS Ground Inspection | EPSS Ground Inspection |  |  |  | , | FALSE
FIREBAUGH 110297290 | EPSS | EPSS | EPSS | [15 empty] | Ground Inspection | Ground Inspection | [19 empty] | EPSS,Ground Inspection, | EPSS Ground Inspection | EPSS Ground Inspection | EPSS,Ground Inspection, | EPSS Ground Inspection | EPSS Ground Inspection | EPSS, | EPSS | EPSS |  |  |  | , | FALSE
PAUL SWEET 210111147 | EPSS | EPSS | EPSS | [16 empty] | Ground Inspection | Ground Inspection | [18 empty] | EPSS, | EPSS | EPSS | EPSS,Ground Inspection, | EPSS Ground Inspection | EPSS Ground Inspection | EPSS,Ground Inspection, | EPSS Ground Inspection | EPSS Ground Inspection |  |  |  | , | FALSE
RESERVATION ROAD 1101CB | EPSS | EPSS | EPSS | [14 empty] | Aerial Inspection |  | Ground Inspection | [19 empty] | EPSS, | EPSS | EPSS | EPSS,Ground Inspection, | EPSS Ground Inspection | EPSS Ground Inspection | EPSS,Aerial Inspection, | EPSS Aerial Inspection | EPSS Aerial Inspection |  |  |  | , | FALSE
BAHIA 11033304 | EPSS | EPSS | EPSS | [15 empty] | Ground Inspection | [20 empty] | EPSS,Ground Inspection, | EPSS Ground Inspection | EPSS Ground Inspection | EPSS, | EPSS | EPSS | EPSS, | EPSS | EPSS |  |  |  | , | FALSE
MADERA 11041990 | EPSS | EPSS | EPSS | [15 empty] | Ground Inspection | [20 empty] | EPSS,Ground Inspection, | EPSS Ground Inspection | EPSS Ground Inspection | EPSS, | EPSS | EPSS | EPSS, | EPSS | EPSS |  |  |  | , | FALSE
ARCATA 110556120 | EPSS | EPSS | EPSS | [16 empty] | Ground Inspection | Ground Inspection | [18 empty] | EPSS, | EPSS | EPSS | EPSS,Ground Inspection, | EPSS Ground Inspection | EPSS Ground Inspection | EPSS,Ground Inspection, | EPSS Ground Inspection | EPSS Ground Inspection |  |  |  | , | FALSE
WESTLEY 1101CB | EPSS | EPSS | EPSS | [36 empty] | EPSS, | EPSS | EPSS | EPSS, | EPSS | EPSS | EPSS, | EPSS | EPSS |  |  |  | , | FALSE
KING CITY 11057078 | EPSS | EPSS | EPSS | [36 empty] | EPSS, | EPSS | EPSS | EPSS, | EPSS | EPSS | EPSS, | EPSS | EPSS |  |  |  | , | FALSE
BIOLA 1101R1129 | EPSS | EPSS | EPSS | [16 empty] | Ground Inspection | Ground Inspection | [18 empty] | EPSS, | EPSS | EPSS | EPSS,Ground Inspection, | EPSS Ground Inspection | EPSS Ground Inspection | EPSS,Ground Inspection, | EPSS Ground Inspection | EPSS Ground Inspection |  |  |  | , | FALSE
SONOMA 1105308 | EPSS | EPSS | EPSS | [17 empty] | Ground Inspection | [18 empty] | EPSS, | EPSS | EPSS | EPSS, | EPSS | EPSS | EPSS,Ground Inspection, | EPSS Ground Inspection | EPSS Ground Inspection |  |  |  | , | FALSE
LIVINGSTON 1106215606 | EPSS | EPSS | EPSS | [17 empty] | Ground Inspection | [18 empty] | EPSS, | EPSS | EPSS | EPSS, | EPSS | EPSS | EPSS,Ground Inspection, | EPSS Ground Inspection | EPSS Ground Inspection |  |  |  | , | FALSE
SPENCE 1102756550 | EPSS | EPSS | EPSS | [36 empty] | EPSS, | EPSS | EPSS | EPSS, | EPSS | EPSS | EPSS, | EPSS | EPSS |  |  |  | , | FALSE
MC ARTHUR 1101CB | EPSS | EPSS | EPSS | [36 empty] | EPSS, | EPSS | EPSS | EPSS, | EPSS | EPSS | EPSS, | EPSS | EPSS |  |  |  | , | FALSE
FIREBAUGH 110111940 | EPSS | EPSS | EPSS | [16 empty] | Ground Inspection | [19 empty] | EPSS, | EPSS | EPSS | EPSS,Ground Inspection, | EPSS Ground Inspection | EPSS Ground Inspection | EPSS, | EPSS | EPSS |  |  |  | , | FALSE
GRAND ISLAND 22248882 | EPSS | EPSS | EPSS | [36 empty] | EPSS, | EPSS | EPSS | EPSS, | EPSS | EPSS | EPSS, | EPSS | EPSS |  |  |  | , | FALSE
DAVIS 1106CB | EPSS | EPSS | EPSS | [15 empty] | Ground Inspection | Ground Inspection | [19 empty] | EPSS,Ground Inspection, | EPSS Ground Inspection | EPSS Ground Inspection | EPSS,Ground Inspection, | EPSS Ground Inspection | EPSS Ground Inspection | EPSS, | EPSS | EPSS |  |  |  | , | FALSE
RICE 1102CB | EPSS | EPSS | EPSS | [36 empty] | EPSS, | EPSS | EPSS | EPSS, | EPSS | EPSS | EPSS, | EPSS | EPSS |  |  |  | , | FALSE
METTLER 110936724 | EPSS | EPSS | EPSS | [17 empty] | Ground Inspection | [18 empty] | EPSS, | EPSS | EPSS | EPSS, | EPSS | EPSS | EPSS,Ground Inspection, | EPSS Ground Inspection | EPSS Ground Inspection |  |  |  | , | FALSE
OAKLAND X 1107CR424 | EPSS | EPSS | EPSS | [15 empty] | Ground Inspection | Ground Inspection | [19 empty] | EPSS,Ground Inspection, | EPSS Ground Inspection | EPSS Ground Inspection | EPSS,Ground Inspection, | EPSS Ground Inspection | EPSS Ground Inspection | EPSS, | EPSS | EPSS |  |  |  | , | FALSE
BAHIA 1101CB | EPSS | EPSS | EPSS | [15 empty] | Ground Inspection |  | Ground Inspection | [18 empty] | EPSS,Ground Inspection, | EPSS Ground Inspection | EPSS Ground Inspection | EPSS, | EPSS | EPSS | EPSS,Ground Inspection, | EPSS Ground Inspection | EPSS Ground Inspection |  |  |  | , | FALSE
VINA 110189142 | EPSS | EPSS | EPSS | [17 empty] | Ground Inspection | [18 empty] | EPSS, | EPSS | EPSS | EPSS, | EPSS | EPSS | EPSS,Ground Inspection, | EPSS Ground Inspection | EPSS Ground Inspection |  |  |  | , | FALSE
UKIAH 1111168892 | EPSS | EPSS | EPSS | [36 empty] | EPSS, | EPSS | EPSS | EPSS, | EPSS | EPSS | EPSS, | EPSS | EPSS |  |  |  | , | FALSE
FREMONT 1107CB | EPSS | EPSS | EPSS | [16 empty] | Ground Inspection | Ground Inspection | [18 empty] | EPSS, | EPSS | EPSS | EPSS,Ground Inspection, | EPSS Ground Inspection | EPSS Ground Inspection | EPSS,Ground Inspection, | EPSS Ground Inspection | EPSS Ground Inspection |  |  |  | , | FALSE
RICHMOND R 1121BR210 | EPSS | EPSS | EPSS | [36 empty] | EPSS, | EPSS | EPSS | EPSS, | EPSS | EPSS | EPSS, | EPSS | EPSS |  |  |  | , | FALSE
ANITA 1106CB | EPSS | EPSS | EPSS | [15 empty] | Ground Inspection | [20 empty] | EPSS,Ground Inspection, | EPSS Ground Inspection | EPSS Ground Inspection | EPSS, | EPSS | EPSS | EPSS, | EPSS | EPSS |  |  |  | , | FALSE
TEMPLETON 2110211842 | EPSS | EPSS | EPSS | [15 empty] | Ground Inspection | [8 empty] | Down Conductor Detection (DCD) | [11 empty] | EPSS,Ground Inspection,Down Conductor Detection (DCD), | EPSS Ground Inspection Down Conductor Detection (DCD) | EPSS Ground Inspection Down Conductor Detection (DCD) | EPSS, | EPSS | EPSS | EPSS, | EPSS | EPSS |  |  |  | , | FALSE
LLAGAS 2106CB | EPSS | EPSS | EPSS | [15 empty] | Ground Inspection | [20 empty] | EPSS,Ground Inspection, | EPSS Ground Inspection | EPSS Ground Inspection | EPSS, | EPSS | EPSS | EPSS, | EPSS | EPSS |  |  |  | , | FALSE
TAFT 110189056 | EPSS | EPSS | EPSS | [17 empty] | Ground Inspection | [18 empty] | EPSS, | EPSS | EPSS | EPSS, | EPSS | EPSS | EPSS,Ground Inspection, | EPSS Ground Inspection | EPSS Ground Inspection |  |  |  | , | FALSE
MENLO 1102CB | EPSS | EPSS | EPSS | [17 empty] | Ground Inspection | [18 empty] | EPSS, | EPSS | EPSS | EPSS, | EPSS | EPSS | EPSS,Ground Inspection, | EPSS Ground Inspection | EPSS Ground Inspection |  |  |  | , | FALSE
MORGAN HILL 2110XR164 | EPSS | EPSS | EPSS | [13 empty] | Aerial Inspection |  | Ground Inspection |  | Ground Inspection | [18 empty] | EPSS,Ground Inspection, | EPSS Ground Inspection | EPSS Ground Inspection | EPSS,Aerial Inspection, | EPSS Aerial Inspection | EPSS Aerial Inspection | EPSS,Ground Inspection, | EPSS Ground Inspection | EPSS Ground Inspection |  |  |  | , | FALSE
HENRIETTA 110655710 | EPSS | EPSS | EPSS | [36 empty] | EPSS, | EPSS | EPSS | EPSS, | EPSS | EPSS | EPSS, | EPSS | EPSS |  |  |  | , | FALSE
MADERA 11195040 | EPSS | EPSS | EPSS | [15 empty] | Ground Inspection | Ground Inspection | [19 empty] | EPSS,Ground Inspection, | EPSS Ground Inspection | EPSS Ground Inspection | EPSS,Ground Inspection, | EPSS Ground Inspection | EPSS Ground Inspection | EPSS, | EPSS | EPSS |  |  |  | , | FALSE
SANTA RITA 110211310 | EPSS | EPSS | EPSS | [36 empty] | EPSS, | EPSS | EPSS | EPSS, | EPSS | EPSS | EPSS, | EPSS | EPSS |  |  |  | , | FALSE
LAMONT 1106CB | EPSS | EPSS | EPSS | [36 empty] | EPSS, | EPSS | EPSS | EPSS, | EPSS | EPSS | EPSS, | EPSS | EPSS |  |  |  | , | FALSE
BRENTWOOD 211249428 | EPSS | EPSS | EPSS | [16 empty] | Ground Inspection | Ground Inspection | [18 empty] | EPSS, | EPSS | EPSS | EPSS,Ground Inspection, | EPSS Ground Inspection | EPSS Ground Inspection | EPSS,Ground Inspection, | EPSS Ground Inspection | EPSS Ground Inspection |  |  |  | , | FALSE
HURON 11129840 | EPSS | EPSS | EPSS | [36 empty] | EPSS, | EPSS | EPSS | EPSS, | EPSS | EPSS | EPSS, | EPSS | EPSS |  |  |  | , | FALSE
LEMOORE 1103CB | EPSS | EPSS | EPSS | [17 empty] | Ground Inspection | [18 empty] | EPSS, | EPSS | EPSS | EPSS, | EPSS | EPSS | EPSS,Ground Inspection, | EPSS Ground Inspection | EPSS Ground Inspection |  |  |  | , | FALSE
WOODLAND 1106CB | EPSS | EPSS | EPSS | [36 empty] | EPSS, | EPSS | EPSS | EPSS, | EPSS | EPSS | EPSS, | EPSS | EPSS |  |  |  | , | FALSE
LOCKEFORD 21015724 | EPSS | EPSS | EPSS | [36 empty] | EPSS, | EPSS | EPSS | EPSS, | EPSS | EPSS | EPSS, | EPSS | EPSS |  |  |  | , | FALSE
BANTA 1101CB | EPSS | EPSS | EPSS | [17 empty] | Ground Inspection | [18 empty] | EPSS, | EPSS | EPSS | EPSS, | EPSS | EPSS | EPSS,Ground Inspection, | EPSS Ground Inspection | EPSS Ground Inspection |  |  |  | , | FALSE
LAMONT 11043855 | EPSS | EPSS | EPSS | [36 empty] | EPSS, | EPSS | EPSS | EPSS, | EPSS | EPSS | EPSS, | EPSS | EPSS |  |  |  | , | FALSE
ORTIGA 110655980 | EPSS | EPSS | EPSS | [16 empty] | Ground Inspection | [19 empty] | EPSS, | EPSS | EPSS | EPSS,Ground Inspection, | EPSS Ground Inspection | EPSS Ground Inspection | EPSS, | EPSS | EPSS |  |  |  | , | FALSE
ATWATER 110375276 | EPSS | EPSS | EPSS | [16 empty] | Ground Inspection | [19 empty] | EPSS, | EPSS | EPSS | EPSS,Ground Inspection, | EPSS Ground Inspection | EPSS Ground Inspection | EPSS, | EPSS | EPSS |  |  |  | , | FALSE
CORONA 1103176 | EPSS | EPSS | EPSS | [13 empty] | Aerial Inspection |  | Ground Inspection | [20 empty] | EPSS,Ground Inspection, | EPSS Ground Inspection | EPSS Ground Inspection | EPSS,Aerial Inspection, | EPSS Aerial Inspection | EPSS Aerial Inspection | EPSS, | EPSS | EPSS |  |  |  | , | FALSE
KINGSBURG 111468916 | EPSS | EPSS | EPSS | [36 empty] | EPSS, | EPSS | EPSS | EPSS, | EPSS | EPSS | EPSS, | EPSS | EPSS |  |  |  | , | FALSE
GERBER 110137366 | EPSS | EPSS | EPSS | [36 empty] | EPSS, | EPSS | EPSS | EPSS, | EPSS | EPSS | EPSS, | EPSS | EPSS |  |  |  | , | FALSE
MENLO 1101CB | EPSS | EPSS | EPSS | [17 empty] | Ground Inspection | [18 empty] | EPSS, | EPSS | EPSS | EPSS, | EPSS | EPSS | EPSS,Ground Inspection, | EPSS Ground Inspection | EPSS Ground Inspection |  |  |  | , | FALSE
CORONA 1101248 | EPSS | EPSS | EPSS | [13 empty] | Aerial Inspection |  | Ground Inspection | [20 empty] | EPSS,Ground Inspection, | EPSS Ground Inspection | EPSS Ground Inspection | EPSS,Aerial Inspection, | EPSS Aerial Inspection | EPSS Aerial Inspection | EPSS, | EPSS | EPSS |  |  |  | , | FALSE
DAVIS 1106848866 | EPSS | EPSS | EPSS | [36 empty] | EPSS, | EPSS | EPSS | EPSS, | EPSS | EPSS | EPSS, | EPSS | EPSS |  |  |  | , | FALSE
OILFIELDS 1102CB | EPSS | EPSS | EPSS | [15 empty] | Ground Inspection | [20 empty] | EPSS,Ground Inspection, | EPSS Ground Inspection | EPSS Ground Inspection | EPSS, | EPSS | EPSS | EPSS, | EPSS | EPSS |  |  |  | , | FALSE
REDWOOD CITY 11054828 | EPSS | EPSS | EPSS | [16 empty] | Ground Inspection | [19 empty] | EPSS, | EPSS | EPSS | EPSS,Ground Inspection, | EPSS Ground Inspection | EPSS Ground Inspection | EPSS, | EPSS | EPSS |  |  |  | , | FALSE
BORDEN 110290040 | EPSS | EPSS | EPSS | [15 empty] | Ground Inspection |  | Ground Inspection | [18 empty] | EPSS,Ground Inspection, | EPSS Ground Inspection | EPSS Ground Inspection | EPSS, | EPSS | EPSS | EPSS,Ground Inspection, | EPSS Ground Inspection | EPSS Ground Inspection |  |  |  | , | FALSE
BELLE HAVEN 1102CB | EPSS | EPSS | EPSS | [16 empty] | Ground Inspection | Ground Inspection | [18 empty] | EPSS, | EPSS | EPSS | EPSS,Ground Inspection, | EPSS Ground Inspection | EPSS Ground Inspection | EPSS,Ground Inspection, | EPSS Ground Inspection | EPSS Ground Inspection |  |  |  | , | FALSE
ATWATER 1105524022 | EPSS | EPSS | EPSS | [16 empty] | Ground Inspection | [19 empty] | EPSS, | EPSS | EPSS | EPSS,Ground Inspection, | EPSS Ground Inspection | EPSS Ground Inspection | EPSS, | EPSS | EPSS |  |  |  | , | FALSE
TULUCAY 1101137224 | EPSS | EPSS | EPSS | [36 empty] | EPSS, | EPSS | EPSS | EPSS, | EPSS | EPSS | EPSS, | EPSS | EPSS |  |  |  | , | FALSE
LOYOLA 1102LL66 | EPSS | EPSS | EPSS | [16 empty] | Ground Inspection | Ground Inspection | [18 empty] | EPSS, | EPSS | EPSS | EPSS,Ground Inspection, | EPSS Ground Inspection | EPSS Ground Inspection | EPSS,Ground Inspection, | EPSS Ground Inspection | EPSS Ground Inspection |  |  |  | , | FALSE
NAPA 1102942 | EPSS | EPSS | EPSS | [15 empty] | Ground Inspection |  | Ground Inspection | [18 empty] | EPSS,Ground Inspection, | EPSS Ground Inspection | EPSS Ground Inspection | EPSS, | EPSS | EPSS | EPSS,Ground Inspection, | EPSS Ground Inspection | EPSS Ground Inspection |  |  |  | , | FALSE
MORMON 110149738 | EPSS | EPSS | EPSS | [16 empty] | Ground Inspection | [19 empty] | EPSS, | EPSS | EPSS | EPSS,Ground Inspection, | EPSS Ground Inspection | EPSS Ground Inspection | EPSS, | EPSS | EPSS |  |  |  | , | FALSE
LIVINGSTON 1106CB | EPSS | EPSS | EPSS | [17 empty] | Ground Inspection | [18 empty] | EPSS, | EPSS | EPSS | EPSS, | EPSS | EPSS | EPSS,Ground Inspection, | EPSS Ground Inspection | EPSS Ground Inspection |  |  |  | , | FALSE
LAMONT 11021644 | EPSS | EPSS | EPSS | [25 empty] | Down Conductor Detection (DCD) | [10 empty] | EPSS, | EPSS | EPSS | EPSS,Down Conductor Detection (DCD), | EPSS Down Conductor Detection (DCD) | EPSS Down Conductor Detection (DCD) | EPSS, | EPSS | EPSS |  |  |  | , | FALSE
TIVY VALLEY 110737522 | EPSS | EPSS | EPSS | [14 empty] | Aerial Inspection |  | Ground Inspection | Ground Inspection | [6 empty] | Down Conductor Detection (DCD) | [11 empty] | EPSS,Down Conductor Detection (DCD), | EPSS Down Conductor Detection (DCD) | EPSS Down Conductor Detection (DCD) | EPSS,Ground Inspection, | EPSS Ground Inspection | EPSS Ground Inspection | EPSS,Aerial Inspection,Ground Inspection, | EPSS Aerial Inspection Ground Inspection | EPSS Aerial Inspection Ground Inspection |  |  |  | , | FALSE
KEARNEY 1104CB | EPSS | EPSS | EPSS | [36 empty] | EPSS, | EPSS | EPSS | EPSS, | EPSS | EPSS | EPSS, | EPSS | EPSS |  |  |  | , | FALSE
SALINAS 110622288 | EPSS | EPSS | EPSS | [36 empty] | EPSS, | EPSS | EPSS | EPSS, | EPSS | EPSS | EPSS, | EPSS | EPSS |  |  |  | , | FALSE
PLEASANT GROVE 211050514 | EPSS | EPSS | EPSS | [17 empty] | Ground Inspection | [18 empty] | EPSS, | EPSS | EPSS | EPSS, | EPSS | EPSS | EPSS,Ground Inspection, | EPSS Ground Inspection | EPSS Ground Inspection |  |  |  | , | FALSE
PRUNEDALE 110722448 | EPSS | EPSS | EPSS | [17 empty] | Ground Inspection | [18 empty] | EPSS, | EPSS | EPSS | EPSS, | EPSS | EPSS | EPSS,Ground Inspection, | EPSS Ground Inspection | EPSS Ground Inspection |  |  |  | , | FALSE
MILLBRAE 11021033 | EPSS | EPSS | EPSS | [36 empty] | EPSS, | EPSS | EPSS | EPSS, | EPSS | EPSS | EPSS, | EPSS | EPSS |  |  |  | , | FALSE
SF H 11066955 | EPSS | EPSS | EPSS | [16 empty] | Ground Inspection | [19 empty] | EPSS, | EPSS | EPSS | EPSS,Ground Inspection, | EPSS Ground Inspection | EPSS Ground Inspection | EPSS, | EPSS | EPSS |  |  |  | , | FALSE
BURNEY 110257046 | EPSS | EPSS | EPSS | [15 empty] | Ground Inspection |  | Ground Inspection | [8 empty] | Down Conductor Detection (DCD) | [9 empty] | EPSS,Ground Inspection, | EPSS Ground Inspection | EPSS Ground Inspection | EPSS, | EPSS | EPSS | EPSS,Ground Inspection,Down Conductor Detection (DCD), | EPSS Ground Inspection Down Conductor Detection (DCD) | EPSS Ground Inspection Down Conductor Detection (DCD) |  |  |  | , | FALSE
LARKIN (Y) 1128CB | EPSS | EPSS | EPSS | [15 empty] | Ground Inspection | [20 empty] | EPSS,Ground Inspection, | EPSS Ground Inspection | EPSS Ground Inspection | EPSS, | EPSS | EPSS | EPSS, | EPSS | EPSS |  |  |  | , | FALSE
WOODWARD 2108CUS5875 | EPSS | EPSS | EPSS | [36 empty] | EPSS, | EPSS | EPSS | EPSS, | EPSS | EPSS | EPSS, | EPSS | EPSS |  |  |  | , | FALSE
GIFFEN 1107CB | EPSS | EPSS | EPSS | [17 empty] | Ground Inspection | [18 empty] | EPSS, | EPSS | EPSS | EPSS, | EPSS | EPSS | EPSS,Ground Inspection, | EPSS Ground Inspection | EPSS Ground Inspection |  |  |  | , | FALSE
MOLINO 11034682 | EPSS | EPSS | EPSS | [17 empty] | Ground Inspection | [18 empty] | EPSS, | EPSS | EPSS | EPSS, | EPSS | EPSS | EPSS,Ground Inspection, | EPSS Ground Inspection | EPSS Ground Inspection |  |  |  | , | FALSE
SANGER 1114R2920 | EPSS | EPSS | EPSS | [16 empty] | Ground Inspection | [19 empty] | EPSS, | EPSS | EPSS | EPSS,Ground Inspection, | EPSS Ground Inspection | EPSS Ground Inspection | EPSS, | EPSS | EPSS |  |  |  | , | FALSE
LLAGAS 210137264 | EPSS | EPSS | EPSS | [15 empty] | Ground Inspection | [20 empty] | EPSS,Ground Inspection, | EPSS Ground Inspection | EPSS Ground Inspection | EPSS, | EPSS | EPSS | EPSS, | EPSS | EPSS |  |  |  | , | FALSE
PEACHTON 11011980 | EPSS | EPSS | EPSS | [16 empty] | Ground Inspection | [19 empty] | EPSS, | EPSS | EPSS | EPSS,Ground Inspection, | EPSS Ground Inspection | EPSS Ground Inspection | EPSS, | EPSS | EPSS |  |  |  | , | FALSE
PRUNEDALE 1110607060 | EPSS | EPSS | EPSS | [16 empty] | Ground Inspection | [19 empty] | EPSS, | EPSS | EPSS | EPSS,Ground Inspection, | EPSS Ground Inspection | EPSS Ground Inspection | EPSS, | EPSS | EPSS |  |  |  | , | FALSE
HALF MOON BAY 110376762 | EPSS | EPSS | EPSS | [15 empty] | Ground Inspection | [11 empty] | Line Sensors | [8 empty] | EPSS,Ground Inspection,Line Sensors, | EPSS Ground Inspection Line Sensors | EPSS Ground Inspection Line Sensors | EPSS, | EPSS | EPSS | EPSS, | EPSS | EPSS |  |  |  | , | FALSE
FREMONT 1104MR584 | EPSS | EPSS | EPSS | [36 empty] | EPSS, | EPSS | EPSS | EPSS, | EPSS | EPSS | EPSS, | EPSS | EPSS |  |  |  | , | FALSE
FREMONT 1103MR733 | EPSS | EPSS | EPSS | [36 empty] | EPSS, | EPSS | EPSS | EPSS, | EPSS | EPSS | EPSS, | EPSS | EPSS |  |  |  | , | FALSE
HOLLISTER 21034906 | EPSS | EPSS | EPSS | [36 empty] | EPSS, | EPSS | EPSS | EPSS, | EPSS | EPSS | EPSS, | EPSS | EPSS |  |  |  | , | FALSE
WILLOW PASS 210879972 | EPSS | EPSS | EPSS | [15 empty] | Ground Inspection | [20 empty] | EPSS,Ground Inspection, | EPSS Ground Inspection | EPSS Ground Inspection | EPSS, | EPSS | EPSS | EPSS, | EPSS | EPSS |  |  |  | , | FALSE
OLEMA 1101CB | EPSS | EPSS | EPSS | [17 empty] | Ground Inspection | [18 empty] | EPSS, | EPSS | EPSS | EPSS, | EPSS | EPSS | EPSS,Ground Inspection, | EPSS Ground Inspection | EPSS Ground Inspection |  |  |  | , | FALSE
LAMONT 1103CB | EPSS | EPSS | EPSS | [15 empty] | Ground Inspection | Ground Inspection | Ground Inspection | [18 empty] | EPSS,Ground Inspection, | EPSS Ground Inspection | EPSS Ground Inspection | EPSS,Ground Inspection, | EPSS Ground Inspection | EPSS Ground Inspection | EPSS,Ground Inspection, | EPSS Ground Inspection | EPSS Ground Inspection |  |  |  | , | FALSE
IGNACIO 1105490728 | EPSS | EPSS | EPSS | [17 empty] | Ground Inspection | [7 empty] | Down Conductor Detection (DCD) | [10 empty] | EPSS, | EPSS | EPSS | EPSS,Down Conductor Detection (DCD), | EPSS Down Conductor Detection (DCD) | EPSS Down Conductor Detection (DCD) | EPSS,Ground Inspection, | EPSS Ground Inspection | EPSS Ground Inspection |  |  |  | , | FALSE
SONOMA 1102113082 | EPSS | EPSS | EPSS | [24 empty] | Down Conductor Detection (DCD) | [11 empty] | EPSS,Down Conductor Detection (DCD), | EPSS Down Conductor Detection (DCD) | EPSS Down Conductor Detection (DCD) | EPSS, | EPSS | EPSS | EPSS, | EPSS | EPSS |  |  |  | , | FALSE
GANSNER 1101CB | EPSS | EPSS | EPSS | [17 empty] | Ground Inspection | [9 empty] | Line Sensors | [8 empty] | EPSS,Line Sensors, | EPSS Line Sensors | EPSS Line Sensors | EPSS, | EPSS | EPSS | EPSS,Ground Inspection, | EPSS Ground Inspection | EPSS Ground Inspection |  |  |  | , | FALSE
MC KEE 1107XR032 | EPSS | EPSS | EPSS | [13 empty] | Aerial Inspection |  | Ground Inspection | [20 empty] | EPSS,Ground Inspection, | EPSS Ground Inspection | EPSS Ground Inspection | EPSS,Aerial Inspection, | EPSS Aerial Inspection | EPSS Aerial Inspection | EPSS, | EPSS | EPSS |  |  |  | , | FALSE
CASTRO 0402CB | EPSS | EPSS | EPSS | [15 empty] | Ground Inspection | Ground Inspection | Ground Inspection | [18 empty] | EPSS,Ground Inspection, | EPSS Ground Inspection | EPSS Ground Inspection | EPSS,Ground Inspection, | EPSS Ground Inspection | EPSS Ground Inspection | EPSS,Ground Inspection, | EPSS Ground Inspection | EPSS Ground Inspection |  |  |  | , | FALSE
SEMITROPIC 1110CB | EPSS | EPSS | EPSS | [17 empty] | Ground Inspection | [18 empty] | EPSS, | EPSS | EPSS | EPSS, | EPSS | EPSS | EPSS,Ground Inspection, | EPSS Ground Inspection | EPSS Ground Inspection |  |  |  | , | FALSE
MC FARLAND 1104330930 | EPSS | EPSS | EPSS | [16 empty] | Ground Inspection | [19 empty] | EPSS, | EPSS | EPSS | EPSS,Ground Inspection, | EPSS Ground Inspection | EPSS Ground Inspection | EPSS, | EPSS | EPSS |  |  |  | , | FALSE
SAN LEANDRO U 1151MR752 | EPSS | EPSS | EPSS | [16 empty] | Ground Inspection | [19 empty] | EPSS, | EPSS | EPSS | EPSS,Ground Inspection, | EPSS Ground Inspection | EPSS Ground Inspection | EPSS, | EPSS | EPSS |  |  |  | , | FALSE
DIVIDE 110266960 | EPSS | EPSS | EPSS | [17 empty] | Ground Inspection | [18 empty] | EPSS, | EPSS | EPSS | EPSS, | EPSS | EPSS | EPSS,Ground Inspection, | EPSS Ground Inspection | EPSS Ground Inspection |  |  |  | , | FALSE
SAN LEANDRO U 1151CB | EPSS | EPSS | EPSS | [16 empty] | Ground Inspection | [19 empty] | EPSS, | EPSS | EPSS | EPSS,Ground Inspection, | EPSS Ground Inspection | EPSS Ground Inspection | EPSS, | EPSS | EPSS |  |  |  | , | FALSE
CRESSEY 210337008 | EPSS | EPSS | EPSS | [15 empty] | Ground Inspection | [20 empty] | EPSS,Ground Inspection, | EPSS Ground Inspection | EPSS Ground Inspection | EPSS, | EPSS | EPSS | EPSS, | EPSS | EPSS |  |  |  | , | FALSE
MILLBRAE 110810045 | EPSS | EPSS | EPSS | [36 empty] | EPSS, | EPSS | EPSS | EPSS, | EPSS | EPSS | EPSS, | EPSS | EPSS |  |  |  | , | FALSE
SANTA YNEZ 1104Y30 | EPSS | EPSS | EPSS | [17 empty] | Ground Inspection | [18 empty] | EPSS, | EPSS | EPSS | EPSS, | EPSS | EPSS | EPSS,Ground Inspection, | EPSS Ground Inspection | EPSS Ground Inspection |  |  |  | , | FALSE
DAIRYLAND 1102CB | EPSS | EPSS | EPSS | [16 empty] | Ground Inspection | [19 empty] | EPSS, | EPSS | EPSS | EPSS,Ground Inspection, | EPSS Ground Inspection | EPSS Ground Inspection | EPSS, | EPSS | EPSS |  |  |  | , | FALSE
SF J 0409CB | EPSS | EPSS | EPSS | [15 empty] | Ground Inspection | [20 empty] | EPSS,Ground Inspection, | EPSS Ground Inspection | EPSS Ground Inspection | EPSS, | EPSS | EPSS | EPSS, | EPSS | EPSS |  |  |  | , | FALSE
AVENA 1701CB | EPSS | EPSS | EPSS | [16 empty] | Ground Inspection | [19 empty] | EPSS, | EPSS | EPSS | EPSS,Ground Inspection, | EPSS Ground Inspection | EPSS Ground Inspection | EPSS, | EPSS | EPSS |  |  |  | , | FALSE
OLD RIVER 1101372950 | EPSS | EPSS | EPSS | [17 empty] | Ground Inspection | [18 empty] | EPSS, | EPSS | EPSS | EPSS, | EPSS | EPSS | EPSS,Ground Inspection, | EPSS Ground Inspection | EPSS Ground Inspection |  |  |  | , | FALSE
MADISON 1105CB | EPSS | EPSS | EPSS | [17 empty] | Ground Inspection | [18 empty] | EPSS, | EPSS | EPSS | EPSS, | EPSS | EPSS | EPSS,Ground Inspection, | EPSS Ground Inspection | EPSS Ground Inspection |  |  |  | , | FALSE
REDBUD 110244119 | EPSS | EPSS | EPSS | [14 empty] | Aerial Inspection | Ground Inspection | Ground Inspection | [7 empty] | Down Conductor Detection (DCD) | [11 empty] | EPSS,Ground Inspection,Down Conductor Detection (DCD), | EPSS Ground Inspection Down Conductor Detection (DCD) | EPSS Ground Inspection Down Conductor Detection (DCD) | EPSS,Ground Inspection, | EPSS Ground Inspection | EPSS Ground Inspection | EPSS,Aerial Inspection, | EPSS Aerial Inspection | EPSS Aerial Inspection |  |  |  | , | FALSE
PLAINFIELD 110521472 | EPSS | EPSS | EPSS | [16 empty] | Ground Inspection | [19 empty] | EPSS, | EPSS | EPSS | EPSS,Ground Inspection, | EPSS Ground Inspection | EPSS Ground Inspection | EPSS, | EPSS | EPSS |  |  |  | , | FALSE
LARKIN (Y) 1109CB | EPSS | EPSS | EPSS | [15 empty] | Ground Inspection | [20 empty] | EPSS,Ground Inspection, | EPSS Ground Inspection | EPSS Ground Inspection | EPSS, | EPSS | EPSS | EPSS, | EPSS | EPSS |  |  |  | , | FALSE
RIO DELL 11028768 | EPSS | EPSS | EPSS | [14 empty] | Aerial Inspection | Ground Inspection | Ground Inspection | Ground Inspection | [18 empty] | EPSS,Ground Inspection, | EPSS Ground Inspection | EPSS Ground Inspection | EPSS,Ground Inspection, | EPSS Ground Inspection | EPSS Ground Inspection | EPSS,Aerial Inspection,Ground Inspection, | EPSS Aerial Inspection Ground Inspection | EPSS Aerial Inspection Ground Inspection |  |  |  | , | FALSE
TEMPLETON 2113A30 | EPSS | EPSS | EPSS | [14 empty] | Aerial Inspection | Ground Inspection | Ground Inspection | [19 empty] | EPSS,Ground Inspection, | EPSS Ground Inspection | EPSS Ground Inspection | EPSS,Ground Inspection, | EPSS Ground Inspection | EPSS Ground Inspection | EPSS,Aerial Inspection, | EPSS Aerial Inspection | EPSS Aerial Inspection |  |  |  | , | FALSE
CARQUINEZ 1103646 | EPSS | EPSS | EPSS | [36 empty] | EPSS, | EPSS | EPSS | EPSS, | EPSS | EPSS | EPSS, | EPSS | EPSS |  |  |  | , | FALSE
BELLEVUE 2101656 | EPSS | EPSS | EPSS | [16 empty] | Ground Inspection | Ground Inspection | [18 empty] | EPSS, | EPSS | EPSS | EPSS,Ground Inspection, | EPSS Ground Inspection | EPSS Ground Inspection | EPSS,Ground Inspection, | EPSS Ground Inspection | EPSS Ground Inspection |  |  |  | , | FALSE
TRIMBLE 1104CB | EPSS | EPSS | EPSS | [36 empty] | EPSS, | EPSS | EPSS | EPSS, | EPSS | EPSS | EPSS, | EPSS | EPSS |  |  |  | , | FALSE
CASTROVILLE 210422428 | EPSS | EPSS | EPSS | [17 empty] | Ground Inspection | [18 empty] | EPSS, | EPSS | EPSS | EPSS, | EPSS | EPSS | EPSS,Ground Inspection, | EPSS Ground Inspection | EPSS Ground Inspection |  |  |  | , | FALSE
HENRIETTA 11048560 | EPSS | EPSS | EPSS | [36 empty] | EPSS, | EPSS | EPSS | EPSS, | EPSS | EPSS | EPSS, | EPSS | EPSS |  |  |  | , | FALSE
SAN LEANDRO U 1107MR596 | EPSS | EPSS | EPSS | [16 empty] | Ground Inspection | [19 empty] | EPSS, | EPSS | EPSS | EPSS,Ground Inspection, | EPSS Ground Inspection | EPSS Ground Inspection | EPSS, | EPSS | EPSS |  |  |  | , | FALSE
BIOLA 110196864 | EPSS | EPSS | EPSS | [16 empty] | Ground Inspection | Ground Inspection | [18 empty] | EPSS, | EPSS | EPSS | EPSS,Ground Inspection, | EPSS Ground Inspection | EPSS Ground Inspection | EPSS,Ground Inspection, | EPSS Ground Inspection | EPSS Ground Inspection |  |  |  | , | FALSE
NORTH TOWER 11044071 | EPSS | EPSS | EPSS | [15 empty] | Ground Inspection | [20 empty] | EPSS,Ground Inspection, | EPSS Ground Inspection | EPSS Ground Inspection | EPSS, | EPSS | EPSS | EPSS, | EPSS | EPSS |  |  |  | , | FALSE
LOS OSITOS 2102CB | EPSS | EPSS | EPSS | [16 empty] | Ground Inspection | [19 empty] | EPSS, | EPSS | EPSS | EPSS,Ground Inspection, | EPSS Ground Inspection | EPSS Ground Inspection | EPSS, | EPSS | EPSS |  |  |  | , | FALSE
GRAND ISLAND 2226CB | EPSS | EPSS | EPSS | [36 empty] | EPSS, | EPSS | EPSS | EPSS, | EPSS | EPSS | EPSS, | EPSS | EPSS |  |  |  | , | FALSE
SANTA MARIA 1105560634 | EPSS | EPSS | EPSS | [36 empty] | EPSS, | EPSS | EPSS | EPSS, | EPSS | EPSS | EPSS, | EPSS | EPSS |  |  |  | , | FALSE
COLUSA JUNCTION 110159926 | EPSS | EPSS | EPSS | [16 empty] | Ground Inspection | [19 empty] | EPSS, | EPSS | EPSS | EPSS,Ground Inspection, | EPSS Ground Inspection | EPSS Ground Inspection | EPSS, | EPSS | EPSS |  |  |  | , | FALSE
RAWSON 110385334 | EPSS | EPSS | EPSS | [15 empty] | Ground Inspection | [8 empty] | Down Conductor Detection (DCD) | [11 empty] | EPSS,Ground Inspection,Down Conductor Detection (DCD), | EPSS Ground Inspection Down Conductor Detection (DCD) | EPSS Ground Inspection Down Conductor Detection (DCD) | EPSS, | EPSS | EPSS | EPSS, | EPSS | EPSS |  |  |  | , | FALSE
CANAL 1105653704 | EPSS | EPSS | EPSS | [36 empty] | EPSS, | EPSS | EPSS | EPSS, | EPSS | EPSS | EPSS, | EPSS | EPSS |  |  |  | , | FALSE
BORONDA 11013084 | EPSS | EPSS | EPSS | [17 empty] | Ground Inspection | [18 empty] | EPSS, | EPSS | EPSS | EPSS, | EPSS | EPSS | EPSS,Ground Inspection, | EPSS Ground Inspection | EPSS Ground Inspection |  |  |  | , | FALSE
PARKWAY 1101702 | EPSS | EPSS | EPSS | [17 empty] | Ground Inspection | [18 empty] | EPSS, | EPSS | EPSS | EPSS, | EPSS | EPSS | EPSS,Ground Inspection, | EPSS Ground Inspection | EPSS Ground Inspection |  |  |  | , | FALSE
OLIVEHURST 11011262 | EPSS | EPSS | EPSS | [15 empty] | Ground Inspection | [20 empty] | EPSS,Ground Inspection, | EPSS Ground Inspection | EPSS Ground Inspection | EPSS, | EPSS | EPSS | EPSS, | EPSS | EPSS |  |  |  | , | FALSE
STOREY 11059550 | EPSS | EPSS | EPSS | [15 empty] | Ground Inspection | [20 empty] | EPSS,Ground Inspection, | EPSS Ground Inspection | EPSS Ground Inspection | EPSS, | EPSS | EPSS | EPSS, | EPSS | EPSS |  |  |  | , | FALSE
METTLER 1110CB | EPSS | EPSS | EPSS | [17 empty] | Ground Inspection | [18 empty] | EPSS, | EPSS | EPSS | EPSS, | EPSS | EPSS | EPSS,Ground Inspection, | EPSS Ground Inspection | EPSS Ground Inspection |  |  |  | , | FALSE
LARKIN (Y) 1119CB | EPSS | EPSS | EPSS | [15 empty] | Ground Inspection | [20 empty] | EPSS,Ground Inspection, | EPSS Ground Inspection | EPSS Ground Inspection | EPSS, | EPSS | EPSS | EPSS, | EPSS | EPSS |  |  |  | , | FALSE
AIRWAYS 1102CB | EPSS | EPSS | EPSS | [16 empty] | Ground Inspection | [19 empty] | EPSS, | EPSS | EPSS | EPSS,Ground Inspection, | EPSS Ground Inspection | EPSS Ground Inspection | EPSS, | EPSS | EPSS |  |  |  | , | FALSE
PLYMOUTH 0401CB | EPSS | EPSS | EPSS | [15 empty] | Ground Inspection | Ground Inspection | Ground Inspection | [18 empty] | EPSS,Ground Inspection, | EPSS Ground Inspection | EPSS Ground Inspection | EPSS,Ground Inspection, | EPSS Ground Inspection | EPSS Ground Inspection | EPSS,Ground Inspection, | EPSS Ground Inspection | EPSS Ground Inspection |  |  |  | , | FALSE
RIO DELL 1101CB | EPSS | EPSS | EPSS | [13 empty] | Aerial Inspection | Aerial Inspection | Ground Inspection | Ground Inspection | [19 empty] | EPSS,Ground Inspection, | EPSS Ground Inspection | EPSS Ground Inspection | EPSS,Aerial Inspection,Ground Inspection, | EPSS Aerial Inspection Ground Inspection | EPSS Aerial Inspection Ground Inspection | EPSS,Aerial Inspection, | EPSS Aerial Inspection | EPSS Aerial Inspection |  |  |  | , | FALSE
WEST FRESNO 1101CB | EPSS | EPSS | EPSS | [16 empty] | Ground Inspection | [19 empty] | EPSS, | EPSS | EPSS | EPSS,Ground Inspection, | EPSS Ground Inspection | EPSS Ground Inspection | EPSS, | EPSS | EPSS |  |  |  | , | FALSE
VICTOR 1101CB | EPSS | EPSS | EPSS | [36 empty] | EPSS, | EPSS | EPSS | EPSS, | EPSS | EPSS | EPSS, | EPSS | EPSS |  |  |  | , | FALSE
CORCORAN 1102CB | EPSS | EPSS | EPSS | [15 empty] | Ground Inspection | [20 empty] | EPSS,Ground Inspection, | EPSS Ground Inspection | EPSS Ground Inspection | EPSS, | EPSS | EPSS | EPSS, | EPSS | EPSS |  |  |  | , | FALSE
OILFIELDS 1103CB | EPSS | EPSS | EPSS | [15 empty] | Ground Inspection | [20 empty] | EPSS,Ground Inspection, | EPSS Ground Inspection | EPSS Ground Inspection | EPSS, | EPSS | EPSS | EPSS, | EPSS | EPSS |  |  |  | , | FALSE
SAN RAFAEL 1105408 | EPSS | EPSS | EPSS | [25 empty] | Down Conductor Detection (DCD) | [10 empty] | EPSS, | EPSS | EPSS | EPSS,Down Conductor Detection (DCD), | EPSS Down Conductor Detection (DCD) | EPSS Down Conductor Detection (DCD) | EPSS, | EPSS | EPSS |  |  |  | , | FALSE
OAKLAND K 1103CR202 | EPSS | EPSS | EPSS | [15 empty] | Ground Inspection | Ground Inspection | [19 empty] | EPSS,Ground Inspection, | EPSS Ground Inspection | EPSS Ground Inspection | EPSS,Ground Inspection, | EPSS Ground Inspection | EPSS Ground Inspection | EPSS, | EPSS | EPSS |  |  |  | , | FALSE
PETALUMA C 1106CB | EPSS | EPSS | EPSS | [36 empty] | EPSS, | EPSS | EPSS | EPSS, | EPSS | EPSS | EPSS, | EPSS | EPSS |  |  |  | , | FALSE
FREMONT 1108CB | EPSS | EPSS | EPSS | [17 empty] | Ground Inspection | [18 empty] | EPSS, | EPSS | EPSS | EPSS, | EPSS | EPSS | EPSS,Ground Inspection, | EPSS Ground Inspection | EPSS Ground Inspection |  |  |  | , | FALSE
JESSUP 110338864 | EPSS | EPSS | EPSS | [17 empty] | Ground Inspection | [18 empty] | EPSS, | EPSS | EPSS | EPSS, | EPSS | EPSS | EPSS,Ground Inspection, | EPSS Ground Inspection | EPSS Ground Inspection |  |  |  | , | FALSE
WEST FRESNO 1111D2812 | EPSS | EPSS | EPSS | [36 empty] | EPSS, | EPSS | EPSS | EPSS, | EPSS | EPSS | EPSS, | EPSS | EPSS |  |  |  | , | FALSE
EL NIDO 1103CB | EPSS | EPSS | EPSS | [15 empty] | Ground Inspection | [20 empty] | EPSS,Ground Inspection, | EPSS Ground Inspection | EPSS Ground Inspection | EPSS, | EPSS | EPSS | EPSS, | EPSS | EPSS |  |  |  | , | FALSE
SF N 0403CB | EPSS | EPSS | EPSS | [36 empty] | EPSS, | EPSS | EPSS | EPSS, | EPSS | EPSS | EPSS, | EPSS | EPSS |  |  |  | , | FALSE
SAN JOAQUIN 110642822 | EPSS | EPSS | EPSS | [36 empty] | EPSS, | EPSS | EPSS | EPSS, | EPSS | EPSS | EPSS, | EPSS | EPSS |  |  |  | , | FALSE
WOODWARD 2101CB | EPSS | EPSS | EPSS | [17 empty] | Ground Inspection | [18 empty] | EPSS, | EPSS | EPSS | EPSS, | EPSS | EPSS | EPSS,Ground Inspection, | EPSS Ground Inspection | EPSS Ground Inspection |  |  |  | , | FALSE
WILKINS SLOUGH 1102CB | EPSS | EPSS | EPSS | [16 empty] | Ground Inspection | [19 empty] | EPSS, | EPSS | EPSS | EPSS,Ground Inspection, | EPSS Ground Inspection | EPSS Ground Inspection | EPSS, | EPSS | EPSS |  |  |  | , | FALSE
AMES 1102LM04 | EPSS | EPSS | EPSS | [17 empty] | Ground Inspection | [18 empty] | EPSS, | EPSS | EPSS | EPSS, | EPSS | EPSS | EPSS,Ground Inspection, | EPSS Ground Inspection | EPSS Ground Inspection |  |  |  | , | FALSE
SUISUN 1103502542 | EPSS | EPSS | EPSS | [36 empty] | EPSS, | EPSS | EPSS | EPSS, | EPSS | EPSS | EPSS, | EPSS | EPSS |  |  |  | , | FALSE
PEASE 1102CB | EPSS | EPSS | EPSS | [36 empty] | EPSS, | EPSS | EPSS | EPSS, | EPSS | EPSS | EPSS, | EPSS | EPSS |  |  |  | , | FALSE
MORRO BAY 1101V64 | EPSS | EPSS | EPSS | [15 empty] | Ground Inspection | [20 empty] | EPSS,Ground Inspection, | EPSS Ground Inspection | EPSS Ground Inspection | EPSS, | EPSS | EPSS | EPSS, | EPSS | EPSS |  |  |  | , | FALSE
WOODWARD 2108441553 | EPSS | EPSS | EPSS | [17 empty] | Ground Inspection | [18 empty] | EPSS, | EPSS | EPSS | EPSS, | EPSS | EPSS | EPSS,Ground Inspection, | EPSS Ground Inspection | EPSS Ground Inspection |  |  |  | , | FALSE
FRANKLIN 1103P144 | EPSS | EPSS | EPSS | [15 empty] | Ground Inspection | [20 empty] | EPSS,Ground Inspection, | EPSS Ground Inspection | EPSS Ground Inspection | EPSS, | EPSS | EPSS | EPSS, | EPSS | EPSS |  |  |  | , | FALSE
BORDEN 110213186 | EPSS | EPSS | EPSS | [15 empty] | Ground Inspection |  | Ground Inspection | [18 empty] | EPSS,Ground Inspection, | EPSS Ground Inspection | EPSS Ground Inspection | EPSS, | EPSS | EPSS | EPSS,Ground Inspection, | EPSS Ground Inspection | EPSS Ground Inspection |  |  |  | , | FALSE
DEEPWATER 1106CB | EPSS | EPSS | EPSS | [15 empty] | Ground Inspection | [20 empty] | EPSS,Ground Inspection, | EPSS Ground Inspection | EPSS Ground Inspection | EPSS, | EPSS | EPSS | EPSS, | EPSS | EPSS |  |  |  | , | FALSE
SAN BENITO 2102CB | EPSS | EPSS | EPSS | [17 empty] | Ground Inspection | [18 empty] | EPSS, | EPSS | EPSS | EPSS, | EPSS | EPSS | EPSS,Ground Inspection, | EPSS Ground Inspection | EPSS Ground Inspection |  |  |  | , | FALSE
LOGAN CREEK 21022554 | EPSS | EPSS | EPSS | [27 empty] | Line Sensors | [8 empty] | EPSS,Line Sensors, | EPSS Line Sensors | EPSS Line Sensors | EPSS, | EPSS | EPSS | EPSS, | EPSS | EPSS |  |  |  | , | FALSE
DOLAN ROAD 1101173702 | EPSS | EPSS | EPSS | [16 empty] | Ground Inspection | Ground Inspection | [18 empty] | EPSS, | EPSS | EPSS | EPSS,Ground Inspection, | EPSS Ground Inspection | EPSS Ground Inspection | EPSS,Ground Inspection, | EPSS Ground Inspection | EPSS Ground Inspection |  |  |  | , | FALSE
BELMONT 110345238 | EPSS | EPSS | EPSS | [15 empty] | Ground Inspection | Ground Inspection | [19 empty] | EPSS,Ground Inspection, | EPSS Ground Inspection | EPSS Ground Inspection | EPSS,Ground Inspection, | EPSS Ground Inspection | EPSS Ground Inspection | EPSS, | EPSS | EPSS |  |  |  | , | FALSE
MONROE 1105590 | EPSS | EPSS | EPSS | [17 empty] | Ground Inspection | [18 empty] | EPSS, | EPSS | EPSS | EPSS, | EPSS | EPSS | EPSS,Ground Inspection, | EPSS Ground Inspection | EPSS Ground Inspection |  |  |  | , | FALSE
ANITA 1101CB | EPSS | EPSS | EPSS | [15 empty] | Ground Inspection | [20 empty] | EPSS,Ground Inspection, | EPSS Ground Inspection | EPSS Ground Inspection | EPSS, | EPSS | EPSS | EPSS, | EPSS | EPSS |  |  |  | , | FALSE
FRANKLIN 1102P170 | EPSS | EPSS | EPSS | [15 empty] | Ground Inspection | [20 empty] | EPSS,Ground Inspection, | EPSS Ground Inspection | EPSS Ground Inspection | EPSS, | EPSS | EPSS | EPSS, | EPSS | EPSS |  |  |  | , | FALSE
EIGHT MILE 21025274 | EPSS | EPSS | EPSS | [17 empty] | Ground Inspection | [18 empty] | EPSS, | EPSS | EPSS | EPSS, | EPSS | EPSS | EPSS,Ground Inspection, | EPSS Ground Inspection | EPSS Ground Inspection |  |  |  | , | FALSE
WATSONVILLE 210142086 | EPSS | EPSS | EPSS | [36 empty] | EPSS, | EPSS | EPSS | EPSS, | EPSS | EPSS | EPSS, | EPSS | EPSS |  |  |  | , | FALSE
MESA 1104199586 | EPSS | EPSS | EPSS | [15 empty] | Ground Inspection | [20 empty] | EPSS,Ground Inspection, | EPSS Ground Inspection | EPSS Ground Inspection | EPSS, | EPSS | EPSS | EPSS, | EPSS | EPSS |  |  |  | , | FALSE
PANAMA 210138252 | EPSS | EPSS | EPSS | [15 empty] | Ground Inspection | [20 empty] | EPSS,Ground Inspection, | EPSS Ground Inspection | EPSS Ground Inspection | EPSS, | EPSS | EPSS | EPSS, | EPSS | EPSS |  |  |  | , | FALSE
GIRVAN 110255307 | EPSS | EPSS | EPSS | [17 empty] | Ground Inspection | [18 empty] | EPSS, | EPSS | EPSS | EPSS, | EPSS | EPSS | EPSS,Ground Inspection, | EPSS Ground Inspection | EPSS Ground Inspection |  |  |  | , | FALSE
GIFFEN 1103R3610 | EPSS | EPSS | EPSS | [36 empty] | EPSS, | EPSS | EPSS | EPSS, | EPSS | EPSS | EPSS, | EPSS | EPSS |  |  |  | , | FALSE
RIO BRAVO 11012638 | EPSS | EPSS | EPSS | [36 empty] | EPSS, | EPSS | EPSS | EPSS, | EPSS | EPSS | EPSS, | EPSS | EPSS |  |  |  | , | FALSE
FIREBAUGH 1103CB | EPSS | EPSS | EPSS | [15 empty] | Ground Inspection | Ground Inspection | [19 empty] | EPSS,Ground Inspection, | EPSS Ground Inspection | EPSS Ground Inspection | EPSS,Ground Inspection, | EPSS Ground Inspection | EPSS Ground Inspection | EPSS, | EPSS | EPSS |  |  |  | , | FALSE
OAKLAND J 1109CB | EPSS | EPSS | EPSS | [17 empty] | Ground Inspection | [18 empty] | EPSS, | EPSS | EPSS | EPSS, | EPSS | EPSS | EPSS,Ground Inspection, | EPSS Ground Inspection | EPSS Ground Inspection |  |  |  | , | FALSE
ATWATER 110610450 | EPSS | EPSS | EPSS | [16 empty] | Ground Inspection | [19 empty] | EPSS, | EPSS | EPSS | EPSS,Ground Inspection, | EPSS Ground Inspection | EPSS Ground Inspection | EPSS, | EPSS | EPSS |  |  |  | , | FALSE
PEABODY 2105CB | EPSS | EPSS | EPSS | [17 empty] | Ground Inspection | [18 empty] | EPSS, | EPSS | EPSS | EPSS, | EPSS | EPSS | EPSS,Ground Inspection, | EPSS Ground Inspection | EPSS Ground Inspection |  |  |  | , | FALSE
OCEAN 0401CB | EPSS | EPSS | EPSS | [16 empty] | Ground Inspection | Ground Inspection | [18 empty] | EPSS, | EPSS | EPSS | EPSS,Ground Inspection, | EPSS Ground Inspection | EPSS Ground Inspection | EPSS,Ground Inspection, | EPSS Ground Inspection | EPSS Ground Inspection |  |  |  | , | FALSE
OAKLAND J 11067867 | EPSS | EPSS | EPSS | [25 empty] | Down Conductor Detection (DCD) | [10 empty] | EPSS, | EPSS | EPSS | EPSS,Down Conductor Detection (DCD), | EPSS Down Conductor Detection (DCD) | EPSS Down Conductor Detection (DCD) | EPSS, | EPSS | EPSS |  |  |  | , | FALSE
PAUL SWEET 21073959 | EPSS | EPSS | EPSS | [36 empty] | EPSS, | EPSS | EPSS | EPSS, | EPSS | EPSS | EPSS, | EPSS | EPSS |  |  |  | , | FALSE
CLARKSVILLE 21036842 | EPSS | EPSS | EPSS | [36 empty] | EPSS, | EPSS | EPSS | EPSS, | EPSS | EPSS | EPSS, | EPSS | EPSS |  |  |  | , | FALSE
JANES CREEK 11011184 | EPSS | EPSS | EPSS | [36 empty] | EPSS, | EPSS | EPSS | EPSS, | EPSS | EPSS | EPSS, | EPSS | EPSS |  |  |  | , | FALSE
GUERNSEY 1101176309 | EPSS | EPSS | EPSS | [36 empty] | EPSS, | EPSS | EPSS | EPSS, | EPSS | EPSS | EPSS, | EPSS | EPSS |  |  |  | , | FALSE
FREMONT 1109CB | EPSS | EPSS | EPSS | [17 empty] | Ground Inspection | [18 empty] | EPSS, | EPSS | EPSS | EPSS, | EPSS | EPSS | EPSS,Ground Inspection, | EPSS Ground Inspection | EPSS Ground Inspection |  |  |  | , | FALSE
KINGSBURG 11166120 | EPSS | EPSS | EPSS | [36 empty] | EPSS, | EPSS | EPSS | EPSS, | EPSS | EPSS | EPSS, | EPSS | EPSS |  |  |  | , | FALSE
KEARNEY 111437294 | EPSS | EPSS | EPSS | [17 empty] | Ground Inspection | [18 empty] | EPSS, | EPSS | EPSS | EPSS, | EPSS | EPSS | EPSS,Ground Inspection, | EPSS Ground Inspection | EPSS Ground Inspection |  |  |  | , | FALSE
FITCH MOUNTAIN 1113824468 | EPSS | EPSS | EPSS | [13 empty] | Aerial Inspection |  | Ground Inspection | [9 empty] | Down Conductor Detection (DCD) | [10 empty] | EPSS,Ground Inspection, | EPSS Ground Inspection | EPSS Ground Inspection | EPSS,Aerial Inspection,Down Conductor Detection (DCD), | EPSS Aerial Inspection Down Conductor Detection (DCD) | EPSS Aerial Inspection Down Conductor Detection (DCD) | EPSS, | EPSS | EPSS |  |  |  | , | FALSE
ORLAND B 1103CB | EPSS | EPSS | EPSS | [36 empty] | EPSS, | EPSS | EPSS | EPSS, | EPSS | EPSS | EPSS, | EPSS | EPSS |  |  |  | , | FALSE
PRUNEDALE 111022160 | EPSS | EPSS | EPSS | [16 empty] | Ground Inspection | Ground Inspection | [18 empty] | EPSS, | EPSS | EPSS | EPSS,Ground Inspection, | EPSS Ground Inspection | EPSS Ground Inspection | EPSS,Ground Inspection, | EPSS Ground Inspection | EPSS Ground Inspection |  |  |  | , | FALSE
MC CALL 110738274 | EPSS | EPSS | EPSS | [17 empty] | Ground Inspection | [18 empty] | EPSS, | EPSS | EPSS | EPSS, | EPSS | EPSS | EPSS,Ground Inspection, | EPSS Ground Inspection | EPSS Ground Inspection |  |  |  | , | FALSE
MERIDIAN 110263950 | EPSS | EPSS | EPSS | [36 empty] | EPSS, | EPSS | EPSS | EPSS, | EPSS | EPSS | EPSS, | EPSS | EPSS |  |  |  | , | FALSE
PEACHTON 110346176 | EPSS | EPSS | EPSS | [16 empty] | Ground Inspection | [19 empty] | EPSS, | EPSS | EPSS | EPSS,Ground Inspection, | EPSS Ground Inspection | EPSS Ground Inspection | EPSS, | EPSS | EPSS |  |  |  | , | FALSE
SANGER 1112CB | EPSS | EPSS | EPSS | [16 empty] | Ground Inspection | [19 empty] | EPSS, | EPSS | EPSS | EPSS,Ground Inspection, | EPSS Ground Inspection | EPSS Ground Inspection | EPSS, | EPSS | EPSS |  |  |  | , | FALSE
HOLLISTER 2102CB | EPSS | EPSS | EPSS | [17 empty] | Ground Inspection | [18 empty] | EPSS, | EPSS | EPSS | EPSS, | EPSS | EPSS | EPSS,Ground Inspection, | EPSS Ground Inspection | EPSS Ground Inspection |  |  |  | , | FALSE
MORMON 1103CB | EPSS | EPSS | EPSS | [16 empty] | Ground Inspection | [19 empty] | EPSS, | EPSS | EPSS | EPSS,Ground Inspection, | EPSS Ground Inspection | EPSS Ground Inspection | EPSS, | EPSS | EPSS |  |  |  | , | FALSE
GREEN VALLEY 210210260 | EPSS | EPSS | EPSS | [17 empty] | Ground Inspection | [18 empty] | EPSS, | EPSS | EPSS | EPSS, | EPSS | EPSS | EPSS,Ground Inspection, | EPSS Ground Inspection | EPSS Ground Inspection |  |  |  | , | FALSE
SAN LEANDRO U 1110MR275 | EPSS | EPSS | EPSS | [16 empty] | Ground Inspection | [19 empty] | EPSS, | EPSS | EPSS | EPSS,Ground Inspection, | EPSS Ground Inspection | EPSS Ground Inspection | EPSS, | EPSS | EPSS |  |  |  | , | FALSE
MC CALL 1102CB | EPSS | EPSS | EPSS | [17 empty] | Ground Inspection | [18 empty] | EPSS, | EPSS | EPSS | EPSS, | EPSS | EPSS | EPSS,Ground Inspection, | EPSS Ground Inspection | EPSS Ground Inspection |  |  |  | , | FALSE
SHAFTER 111187796 | EPSS | EPSS | EPSS | [36 empty] | EPSS, | EPSS | EPSS | EPSS, | EPSS | EPSS | EPSS, | EPSS | EPSS |  |  |  | , | FALSE
SWIFT 2109XR386 | EPSS | EPSS | EPSS | [16 empty] | Ground Inspection | [19 empty] | EPSS, | EPSS | EPSS | EPSS,Ground Inspection, | EPSS Ground Inspection | EPSS Ground Inspection | EPSS, | EPSS | EPSS |  |  |  | , | FALSE
LODI 110114322 | EPSS | EPSS | EPSS | [17 empty] | Ground Inspection | [18 empty] | EPSS, | EPSS | EPSS | EPSS, | EPSS | EPSS | EPSS,Ground Inspection, | EPSS Ground Inspection | EPSS Ground Inspection |  |  |  | , | FALSE
KINGSBURG 11086820 | EPSS | EPSS | EPSS | [36 empty] | EPSS, | EPSS | EPSS | EPSS, | EPSS | EPSS | EPSS, | EPSS | EPSS |  |  |  | , | FALSE
JACOBS CORNER 1102CB | EPSS | EPSS | EPSS | [36 empty] | EPSS, | EPSS | EPSS | EPSS, | EPSS | EPSS | EPSS, | EPSS | EPSS |  |  |  | , | FALSE
FREMONT 1109MR735 | EPSS | EPSS | EPSS | [36 empty] | EPSS, | EPSS | EPSS | EPSS, | EPSS | EPSS | EPSS, | EPSS | EPSS |  |  |  | , | FALSE
STELLING 1106CB | EPSS | EPSS | EPSS | [36 empty] | EPSS, | EPSS | EPSS | EPSS, | EPSS | EPSS | EPSS, | EPSS | EPSS |  |  |  | , | FALSE
SAN RAFAEL 11051278 | EPSS | EPSS | EPSS | [16 empty] | Ground Inspection | [8 empty] | Down Conductor Detection (DCD) | [10 empty] | EPSS, | EPSS | EPSS | EPSS,Ground Inspection,Down Conductor Detection (DCD), | EPSS Ground Inspection Down Conductor Detection (DCD) | EPSS Ground Inspection Down Conductor Detection (DCD) | EPSS, | EPSS | EPSS |  |  |  | , | FALSE
CASTRO VALLEY 1102837904 | EPSS | EPSS | EPSS | [14 empty] | Aerial Inspection |  | Ground Inspection | Ground Inspection | Non-Pole Backlog | [17 empty] | EPSS,Non-Pole Backlog, | EPSS Non-Pole Backlog | EPSS Non-Pole Backlog | EPSS,Ground Inspection, | EPSS Ground Inspection | EPSS Ground Inspection | EPSS,Aerial Inspection,Ground Inspection, | EPSS Aerial Inspection Ground Inspection | EPSS Aerial Inspection Ground Inspection |  |  |  | , | FALSE
LERDO 1110CB | EPSS | EPSS | EPSS | [15 empty] | Ground Inspection | [20 empty] | EPSS,Ground Inspection, | EPSS Ground Inspection | EPSS Ground Inspection | EPSS, | EPSS | EPSS | EPSS, | EPSS | EPSS |  |  |  | , | FALSE
WOODCHUCK 2101CB | EPSS | EPSS | EPSS | [36 empty] | EPSS, | EPSS | EPSS | EPSS, | EPSS | EPSS | EPSS, | EPSS | EPSS |  |  |  | , | FALSE
KING CITY 1103139682 | EPSS | EPSS | EPSS | [36 empty] | EPSS, | EPSS | EPSS | EPSS, | EPSS | EPSS | EPSS, | EPSS | EPSS |  |  |  | , | FALSE
MC CALL 11015040 | EPSS | EPSS | EPSS | [17 empty] | Ground Inspection | [18 empty] | EPSS, | EPSS | EPSS | EPSS, | EPSS | EPSS | EPSS,Ground Inspection, | EPSS Ground Inspection | EPSS Ground Inspection |  |  |  | , | FALSE
WEEDPATCH 1102CB | EPSS | EPSS | EPSS | [15 empty] | Ground Inspection | [20 empty] | EPSS,Ground Inspection, | EPSS Ground Inspection | EPSS Ground Inspection | EPSS, | EPSS | EPSS | EPSS, | EPSS | EPSS |  |  |  | , | FALSE
LIVE OAK 1102CB | EPSS | EPSS | EPSS | [17 empty] | Ground Inspection | [18 empty] | EPSS, | EPSS | EPSS | EPSS, | EPSS | EPSS | EPSS,Ground Inspection, | EPSS Ground Inspection | EPSS Ground Inspection |  |  |  | , | FALSE
MORMON 110210502 | EPSS | EPSS | EPSS | [15 empty] | Ground Inspection | Ground Inspection | [19 empty] | EPSS,Ground Inspection, | EPSS Ground Inspection | EPSS Ground Inspection | EPSS,Ground Inspection, | EPSS Ground Inspection | EPSS Ground Inspection | EPSS, | EPSS | EPSS |  |  |  | , | FALSE
RENFRO 210797560 | EPSS | EPSS | EPSS | [16 empty] | Ground Inspection | [19 empty] | EPSS, | EPSS | EPSS | EPSS,Ground Inspection, | EPSS Ground Inspection | EPSS Ground Inspection | EPSS, | EPSS | EPSS |  |  |  | , | FALSE
SAN BERNARD 1101CB | EPSS | EPSS | EPSS | [15 empty] | Ground Inspection | [20 empty] | EPSS,Ground Inspection, | EPSS Ground Inspection | EPSS Ground Inspection | EPSS, | EPSS | EPSS | EPSS, | EPSS | EPSS |  |  |  | , | FALSE
COTTLE 170149704 | EPSS | EPSS | EPSS | [17 empty] | Ground Inspection | [18 empty] | EPSS, | EPSS | EPSS | EPSS, | EPSS | EPSS | EPSS,Ground Inspection, | EPSS Ground Inspection | EPSS Ground Inspection |  |  |  | , | FALSE
GIFFEN 1106CB | EPSS | EPSS | EPSS | [36 empty] | EPSS, | EPSS | EPSS | EPSS, | EPSS | EPSS | EPSS, | EPSS | EPSS |  |  |  | , | FALSE
ARCATA 1106CB | EPSS | EPSS | EPSS | [15 empty] | Ground Inspection | Ground Inspection | Ground Inspection | [18 empty] | EPSS,Ground Inspection, | EPSS Ground Inspection | EPSS Ground Inspection | EPSS,Ground Inspection, | EPSS Ground Inspection | EPSS Ground Inspection | EPSS,Ground Inspection, | EPSS Ground Inspection | EPSS Ground Inspection |  |  |  | , | FALSE
CLEAR LAKE 110192870 | EPSS | EPSS | EPSS | [13 empty] | Aerial Inspection |  | Ground Inspection |  | Ground Inspection | [7 empty] | Down Conductor Detection (DCD) | [10 empty] | EPSS,Ground Inspection, | EPSS Ground Inspection | EPSS Ground Inspection | EPSS,Aerial Inspection,Down Conductor Detection (DCD), | EPSS Aerial Inspection Down Conductor Detection (DCD) | EPSS Aerial Inspection Down Conductor Detection (DCD) | EPSS,Ground Inspection, | EPSS Ground Inspection | EPSS Ground Inspection |  |  |  | , | FALSE
BERKELEY T 0404CB | EPSS | EPSS | EPSS | [14 empty] | Aerial Inspection |  | Ground Inspection | [19 empty] | EPSS, | EPSS | EPSS | EPSS,Ground Inspection, | EPSS Ground Inspection | EPSS Ground Inspection | EPSS,Aerial Inspection, | EPSS Aerial Inspection | EPSS Aerial Inspection |  |  |  | , | FALSE
BLUE LAKE 110256630 | EPSS | EPSS | EPSS | [15 empty] | Ground Inspection | Ground Inspection | Ground Inspection | [18 empty] | EPSS,Ground Inspection, | EPSS Ground Inspection | EPSS Ground Inspection | EPSS,Ground Inspection, | EPSS Ground Inspection | EPSS Ground Inspection | EPSS,Ground Inspection, | EPSS Ground Inspection | EPSS Ground Inspection |  |  |  | , | FALSE
ARCATA 110538786 | EPSS | EPSS | EPSS | [16 empty] | Ground Inspection | [19 empty] | EPSS, | EPSS | EPSS | EPSS,Ground Inspection, | EPSS Ground Inspection | EPSS Ground Inspection | EPSS, | EPSS | EPSS |  |  |  | , | FALSE
DIAMOND SPRINGS 110719702 | EPSS | EPSS | EPSS | [27 empty] | Line Sensors | [8 empty] | EPSS,Line Sensors, | EPSS Line Sensors | EPSS Line Sensors | EPSS, | EPSS | EPSS | EPSS, | EPSS | EPSS |  |  |  | , | FALSE
WOODSIDE 1102CB | EPSS | EPSS | EPSS | [17 empty] | Ground Inspection | [18 empty] | EPSS, | EPSS | EPSS | EPSS, | EPSS | EPSS | EPSS,Ground Inspection, | EPSS Ground Inspection | EPSS Ground Inspection |  |  |  | , | FALSE
SAN BENITO 2104CB | EPSS | EPSS | EPSS | [13 empty] | Aerial Inspection |  | Ground Inspection |  | Ground Inspection | [18 empty] | EPSS,Ground Inspection, | EPSS Ground Inspection | EPSS Ground Inspection | EPSS,Aerial Inspection, | EPSS Aerial Inspection | EPSS Aerial Inspection | EPSS,Ground Inspection, | EPSS Ground Inspection | EPSS Ground Inspection |  |  |  | , | FALSE
NEWBURG 113397612 | EPSS | EPSS | EPSS | [36 empty] | EPSS, | EPSS | EPSS | EPSS, | EPSS | EPSS | EPSS, | EPSS | EPSS |  |  |  | , | FALSE
ARCATA 110589784 | EPSS | EPSS | EPSS | [16 empty] | Ground Inspection | [19 empty] | EPSS, | EPSS | EPSS | EPSS,Ground Inspection, | EPSS Ground Inspection | EPSS Ground Inspection | EPSS, | EPSS | EPSS |  |  |  | , | FALSE
CORTINA 110130016 | EPSS | EPSS | EPSS | [16 empty] | Ground Inspection | [19 empty] | EPSS, | EPSS | EPSS | EPSS,Ground Inspection, | EPSS Ground Inspection | EPSS Ground Inspection | EPSS, | EPSS | EPSS |  |  |  | , | FALSE
DUMBARTON 1102MR100 | EPSS | EPSS | EPSS | [36 empty] | EPSS, | EPSS | EPSS | EPSS, | EPSS | EPSS | EPSS, | EPSS | EPSS |  |  |  | , | FALSE
CORCORAN 1116CB | EPSS | EPSS | EPSS | [15 empty] | Ground Inspection | [20 empty] | EPSS,Ground Inspection, | EPSS Ground Inspection | EPSS Ground Inspection | EPSS, | EPSS | EPSS | EPSS, | EPSS | EPSS |  |  |  | , | FALSE
LOS COCHES 110256346 | EPSS | EPSS | EPSS | [17 empty] | Ground Inspection | [18 empty] | EPSS, | EPSS | EPSS | EPSS, | EPSS | EPSS | EPSS,Ground Inspection, | EPSS Ground Inspection | EPSS Ground Inspection |  |  |  | , | FALSE
LIVINGSTON 110498586 | EPSS | EPSS | EPSS | [16 empty] | Ground Inspection | Ground Inspection | [18 empty] | EPSS, | EPSS | EPSS | EPSS,Ground Inspection, | EPSS Ground Inspection | EPSS Ground Inspection | EPSS,Ground Inspection, | EPSS Ground Inspection | EPSS Ground Inspection |  |  |  | , | FALSE
PEACHTON 11021964 | EPSS | EPSS | EPSS | [16 empty] | Ground Inspection | Ground Inspection | [18 empty] | EPSS, | EPSS | EPSS | EPSS,Ground Inspection, | EPSS Ground Inspection | EPSS Ground Inspection | EPSS,Ground Inspection, | EPSS Ground Inspection | EPSS Ground Inspection |  |  |  | , | FALSE
PARLIER 11035140 | EPSS | EPSS | EPSS | [17 empty] | Ground Inspection | [18 empty] | EPSS, | EPSS | EPSS | EPSS, | EPSS | EPSS | EPSS,Ground Inspection, | EPSS Ground Inspection | EPSS Ground Inspection |  |  |  | , | FALSE
AIRWAYS 1105CB | EPSS | EPSS | EPSS | [16 empty] | Ground Inspection | [19 empty] | EPSS, | EPSS | EPSS | EPSS,Ground Inspection, | EPSS Ground Inspection | EPSS Ground Inspection | EPSS, | EPSS | EPSS |  |  |  | , | FALSE
EL CAPITAN 110490330 | EPSS | EPSS | EPSS | [17 empty] | Ground Inspection | [18 empty] | EPSS, | EPSS | EPSS | EPSS, | EPSS | EPSS | EPSS,Ground Inspection, | EPSS Ground Inspection | EPSS Ground Inspection |  |  |  | , | FALSE
21ST AVENUE 04024239 | EPSS | EPSS | EPSS | [36 empty] | EPSS, | EPSS | EPSS | EPSS, | EPSS | EPSS | EPSS, | EPSS | EPSS |  |  |  | , | FALSE
HONCUT 1102976552 | EPSS | EPSS | EPSS | [17 empty] | Ground Inspection | [18 empty] | EPSS, | EPSS | EPSS | EPSS, | EPSS | EPSS | EPSS,Ground Inspection, | EPSS Ground Inspection | EPSS Ground Inspection |  |  |  | , | FALSE
MORMON 110375226 | EPSS | EPSS | EPSS | [16 empty] | Ground Inspection | [19 empty] | EPSS, | EPSS | EPSS | EPSS,Ground Inspection, | EPSS Ground Inspection | EPSS Ground Inspection | EPSS, | EPSS | EPSS |  |  |  | , | FALSE
RED BLUFF 1104CB | EPSS | EPSS | EPSS | [15 empty] | Ground Inspection | [20 empty] | EPSS,Ground Inspection, | EPSS Ground Inspection | EPSS Ground Inspection | EPSS, | EPSS | EPSS | EPSS, | EPSS | EPSS |  |  |  | , | FALSE
SCHINDLER 111037306 | EPSS | EPSS | EPSS | [17 empty] | Ground Inspection | [18 empty] | EPSS, | EPSS | EPSS | EPSS, | EPSS | EPSS | EPSS,Ground Inspection, | EPSS Ground Inspection | EPSS Ground Inspection |  |  |  | , | FALSE
SOLEDAD 21057056 | EPSS | EPSS | EPSS | [15 empty] | Ground Inspection | [20 empty] | EPSS,Ground Inspection, | EPSS Ground Inspection | EPSS Ground Inspection | EPSS, | EPSS | EPSS | EPSS, | EPSS | EPSS |  |  |  | , | FALSE
TEMPLETON 2109868666 | EPSS | EPSS | EPSS | [16 empty] | Ground Inspection | [19 empty] | EPSS, | EPSS | EPSS | EPSS,Ground Inspection, | EPSS Ground Inspection | EPSS Ground Inspection | EPSS, | EPSS | EPSS |  |  |  | , | FALSE
WILKINS SLOUGH 110276620 | EPSS | EPSS | EPSS | [16 empty] | Ground Inspection | [19 empty] | EPSS, | EPSS | EPSS | EPSS,Ground Inspection, | EPSS Ground Inspection | EPSS Ground Inspection | EPSS, | EPSS | EPSS |  |  |  | , | FALSE
NEWMAN 1106CB | EPSS | EPSS | EPSS | [16 empty] | Ground Inspection | [19 empty] | EPSS, | EPSS | EPSS | EPSS,Ground Inspection, | EPSS Ground Inspection | EPSS Ground Inspection | EPSS, | EPSS | EPSS |  |  |  | , | FALSE
RIVERBANK 171490210 | EPSS | EPSS | EPSS | [36 empty] | EPSS, | EPSS | EPSS | EPSS, | EPSS | EPSS | EPSS, | EPSS | EPSS |  |  |  | , | FALSE
NEWARK 12KV 1106MR642 | EPSS | EPSS | EPSS | [16 empty] | Ground Inspection | Ground Inspection | [18 empty] | EPSS, | EPSS | EPSS | EPSS,Ground Inspection, | EPSS Ground Inspection | EPSS Ground Inspection | EPSS,Ground Inspection, | EPSS Ground Inspection | EPSS Ground Inspection |  |  |  | , | FALSE
MT EDEN 1114CB | EPSS | EPSS | EPSS | [16 empty] | Ground Inspection | Ground Inspection | [18 empty] | EPSS, | EPSS | EPSS | EPSS,Ground Inspection, | EPSS Ground Inspection | EPSS Ground Inspection | EPSS,Ground Inspection, | EPSS Ground Inspection | EPSS Ground Inspection |  |  |  | , | FALSE
FREMONT 1110MR131 | EPSS | EPSS | EPSS | [17 empty] | Ground Inspection | [18 empty] | EPSS, | EPSS | EPSS | EPSS, | EPSS | EPSS | EPSS,Ground Inspection, | EPSS Ground Inspection | EPSS Ground Inspection |  |  |  | , | FALSE
MORMON 110158084 | EPSS | EPSS | EPSS | [36 empty] | EPSS, | EPSS | EPSS | EPSS, | EPSS | EPSS | EPSS, | EPSS | EPSS |  |  |  | , | FALSE
GOOSE LAKE 1101CB | EPSS | EPSS | EPSS | [36 empty] | EPSS, | EPSS | EPSS | EPSS, | EPSS | EPSS | EPSS, | EPSS | EPSS |  |  |  | , | FALSE
LONE TREE 210268100 | EPSS | EPSS | EPSS | [16 empty] | Ground Inspection | Ground Inspection | [18 empty] | EPSS, | EPSS | EPSS | EPSS,Ground Inspection, | EPSS Ground Inspection | EPSS Ground Inspection | EPSS,Ground Inspection, | EPSS Ground Inspection | EPSS Ground Inspection |  |  |  | , | FALSE
VASCO 1103CB | EPSS | EPSS | EPSS | [36 empty] | EPSS, | EPSS | EPSS | EPSS, | EPSS | EPSS | EPSS, | EPSS | EPSS |  |  |  | , | FALSE
SAN BRUNO 0403CB | EPSS | EPSS | EPSS | [36 empty] | EPSS, | EPSS | EPSS | EPSS, | EPSS | EPSS | EPSS, | EPSS | EPSS |  |  |  | , | FALSE
PAUL SWEET 2101955754 | EPSS | EPSS | EPSS | [16 empty] | Ground Inspection | [19 empty] | EPSS, | EPSS | EPSS | EPSS,Ground Inspection, | EPSS Ground Inspection | EPSS Ground Inspection | EPSS, | EPSS | EPSS |  |  |  | , | FALSE
LAKEVIEW 1103CB | EPSS | EPSS | EPSS | [15 empty] | Ground Inspection |  | Ground Inspection | [18 empty] | EPSS,Ground Inspection, | EPSS Ground Inspection | EPSS Ground Inspection | EPSS, | EPSS | EPSS | EPSS,Ground Inspection, | EPSS Ground Inspection | EPSS Ground Inspection |  |  |  | , | FALSE
ZAMORA 1107CB | EPSS | EPSS | EPSS | [17 empty] | Ground Inspection | [18 empty] | EPSS, | EPSS | EPSS | EPSS, | EPSS | EPSS | EPSS,Ground Inspection, | EPSS Ground Inspection | EPSS Ground Inspection |  |  |  | , | FALSE
MENDOTA 110212230 | EPSS | EPSS | EPSS | [15 empty] | Ground Inspection | [20 empty] | EPSS,Ground Inspection, | EPSS Ground Inspection | EPSS Ground Inspection | EPSS, | EPSS | EPSS | EPSS, | EPSS | EPSS |  |  |  | , | FALSE
MIRA VISTA 0401CB | EPSS | EPSS | EPSS | [36 empty] | EPSS, | EPSS | EPSS | EPSS, | EPSS | EPSS | EPSS, | EPSS | EPSS |  |  |  | , | FALSE
SANTA MARIA 1110353438 | EPSS | EPSS | EPSS | [36 empty] | EPSS, | EPSS | EPSS | EPSS, | EPSS | EPSS | EPSS, | EPSS | EPSS |  |  |  | , | FALSE
LEMOORE 110288290 | EPSS | EPSS | EPSS | [36 empty] | EPSS, | EPSS | EPSS | EPSS, | EPSS | EPSS | EPSS, | EPSS | EPSS |  |  |  | , | FALSE
RAINBOW 1106R430 | EPSS | EPSS | EPSS | [16 empty] | Ground Inspection | [19 empty] | EPSS, | EPSS | EPSS | EPSS,Ground Inspection, | EPSS Ground Inspection | EPSS Ground Inspection | EPSS, | EPSS | EPSS |  |  |  | , | FALSE
REEDLEY 110198400 | EPSS | EPSS | EPSS | [36 empty] | EPSS, | EPSS | EPSS | EPSS, | EPSS | EPSS | EPSS, | EPSS | EPSS |  |  |  | , | FALSE
LE GRAND 111212000 | EPSS | EPSS | EPSS | [36 empty] | EPSS, | EPSS | EPSS | EPSS, | EPSS | EPSS | EPSS, | EPSS | EPSS |  |  |  | , | FALSE
PANAMA 21024810 | EPSS | EPSS | EPSS | [36 empty] | EPSS, | EPSS | EPSS | EPSS, | EPSS | EPSS | EPSS, | EPSS | EPSS |  |  |  | , | FALSE
CAL WATER 1103429550 | EPSS | EPSS | EPSS | [36 empty] | EPSS, | EPSS | EPSS | EPSS, | EPSS | EPSS | EPSS, | EPSS | EPSS |  |  |  | , | FALSE
RENFRO 210754958 | EPSS | EPSS | EPSS | [16 empty] | Ground Inspection | [19 empty] | EPSS, | EPSS | EPSS | EPSS,Ground Inspection, | EPSS Ground Inspection | EPSS Ground Inspection | EPSS, | EPSS | EPSS |  |  |  | , | FALSE
LATHROP 0402CB | EPSS | EPSS | EPSS | [36 empty] | EPSS, | EPSS | EPSS | EPSS, | EPSS | EPSS | EPSS, | EPSS | EPSS |  |  |  | , | FALSE
MANTECA 170555786 | EPSS | EPSS | EPSS | [16 empty] | Ground Inspection | [19 empty] | EPSS, | EPSS | EPSS | EPSS,Ground Inspection, | EPSS Ground Inspection | EPSS Ground Inspection | EPSS, | EPSS | EPSS |  |  |  | , | FALSE
BORONDA 1101CB | EPSS | EPSS | EPSS | [17 empty] | Ground Inspection | [18 empty] | EPSS, | EPSS | EPSS | EPSS, | EPSS | EPSS | EPSS,Ground Inspection, | EPSS Ground Inspection | EPSS Ground Inspection |  |  |  | , | FALSE
DUNNIGAN 1101CB | EPSS | EPSS | EPSS | [17 empty] | Ground Inspection | [18 empty] | EPSS, | EPSS | EPSS | EPSS, | EPSS | EPSS | EPSS,Ground Inspection, | EPSS Ground Inspection | EPSS Ground Inspection |  |  |  | , | FALSE
CHARCA 1103CB | EPSS | EPSS | EPSS | [17 empty] | Ground Inspection | [18 empty] | EPSS, | EPSS | EPSS | EPSS, | EPSS | EPSS | EPSS,Ground Inspection, | EPSS Ground Inspection | EPSS Ground Inspection |  |  |  | , | FALSE
AIRWAYS 1102R2664 | EPSS | EPSS | EPSS | [16 empty] | Ground Inspection | [19 empty] | EPSS, | EPSS | EPSS | EPSS,Ground Inspection, | EPSS Ground Inspection | EPSS Ground Inspection | EPSS, | EPSS | EPSS |  |  |  | , | FALSE
DUNNIGAN 1101589936 | EPSS | EPSS | EPSS | [36 empty] | EPSS, | EPSS | EPSS | EPSS, | EPSS | EPSS | EPSS, | EPSS | EPSS |  |  |  | , | FALSE
LAMONT 11052840 | EPSS | EPSS | EPSS | [15 empty] | Ground Inspection |  | Ground Inspection | [18 empty] | EPSS,Ground Inspection, | EPSS Ground Inspection | EPSS Ground Inspection | EPSS, | EPSS | EPSS | EPSS,Ground Inspection, | EPSS Ground Inspection | EPSS Ground Inspection |  |  |  | , | FALSE
SANTA RITA 110569574 | EPSS | EPSS | EPSS | [17 empty] | Ground Inspection | [18 empty] | EPSS, | EPSS | EPSS | EPSS, | EPSS | EPSS | EPSS,Ground Inspection, | EPSS Ground Inspection | EPSS Ground Inspection |  |  |  | , | FALSE
WILSON 110347636 | EPSS | EPSS | EPSS | [36 empty] | EPSS, | EPSS | EPSS | EPSS, | EPSS | EPSS | EPSS, | EPSS | EPSS |  |  |  | , | FALSE
VIERRA 17078988 | EPSS | EPSS | EPSS | [16 empty] | Ground Inspection | [19 empty] | EPSS, | EPSS | EPSS | EPSS,Ground Inspection, | EPSS Ground Inspection | EPSS Ground Inspection | EPSS, | EPSS | EPSS |  |  |  | , | FALSE
CARQUINEZ 11032357 | EPSS | EPSS | EPSS | [16 empty] | Ground Inspection | [19 empty] | EPSS, | EPSS | EPSS | EPSS,Ground Inspection, | EPSS Ground Inspection | EPSS Ground Inspection | EPSS, | EPSS | EPSS |  |  |  | , | FALSE
CORCORAN 111288132 | EPSS | EPSS | EPSS | [15 empty] | Ground Inspection | [20 empty] | EPSS,Ground Inspection, | EPSS Ground Inspection | EPSS Ground Inspection | EPSS, | EPSS | EPSS | EPSS, | EPSS | EPSS |  |  |  | , | FALSE
PRUNEDALE 111022104 | EPSS | EPSS | EPSS | [16 empty] | Ground Inspection | Ground Inspection | [18 empty] | EPSS, | EPSS | EPSS | EPSS,Ground Inspection, | EPSS Ground Inspection | EPSS Ground Inspection | EPSS,Ground Inspection, | EPSS Ground Inspection | EPSS Ground Inspection |  |  |  | , | FALSE
HARTLEY 110167994 | EPSS | EPSS | EPSS | [15 empty] | Ground Inspection | Ground Inspection | [8 empty] | Down Conductor Detection (DCD) | [10 empty] | EPSS,Ground Inspection, | EPSS Ground Inspection | EPSS Ground Inspection | EPSS,Ground Inspection,Down Conductor Detection (DCD), | EPSS Ground Inspection Down Conductor Detection (DCD) | EPSS Ground Inspection Down Conductor Detection (DCD) | EPSS, | EPSS | EPSS |  |  |  | , | FALSE
LLAGAS 2102XR492 | EPSS | EPSS | EPSS | [15 empty] | Ground Inspection | Ground Inspection | [19 empty] | EPSS,Ground Inspection, | EPSS Ground Inspection | EPSS Ground Inspection | EPSS,Ground Inspection, | EPSS Ground Inspection | EPSS Ground Inspection | EPSS, | EPSS | EPSS |  |  |  | , | FALSE
MALAGA 1108R9217 | EPSS | EPSS | EPSS | [36 empty] | EPSS, | EPSS | EPSS | EPSS, | EPSS | EPSS | EPSS, | EPSS | EPSS |  |  |  | , | FALSE
DOS PALOS 1101CB | EPSS | EPSS | EPSS | [16 empty] | Ground Inspection | Ground Inspection | [18 empty] | EPSS, | EPSS | EPSS | EPSS,Ground Inspection, | EPSS Ground Inspection | EPSS Ground Inspection | EPSS,Ground Inspection, | EPSS Ground Inspection | EPSS Ground Inspection |  |  |  | , | FALSE
ARVIN 110169618 | EPSS | EPSS | EPSS | [15 empty] | Ground Inspection |  | Ground Inspection | [8 empty] | Down Conductor Detection (DCD) | [9 empty] | EPSS,Ground Inspection, | EPSS Ground Inspection | EPSS Ground Inspection | EPSS, | EPSS | EPSS | EPSS,Ground Inspection,Down Conductor Detection (DCD), | EPSS Ground Inspection Down Conductor Detection (DCD) | EPSS Ground Inspection Down Conductor Detection (DCD) |  |  |  | , | FALSE
MILLBRAE 1104217 | EPSS | EPSS | EPSS | [36 empty] | EPSS, | EPSS | EPSS | EPSS, | EPSS | EPSS | EPSS, | EPSS | EPSS |  |  |  | , | FALSE
CRESSEY 210337010 | EPSS | EPSS | EPSS | [15 empty] | Ground Inspection | [20 empty] | EPSS,Ground Inspection, | EPSS Ground Inspection | EPSS Ground Inspection | EPSS, | EPSS | EPSS | EPSS, | EPSS | EPSS |  |  |  | , | FALSE
DIXON 1103CB | EPSS | EPSS | EPSS | [15 empty] | Ground Inspection | Ground Inspection | [19 empty] | EPSS,Ground Inspection, | EPSS Ground Inspection | EPSS Ground Inspection | EPSS,Ground Inspection, | EPSS Ground Inspection | EPSS Ground Inspection | EPSS, | EPSS | EPSS |  |  |  | , | FALSE
MALAGA 1102R9215 | EPSS | EPSS | EPSS | [15 empty] | Ground Inspection | Ground Inspection | Ground Inspection | [18 empty] | EPSS,Ground Inspection, | EPSS Ground Inspection | EPSS Ground Inspection | EPSS,Ground Inspection, | EPSS Ground Inspection | EPSS Ground Inspection | EPSS,Ground Inspection, | EPSS Ground Inspection | EPSS Ground Inspection |  |  |  | , | FALSE
BAHIA 1102350336 | EPSS | EPSS | EPSS | [17 empty] | Ground Inspection | [18 empty] | EPSS, | EPSS | EPSS | EPSS, | EPSS | EPSS | EPSS,Ground Inspection, | EPSS Ground Inspection | EPSS Ground Inspection |  |  |  | , | FALSE
KNIGHTS LANDING 1102CB | EPSS | EPSS | EPSS | [16 empty] | Ground Inspection | [19 empty] | EPSS, | EPSS | EPSS | EPSS,Ground Inspection, | EPSS Ground Inspection | EPSS Ground Inspection | EPSS, | EPSS | EPSS |  |  |  | , | FALSE
CATLETT 1105231738 | EPSS | EPSS | EPSS | [16 empty] | Ground Inspection | [19 empty] | EPSS, | EPSS | EPSS | EPSS,Ground Inspection, | EPSS Ground Inspection | EPSS Ground Inspection | EPSS, | EPSS | EPSS |  |  |  | , | FALSE
LAS GALLINAS A 1104304 | EPSS | EPSS | EPSS | [17 empty] | Ground Inspection | [8 empty] | Down Conductor Detection (DCD) | [9 empty] | EPSS, | EPSS | EPSS | EPSS, | EPSS | EPSS | EPSS,Ground Inspection,Down Conductor Detection (DCD), | EPSS Ground Inspection Down Conductor Detection (DCD) | EPSS Ground Inspection Down Conductor Detection (DCD) |  |  |  | , | FALSE
PUEBLO 21021326 | EPSS | EPSS | EPSS | [36 empty] | EPSS, | EPSS | EPSS | EPSS, | EPSS | EPSS | EPSS, | EPSS | EPSS |  |  |  | , | FALSE
RIPON 1704CB | EPSS | EPSS | EPSS | [15 empty] | Ground Inspection |  | Ground Inspection | [18 empty] | EPSS,Ground Inspection, | EPSS Ground Inspection | EPSS Ground Inspection | EPSS, | EPSS | EPSS | EPSS,Ground Inspection, | EPSS Ground Inspection | EPSS Ground Inspection |  |  |  | , | FALSE
GRAND ISLAND 222756352 | EPSS | EPSS | EPSS | [17 empty] | Ground Inspection | [18 empty] | EPSS, | EPSS | EPSS | EPSS, | EPSS | EPSS | EPSS,Ground Inspection, | EPSS Ground Inspection | EPSS Ground Inspection |  |  |  | , | FALSE
LE GRAND 1106CB | EPSS | EPSS | EPSS | [15 empty] | Ground Inspection | [20 empty] | EPSS,Ground Inspection, | EPSS Ground Inspection | EPSS Ground Inspection | EPSS, | EPSS | EPSS | EPSS, | EPSS | EPSS |  |  |  | , | FALSE
GOOSE LAKE 2104654010 | EPSS | EPSS | EPSS | [36 empty] | EPSS, | EPSS | EPSS | EPSS, | EPSS | EPSS | EPSS, | EPSS | EPSS |  |  |  | , | FALSE
SONOMA 1105138 | EPSS | EPSS | EPSS | [14 empty] | Aerial Inspection |  | Ground Inspection | Ground Inspection | [18 empty] | EPSS, | EPSS | EPSS | EPSS,Ground Inspection, | EPSS Ground Inspection | EPSS Ground Inspection | EPSS,Aerial Inspection,Ground Inspection, | EPSS Aerial Inspection Ground Inspection | EPSS Aerial Inspection Ground Inspection |  |  |  | , | FALSE
SANGER 111867888 | EPSS | EPSS | EPSS | [16 empty] | Ground Inspection | [19 empty] | EPSS, | EPSS | EPSS | EPSS,Ground Inspection, | EPSS Ground Inspection | EPSS Ground Inspection | EPSS, | EPSS | EPSS |  |  |  | , | FALSE
RIVERBANK 171549752 | EPSS | EPSS | EPSS | [36 empty] | EPSS, | EPSS | EPSS | EPSS, | EPSS | EPSS | EPSS, | EPSS | EPSS |  |  |  | , | FALSE
DUMBARTON 2111MR105 | EPSS | EPSS | EPSS | [16 empty] | Ground Inspection | [19 empty] | EPSS, | EPSS | EPSS | EPSS,Ground Inspection, | EPSS Ground Inspection | EPSS Ground Inspection | EPSS, | EPSS | EPSS |  |  |  | , | FALSE
FRENCH CAMP 11022132 | EPSS | EPSS | EPSS | [16 empty] | Ground Inspection | [19 empty] | EPSS, | EPSS | EPSS | EPSS,Ground Inspection, | EPSS Ground Inspection | EPSS Ground Inspection | EPSS, | EPSS | EPSS |  |  |  | , | FALSE
PARLIER 1105CB | EPSS | EPSS | EPSS | [17 empty] | Ground Inspection | [18 empty] | EPSS, | EPSS | EPSS | EPSS, | EPSS | EPSS | EPSS,Ground Inspection, | EPSS Ground Inspection | EPSS Ground Inspection |  |  |  | , | FALSE
ORO LOMA 1115612248 | EPSS | EPSS | EPSS | [17 empty] | Ground Inspection | [18 empty] | EPSS, | EPSS | EPSS | EPSS, | EPSS | EPSS | EPSS,Ground Inspection, | EPSS Ground Inspection | EPSS Ground Inspection |  |  |  | , | FALSE
PASO ROBLES 1107164828 | EPSS | EPSS | EPSS | [16 empty] | Ground Inspection | [19 empty] | EPSS, | EPSS | EPSS | EPSS,Ground Inspection, | EPSS Ground Inspection | EPSS Ground Inspection | EPSS, | EPSS | EPSS |  |  |  | , | FALSE
RIVERBANK 171290140 | EPSS | EPSS | EPSS | [15 empty] | Ground Inspection | Ground Inspection | [19 empty] | EPSS,Ground Inspection, | EPSS Ground Inspection | EPSS Ground Inspection | EPSS,Ground Inspection, | EPSS Ground Inspection | EPSS Ground Inspection | EPSS, | EPSS | EPSS |  |  |  | , | FALSE
CHOWCHILLA 11036180 | EPSS | EPSS | EPSS | [15 empty] | Ground Inspection | [20 empty] | EPSS,Ground Inspection, | EPSS Ground Inspection | EPSS Ground Inspection | EPSS, | EPSS | EPSS | EPSS, | EPSS | EPSS |  |  |  | , | FALSE
TRES VIAS 11015667 | EPSS | EPSS | EPSS | [17 empty] | Ground Inspection | [18 empty] | EPSS, | EPSS | EPSS | EPSS, | EPSS | EPSS | EPSS,Ground Inspection, | EPSS Ground Inspection | EPSS Ground Inspection |  |  |  | , | FALSE
PEACHTON 1102CB | EPSS | EPSS | EPSS | [16 empty] | Ground Inspection | Ground Inspection | [18 empty] | EPSS, | EPSS | EPSS | EPSS,Ground Inspection, | EPSS Ground Inspection | EPSS Ground Inspection | EPSS,Ground Inspection, | EPSS Ground Inspection | EPSS Ground Inspection |  |  |  | , | FALSE
LOGAN CREEK 210114532 | EPSS | EPSS | EPSS | [16 empty] | Ground Inspection | [19 empty] | EPSS, | EPSS | EPSS | EPSS,Ground Inspection, | EPSS Ground Inspection | EPSS Ground Inspection | EPSS, | EPSS | EPSS |  |  |  | , | FALSE
EDENVALE 2105XR336 | EPSS | EPSS | EPSS | [13 empty] | Aerial Inspection | Aerial Inspection | Ground Inspection | Ground Inspection | [19 empty] | EPSS,Ground Inspection, | EPSS Ground Inspection | EPSS Ground Inspection | EPSS,Aerial Inspection,Ground Inspection, | EPSS Aerial Inspection Ground Inspection | EPSS Aerial Inspection Ground Inspection | EPSS,Aerial Inspection, | EPSS Aerial Inspection | EPSS Aerial Inspection |  |  |  | , | FALSE
CORNING 110237400 | EPSS | EPSS | EPSS | [17 empty] | Ground Inspection | [18 empty] | EPSS, | EPSS | EPSS | EPSS, | EPSS | EPSS | EPSS,Ground Inspection, | EPSS Ground Inspection | EPSS Ground Inspection |  |  |  | , | FALSE
LERDO 1110CUS3530 | EPSS | EPSS | EPSS | [36 empty] | EPSS, | EPSS | EPSS | EPSS, | EPSS | EPSS | EPSS, | EPSS | EPSS |  |  |  | , | FALSE
ORTIGA 11069780 | EPSS | EPSS | EPSS | [16 empty] | Ground Inspection | [19 empty] | EPSS, | EPSS | EPSS | EPSS,Ground Inspection, | EPSS Ground Inspection | EPSS Ground Inspection | EPSS, | EPSS | EPSS |  |  |  | , | FALSE
WEEDPATCH 1105CB | EPSS | EPSS | EPSS | [15 empty] | Ground Inspection |  | Ground Inspection | [18 empty] | EPSS,Ground Inspection, | EPSS Ground Inspection | EPSS Ground Inspection | EPSS, | EPSS | EPSS | EPSS,Ground Inspection, | EPSS Ground Inspection | EPSS Ground Inspection |  |  |  | , | FALSE
RIVERBANK 17138160 | EPSS | EPSS | EPSS | [15 empty] | Ground Inspection | [20 empty] | EPSS,Ground Inspection, | EPSS Ground Inspection | EPSS Ground Inspection | EPSS, | EPSS | EPSS | EPSS, | EPSS | EPSS |  |  |  | , | FALSE
VACA DIXON 1104607900 | EPSS | EPSS | EPSS | [16 empty] | Ground Inspection | Ground Inspection | [18 empty] | EPSS, | EPSS | EPSS | EPSS,Ground Inspection, | EPSS Ground Inspection | EPSS Ground Inspection | EPSS,Ground Inspection, | EPSS Ground Inspection | EPSS Ground Inspection |  |  |  | , | FALSE
TULARE LAKE 1108CB | EPSS | EPSS | EPSS | [16 empty] | Ground Inspection | [19 empty] | EPSS, | EPSS | EPSS | EPSS,Ground Inspection, | EPSS Ground Inspection | EPSS Ground Inspection | EPSS, | EPSS | EPSS |  |  |  | , | FALSE
MAGUNDEN 21084227 | EPSS | EPSS | EPSS | [36 empty] | EPSS, | EPSS | EPSS | EPSS, | EPSS | EPSS | EPSS, | EPSS | EPSS |  |  |  | , | FALSE
MONROE 110693710 | EPSS | EPSS | EPSS | [17 empty] | Ground Inspection | [18 empty] | EPSS, | EPSS | EPSS | EPSS, | EPSS | EPSS | EPSS,Ground Inspection, | EPSS Ground Inspection | EPSS Ground Inspection |  |  |  | , | FALSE
WATSONVILLE 21015470 | EPSS | EPSS | EPSS | [16 empty] | Ground Inspection | [19 empty] | EPSS, | EPSS | EPSS | EPSS,Ground Inspection, | EPSS Ground Inspection | EPSS Ground Inspection | EPSS, | EPSS | EPSS |  |  |  | , | FALSE
JARVIS 1105MR474 | EPSS | EPSS | EPSS | [36 empty] | EPSS, | EPSS | EPSS | EPSS, | EPSS | EPSS | EPSS, | EPSS | EPSS |  |  |  | , | FALSE
LAMONT 11071913 | EPSS | EPSS | EPSS | [36 empty] | EPSS, | EPSS | EPSS | EPSS, | EPSS | EPSS | EPSS, | EPSS | EPSS |  |  |  | , | FALSE
GATES 1105CB | EPSS | EPSS | EPSS | [15 empty] | Ground Inspection | [20 empty] | EPSS,Ground Inspection, | EPSS Ground Inspection | EPSS Ground Inspection | EPSS, | EPSS | EPSS | EPSS, | EPSS | EPSS |  |  |  | , | FALSE
PUEBLO 110475462 | EPSS | EPSS | EPSS | [14 empty] | Aerial Inspection | Ground Inspection | Ground Inspection | [19 empty] | EPSS,Ground Inspection, | EPSS Ground Inspection | EPSS Ground Inspection | EPSS,Ground Inspection, | EPSS Ground Inspection | EPSS Ground Inspection | EPSS,Aerial Inspection, | EPSS Aerial Inspection | EPSS Aerial Inspection |  |  |  | , | FALSE
HARTLEY 1101471 | EPSS | EPSS | EPSS | [16 empty] | Ground Inspection | [19 empty] | EPSS, | EPSS | EPSS | EPSS,Ground Inspection, | EPSS Ground Inspection | EPSS Ground Inspection | EPSS, | EPSS | EPSS |  |  |  | , | FALSE
WATSONVILLE 210110788 | EPSS | EPSS | EPSS | [36 empty] | EPSS, | EPSS | EPSS | EPSS, | EPSS | EPSS | EPSS, | EPSS | EPSS |  |  |  | , | FALSE
WOODWARD 2107CB | EPSS | EPSS | EPSS | [36 empty] | EPSS, | EPSS | EPSS | EPSS, | EPSS | EPSS | EPSS, | EPSS | EPSS |  |  |  | , | FALSE
MORGAN HILL 2108XR328 | EPSS | EPSS | EPSS | [13 empty] | Aerial Inspection |  | Ground Inspection | [20 empty] | EPSS,Ground Inspection, | EPSS Ground Inspection | EPSS Ground Inspection | EPSS,Aerial Inspection, | EPSS Aerial Inspection | EPSS Aerial Inspection | EPSS, | EPSS | EPSS |  |  |  | , | FALSE
RENFRO 21024923 | EPSS | EPSS | EPSS | [16 empty] | Ground Inspection | [19 empty] | EPSS, | EPSS | EPSS | EPSS,Ground Inspection, | EPSS Ground Inspection | EPSS Ground Inspection | EPSS, | EPSS | EPSS |  |  |  | , | FALSE
MADERA 110611730 | EPSS | EPSS | EPSS | [15 empty] | Ground Inspection | [20 empty] | EPSS,Ground Inspection, | EPSS Ground Inspection | EPSS Ground Inspection | EPSS, | EPSS | EPSS | EPSS, | EPSS | EPSS |  |  |  | , | FALSE
LOS OSITOS 21027470 | EPSS | EPSS | EPSS | [16 empty] | Ground Inspection | [19 empty] | EPSS, | EPSS | EPSS | EPSS,Ground Inspection, | EPSS Ground Inspection | EPSS Ground Inspection | EPSS, | EPSS | EPSS |  |  |  | , | FALSE
GUERNSEY 1106CB | EPSS | EPSS | EPSS | [36 empty] | EPSS, | EPSS | EPSS | EPSS, | EPSS | EPSS | EPSS, | EPSS | EPSS |  |  |  | , | FALSE
AIRWAYS 1101CB | EPSS | EPSS | EPSS | [16 empty] | Ground Inspection | [19 empty] | EPSS, | EPSS | EPSS | EPSS,Ground Inspection, | EPSS Ground Inspection | EPSS Ground Inspection | EPSS, | EPSS | EPSS |  |  |  | , | FALSE
KEARNEY 1114CB | EPSS | EPSS | EPSS | [36 empty] | EPSS, | EPSS | EPSS | EPSS, | EPSS | EPSS | EPSS, | EPSS | EPSS |  |  |  | , | FALSE
LOS OSITOS 2102780218 | EPSS | EPSS | EPSS | [36 empty] | EPSS, | EPSS | EPSS | EPSS, | EPSS | EPSS | EPSS, | EPSS | EPSS |  |  |  | , | FALSE
SANTA NELLA 1104CB | EPSS | EPSS | EPSS | [36 empty] | EPSS, | EPSS | EPSS | EPSS, | EPSS | EPSS | EPSS, | EPSS | EPSS |  |  |  | , | FALSE
OCEAN 0402CB | EPSS | EPSS | EPSS | [17 empty] | Ground Inspection | [18 empty] | EPSS, | EPSS | EPSS | EPSS, | EPSS | EPSS | EPSS,Ground Inspection, | EPSS Ground Inspection | EPSS Ground Inspection |  |  |  | , | FALSE
DAVIS 110739406 | EPSS | EPSS | EPSS | [15 empty] | Ground Inspection | [20 empty] | EPSS,Ground Inspection, | EPSS Ground Inspection | EPSS Ground Inspection | EPSS, | EPSS | EPSS | EPSS, | EPSS | EPSS |  |  |  | , | FALSE
MERIDIAN 11024302 | EPSS | EPSS | EPSS | [36 empty] | EPSS, | EPSS | EPSS | EPSS, | EPSS | EPSS | EPSS, | EPSS | EPSS |  |  |  | , | FALSE
TEJON 1106CB | EPSS | EPSS | EPSS | [15 empty] | Ground Inspection | [20 empty] | EPSS,Ground Inspection, | EPSS Ground Inspection | EPSS Ground Inspection | EPSS, | EPSS | EPSS | EPSS, | EPSS | EPSS |  |  |  | , | FALSE
SAN PABLO 1105CB | EPSS | EPSS | EPSS | [36 empty] | EPSS, | EPSS | EPSS | EPSS, | EPSS | EPSS | EPSS, | EPSS | EPSS |  |  |  | , | FALSE
NOVATO 110449280 | EPSS | EPSS | EPSS | [36 empty] | EPSS, | EPSS | EPSS | EPSS, | EPSS | EPSS | EPSS, | EPSS | EPSS |  |  |  | , | FALSE
MALAGA 1103R1110 | EPSS | EPSS | EPSS | [16 empty] | Ground Inspection | [19 empty] | EPSS, | EPSS | EPSS | EPSS,Ground Inspection, | EPSS Ground Inspection | EPSS Ground Inspection | EPSS, | EPSS | EPSS |  |  |  | , | FALSE
CRESSEY 21049440 | EPSS | EPSS | EPSS | [15 empty] | Ground Inspection | [20 empty] | EPSS,Ground Inspection, | EPSS Ground Inspection | EPSS Ground Inspection | EPSS, | EPSS | EPSS | EPSS, | EPSS | EPSS |  |  |  | , | FALSE
FORT BRAGG A 110233064 | EPSS | EPSS | EPSS | [14 empty] | Aerial Inspection |  | Ground Inspection | [9 empty] | Down Conductor Detection (DCD) | Line Sensors | [8 empty] | EPSS,Line Sensors, | EPSS Line Sensors | EPSS Line Sensors | EPSS,Ground Inspection, | EPSS Ground Inspection | EPSS Ground Inspection | EPSS,Aerial Inspection,Down Conductor Detection (DCD), | EPSS Aerial Inspection Down Conductor Detection (DCD) | EPSS Aerial Inspection Down Conductor Detection (DCD) |  |  |  | , | FALSE
KINGSBURG 1112CB | EPSS | EPSS | EPSS | [36 empty] | EPSS, | EPSS | EPSS | EPSS, | EPSS | EPSS | EPSS, | EPSS | EPSS |  |  |  | , | FALSE
MORMON 1101CB | EPSS | EPSS | EPSS | [15 empty] | Ground Inspection | Ground Inspection | [19 empty] | EPSS,Ground Inspection, | EPSS Ground Inspection | EPSS Ground Inspection | EPSS,Ground Inspection, | EPSS Ground Inspection | EPSS Ground Inspection | EPSS, | EPSS | EPSS |  |  |  | , | FALSE
COLUMBUS 1105CB | EPSS | EPSS | EPSS | [36 empty] | EPSS, | EPSS | EPSS | EPSS, | EPSS | EPSS | EPSS, | EPSS | EPSS |  |  |  | , | FALSE
KERMAN 1101R1630 | EPSS | EPSS | EPSS | [36 empty] | EPSS, | EPSS | EPSS | EPSS, | EPSS | EPSS | EPSS, | EPSS | EPSS |  |  |  | , | FALSE
RIPON 17024077 | EPSS | EPSS | EPSS | [15 empty] | Ground Inspection | [20 empty] | EPSS,Ground Inspection, | EPSS Ground Inspection | EPSS Ground Inspection | EPSS, | EPSS | EPSS | EPSS, | EPSS | EPSS |  |  |  | , | FALSE
GRAND ISLAND 22276532 | EPSS | EPSS | EPSS | [17 empty] | Ground Inspection | [18 empty] | EPSS, | EPSS | EPSS | EPSS, | EPSS | EPSS | EPSS,Ground Inspection, | EPSS Ground Inspection | EPSS Ground Inspection |  |  |  | , | FALSE
FREMONT 11099929 | EPSS | EPSS | EPSS | [36 empty] | EPSS, | EPSS | EPSS | EPSS, | EPSS | EPSS | EPSS, | EPSS | EPSS |  |  |  | , | FALSE
BOSWELL 1101CB | EPSS | EPSS | EPSS | [15 empty] | Ground Inspection | [20 empty] | EPSS,Ground Inspection, | EPSS Ground Inspection | EPSS Ground Inspection | EPSS, | EPSS | EPSS | EPSS, | EPSS | EPSS |  |  |  | , | FALSE
LAMONT 110715043 | EPSS | EPSS | EPSS | [36 empty] | EPSS, | EPSS | EPSS | EPSS, | EPSS | EPSS | EPSS, | EPSS | EPSS |  |  |  | , | FALSE
COALINGA NO 2 1105CB | EPSS | EPSS | EPSS | [15 empty] | Ground Inspection | [20 empty] | EPSS,Ground Inspection, | EPSS Ground Inspection | EPSS Ground Inspection | EPSS, | EPSS | EPSS | EPSS, | EPSS | EPSS |  |  |  | , | FALSE
MENDOTA 110389538 | EPSS | EPSS | EPSS | [15 empty] | Ground Inspection | [20 empty] | EPSS,Ground Inspection, | EPSS Ground Inspection | EPSS Ground Inspection | EPSS, | EPSS | EPSS | EPSS, | EPSS | EPSS |  |  |  | , | FALSE
POINT PINOLE 1101BR318 | EPSS | EPSS | EPSS | [15 empty] | Ground Inspection | [20 empty] | EPSS,Ground Inspection, | EPSS Ground Inspection | EPSS Ground Inspection | EPSS, | EPSS | EPSS | EPSS, | EPSS | EPSS |  |  |  | , | FALSE
CAYUCOS 1102W16 | EPSS | EPSS | EPSS | [15 empty] | Ground Inspection | [20 empty] | EPSS,Ground Inspection, | EPSS Ground Inspection | EPSS Ground Inspection | EPSS, | EPSS | EPSS | EPSS, | EPSS | EPSS |  |  |  | , | FALSE
INDUSTRIAL ACRES 0412CB | EPSS | EPSS | EPSS | [15 empty] | Ground Inspection |  | Ground Inspection | [18 empty] | EPSS,Ground Inspection, | EPSS Ground Inspection | EPSS Ground Inspection | EPSS, | EPSS | EPSS | EPSS,Ground Inspection, | EPSS Ground Inspection | EPSS Ground Inspection |  |  |  | , | FALSE
GOLDTREE 1107477878 | EPSS | EPSS | EPSS | [36 empty] | EPSS, | EPSS | EPSS | EPSS, | EPSS | EPSS | EPSS, | EPSS | EPSS |  |  |  | , | FALSE
GEYSERVILLE 110249056 | EPSS | EPSS | EPSS | [13 empty] | Aerial Inspection |  | Ground Inspection | [8 empty] | Down Conductor Detection (DCD) | [11 empty] | EPSS,Ground Inspection,Down Conductor Detection (DCD), | EPSS Ground Inspection Down Conductor Detection (DCD) | EPSS Ground Inspection Down Conductor Detection (DCD) | EPSS,Aerial Inspection, | EPSS Aerial Inspection | EPSS Aerial Inspection | EPSS, | EPSS | EPSS |  |  |  | , | FALSE
FELLOWS 21041052 | EPSS | EPSS | EPSS | [16 empty] | Ground Inspection | Ground Inspection | [18 empty] | EPSS, | EPSS | EPSS | EPSS,Ground Inspection, | EPSS Ground Inspection | EPSS Ground Inspection | EPSS,Ground Inspection, | EPSS Ground Inspection | EPSS Ground Inspection |  |  |  | , | FALSE
PLUMAS 210750806 | EPSS | EPSS | EPSS | [15 empty] | Ground Inspection | Ground Inspection | [19 empty] | EPSS,Ground Inspection, | EPSS Ground Inspection | EPSS Ground Inspection | EPSS,Ground Inspection, | EPSS Ground Inspection | EPSS Ground Inspection | EPSS, | EPSS | EPSS |  |  |  | , | FALSE
SANTA MARIA 1109M24 | EPSS | EPSS | EPSS | [36 empty] | EPSS, | EPSS | EPSS | EPSS, | EPSS | EPSS | EPSS, | EPSS | EPSS |  |  |  | , | FALSE
WEEDPATCH 1106CB | EPSS | EPSS | EPSS | [15 empty] | Ground Inspection |  | Ground Inspection | [18 empty] | EPSS,Ground Inspection, | EPSS Ground Inspection | EPSS Ground Inspection | EPSS, | EPSS | EPSS | EPSS,Ground Inspection, | EPSS Ground Inspection | EPSS Ground Inspection |  |  |  | , | FALSE
LAMONT 1105CB | EPSS | EPSS | EPSS | [36 empty] | EPSS, | EPSS | EPSS | EPSS, | EPSS | EPSS | EPSS, | EPSS | EPSS |  |  |  | , | FALSE
MOLINO 1103314 | EPSS | EPSS | EPSS | [36 empty] | EPSS, | EPSS | EPSS | EPSS, | EPSS | EPSS | EPSS, | EPSS | EPSS |  |  |  | , | FALSE
IGNACIO 11021350 | EPSS | EPSS | EPSS | [36 empty] | EPSS, | EPSS | EPSS | EPSS, | EPSS | EPSS | EPSS, | EPSS | EPSS |  |  |  | , | FALSE
WYANDOTTE 1107609792 | EPSS | EPSS | EPSS | [36 empty] | EPSS, | EPSS | EPSS | EPSS, | EPSS | EPSS | EPSS, | EPSS | EPSS |  |  |  | , | FALSE
MANTECA 170323670 | EPSS | EPSS | EPSS | [15 empty] | Ground Inspection | [20 empty] | EPSS,Ground Inspection, | EPSS Ground Inspection | EPSS Ground Inspection | EPSS, | EPSS | EPSS | EPSS, | EPSS | EPSS |  |  |  | , | FALSE
SANGER 111044510 | EPSS | EPSS | EPSS | [15 empty] | Ground Inspection | Ground Inspection | Ground Inspection | [18 empty] | EPSS,Ground Inspection, | EPSS Ground Inspection | EPSS Ground Inspection | EPSS,Ground Inspection, | EPSS Ground Inspection | EPSS Ground Inspection | EPSS,Ground Inspection, | EPSS Ground Inspection | EPSS Ground Inspection |  |  |  | , | FALSE
CLEAR LAKE 1101740076 | EPSS | EPSS | EPSS | [13 empty] | Aerial Inspection |  | Ground Inspection |  | Ground Inspection | [7 empty] | Down Conductor Detection (DCD) | [10 empty] | EPSS,Ground Inspection, | EPSS Ground Inspection | EPSS Ground Inspection | EPSS,Aerial Inspection,Down Conductor Detection (DCD), | EPSS Aerial Inspection Down Conductor Detection (DCD) | EPSS Aerial Inspection Down Conductor Detection (DCD) | EPSS,Ground Inspection, | EPSS Ground Inspection | EPSS Ground Inspection |  |  |  | , | FALSE
HALF MOON BAY 110260703 | EPSS | EPSS | EPSS | [15 empty] | Ground Inspection | [20 empty] | EPSS,Ground Inspection, | EPSS Ground Inspection | EPSS Ground Inspection | EPSS, | EPSS | EPSS | EPSS, | EPSS | EPSS |  |  |  | , | FALSE
HOLLISTER 21064260 | EPSS | EPSS | EPSS | [36 empty] | EPSS, | EPSS | EPSS | EPSS, | EPSS | EPSS | EPSS, | EPSS | EPSS |  |  |  | , | FALSE
JANES CREEK 11037588 | EPSS | EPSS | EPSS | [17 empty] | Ground Inspection | [18 empty] | EPSS, | EPSS | EPSS | EPSS, | EPSS | EPSS | EPSS,Ground Inspection, | EPSS Ground Inspection | EPSS Ground Inspection |  |  |  | , | FALSE
PENRYN 1106980728 | EPSS | EPSS | EPSS | [16 empty] | Ground Inspection | Ground Inspection | [18 empty] | EPSS, | EPSS | EPSS | EPSS,Ground Inspection, | EPSS Ground Inspection | EPSS Ground Inspection | EPSS,Ground Inspection, | EPSS Ground Inspection | EPSS Ground Inspection |  |  |  | , | FALSE
CAMDEN 110237596 | EPSS | EPSS | EPSS | [15 empty] | Ground Inspection | [20 empty] | EPSS,Ground Inspection, | EPSS Ground Inspection | EPSS Ground Inspection | EPSS, | EPSS | EPSS | EPSS, | EPSS | EPSS |  |  |  | , | FALSE
DIXON 110449598 | EPSS | EPSS | EPSS | [15 empty] | Ground Inspection | Ground Inspection | Ground Inspection | [18 empty] | EPSS,Ground Inspection, | EPSS Ground Inspection | EPSS Ground Inspection | EPSS,Ground Inspection, | EPSS Ground Inspection | EPSS Ground Inspection | EPSS,Ground Inspection, | EPSS Ground Inspection | EPSS Ground Inspection |  |  |  | , | FALSE
DOLAN ROAD 110122158 | EPSS | EPSS | EPSS | [14 empty] | Aerial Inspection |  | Ground Inspection | Ground Inspection | [18 empty] | EPSS, | EPSS | EPSS | EPSS,Ground Inspection, | EPSS Ground Inspection | EPSS Ground Inspection | EPSS,Aerial Inspection,Ground Inspection, | EPSS Aerial Inspection Ground Inspection | EPSS Aerial Inspection Ground Inspection |  |  |  | , | FALSE
RIVERBANK 171290100 | EPSS | EPSS | EPSS | [15 empty] | Ground Inspection |  | Ground Inspection | [18 empty] | EPSS,Ground Inspection, | EPSS Ground Inspection | EPSS Ground Inspection | EPSS, | EPSS | EPSS | EPSS,Ground Inspection, | EPSS Ground Inspection | EPSS Ground Inspection |  |  |  | , | FALSE
BORONDA 110136966 | EPSS | EPSS | EPSS | [17 empty] | Ground Inspection | [18 empty] | EPSS, | EPSS | EPSS | EPSS, | EPSS | EPSS | EPSS,Ground Inspection, | EPSS Ground Inspection | EPSS Ground Inspection |  |  |  | , | FALSE
SF J 0404CB | EPSS | EPSS | EPSS | [15 empty] | Ground Inspection | [20 empty] | EPSS,Ground Inspection, | EPSS Ground Inspection | EPSS Ground Inspection | EPSS, | EPSS | EPSS | EPSS, | EPSS | EPSS |  |  |  | , | FALSE
HIGHWAY 1101CB | EPSS | EPSS | EPSS | [16 empty] | Ground Inspection | Ground Inspection | [18 empty] | EPSS, | EPSS | EPSS | EPSS,Ground Inspection, | EPSS Ground Inspection | EPSS Ground Inspection | EPSS,Ground Inspection, | EPSS Ground Inspection | EPSS Ground Inspection |  |  |  | , | FALSE
BRENTWOOD 211266654 | EPSS | EPSS | EPSS | [16 empty] | Ground Inspection | Ground Inspection | [18 empty] | EPSS, | EPSS | EPSS | EPSS,Ground Inspection, | EPSS Ground Inspection | EPSS Ground Inspection | EPSS,Ground Inspection, | EPSS Ground Inspection | EPSS Ground Inspection |  |  |  | , | FALSE
REEDLEY 1101CB | EPSS | EPSS | EPSS | [17 empty] | Ground Inspection | [18 empty] | EPSS, | EPSS | EPSS | EPSS, | EPSS | EPSS | EPSS,Ground Inspection, | EPSS Ground Inspection | EPSS Ground Inspection |  |  |  | , | FALSE
PAUL SWEET 210438286 | EPSS | EPSS | EPSS | [16 empty] | Ground Inspection | [19 empty] | EPSS, | EPSS | EPSS | EPSS,Ground Inspection, | EPSS Ground Inspection | EPSS Ground Inspection | EPSS, | EPSS | EPSS |  |  |  | , | FALSE
MOLINO 11014900 | EPSS | EPSS | EPSS | [27 empty] | Line Sensors | [8 empty] | EPSS,Line Sensors, | EPSS Line Sensors | EPSS Line Sensors | EPSS, | EPSS | EPSS | EPSS, | EPSS | EPSS |  |  |  | , | FALSE
TRES VIAS 110194094 | EPSS | EPSS | EPSS | [17 empty] | Ground Inspection | [18 empty] | EPSS, | EPSS | EPSS | EPSS, | EPSS | EPSS | EPSS,Ground Inspection, | EPSS Ground Inspection | EPSS Ground Inspection |  |  |  | , | FALSE
OAKLAND X 1101CB | EPSS | EPSS | EPSS | [15 empty] | Ground Inspection | Ground Inspection | Ground Inspection | [18 empty] | EPSS,Ground Inspection, | EPSS Ground Inspection | EPSS Ground Inspection | EPSS,Ground Inspection, | EPSS Ground Inspection | EPSS Ground Inspection | EPSS,Ground Inspection, | EPSS Ground Inspection | EPSS Ground Inspection |  |  |  | , | FALSE
PASO ROBLES 110257672 | EPSS | EPSS | EPSS | [16 empty] | Ground Inspection | [19 empty] | EPSS, | EPSS | EPSS | EPSS,Ground Inspection, | EPSS Ground Inspection | EPSS Ground Inspection | EPSS, | EPSS | EPSS |  |  |  | , | FALSE
CHOWCHILLA 1104CB | EPSS | EPSS | EPSS | [15 empty] | Ground Inspection | Ground Inspection | [19 empty] | EPSS,Ground Inspection, | EPSS Ground Inspection | EPSS Ground Inspection | EPSS,Ground Inspection, | EPSS Ground Inspection | EPSS Ground Inspection | EPSS, | EPSS | EPSS |  |  |  | , | FALSE
OROVILLE 11011062 | EPSS | EPSS | EPSS | [17 empty] | Ground Inspection | [18 empty] | EPSS, | EPSS | EPSS | EPSS, | EPSS | EPSS | EPSS,Ground Inspection, | EPSS Ground Inspection | EPSS Ground Inspection |  |  |  | , | FALSE
CLEAR LAKE 1101486 | EPSS | EPSS | EPSS | [15 empty] | Ground Inspection |  | Ground Inspection | [18 empty] | EPSS,Ground Inspection, | EPSS Ground Inspection | EPSS Ground Inspection | EPSS, | EPSS | EPSS | EPSS,Ground Inspection, | EPSS Ground Inspection | EPSS Ground Inspection |  |  |  | , | FALSE
CLOVERDALE 110294476 | EPSS | EPSS | EPSS | [13 empty] | Aerial Inspection | Aerial Inspection | Ground Inspection | Ground Inspection | [19 empty] | EPSS,Ground Inspection, | EPSS Ground Inspection | EPSS Ground Inspection | EPSS,Aerial Inspection,Ground Inspection, | EPSS Aerial Inspection Ground Inspection | EPSS Aerial Inspection Ground Inspection | EPSS,Aerial Inspection, | EPSS Aerial Inspection | EPSS Aerial Inspection |  |  |  | , | FALSE
PANAMA 21011393 | EPSS | EPSS | EPSS | [15 empty] | Ground Inspection |  | Ground Inspection | [18 empty] | EPSS,Ground Inspection, | EPSS Ground Inspection | EPSS Ground Inspection | EPSS, | EPSS | EPSS | EPSS,Ground Inspection, | EPSS Ground Inspection | EPSS Ground Inspection |  |  |  | , | FALSE
LOS COCHES 110255146 | EPSS | EPSS | EPSS | [17 empty] | Ground Inspection | [18 empty] | EPSS, | EPSS | EPSS | EPSS, | EPSS | EPSS | EPSS,Ground Inspection, | EPSS Ground Inspection | EPSS Ground Inspection |  |  |  | , | FALSE
RALSTON 1101420730 | EPSS | EPSS | EPSS | [15 empty] | Ground Inspection |  | Ground Inspection | [18 empty] | EPSS,Ground Inspection, | EPSS Ground Inspection | EPSS Ground Inspection | EPSS, | EPSS | EPSS | EPSS,Ground Inspection, | EPSS Ground Inspection | EPSS Ground Inspection |  |  |  | , | FALSE
LAS GALLINAS A 1106206332 | EPSS | EPSS | EPSS | [17 empty] | Ground Inspection | [18 empty] | EPSS, | EPSS | EPSS | EPSS, | EPSS | EPSS | EPSS,Ground Inspection, | EPSS Ground Inspection | EPSS Ground Inspection |  |  |  | , | FALSE
BRENTWOOD 211234690 | EPSS | EPSS | EPSS | [16 empty] | Ground Inspection | [19 empty] | EPSS, | EPSS | EPSS | EPSS,Ground Inspection, | EPSS Ground Inspection | EPSS Ground Inspection | EPSS, | EPSS | EPSS |  |  |  | , | FALSE
RIVERBANK 1715CB | EPSS | EPSS | EPSS | [15 empty] | Ground Inspection | Ground Inspection | Ground Inspection | [18 empty] | EPSS,Ground Inspection, | EPSS Ground Inspection | EPSS Ground Inspection | EPSS,Ground Inspection, | EPSS Ground Inspection | EPSS Ground Inspection | EPSS,Ground Inspection, | EPSS Ground Inspection | EPSS Ground Inspection |  |  |  | , | FALSE
SAN BENITO 21024918 | EPSS | EPSS | EPSS | [13 empty] | Aerial Inspection |  | Ground Inspection |  | Ground Inspection | [18 empty] | EPSS,Ground Inspection, | EPSS Ground Inspection | EPSS Ground Inspection | EPSS,Aerial Inspection, | EPSS Aerial Inspection | EPSS Aerial Inspection | EPSS,Ground Inspection, | EPSS Ground Inspection | EPSS Ground Inspection |  |  |  | , | FALSE
CASTROVILLE 21043718 | EPSS | EPSS | EPSS | [17 empty] | Ground Inspection | [18 empty] | EPSS, | EPSS | EPSS | EPSS, | EPSS | EPSS | EPSS,Ground Inspection, | EPSS Ground Inspection | EPSS Ground Inspection |  |  |  | , | FALSE
SF K 0403CB | EPSS | EPSS | EPSS | [36 empty] | EPSS, | EPSS | EPSS | EPSS, | EPSS | EPSS | EPSS, | EPSS | EPSS |  |  |  | , | FALSE
ARBUCKLE 1104CB | EPSS | EPSS | EPSS | [16 empty] | Ground Inspection | [19 empty] | EPSS, | EPSS | EPSS | EPSS,Ground Inspection, | EPSS Ground Inspection | EPSS Ground Inspection | EPSS, | EPSS | EPSS |  |  |  | , | FALSE
FAIRWAY 110748506 | EPSS | EPSS | EPSS | [36 empty] | EPSS, | EPSS | EPSS | EPSS, | EPSS | EPSS | EPSS, | EPSS | EPSS |  |  |  | , | FALSE
COLUSA 11013012 | EPSS | EPSS | EPSS | [15 empty] | Ground Inspection | Ground Inspection | [19 empty] | EPSS,Ground Inspection, | EPSS Ground Inspection | EPSS Ground Inspection | EPSS,Ground Inspection, | EPSS Ground Inspection | EPSS Ground Inspection | EPSS, | EPSS | EPSS |  |  |  | , | FALSE
FIGARDEN 210265224 | EPSS | EPSS | EPSS | [17 empty] | Ground Inspection | [18 empty] | EPSS, | EPSS | EPSS | EPSS, | EPSS | EPSS | EPSS,Ground Inspection, | EPSS Ground Inspection | EPSS Ground Inspection |  |  |  | , | FALSE
WEEDPATCH 1101CB | EPSS | EPSS | EPSS | [15 empty] | Ground Inspection |  | Ground Inspection | [18 empty] | EPSS,Ground Inspection, | EPSS Ground Inspection | EPSS Ground Inspection | EPSS, | EPSS | EPSS | EPSS,Ground Inspection, | EPSS Ground Inspection | EPSS Ground Inspection |  |  |  | , | FALSE
SAN CARLOS 110475210 | EPSS | EPSS | EPSS | [8 empty] | Expulsion Fuse Replacement | [8 empty] | Ground Inspection | Non-Pole Backlog | [7 empty] | Down Conductor Detection (DCD) | [9 empty] | EPSS,Non-Pole Backlog, | EPSS Non-Pole Backlog | EPSS Non-Pole Backlog | EPSS, | EPSS | EPSS | EPSS,Expulsion Fuse Replacement,Ground Inspection,Down Conductor Detection (DCD), | EPSS Expulsion Fuse Replacement Ground Inspection Down Conductor Detection (DCD) | EPSS Expulsion Fuse Replacement Ground Inspection Down Conductor Detection (DCD) |  |  |  | , | FALSE
MOLINO 11034676 | EPSS | EPSS | EPSS | [36 empty] | EPSS, | EPSS | EPSS | EPSS, | EPSS | EPSS | EPSS, | EPSS | EPSS |  |  |  | , | FALSE
GUERNSEY 1103941042 | EPSS | EPSS | EPSS | [36 empty] | EPSS, | EPSS | EPSS | EPSS, | EPSS | EPSS | EPSS, | EPSS | EPSS |  |  |  | , | FALSE
MARICOPA 1102453320 | EPSS | EPSS | EPSS | [17 empty] | Ground Inspection | [18 empty] | EPSS, | EPSS | EPSS | EPSS, | EPSS | EPSS | EPSS,Ground Inspection, | EPSS Ground Inspection | EPSS Ground Inspection |  |  |  | , | FALSE
SHEPHERD 2112CB | EPSS | EPSS | EPSS | [36 empty] | EPSS, | EPSS | EPSS | EPSS, | EPSS | EPSS | EPSS, | EPSS | EPSS |  |  |  | , | FALSE
GRAND ISLAND 22239492 | EPSS | EPSS | EPSS | [36 empty] | EPSS, | EPSS | EPSS | EPSS, | EPSS | EPSS | EPSS, | EPSS | EPSS |  |  |  | , | FALSE
HOLLISTER 21034816 | EPSS | EPSS | EPSS | [36 empty] | EPSS, | EPSS | EPSS | EPSS, | EPSS | EPSS | EPSS, | EPSS | EPSS |  |  |  | , | FALSE
LOCKEFORD 21011330 | EPSS | EPSS | EPSS | [17 empty] | Ground Inspection | [18 empty] | EPSS, | EPSS | EPSS | EPSS, | EPSS | EPSS | EPSS,Ground Inspection, | EPSS Ground Inspection | EPSS Ground Inspection |  |  |  | , | FALSE
EMBARCADERO (Z) 1115CB | EPSS | EPSS | EPSS | [15 empty] | Ground Inspection | [20 empty] | EPSS,Ground Inspection, | EPSS Ground Inspection | EPSS Ground Inspection | EPSS, | EPSS | EPSS | EPSS, | EPSS | EPSS |  |  |  | , | FALSE
BELLEVUE 110239026 | EPSS | EPSS | EPSS | [17 empty] | Ground Inspection | [18 empty] | EPSS, | EPSS | EPSS | EPSS, | EPSS | EPSS | EPSS,Ground Inspection, | EPSS Ground Inspection | EPSS Ground Inspection |  |  |  | , | FALSE
JACINTO 110287210 | EPSS | EPSS | EPSS | [16 empty] | Ground Inspection | [19 empty] | EPSS, | EPSS | EPSS | EPSS,Ground Inspection, | EPSS Ground Inspection | EPSS Ground Inspection | EPSS, | EPSS | EPSS |  |  |  | , | FALSE
SAN LEANDRO U 1114458451 | EPSS | EPSS | EPSS | [8 empty] | Expulsion Fuse Replacement | [5 empty] | Aerial Inspection |  | Ground Inspection | Ground Inspection | Non-Pole Backlog | [6 empty] | Down Conductor Detection (DCD) | [10 empty] | EPSS,Non-Pole Backlog, | EPSS Non-Pole Backlog | EPSS Non-Pole Backlog | EPSS,Ground Inspection,Down Conductor Detection (DCD), | EPSS Ground Inspection Down Conductor Detection (DCD) | EPSS Ground Inspection Down Conductor Detection (DCD) | EPSS,Expulsion Fuse Replacement,Aerial Inspection,Ground Inspection, | EPSS Expulsion Fuse Replacement Aerial Inspection Ground Inspection | EPSS Expulsion Fuse Replacement Aerial Inspection Ground Inspection |  |  |  | , | FALSE
COTATI 110494186 | EPSS | EPSS | EPSS | [13 empty] | Aerial Inspection |  | Ground Inspection | Ground Inspection | Ground Inspection | [18 empty] | EPSS,Ground Inspection, | EPSS Ground Inspection | EPSS Ground Inspection | EPSS,Aerial Inspection,Ground Inspection, | EPSS Aerial Inspection Ground Inspection | EPSS Aerial Inspection Ground Inspection | EPSS,Ground Inspection, | EPSS Ground Inspection | EPSS Ground Inspection |  |  |  | , | FALSE
SAN BENITO 2101CB | EPSS | EPSS | EPSS | [13 empty] | Aerial Inspection |  | Ground Inspection |  | Ground Inspection | [18 empty] | EPSS,Ground Inspection, | EPSS Ground Inspection | EPSS Ground Inspection | EPSS,Aerial Inspection, | EPSS Aerial Inspection | EPSS Aerial Inspection | EPSS,Ground Inspection, | EPSS Ground Inspection | EPSS Ground Inspection |  |  |  | , | FALSE
KINGSBURG 1108923080 | EPSS | EPSS | EPSS | [36 empty] | EPSS, | EPSS | EPSS | EPSS, | EPSS | EPSS | EPSS, | EPSS | EPSS |  |  |  | , | FALSE
MERCED 11164380 | EPSS | EPSS | EPSS | [15 empty] | Ground Inspection | [20 empty] | EPSS,Ground Inspection, | EPSS Ground Inspection | EPSS Ground Inspection | EPSS, | EPSS | EPSS | EPSS, | EPSS | EPSS |  |  |  | , | FALSE
PARLIER 1104CB | EPSS | EPSS | EPSS | [17 empty] | Ground Inspection | [18 empty] | EPSS, | EPSS | EPSS | EPSS, | EPSS | EPSS | EPSS,Ground Inspection, | EPSS Ground Inspection | EPSS Ground Inspection |  |  |  | , | FALSE
CRESSEY 210396596 | EPSS | EPSS | EPSS | [36 empty] | EPSS, | EPSS | EPSS | EPSS, | EPSS | EPSS | EPSS, | EPSS | EPSS |  |  |  | , | FALSE
BORDEN 110238670 | EPSS | EPSS | EPSS | [15 empty] | Ground Inspection |  | Ground Inspection | [18 empty] | EPSS,Ground Inspection, | EPSS Ground Inspection | EPSS Ground Inspection | EPSS, | EPSS | EPSS | EPSS,Ground Inspection, | EPSS Ground Inspection | EPSS Ground Inspection |  |  |  | , | FALSE
FITCH MOUNTAIN 1111610 | EPSS | EPSS | EPSS | [15 empty] | Ground Inspection | [20 empty] | EPSS,Ground Inspection, | EPSS Ground Inspection | EPSS Ground Inspection | EPSS, | EPSS | EPSS | EPSS, | EPSS | EPSS |  |  |  | , | FALSE
RIVERBANK 171357168 | EPSS | EPSS | EPSS | [15 empty] | Ground Inspection |  | Ground Inspection | [18 empty] | EPSS,Ground Inspection, | EPSS Ground Inspection | EPSS Ground Inspection | EPSS, | EPSS | EPSS | EPSS,Ground Inspection, | EPSS Ground Inspection | EPSS Ground Inspection |  |  |  | , | FALSE
LOGAN CREEK 2102CB | EPSS | EPSS | EPSS | [27 empty] | Line Sensors | [8 empty] | EPSS,Line Sensors, | EPSS Line Sensors | EPSS Line Sensors | EPSS, | EPSS | EPSS | EPSS, | EPSS | EPSS |  |  |  | , | FALSE
BASALT 11065030 | EPSS | EPSS | EPSS | [15 empty] | Ground Inspection | [20 empty] | EPSS,Ground Inspection, | EPSS Ground Inspection | EPSS Ground Inspection | EPSS, | EPSS | EPSS | EPSS, | EPSS | EPSS |  |  |  | , | FALSE
DEEPWATER 11076212 | EPSS | EPSS | EPSS | [15 empty] | Ground Inspection | [20 empty] | EPSS,Ground Inspection, | EPSS Ground Inspection | EPSS Ground Inspection | EPSS, | EPSS | EPSS | EPSS, | EPSS | EPSS |  |  |  | , | FALSE
LLAGAS 2101XR322 | EPSS | EPSS | EPSS | [15 empty] | Ground Inspection | [20 empty] | EPSS,Ground Inspection, | EPSS Ground Inspection | EPSS Ground Inspection | EPSS, | EPSS | EPSS | EPSS, | EPSS | EPSS |  |  |  | , | FALSE
PEASE 11037276 | EPSS | EPSS | EPSS | [36 empty] | EPSS, | EPSS | EPSS | EPSS, | EPSS | EPSS | EPSS, | EPSS | EPSS |  |  |  | , | FALSE
LOCKEFORD 210180774 | EPSS | EPSS | EPSS | [36 empty] | EPSS, | EPSS | EPSS | EPSS, | EPSS | EPSS | EPSS, | EPSS | EPSS |  |  |  | , | FALSE
HOOPA 1101561116 | EPSS | EPSS | EPSS | [24 empty] | Down Conductor Detection (DCD) | [11 empty] | EPSS,Down Conductor Detection (DCD), | EPSS Down Conductor Detection (DCD) | EPSS Down Conductor Detection (DCD) | EPSS, | EPSS | EPSS | EPSS, | EPSS | EPSS |  |  |  | , | FALSE
LOGAN CREEK 21012030 | EPSS | EPSS | EPSS | [36 empty] | EPSS, | EPSS | EPSS | EPSS, | EPSS | EPSS | EPSS, | EPSS | EPSS |  |  |  | , | FALSE
FULTON 1105172 | EPSS | EPSS | EPSS | [17 empty] | Ground Inspection | [18 empty] | EPSS, | EPSS | EPSS | EPSS, | EPSS | EPSS | EPSS,Ground Inspection, | EPSS Ground Inspection | EPSS Ground Inspection |  |  |  | , | FALSE
WATSONVILLE 210112662 | EPSS | EPSS | EPSS | [36 empty] | EPSS, | EPSS | EPSS | EPSS, | EPSS | EPSS | EPSS, | EPSS | EPSS |  |  |  | , | FALSE
MOSHER 211112888 | EPSS | EPSS | EPSS | [16 empty] | Ground Inspection | Ground Inspection | [18 empty] | EPSS, | EPSS | EPSS | EPSS,Ground Inspection, | EPSS Ground Inspection | EPSS Ground Inspection | EPSS,Ground Inspection, | EPSS Ground Inspection | EPSS Ground Inspection |  |  |  | , | FALSE
GOLDTREE 110815803 | EPSS | EPSS | EPSS | [25 empty] | Down Conductor Detection (DCD) | [10 empty] | EPSS, | EPSS | EPSS | EPSS,Down Conductor Detection (DCD), | EPSS Down Conductor Detection (DCD) | EPSS Down Conductor Detection (DCD) | EPSS, | EPSS | EPSS |  |  |  | , | FALSE
BELLE HAVEN 11058978 | EPSS | EPSS | EPSS | [16 empty] | Ground Inspection | Ground Inspection | [18 empty] | EPSS, | EPSS | EPSS | EPSS,Ground Inspection, | EPSS Ground Inspection | EPSS Ground Inspection | EPSS,Ground Inspection, | EPSS Ground Inspection | EPSS Ground Inspection |  |  |  | , | FALSE
WEBER 110814576 | EPSS | EPSS | EPSS | [16 empty] | Ground Inspection | [19 empty] | EPSS, | EPSS | EPSS | EPSS,Ground Inspection, | EPSS Ground Inspection | EPSS Ground Inspection | EPSS, | EPSS | EPSS |  |  |  | , | FALSE
MADISON 210134164 | EPSS | EPSS | EPSS | [17 empty] | Ground Inspection | [9 empty] | Line Sensors | [8 empty] | EPSS,Line Sensors, | EPSS Line Sensors | EPSS Line Sensors | EPSS, | EPSS | EPSS | EPSS,Ground Inspection, | EPSS Ground Inspection | EPSS Ground Inspection |  |  |  | , | FALSE
MERCED 110890520 | EPSS | EPSS | EPSS | [17 empty] | Ground Inspection | [18 empty] | EPSS, | EPSS | EPSS | EPSS, | EPSS | EPSS | EPSS,Ground Inspection, | EPSS Ground Inspection | EPSS Ground Inspection |  |  |  | , | FALSE
LOCKEFORD 210212464 | EPSS | EPSS | EPSS | [17 empty] | Ground Inspection | [9 empty] | Line Sensors | [8 empty] | EPSS,Line Sensors, | EPSS Line Sensors | EPSS Line Sensors | EPSS, | EPSS | EPSS | EPSS,Ground Inspection, | EPSS Ground Inspection | EPSS Ground Inspection |  |  |  | , | FALSE
CELERON 1101CB | EPSS | EPSS | EPSS | [36 empty] | EPSS, | EPSS | EPSS | EPSS, | EPSS | EPSS | EPSS, | EPSS | EPSS |  |  |  | , | FALSE
LAMONT 11024409 | EPSS | EPSS | EPSS | [15 empty] | Ground Inspection |  | Ground Inspection | [18 empty] | EPSS,Ground Inspection, | EPSS Ground Inspection | EPSS Ground Inspection | EPSS, | EPSS | EPSS | EPSS,Ground Inspection, | EPSS Ground Inspection | EPSS Ground Inspection |  |  |  | , | FALSE
OAK 0401R7252 | EPSS | EPSS | EPSS | [13 empty] | Aerial Inspection |  | Ground Inspection |  | Ground Inspection | [18 empty] | EPSS,Ground Inspection, | EPSS Ground Inspection | EPSS Ground Inspection | EPSS,Aerial Inspection, | EPSS Aerial Inspection | EPSS Aerial Inspection | EPSS,Ground Inspection, | EPSS Ground Inspection | EPSS Ground Inspection |  |  |  | , | FALSE
WRIGHT 11109090 | EPSS | EPSS | EPSS | [36 empty] | EPSS, | EPSS | EPSS | EPSS, | EPSS | EPSS | EPSS, | EPSS | EPSS |  |  |  | , | FALSE
ARCATA 1105CB | EPSS | EPSS | EPSS | [16 empty] | Ground Inspection | Ground Inspection | [18 empty] | EPSS, | EPSS | EPSS | EPSS,Ground Inspection, | EPSS Ground Inspection | EPSS Ground Inspection | EPSS,Ground Inspection, | EPSS Ground Inspection | EPSS Ground Inspection |  |  |  | , | FALSE
PEASE 11011248 | EPSS | EPSS | EPSS | [36 empty] | EPSS, | EPSS | EPSS | EPSS, | EPSS | EPSS | EPSS, | EPSS | EPSS |  |  |  | , | FALSE
MADISON 110320062 | EPSS | EPSS | EPSS | [17 empty] | Ground Inspection | [18 empty] | EPSS, | EPSS | EPSS | EPSS, | EPSS | EPSS | EPSS,Ground Inspection, | EPSS Ground Inspection | EPSS Ground Inspection |  |  |  | , | FALSE
HURON 1108739538 | EPSS | EPSS | EPSS | [36 empty] | EPSS, | EPSS | EPSS | EPSS, | EPSS | EPSS | EPSS, | EPSS | EPSS |  |  |  | , | FALSE
FIREBAUGH 110236934 | EPSS | EPSS | EPSS | [16 empty] | Ground Inspection | [19 empty] | EPSS, | EPSS | EPSS | EPSS,Ground Inspection, | EPSS Ground Inspection | EPSS Ground Inspection | EPSS, | EPSS | EPSS |  |  |  | , | FALSE
RIPON 1701848930 | EPSS | EPSS | EPSS | [15 empty] | Ground Inspection |  | Ground Inspection | [18 empty] | EPSS,Ground Inspection, | EPSS Ground Inspection | EPSS Ground Inspection | EPSS, | EPSS | EPSS | EPSS,Ground Inspection, | EPSS Ground Inspection | EPSS Ground Inspection |  |  |  | , | FALSE
DIVIDE 1102M144 | EPSS | EPSS | EPSS | [17 empty] | Ground Inspection | [18 empty] | EPSS, | EPSS | EPSS | EPSS, | EPSS | EPSS | EPSS,Ground Inspection, | EPSS Ground Inspection | EPSS Ground Inspection |  |  |  | , | FALSE
SMYRNA 1104CB | EPSS | EPSS | EPSS | [17 empty] | Ground Inspection | [18 empty] | EPSS, | EPSS | EPSS | EPSS, | EPSS | EPSS | EPSS,Ground Inspection, | EPSS Ground Inspection | EPSS Ground Inspection |  |  |  | , | FALSE
CORNING 110164132 | EPSS | EPSS | EPSS | [17 empty] | Ground Inspection | [18 empty] | EPSS, | EPSS | EPSS | EPSS, | EPSS | EPSS | EPSS,Ground Inspection, | EPSS Ground Inspection | EPSS Ground Inspection |  |  |  | , | FALSE
CARUTHERS 1102R5100 | EPSS | EPSS | EPSS | [15 empty] | Ground Inspection | Ground Inspection | [19 empty] | EPSS,Ground Inspection, | EPSS Ground Inspection | EPSS Ground Inspection | EPSS,Ground Inspection, | EPSS Ground Inspection | EPSS Ground Inspection | EPSS, | EPSS | EPSS |  |  |  | , | FALSE
CASTROVILLE 21045002 | EPSS | EPSS | EPSS | [17 empty] | Ground Inspection | [18 empty] | EPSS, | EPSS | EPSS | EPSS, | EPSS | EPSS | EPSS,Ground Inspection, | EPSS Ground Inspection | EPSS Ground Inspection |  |  |  | , | FALSE
GERBER 110135536 | EPSS | EPSS | EPSS | [36 empty] | EPSS, | EPSS | EPSS | EPSS, | EPSS | EPSS | EPSS, | EPSS | EPSS |  |  |  | , | FALSE
TEMPLETON 2113CB | EPSS | EPSS | EPSS | [13 empty] | Aerial Inspection | Aerial Inspection | Ground Inspection | Ground Inspection | [19 empty] | EPSS,Ground Inspection, | EPSS Ground Inspection | EPSS Ground Inspection | EPSS,Aerial Inspection,Ground Inspection, | EPSS Aerial Inspection Ground Inspection | EPSS Aerial Inspection Ground Inspection | EPSS,Aerial Inspection, | EPSS Aerial Inspection | EPSS Aerial Inspection |  |  |  | , | FALSE
MORGAN HILL 2106XR002 | EPSS | EPSS | EPSS | [36 empty] | EPSS, | EPSS | EPSS | EPSS, | EPSS | EPSS | EPSS, | EPSS | EPSS |  |  |  | , | FALSE
GREEN VALLEY 210312656 | EPSS | EPSS | EPSS | [16 empty] | Ground Inspection | Ground Inspection | [18 empty] | EPSS, | EPSS | EPSS | EPSS,Ground Inspection, | EPSS Ground Inspection | EPSS Ground Inspection | EPSS,Ground Inspection, | EPSS Ground Inspection | EPSS Ground Inspection |  |  |  | , | FALSE
WEST FRESNO 111183387 | EPSS | EPSS | EPSS | [36 empty] | EPSS, | EPSS | EPSS | EPSS, | EPSS | EPSS | EPSS, | EPSS | EPSS |  |  |  | , | FALSE
KERMAN 1108R1690 | EPSS | EPSS | EPSS | [36 empty] | EPSS, | EPSS | EPSS | EPSS, | EPSS | EPSS | EPSS, | EPSS | EPSS |  |  |  | , | FALSE
PEASE 11042012 | EPSS | EPSS | EPSS | [36 empty] | EPSS, | EPSS | EPSS | EPSS, | EPSS | EPSS | EPSS, | EPSS | EPSS |  |  |  | , | FALSE
KETTLEMAN HILLS 2104CB | EPSS | EPSS | EPSS | [16 empty] | Ground Inspection | [19 empty] | EPSS, | EPSS | EPSS | EPSS,Ground Inspection, | EPSS Ground Inspection | EPSS Ground Inspection | EPSS, | EPSS | EPSS |  |  |  | , | FALSE
ALTO 1121508 | EPSS | EPSS | EPSS | [13 empty] | Aerial Inspection |  | Ground Inspection | Ground Inspection | [19 empty] | EPSS,Ground Inspection, | EPSS Ground Inspection | EPSS Ground Inspection | EPSS,Aerial Inspection,Ground Inspection, | EPSS Aerial Inspection Ground Inspection | EPSS Aerial Inspection Ground Inspection | EPSS, | EPSS | EPSS |  |  |  | , | FALSE
LODI 110283726 | EPSS | EPSS | EPSS | [17 empty] | Ground Inspection | [18 empty] | EPSS, | EPSS | EPSS | EPSS, | EPSS | EPSS | EPSS,Ground Inspection, | EPSS Ground Inspection | EPSS Ground Inspection |  |  |  | , | FALSE
CANAL 1103CB | EPSS | EPSS | EPSS | [17 empty] | Ground Inspection | [18 empty] | EPSS, | EPSS | EPSS | EPSS, | EPSS | EPSS | EPSS,Ground Inspection, | EPSS Ground Inspection | EPSS Ground Inspection |  |  |  | , | FALSE
WEST FRESNO 1101R1766 | EPSS | EPSS | EPSS | [36 empty] | EPSS, | EPSS | EPSS | EPSS, | EPSS | EPSS | EPSS, | EPSS | EPSS |  |  |  | , | FALSE
PEACHTON 11021960 | EPSS | EPSS | EPSS | [17 empty] | Ground Inspection | [18 empty] | EPSS, | EPSS | EPSS | EPSS, | EPSS | EPSS | EPSS,Ground Inspection, | EPSS Ground Inspection | EPSS Ground Inspection |  |  |  | , | FALSE
PAUL SWEET 210910216 | EPSS | EPSS | EPSS | [16 empty] | Ground Inspection | [19 empty] | EPSS, | EPSS | EPSS | EPSS,Ground Inspection, | EPSS Ground Inspection | EPSS Ground Inspection | EPSS, | EPSS | EPSS |  |  |  | , | FALSE
OAKLAND D 1202CB | EPSS | EPSS | EPSS | [16 empty] | Ground Inspection | [19 empty] | EPSS, | EPSS | EPSS | EPSS,Ground Inspection, | EPSS Ground Inspection | EPSS Ground Inspection | EPSS, | EPSS | EPSS |  |  |  | , | FALSE
LOS COCHES 11027046 | EPSS | EPSS | EPSS | [17 empty] | Ground Inspection | [18 empty] | EPSS, | EPSS | EPSS | EPSS, | EPSS | EPSS | EPSS,Ground Inspection, | EPSS Ground Inspection | EPSS Ground Inspection |  |  |  | , | FALSE
TYLER 1104CB | EPSS | EPSS | EPSS | [36 empty] | EPSS, | EPSS | EPSS | EPSS, | EPSS | EPSS | EPSS, | EPSS | EPSS |  |  |  | , | FALSE
SANGER 1110CB | EPSS | EPSS | EPSS | [15 empty] | Ground Inspection | Ground Inspection | [19 empty] | EPSS,Ground Inspection, | EPSS Ground Inspection | EPSS Ground Inspection | EPSS,Ground Inspection, | EPSS Ground Inspection | EPSS Ground Inspection | EPSS, | EPSS | EPSS |  |  |  | , | FALSE
SANGER 111237242 | EPSS | EPSS | EPSS | [16 empty] | Ground Inspection | [19 empty] | EPSS, | EPSS | EPSS | EPSS,Ground Inspection, | EPSS Ground Inspection | EPSS Ground Inspection | EPSS, | EPSS | EPSS |  |  |  | , | FALSE
LODI 110134834 | EPSS | EPSS | EPSS | [17 empty] | Ground Inspection | [18 empty] | EPSS, | EPSS | EPSS | EPSS, | EPSS | EPSS | EPSS,Ground Inspection, | EPSS Ground Inspection | EPSS Ground Inspection |  |  |  | , | FALSE
WALDO 0401965216 | EPSS | EPSS | EPSS | [17 empty] | Ground Inspection | Non-Pole Backlog | [17 empty] | EPSS,Non-Pole Backlog, | EPSS Non-Pole Backlog | EPSS Non-Pole Backlog | EPSS, | EPSS | EPSS | EPSS,Ground Inspection, | EPSS Ground Inspection | EPSS Ground Inspection |  |  |  | , | FALSE
BAHIA 1104624 | EPSS | EPSS | EPSS | [15 empty] | Ground Inspection |  | Ground Inspection | [18 empty] | EPSS,Ground Inspection, | EPSS Ground Inspection | EPSS Ground Inspection | EPSS, | EPSS | EPSS | EPSS,Ground Inspection, | EPSS Ground Inspection | EPSS Ground Inspection |  |  |  | , | FALSE
ARVIN 1101CB | EPSS | EPSS | EPSS | [15 empty] | Ground Inspection | [20 empty] | EPSS,Ground Inspection, | EPSS Ground Inspection | EPSS Ground Inspection | EPSS, | EPSS | EPSS | EPSS, | EPSS | EPSS |  |  |  | , | FALSE
WHEATLAND 11021368 | EPSS | EPSS | EPSS | [15 empty] | Ground Inspection | [20 empty] | EPSS,Ground Inspection, | EPSS Ground Inspection | EPSS Ground Inspection | EPSS, | EPSS | EPSS | EPSS, | EPSS | EPSS |  |  |  | , | FALSE
LLAGAS 2103XR424 | EPSS | EPSS | EPSS | [15 empty] | Ground Inspection | [20 empty] | EPSS,Ground Inspection, | EPSS Ground Inspection | EPSS Ground Inspection | EPSS, | EPSS | EPSS | EPSS, | EPSS | EPSS |  |  |  | , | FALSE
EIGHT MILE 210111380 | EPSS | EPSS | EPSS | [15 empty] | Ground Inspection | Ground Inspection | Ground Inspection | [18 empty] | EPSS,Ground Inspection, | EPSS Ground Inspection | EPSS Ground Inspection | EPSS,Ground Inspection, | EPSS Ground Inspection | EPSS Ground Inspection | EPSS,Ground Inspection, | EPSS Ground Inspection | EPSS Ground Inspection |  |  |  | , | FALSE
DINUBA 11067810 | EPSS | EPSS | EPSS | [15 empty] | Ground Inspection | [20 empty] | EPSS,Ground Inspection, | EPSS Ground Inspection | EPSS Ground Inspection | EPSS, | EPSS | EPSS | EPSS, | EPSS | EPSS |  |  |  | , | FALSE
STOREY 11095200 | EPSS | EPSS | EPSS | [36 empty] | EPSS, | EPSS | EPSS | EPSS, | EPSS | EPSS | EPSS, | EPSS | EPSS |  |  |  | , | FALSE
SALMON CREEK 1101CB | EPSS | EPSS | EPSS | [15 empty] | Ground Inspection | [20 empty] | EPSS,Ground Inspection, | EPSS Ground Inspection | EPSS Ground Inspection | EPSS, | EPSS | EPSS | EPSS, | EPSS | EPSS |  |  |  | , | FALSE
ARCATA 11057580 | EPSS | EPSS | EPSS | [16 empty] | Ground Inspection | Ground Inspection | [18 empty] | EPSS, | EPSS | EPSS | EPSS,Ground Inspection, | EPSS Ground Inspection | EPSS Ground Inspection | EPSS,Ground Inspection, | EPSS Ground Inspection | EPSS Ground Inspection |  |  |  | , | FALSE
NORTH TOWER 1102CB | EPSS | EPSS | EPSS | [15 empty] | Ground Inspection |  | Ground Inspection | [18 empty] | EPSS,Ground Inspection, | EPSS Ground Inspection | EPSS Ground Inspection | EPSS, | EPSS | EPSS | EPSS,Ground Inspection, | EPSS Ground Inspection | EPSS Ground Inspection |  |  |  | , | FALSE
GRANT 1105MR363 | EPSS | EPSS | EPSS | [16 empty] | Ground Inspection | [19 empty] | EPSS, | EPSS | EPSS | EPSS,Ground Inspection, | EPSS Ground Inspection | EPSS Ground Inspection | EPSS, | EPSS | EPSS |  |  |  | , | FALSE
DUMBARTON 11108918 | EPSS | EPSS | EPSS | [16 empty] | Ground Inspection | [19 empty] | EPSS, | EPSS | EPSS | EPSS,Ground Inspection, | EPSS Ground Inspection | EPSS Ground Inspection | EPSS, | EPSS | EPSS |  |  |  | , | FALSE
LARKIN (Y) 1140CB | EPSS | EPSS | EPSS | [15 empty] | Ground Inspection | [20 empty] | EPSS,Ground Inspection, | EPSS Ground Inspection | EPSS Ground Inspection | EPSS, | EPSS | EPSS | EPSS, | EPSS | EPSS |  |  |  | , | FALSE
GRAND ISLAND 222740136 | EPSS | EPSS | EPSS | [17 empty] | Ground Inspection | [18 empty] | EPSS, | EPSS | EPSS | EPSS, | EPSS | EPSS | EPSS,Ground Inspection, | EPSS Ground Inspection | EPSS Ground Inspection |  |  |  | , | FALSE
MAGUNDEN 2108323832 | EPSS | EPSS | EPSS | [36 empty] | EPSS, | EPSS | EPSS | EPSS, | EPSS | EPSS | EPSS, | EPSS | EPSS |  |  |  | , | FALSE
ROB ROY 210512582 | EPSS | EPSS | EPSS | [36 empty] | EPSS, | EPSS | EPSS | EPSS, | EPSS | EPSS | EPSS, | EPSS | EPSS |  |  |  | , | FALSE
SALINAS 1109CB | EPSS | EPSS | EPSS | [15 empty] | Ground Inspection |  | Ground Inspection | [18 empty] | EPSS,Ground Inspection, | EPSS Ground Inspection | EPSS Ground Inspection | EPSS, | EPSS | EPSS | EPSS,Ground Inspection, | EPSS Ground Inspection | EPSS Ground Inspection |  |  |  | , | FALSE
MC CALL 1106430534 | EPSS | EPSS | EPSS | [17 empty] | Ground Inspection | [18 empty] | EPSS, | EPSS | EPSS | EPSS, | EPSS | EPSS | EPSS,Ground Inspection, | EPSS Ground Inspection | EPSS Ground Inspection |  |  |  | , | FALSE
TULARE LAKE 1104225890 | EPSS | EPSS | EPSS | [16 empty] | Ground Inspection | [19 empty] | EPSS, | EPSS | EPSS | EPSS,Ground Inspection, | EPSS Ground Inspection | EPSS Ground Inspection | EPSS, | EPSS | EPSS |  |  |  | , | FALSE
RICE 11033032 | EPSS | EPSS | EPSS | [16 empty] | Ground Inspection | [19 empty] | EPSS, | EPSS | EPSS | EPSS,Ground Inspection, | EPSS Ground Inspection | EPSS Ground Inspection | EPSS, | EPSS | EPSS |  |  |  | , | FALSE
BOGUE 11041382 | EPSS | EPSS | EPSS | [36 empty] | EPSS, | EPSS | EPSS | EPSS, | EPSS | EPSS | EPSS, | EPSS | EPSS |  |  |  | , | FALSE
KEARNEY 110477226 | EPSS | EPSS | EPSS | [16 empty] | Ground Inspection | [19 empty] | EPSS, | EPSS | EPSS | EPSS,Ground Inspection, | EPSS Ground Inspection | EPSS Ground Inspection | EPSS, | EPSS | EPSS |  |  |  | , | FALSE
MERCED FALLS 1102CB | EPSS | EPSS | EPSS | [15 empty] | Ground Inspection | [20 empty] | EPSS,Ground Inspection, | EPSS Ground Inspection | EPSS Ground Inspection | EPSS, | EPSS | EPSS | EPSS, | EPSS | EPSS |  |  |  | , | FALSE
SCHINDLER 1105CB | EPSS | EPSS | EPSS | [17 empty] | Ground Inspection | [18 empty] | EPSS, | EPSS | EPSS | EPSS, | EPSS | EPSS | EPSS,Ground Inspection, | EPSS Ground Inspection | EPSS Ground Inspection |  |  |  | , | FALSE
PEASE 110450628 | EPSS | EPSS | EPSS | [36 empty] | EPSS, | EPSS | EPSS | EPSS, | EPSS | EPSS | EPSS, | EPSS | EPSS |  |  |  | , | FALSE
CRESSEY 2104104770 | EPSS | EPSS | EPSS | [36 empty] | EPSS, | EPSS | EPSS | EPSS, | EPSS | EPSS | EPSS, | EPSS | EPSS |  |  |  | , | FALSE
SANTA MARIA 1108M122 | EPSS | EPSS | EPSS | [36 empty] | EPSS, | EPSS | EPSS | EPSS, | EPSS | EPSS | EPSS, | EPSS | EPSS |  |  |  | , | FALSE
DINUBA 11047865F | EPSS | EPSS | EPSS | [15 empty] | Ground Inspection | [20 empty] | EPSS,Ground Inspection, | EPSS Ground Inspection | EPSS Ground Inspection | EPSS, | EPSS | EPSS | EPSS, | EPSS | EPSS |  |  |  | , | FALSE
LOS OSITOS 2101CB | EPSS | EPSS | EPSS | [16 empty] | Ground Inspection | [19 empty] | EPSS, | EPSS | EPSS | EPSS,Ground Inspection, | EPSS Ground Inspection | EPSS Ground Inspection | EPSS, | EPSS | EPSS |  |  |  | , | FALSE
BLACKWELL 2101434222 | EPSS | EPSS | EPSS | [16 empty] | Ground Inspection | [19 empty] | EPSS, | EPSS | EPSS | EPSS,Ground Inspection, | EPSS Ground Inspection | EPSS Ground Inspection | EPSS, | EPSS | EPSS |  |  |  | , | FALSE
GATES 1110950861 | EPSS | EPSS | EPSS | [36 empty] | EPSS, | EPSS | EPSS | EPSS, | EPSS | EPSS | EPSS, | EPSS | EPSS |  |  |  | , | FALSE
RIPON 1701397478 | EPSS | EPSS | EPSS | [15 empty] | Ground Inspection | Ground Inspection | Ground Inspection | [18 empty] | EPSS,Ground Inspection, | EPSS Ground Inspection | EPSS Ground Inspection | EPSS,Ground Inspection, | EPSS Ground Inspection | EPSS Ground Inspection | EPSS,Ground Inspection, | EPSS Ground Inspection | EPSS Ground Inspection |  |  |  | , | FALSE
MENDOTA 110390290 | EPSS | EPSS | EPSS | [15 empty] | Ground Inspection | [20 empty] | EPSS,Ground Inspection, | EPSS Ground Inspection | EPSS Ground Inspection | EPSS, | EPSS | EPSS | EPSS, | EPSS | EPSS |  |  |  | , | FALSE
VINA 1101247612 | EPSS | EPSS | EPSS | [17 empty] | Ground Inspection | [18 empty] | EPSS, | EPSS | EPSS | EPSS, | EPSS | EPSS | EPSS,Ground Inspection, | EPSS Ground Inspection | EPSS Ground Inspection |  |  |  | , | FALSE
DUNNIGAN 11014704 | EPSS | EPSS | EPSS | [17 empty] | Ground Inspection | [18 empty] | EPSS, | EPSS | EPSS | EPSS, | EPSS | EPSS | EPSS,Ground Inspection, | EPSS Ground Inspection | EPSS Ground Inspection |  |  |  | , | FALSE
RIVERBANK 1713CB | EPSS | EPSS | EPSS | [15 empty] | Ground Inspection |  | Ground Inspection | [18 empty] | EPSS,Ground Inspection, | EPSS Ground Inspection | EPSS Ground Inspection | EPSS, | EPSS | EPSS | EPSS,Ground Inspection, | EPSS Ground Inspection | EPSS Ground Inspection |  |  |  | , | FALSE
TEMBLOR 110437694 | EPSS | EPSS | EPSS | [15 empty] | Ground Inspection | [20 empty] | EPSS,Ground Inspection, | EPSS Ground Inspection | EPSS Ground Inspection | EPSS, | EPSS | EPSS | EPSS, | EPSS | EPSS |  |  |  | , | FALSE
LOS MOLINOS 1102CB | EPSS | EPSS | EPSS | [17 empty] | Ground Inspection | [18 empty] | EPSS, | EPSS | EPSS | EPSS, | EPSS | EPSS | EPSS,Ground Inspection, | EPSS Ground Inspection | EPSS Ground Inspection |  |  |  | , | FALSE
BELMONT 11104845 | EPSS | EPSS | EPSS | [15 empty] | Ground Inspection | [20 empty] | EPSS,Ground Inspection, | EPSS Ground Inspection | EPSS Ground Inspection | EPSS, | EPSS | EPSS | EPSS, | EPSS | EPSS |  |  |  | , | FALSE
SANGER 1114CB | EPSS | EPSS | EPSS | [16 empty] | Ground Inspection | [19 empty] | EPSS, | EPSS | EPSS | EPSS,Ground Inspection, | EPSS Ground Inspection | EPSS Ground Inspection | EPSS, | EPSS | EPSS |  |  |  | , | FALSE
HOLLISTER 2102406496 | EPSS | EPSS | EPSS | [17 empty] | Ground Inspection | [18 empty] | EPSS, | EPSS | EPSS | EPSS, | EPSS | EPSS | EPSS,Ground Inspection, | EPSS Ground Inspection | EPSS Ground Inspection |  |  |  | , | FALSE
SF L 0401CB | EPSS | EPSS | EPSS | [17 empty] | Ground Inspection | [18 empty] | EPSS, | EPSS | EPSS | EPSS, | EPSS | EPSS | EPSS,Ground Inspection, | EPSS Ground Inspection | EPSS Ground Inspection |  |  |  | , | FALSE
LODI 110237602 | EPSS | EPSS | EPSS | [17 empty] | Ground Inspection | [18 empty] | EPSS, | EPSS | EPSS | EPSS, | EPSS | EPSS | EPSS,Ground Inspection, | EPSS Ground Inspection | EPSS Ground Inspection |  |  |  | , | FALSE
DAIRYLAND 1105CB | EPSS | EPSS | EPSS | [16 empty] | Ground Inspection | [19 empty] | EPSS, | EPSS | EPSS | EPSS,Ground Inspection, | EPSS Ground Inspection | EPSS Ground Inspection | EPSS, | EPSS | EPSS |  |  |  | , | FALSE
VICTOR 110275234 | EPSS | EPSS | EPSS | [36 empty] | EPSS, | EPSS | EPSS | EPSS, | EPSS | EPSS | EPSS, | EPSS | EPSS |  |  |  | , | FALSE
MISSION (X) 1109CB | EPSS | EPSS | EPSS | [15 empty] | Ground Inspection | [20 empty] | EPSS,Ground Inspection, | EPSS Ground Inspection | EPSS Ground Inspection | EPSS, | EPSS | EPSS | EPSS, | EPSS | EPSS |  |  |  | , | FALSE
WILSON 1103CB | EPSS | EPSS | EPSS | [15 empty] | Ground Inspection | [20 empty] | EPSS,Ground Inspection, | EPSS Ground Inspection | EPSS Ground Inspection | EPSS, | EPSS | EPSS | EPSS, | EPSS | EPSS |  |  |  | , | FALSE
RIO BRAVO 1102CB | EPSS | EPSS | EPSS | [15 empty] | Ground Inspection | [20 empty] | EPSS,Ground Inspection, | EPSS Ground Inspection | EPSS Ground Inspection | EPSS, | EPSS | EPSS | EPSS, | EPSS | EPSS |  |  |  | , | FALSE
ATWATER 110790580 | EPSS | EPSS | EPSS | [15 empty] | Ground Inspection | Ground Inspection | [19 empty] | EPSS,Ground Inspection, | EPSS Ground Inspection | EPSS Ground Inspection | EPSS,Ground Inspection, | EPSS Ground Inspection | EPSS Ground Inspection | EPSS, | EPSS | EPSS |  |  |  | , | FALSE
GABILAN 110191118 | EPSS | EPSS | EPSS | [36 empty] | EPSS, | EPSS | EPSS | EPSS, | EPSS | EPSS | EPSS, | EPSS | EPSS |  |  |  | , | FALSE
ORICK 11021484 | EPSS | EPSS | EPSS | [16 empty] | Ground Inspection | [19 empty] | EPSS, | EPSS | EPSS | EPSS,Ground Inspection, | EPSS Ground Inspection | EPSS Ground Inspection | EPSS, | EPSS | EPSS |  |  |  | , | FALSE
DAVIS 110620232 | EPSS | EPSS | EPSS | [16 empty] | Ground Inspection | [19 empty] | EPSS, | EPSS | EPSS | EPSS,Ground Inspection, | EPSS Ground Inspection | EPSS Ground Inspection | EPSS, | EPSS | EPSS |  |  |  | , | FALSE
COLUSA 110167508 | EPSS | EPSS | EPSS | [15 empty] | Ground Inspection | [20 empty] | EPSS,Ground Inspection, | EPSS Ground Inspection | EPSS Ground Inspection | EPSS, | EPSS | EPSS | EPSS, | EPSS | EPSS |  |  |  | , | FALSE
RENFRO 21011146 | EPSS | EPSS | EPSS | [16 empty] | Ground Inspection | Ground Inspection | [18 empty] | EPSS, | EPSS | EPSS | EPSS,Ground Inspection, | EPSS Ground Inspection | EPSS Ground Inspection | EPSS,Ground Inspection, | EPSS Ground Inspection | EPSS Ground Inspection |  |  |  | , | FALSE
EAST GRAND 110412701 | EPSS | EPSS | EPSS | [15 empty] | Ground Inspection | Ground Inspection | Ground Inspection | [18 empty] | EPSS,Ground Inspection, | EPSS Ground Inspection | EPSS Ground Inspection | EPSS,Ground Inspection, | EPSS Ground Inspection | EPSS Ground Inspection | EPSS,Ground Inspection, | EPSS Ground Inspection | EPSS Ground Inspection |  |  |  | , | FALSE
MC CALL 110386670 | EPSS | EPSS | EPSS | [17 empty] | Ground Inspection | [18 empty] | EPSS, | EPSS | EPSS | EPSS, | EPSS | EPSS | EPSS,Ground Inspection, | EPSS Ground Inspection | EPSS Ground Inspection |  |  |  | , | FALSE
ORTIGA 1106CB | EPSS | EPSS | EPSS | [16 empty] | Ground Inspection | [19 empty] | EPSS, | EPSS | EPSS | EPSS,Ground Inspection, | EPSS Ground Inspection | EPSS Ground Inspection | EPSS, | EPSS | EPSS |  |  |  | , | FALSE
RIVERBANK 171466284 | EPSS | EPSS | EPSS | [15 empty] | Ground Inspection | [20 empty] | EPSS,Ground Inspection, | EPSS Ground Inspection | EPSS Ground Inspection | EPSS, | EPSS | EPSS | EPSS, | EPSS | EPSS |  |  |  | , | FALSE
DIVIDE 110245067 | EPSS | EPSS | EPSS | [17 empty] | Ground Inspection | [18 empty] | EPSS, | EPSS | EPSS | EPSS, | EPSS | EPSS | EPSS,Ground Inspection, | EPSS Ground Inspection | EPSS Ground Inspection |  |  |  | , | FALSE
MOLINO 1101324 | EPSS | EPSS | EPSS | [17 empty] | Ground Inspection | [9 empty] | Line Sensors | [8 empty] | EPSS,Line Sensors, | EPSS Line Sensors | EPSS Line Sensors | EPSS, | EPSS | EPSS | EPSS,Ground Inspection, | EPSS Ground Inspection | EPSS Ground Inspection |  |  |  | , | FALSE
HOLLISTER 210193404 | EPSS | EPSS | EPSS | [17 empty] | Ground Inspection | [18 empty] | EPSS, | EPSS | EPSS | EPSS, | EPSS | EPSS | EPSS,Ground Inspection, | EPSS Ground Inspection | EPSS Ground Inspection |  |  |  | , | FALSE
LINCOLN 1104CB | EPSS | EPSS | EPSS | [17 empty] | Ground Inspection | [18 empty] | EPSS, | EPSS | EPSS | EPSS, | EPSS | EPSS | EPSS,Ground Inspection, | EPSS Ground Inspection | EPSS Ground Inspection |  |  |  | , | FALSE
ORTIGA 110678478 | EPSS | EPSS | EPSS | [16 empty] | Ground Inspection | [19 empty] | EPSS, | EPSS | EPSS | EPSS,Ground Inspection, | EPSS Ground Inspection | EPSS Ground Inspection | EPSS, | EPSS | EPSS |  |  |  | , | FALSE
MARINA (F) 0402CB | EPSS | EPSS | EPSS | [36 empty] | EPSS, | EPSS | EPSS | EPSS, | EPSS | EPSS | EPSS, | EPSS | EPSS |  |  |  | , | FALSE
WINDSOR 1102596 | EPSS | EPSS | EPSS | [15 empty] | Ground Inspection |  | Ground Inspection | [18 empty] | EPSS,Ground Inspection, | EPSS Ground Inspection | EPSS Ground Inspection | EPSS, | EPSS | EPSS | EPSS,Ground Inspection, | EPSS Ground Inspection | EPSS Ground Inspection |  |  |  | , | FALSE
EAST MARYSVILLE 11081706 | EPSS | EPSS | EPSS | [17 empty] | Ground Inspection | [18 empty] | EPSS, | EPSS | EPSS | EPSS, | EPSS | EPSS | EPSS,Ground Inspection, | EPSS Ground Inspection | EPSS Ground Inspection |  |  |  | , | FALSE
REEDLEY 110186412 | EPSS | EPSS | EPSS | [36 empty] | EPSS, | EPSS | EPSS | EPSS, | EPSS | EPSS | EPSS, | EPSS | EPSS |  |  |  | , | FALSE
CAPAY 110237148 | EPSS | EPSS | EPSS | [17 empty] | Ground Inspection | [18 empty] | EPSS, | EPSS | EPSS | EPSS, | EPSS | EPSS | EPSS,Ground Inspection, | EPSS Ground Inspection | EPSS Ground Inspection |  |  |  | , | FALSE
WOODLAND 111021288 | EPSS | EPSS | EPSS | [36 empty] | EPSS, | EPSS | EPSS | EPSS, | EPSS | EPSS | EPSS, | EPSS | EPSS |  |  |  | , | FALSE
MT EDEN 110211056 | EPSS | EPSS | EPSS | [17 empty] | Ground Inspection | [18 empty] | EPSS, | EPSS | EPSS | EPSS, | EPSS | EPSS | EPSS,Ground Inspection, | EPSS Ground Inspection | EPSS Ground Inspection |  |  |  | , | FALSE
CORCORAN 11082052F | EPSS | EPSS | EPSS | [15 empty] | Ground Inspection | [20 empty] | EPSS,Ground Inspection, | EPSS Ground Inspection | EPSS Ground Inspection | EPSS, | EPSS | EPSS | EPSS, | EPSS | EPSS |  |  |  | , | FALSE
BORDEN 11039820 | EPSS | EPSS | EPSS | [15 empty] | Ground Inspection |  | Ground Inspection | [18 empty] | EPSS,Ground Inspection, | EPSS Ground Inspection | EPSS Ground Inspection | EPSS, | EPSS | EPSS | EPSS,Ground Inspection, | EPSS Ground Inspection | EPSS Ground Inspection |  |  |  | , | FALSE
DOLAN ROAD 110157184 | EPSS | EPSS | EPSS | [16 empty] | Ground Inspection | [19 empty] | EPSS, | EPSS | EPSS | EPSS,Ground Inspection, | EPSS Ground Inspection | EPSS Ground Inspection | EPSS, | EPSS | EPSS |  |  |  | , | FALSE
KERMAN 1101R3040 | EPSS | EPSS | EPSS | [17 empty] | Ground Inspection | [18 empty] | EPSS, | EPSS | EPSS | EPSS, | EPSS | EPSS | EPSS,Ground Inspection, | EPSS Ground Inspection | EPSS Ground Inspection |  |  |  | , | FALSE
TRACY 110685274 | EPSS | EPSS | EPSS | [15 empty] | Ground Inspection | [20 empty] | EPSS,Ground Inspection, | EPSS Ground Inspection | EPSS Ground Inspection | EPSS, | EPSS | EPSS | EPSS, | EPSS | EPSS |  |  |  | , | FALSE
DIXON 110212352 | EPSS | EPSS | EPSS | [15 empty] | Ground Inspection | Ground Inspection | [19 empty] | EPSS,Ground Inspection, | EPSS Ground Inspection | EPSS Ground Inspection | EPSS,Ground Inspection, | EPSS Ground Inspection | EPSS Ground Inspection | EPSS, | EPSS | EPSS |  |  |  | , | FALSE
LIVINGSTON 1104CB | EPSS | EPSS | EPSS | [17 empty] | Ground Inspection | [18 empty] | EPSS, | EPSS | EPSS | EPSS, | EPSS | EPSS | EPSS,Ground Inspection, | EPSS Ground Inspection | EPSS Ground Inspection |  |  |  | , | FALSE
WEST SACRAMENTO 1109743964 | EPSS | EPSS | EPSS | [16 empty] | Ground Inspection | [19 empty] | EPSS, | EPSS | EPSS | EPSS,Ground Inspection, | EPSS Ground Inspection | EPSS Ground Inspection | EPSS, | EPSS | EPSS |  |  |  | , | FALSE
MANTECA 17058990 | EPSS | EPSS | EPSS | [17 empty] | Ground Inspection | [18 empty] | EPSS, | EPSS | EPSS | EPSS, | EPSS | EPSS | EPSS,Ground Inspection, | EPSS Ground Inspection | EPSS Ground Inspection |  |  |  | , | FALSE
GEYSERVILLE 1102501402 | EPSS | EPSS | EPSS | [13 empty] | Aerial Inspection |  | Ground Inspection | [8 empty] | Down Conductor Detection (DCD) | [11 empty] | EPSS,Ground Inspection,Down Conductor Detection (DCD), | EPSS Ground Inspection Down Conductor Detection (DCD) | EPSS Ground Inspection Down Conductor Detection (DCD) | EPSS,Aerial Inspection, | EPSS Aerial Inspection | EPSS Aerial Inspection | EPSS, | EPSS | EPSS |  |  |  | , | FALSE
LOCKEFORD 210212462 | EPSS | EPSS | EPSS | [15 empty] | Ground Inspection | Ground Inspection | Ground Inspection | [9 empty] | Line Sensors | [8 empty] | EPSS,Ground Inspection,Line Sensors, | EPSS Ground Inspection Line Sensors | EPSS Ground Inspection Line Sensors | EPSS,Ground Inspection, | EPSS Ground Inspection | EPSS Ground Inspection | EPSS,Ground Inspection, | EPSS Ground Inspection | EPSS Ground Inspection |  |  |  | , | FALSE
ZAMORA 110723345 | EPSS | EPSS | EPSS | [17 empty] | Ground Inspection | [18 empty] | EPSS, | EPSS | EPSS | EPSS, | EPSS | EPSS | EPSS,Ground Inspection, | EPSS Ground Inspection | EPSS Ground Inspection |  |  |  | , | FALSE
KEARNEY 1110CB | EPSS | EPSS | EPSS | [36 empty] | EPSS, | EPSS | EPSS | EPSS, | EPSS | EPSS | EPSS, | EPSS | EPSS |  |  |  | , | FALSE
CHOWCHILLA 1101901360 | EPSS | EPSS | EPSS | [16 empty] | Ground Inspection | [19 empty] | EPSS, | EPSS | EPSS | EPSS,Ground Inspection, | EPSS Ground Inspection | EPSS Ground Inspection | EPSS, | EPSS | EPSS |  |  |  | , | FALSE
ATWATER 110210680 | EPSS | EPSS | EPSS | [16 empty] | Ground Inspection | [19 empty] | EPSS, | EPSS | EPSS | EPSS,Ground Inspection, | EPSS Ground Inspection | EPSS Ground Inspection | EPSS, | EPSS | EPSS |  |  |  | , | FALSE
BELLEVUE 110239024 | EPSS | EPSS | EPSS | [17 empty] | Ground Inspection | [18 empty] | EPSS, | EPSS | EPSS | EPSS, | EPSS | EPSS | EPSS,Ground Inspection, | EPSS Ground Inspection | EPSS Ground Inspection |  |  |  | , | FALSE
COALINGA NO 1 1107CB | EPSS | EPSS | EPSS | [15 empty] | Ground Inspection | [20 empty] | EPSS,Ground Inspection, | EPSS Ground Inspection | EPSS Ground Inspection | EPSS, | EPSS | EPSS | EPSS, | EPSS | EPSS |  |  |  | , | FALSE
PASO ROBLES 110195810 | EPSS | EPSS | EPSS | [16 empty] | Ground Inspection | [19 empty] | EPSS, | EPSS | EPSS | EPSS,Ground Inspection, | EPSS Ground Inspection | EPSS Ground Inspection | EPSS, | EPSS | EPSS |  |  |  | , | FALSE
OCEANO 1103CB | EPSS | EPSS | EPSS | [36 empty] | EPSS, | EPSS | EPSS | EPSS, | EPSS | EPSS | EPSS, | EPSS | EPSS |  |  |  | , | FALSE
STOREY 1108CB | EPSS | EPSS | EPSS | [15 empty] | Ground Inspection |  | Ground Inspection | [18 empty] | EPSS,Ground Inspection, | EPSS Ground Inspection | EPSS Ground Inspection | EPSS, | EPSS | EPSS | EPSS,Ground Inspection, | EPSS Ground Inspection | EPSS Ground Inspection |  |  |  | , | FALSE
OROSI 1104CB | EPSS | EPSS | EPSS | [15 empty] | Ground Inspection | Ground Inspection | [19 empty] | EPSS,Ground Inspection, | EPSS Ground Inspection | EPSS Ground Inspection | EPSS,Ground Inspection, | EPSS Ground Inspection | EPSS Ground Inspection | EPSS, | EPSS | EPSS |  |  |  | , | FALSE
KINGSBURG 1116CB | EPSS | EPSS | EPSS | [36 empty] | EPSS, | EPSS | EPSS | EPSS, | EPSS | EPSS | EPSS, | EPSS | EPSS |  |  |  | , | FALSE
ANITA 110153616 | EPSS | EPSS | EPSS | [15 empty] | Ground Inspection | [20 empty] | EPSS,Ground Inspection, | EPSS Ground Inspection | EPSS Ground Inspection | EPSS, | EPSS | EPSS | EPSS, | EPSS | EPSS |  |  |  | , | FALSE
ORO LOMA 111589060 | EPSS | EPSS | EPSS | [16 empty] | Ground Inspection | [19 empty] | EPSS, | EPSS | EPSS | EPSS,Ground Inspection, | EPSS Ground Inspection | EPSS Ground Inspection | EPSS, | EPSS | EPSS |  |  |  | , | FALSE
TRES VIAS 11012618 | EPSS | EPSS | EPSS | [17 empty] | Ground Inspection | [18 empty] | EPSS, | EPSS | EPSS | EPSS, | EPSS | EPSS | EPSS,Ground Inspection, | EPSS Ground Inspection | EPSS Ground Inspection |  |  |  | , | FALSE
VALLEY HOME 17029070 | EPSS | EPSS | EPSS | [15 empty] | Ground Inspection | Ground Inspection | Ground Inspection | [18 empty] | EPSS,Ground Inspection, | EPSS Ground Inspection | EPSS Ground Inspection | EPSS,Ground Inspection, | EPSS Ground Inspection | EPSS Ground Inspection | EPSS,Ground Inspection, | EPSS Ground Inspection | EPSS Ground Inspection |  |  |  | , | FALSE
PARLIER 1102CB | EPSS | EPSS | EPSS | [17 empty] | Ground Inspection | [18 empty] | EPSS, | EPSS | EPSS | EPSS, | EPSS | EPSS | EPSS,Ground Inspection, | EPSS Ground Inspection | EPSS Ground Inspection |  |  |  | , | FALSE
DAIRYVILLE 1101147562 | EPSS | EPSS | EPSS | [15 empty] | Ground Inspection | [20 empty] | EPSS,Ground Inspection, | EPSS Ground Inspection | EPSS Ground Inspection | EPSS, | EPSS | EPSS | EPSS, | EPSS | EPSS |  |  |  | , | FALSE
RICHMOND R 1122BR02 | EPSS | EPSS | EPSS | [36 empty] | EPSS, | EPSS | EPSS | EPSS, | EPSS | EPSS | EPSS, | EPSS | EPSS |  |  |  | , | FALSE
BOWLES 1103R1470 | EPSS | EPSS | EPSS | [16 empty] | Ground Inspection | [19 empty] | EPSS, | EPSS | EPSS | EPSS,Ground Inspection, | EPSS Ground Inspection | EPSS Ground Inspection | EPSS, | EPSS | EPSS |  |  |  | , | FALSE
PARLIER 1103CB | EPSS | EPSS | EPSS | [17 empty] | Ground Inspection | [18 empty] | EPSS, | EPSS | EPSS | EPSS, | EPSS | EPSS | EPSS,Ground Inspection, | EPSS Ground Inspection | EPSS Ground Inspection |  |  |  | , | FALSE
PEASE 1103CB | EPSS | EPSS | EPSS | [36 empty] | EPSS, | EPSS | EPSS | EPSS, | EPSS | EPSS | EPSS, | EPSS | EPSS |  |  |  | , | FALSE
EL NIDO 1102CB | EPSS | EPSS | EPSS | [15 empty] | Ground Inspection | Ground Inspection | Ground Inspection | [18 empty] | EPSS,Ground Inspection, | EPSS Ground Inspection | EPSS Ground Inspection | EPSS,Ground Inspection, | EPSS Ground Inspection | EPSS Ground Inspection | EPSS,Ground Inspection, | EPSS Ground Inspection | EPSS Ground Inspection |  |  |  | , | FALSE
MCKITTRICK 1101CB | EPSS | EPSS | EPSS | [15 empty] | Ground Inspection |  | Ground Inspection | [18 empty] | EPSS,Ground Inspection, | EPSS Ground Inspection | EPSS Ground Inspection | EPSS, | EPSS | EPSS | EPSS,Ground Inspection, | EPSS Ground Inspection | EPSS Ground Inspection |  |  |  | , | FALSE
ATASCADERO 1102CB | EPSS | EPSS | EPSS | [14 empty] | Aerial Inspection | Ground Inspection | Ground Inspection | [19 empty] | EPSS,Ground Inspection, | EPSS Ground Inspection | EPSS Ground Inspection | EPSS,Ground Inspection, | EPSS Ground Inspection | EPSS Ground Inspection | EPSS,Aerial Inspection, | EPSS Aerial Inspection | EPSS Aerial Inspection |  |  |  | , | FALSE
RIVERBANK 171190440 | EPSS | EPSS | EPSS | [15 empty] | Ground Inspection | Ground Inspection | Ground Inspection | [18 empty] | EPSS,Ground Inspection, | EPSS Ground Inspection | EPSS Ground Inspection | EPSS,Ground Inspection, | EPSS Ground Inspection | EPSS Ground Inspection | EPSS,Ground Inspection, | EPSS Ground Inspection | EPSS Ground Inspection |  |  |  | , | FALSE
TRES VIAS 110175132 | EPSS | EPSS | EPSS | [17 empty] | Ground Inspection | [18 empty] | EPSS, | EPSS | EPSS | EPSS, | EPSS | EPSS | EPSS,Ground Inspection, | EPSS Ground Inspection | EPSS Ground Inspection |  |  |  | , | FALSE
RIPON 1701CB | EPSS | EPSS | EPSS | [15 empty] | Ground Inspection |  | Ground Inspection | [18 empty] | EPSS,Ground Inspection, | EPSS Ground Inspection | EPSS Ground Inspection | EPSS, | EPSS | EPSS | EPSS,Ground Inspection, | EPSS Ground Inspection | EPSS Ground Inspection |  |  |  | , | FALSE
SPENCE 1103150484 | EPSS | EPSS | EPSS | [36 empty] | EPSS, | EPSS | EPSS | EPSS, | EPSS | EPSS | EPSS, | EPSS | EPSS |  |  |  | , | FALSE
HIGHWAY 1105CB | EPSS | EPSS | EPSS | [16 empty] | Ground Inspection | [19 empty] | EPSS, | EPSS | EPSS | EPSS,Ground Inspection, | EPSS Ground Inspection | EPSS Ground Inspection | EPSS, | EPSS | EPSS |  |  |  | , | FALSE
NEWMAN 110542128 | EPSS | EPSS | EPSS | [16 empty] | Ground Inspection | [19 empty] | EPSS, | EPSS | EPSS | EPSS,Ground Inspection, | EPSS Ground Inspection | EPSS Ground Inspection | EPSS, | EPSS | EPSS |  |  |  | , | FALSE
SONOMA 1107294 | EPSS | EPSS | EPSS | [14 empty] | Aerial Inspection |  | Ground Inspection | Ground Inspection | [8 empty] | Down Conductor Detection (DCD) | [9 empty] | EPSS, | EPSS | EPSS | EPSS,Ground Inspection, | EPSS Ground Inspection | EPSS Ground Inspection | EPSS,Aerial Inspection,Ground Inspection,Down Conductor Detection (DCD), | EPSS Aerial Inspection Ground Inspection Down Conductor Detection (DCD) | EPSS Aerial Inspection Ground Inspection Down Conductor Detection (DCD) |  |  |  | , | FALSE
BANTA 110211898 | EPSS | EPSS | EPSS | [17 empty] | Ground Inspection | [18 empty] | EPSS, | EPSS | EPSS | EPSS, | EPSS | EPSS | EPSS,Ground Inspection, | EPSS Ground Inspection | EPSS Ground Inspection |  |  |  | , | FALSE
BOWLES 1103CB | EPSS | EPSS | EPSS | [16 empty] | Ground Inspection | [19 empty] | EPSS, | EPSS | EPSS | EPSS,Ground Inspection, | EPSS Ground Inspection | EPSS Ground Inspection | EPSS, | EPSS | EPSS |  |  |  | , | FALSE
SAN LUIS OBISPO 1104CB | EPSS | EPSS | EPSS | [14 empty] | Aerial Inspection |  | Ground Inspection | Ground Inspection | [18 empty] | EPSS, | EPSS | EPSS | EPSS,Ground Inspection, | EPSS Ground Inspection | EPSS Ground Inspection | EPSS,Aerial Inspection,Ground Inspection, | EPSS Aerial Inspection Ground Inspection | EPSS Aerial Inspection Ground Inspection |  |  |  | , | FALSE
NEWARK 21KV 2110CB | EPSS | EPSS | EPSS | [15 empty] | Ground Inspection | Ground Inspection | Ground Inspection | [18 empty] | EPSS,Ground Inspection, | EPSS Ground Inspection | EPSS Ground Inspection | EPSS,Ground Inspection, | EPSS Ground Inspection | EPSS Ground Inspection | EPSS,Ground Inspection, | EPSS Ground Inspection | EPSS Ground Inspection |  |  |  | , | FALSE
DAVIS 1107600194 | EPSS | EPSS | EPSS | [15 empty] | Ground Inspection |  | Ground Inspection | [18 empty] | EPSS,Ground Inspection, | EPSS Ground Inspection | EPSS Ground Inspection | EPSS, | EPSS | EPSS | EPSS,Ground Inspection, | EPSS Ground Inspection | EPSS Ground Inspection |  |  |  | , | FALSE
KERMAN 1102D4115 | EPSS | EPSS | EPSS | [17 empty] | Ground Inspection | [18 empty] | EPSS, | EPSS | EPSS | EPSS, | EPSS | EPSS | EPSS,Ground Inspection, | EPSS Ground Inspection | EPSS Ground Inspection |  |  |  | , | FALSE
PLEASANT GROVE 21102236 | EPSS | EPSS | EPSS | [17 empty] | Ground Inspection | [18 empty] | EPSS, | EPSS | EPSS | EPSS, | EPSS | EPSS | EPSS,Ground Inspection, | EPSS Ground Inspection | EPSS Ground Inspection |  |  |  | , | FALSE
PAUL SWEET 210410916 | EPSS | EPSS | EPSS | [16 empty] | Ground Inspection | [19 empty] | EPSS, | EPSS | EPSS | EPSS,Ground Inspection, | EPSS Ground Inspection | EPSS Ground Inspection | EPSS, | EPSS | EPSS |  |  |  | , | FALSE
LOCKEFORD 210256996 | EPSS | EPSS | EPSS | [27 empty] | Line Sensors | [8 empty] | EPSS,Line Sensors, | EPSS Line Sensors | EPSS Line Sensors | EPSS, | EPSS | EPSS | EPSS, | EPSS | EPSS |  |  |  | , | FALSE
WAHTOKE 111169760 | EPSS | EPSS | EPSS | [17 empty] | Ground Inspection | [18 empty] | EPSS, | EPSS | EPSS | EPSS, | EPSS | EPSS | EPSS,Ground Inspection, | EPSS Ground Inspection | EPSS Ground Inspection |  |  |  | , | FALSE
HARTER 11052294 | EPSS | EPSS | EPSS | [36 empty] | EPSS, | EPSS | EPSS | EPSS, | EPSS | EPSS | EPSS, | EPSS | EPSS |  |  |  | , | FALSE
CANAL 1101CB | EPSS | EPSS | EPSS | [15 empty] | Ground Inspection |  | Ground Inspection | [18 empty] | EPSS,Ground Inspection, | EPSS Ground Inspection | EPSS Ground Inspection | EPSS, | EPSS | EPSS | EPSS,Ground Inspection, | EPSS Ground Inspection | EPSS Ground Inspection |  |  |  | , | FALSE
BASALT 11061781 | EPSS | EPSS | EPSS | [15 empty] | Ground Inspection | [20 empty] | EPSS,Ground Inspection, | EPSS Ground Inspection | EPSS Ground Inspection | EPSS, | EPSS | EPSS | EPSS, | EPSS | EPSS |  |  |  | , | FALSE
REEDLEY 1112CB | EPSS | EPSS | EPSS | [36 empty] | EPSS, | EPSS | EPSS | EPSS, | EPSS | EPSS | EPSS, | EPSS | EPSS |  |  |  | , | FALSE
LIVERMORE 1104MR271 | EPSS | EPSS | EPSS | [36 empty] | EPSS, | EPSS | EPSS | EPSS, | EPSS | EPSS | EPSS, | EPSS | EPSS |  |  |  | , | FALSE
LEMOORE 11048760 | EPSS | EPSS | EPSS | [17 empty] | Ground Inspection | [18 empty] | EPSS, | EPSS | EPSS | EPSS, | EPSS | EPSS | EPSS,Ground Inspection, | EPSS Ground Inspection | EPSS Ground Inspection |  |  |  | , | FALSE
FREMONT 1104CB | EPSS | EPSS | EPSS | [36 empty] | EPSS, | EPSS | EPSS | EPSS, | EPSS | EPSS | EPSS, | EPSS | EPSS |  |  |  | , | FALSE
LOS MOLINOS 110171402 | EPSS | EPSS | EPSS | [25 empty] | Down Conductor Detection (DCD) | [10 empty] | EPSS, | EPSS | EPSS | EPSS,Down Conductor Detection (DCD), | EPSS Down Conductor Detection (DCD) | EPSS Down Conductor Detection (DCD) | EPSS, | EPSS | EPSS |  |  |  | , | FALSE
GREEN VALLEY 2103478624 | EPSS | EPSS | EPSS | [36 empty] | EPSS, | EPSS | EPSS | EPSS, | EPSS | EPSS | EPSS, | EPSS | EPSS |  |  |  | , | FALSE
ZAMORA 1105868420 | EPSS | EPSS | EPSS | [17 empty] | Ground Inspection | [18 empty] | EPSS, | EPSS | EPSS | EPSS, | EPSS | EPSS | EPSS,Ground Inspection, | EPSS Ground Inspection | EPSS Ground Inspection |  |  |  | , | FALSE
ECHO SUMMIT 1101265728 | EPSS | EPSS | EPSS | [13 empty] | Aerial Inspection |  | Ground Inspection | Ground Inspection | [8 empty] | Down Conductor Detection (DCD) | [10 empty] | EPSS,Ground Inspection, | EPSS Ground Inspection | EPSS Ground Inspection | EPSS,Aerial Inspection,Ground Inspection,Down Conductor Detection (DCD), | EPSS Aerial Inspection Ground Inspection Down Conductor Detection (DCD) | EPSS Aerial Inspection Ground Inspection Down Conductor Detection (DCD) | EPSS, | EPSS | EPSS |  |  |  | , | FALSE
DINUBA 110544364 | EPSS | EPSS | EPSS | [15 empty] | Ground Inspection | [20 empty] | EPSS,Ground Inspection, | EPSS Ground Inspection | EPSS Ground Inspection | EPSS, | EPSS | EPSS | EPSS, | EPSS | EPSS |  |  |  | , | FALSE
KERMAN 110263968 | EPSS | EPSS | EPSS | [16 empty] | Ground Inspection | [19 empty] | EPSS, | EPSS | EPSS | EPSS,Ground Inspection, | EPSS Ground Inspection | EPSS Ground Inspection | EPSS, | EPSS | EPSS |  |  |  | , | FALSE
PASO ROBLES 1104R14 | EPSS | EPSS | EPSS | [14 empty] | Aerial Inspection | Ground Inspection | Ground Inspection | [19 empty] | EPSS,Ground Inspection, | EPSS Ground Inspection | EPSS Ground Inspection | EPSS,Ground Inspection, | EPSS Ground Inspection | EPSS Ground Inspection | EPSS,Aerial Inspection, | EPSS Aerial Inspection | EPSS Aerial Inspection |  |  |  | , | FALSE
HONCUT 110197092 | EPSS | EPSS | EPSS | [16 empty] | Ground Inspection | [19 empty] | EPSS, | EPSS | EPSS | EPSS,Ground Inspection, | EPSS Ground Inspection | EPSS Ground Inspection | EPSS, | EPSS | EPSS |  |  |  | , | FALSE
MONTAGUE 2101CB | EPSS | EPSS | EPSS | [15 empty] | Ground Inspection | [20 empty] | EPSS,Ground Inspection, | EPSS Ground Inspection | EPSS Ground Inspection | EPSS, | EPSS | EPSS | EPSS, | EPSS | EPSS |  |  |  | , | FALSE
LOGAN CREEK 21022540 | EPSS | EPSS | EPSS | [27 empty] | Line Sensors | [8 empty] | EPSS,Line Sensors, | EPSS Line Sensors | EPSS Line Sensors | EPSS, | EPSS | EPSS | EPSS, | EPSS | EPSS |  |  |  | , | FALSE
VICTOR 11026246 | EPSS | EPSS | EPSS | [17 empty] | Ground Inspection | [18 empty] | EPSS, | EPSS | EPSS | EPSS, | EPSS | EPSS | EPSS,Ground Inspection, | EPSS Ground Inspection | EPSS Ground Inspection |  |  |  | , | FALSE
SOLEDAD 210242506 | EPSS | EPSS | EPSS | [17 empty] | Ground Inspection | [18 empty] | EPSS, | EPSS | EPSS | EPSS, | EPSS | EPSS | EPSS,Ground Inspection, | EPSS Ground Inspection | EPSS Ground Inspection |  |  |  | , | FALSE
MENLO 110344283 | EPSS | EPSS | EPSS | [17 empty] | Ground Inspection | [18 empty] | EPSS, | EPSS | EPSS | EPSS, | EPSS | EPSS | EPSS,Ground Inspection, | EPSS Ground Inspection | EPSS Ground Inspection |  |  |  | , | FALSE
SALINAS 110522408 | EPSS | EPSS | EPSS | [36 empty] | EPSS, | EPSS | EPSS | EPSS, | EPSS | EPSS | EPSS, | EPSS | EPSS |  |  |  | , | FALSE
FAIRMOUNT 0401395180 | EPSS | EPSS | EPSS | [17 empty] | Ground Inspection | [18 empty] | EPSS, | EPSS | EPSS | EPSS, | EPSS | EPSS | EPSS,Ground Inspection, | EPSS Ground Inspection | EPSS Ground Inspection |  |  |  | , | FALSE
MORGAN HILL 2110716210 | EPSS | EPSS | EPSS | [36 empty] | EPSS, | EPSS | EPSS | EPSS, | EPSS | EPSS | EPSS, | EPSS | EPSS |  |  |  | , | FALSE
ATWATER 110610460 | EPSS | EPSS | EPSS | [16 empty] | Ground Inspection | [19 empty] | EPSS, | EPSS | EPSS | EPSS,Ground Inspection, | EPSS Ground Inspection | EPSS Ground Inspection | EPSS, | EPSS | EPSS |  |  |  | , | FALSE
KERMAN 110348784 | EPSS | EPSS | EPSS | [17 empty] | Ground Inspection | [18 empty] | EPSS, | EPSS | EPSS | EPSS, | EPSS | EPSS | EPSS,Ground Inspection, | EPSS Ground Inspection | EPSS Ground Inspection |  |  |  | , | FALSE
EL CERRITO G 1112BR170 | EPSS | EPSS | EPSS | [14 empty] | Aerial Inspection |  | Ground Inspection | [19 empty] | EPSS, | EPSS | EPSS | EPSS,Ground Inspection, | EPSS Ground Inspection | EPSS Ground Inspection | EPSS,Aerial Inspection, | EPSS Aerial Inspection | EPSS Aerial Inspection |  |  |  | , | FALSE
GRAND ISLAND 22279442 | EPSS | EPSS | EPSS | [16 empty] | Ground Inspection | Ground Inspection | [18 empty] | EPSS, | EPSS | EPSS | EPSS,Ground Inspection, | EPSS Ground Inspection | EPSS Ground Inspection | EPSS,Ground Inspection, | EPSS Ground Inspection | EPSS Ground Inspection |  |  |  | , | FALSE
BIOLA 1104CB | EPSS | EPSS | EPSS | [17 empty] | Ground Inspection | [18 empty] | EPSS, | EPSS | EPSS | EPSS, | EPSS | EPSS | EPSS,Ground Inspection, | EPSS Ground Inspection | EPSS Ground Inspection |  |  |  | , | FALSE
MC CALL 11086980 | EPSS | EPSS | EPSS | [16 empty] | Ground Inspection | [19 empty] | EPSS, | EPSS | EPSS | EPSS,Ground Inspection, | EPSS Ground Inspection | EPSS Ground Inspection | EPSS, | EPSS | EPSS |  |  |  | , | FALSE
ARBUCKLE 110130376 | EPSS | EPSS | EPSS | [36 empty] | EPSS, | EPSS | EPSS | EPSS, | EPSS | EPSS | EPSS, | EPSS | EPSS |  |  |  | , | FALSE
CORCORAN 1104CB | EPSS | EPSS | EPSS | [15 empty] | Ground Inspection | [20 empty] | EPSS,Ground Inspection, | EPSS Ground Inspection | EPSS Ground Inspection | EPSS, | EPSS | EPSS | EPSS, | EPSS | EPSS |  |  |  | , | FALSE
ARCATA 11066554 | EPSS | EPSS | EPSS | [15 empty] | Ground Inspection | Ground Inspection | [19 empty] | EPSS,Ground Inspection, | EPSS Ground Inspection | EPSS Ground Inspection | EPSS,Ground Inspection, | EPSS Ground Inspection | EPSS Ground Inspection | EPSS, | EPSS | EPSS |  |  |  | , | FALSE
WILKINS SLOUGH 11023066 | EPSS | EPSS | EPSS | [16 empty] | Ground Inspection | [19 empty] | EPSS, | EPSS | EPSS | EPSS,Ground Inspection, | EPSS Ground Inspection | EPSS Ground Inspection | EPSS, | EPSS | EPSS |  |  |  | , | FALSE
BIOLA 1103CB | EPSS | EPSS | EPSS | [17 empty] | Ground Inspection | [18 empty] | EPSS, | EPSS | EPSS | EPSS, | EPSS | EPSS | EPSS,Ground Inspection, | EPSS Ground Inspection | EPSS Ground Inspection |  |  |  | , | FALSE
CLARKSVILLE 211011142 | EPSS | EPSS | EPSS | [17 empty] | Ground Inspection | [18 empty] | EPSS, | EPSS | EPSS | EPSS, | EPSS | EPSS | EPSS,Ground Inspection, | EPSS Ground Inspection | EPSS Ground Inspection |  |  |  | , | FALSE
KERMAN 1103R1570 | EPSS | EPSS | EPSS | [17 empty] | Ground Inspection | [18 empty] | EPSS, | EPSS | EPSS | EPSS, | EPSS | EPSS | EPSS,Ground Inspection, | EPSS Ground Inspection | EPSS Ground Inspection |  |  |  | , | FALSE
LAMONT 11071988 | EPSS | EPSS | EPSS | [36 empty] | EPSS, | EPSS | EPSS | EPSS, | EPSS | EPSS | EPSS, | EPSS | EPSS |  |  |  | , | FALSE
CORCORAN 1118CB | EPSS | EPSS | EPSS | [15 empty] | Ground Inspection | [20 empty] | EPSS,Ground Inspection, | EPSS Ground Inspection | EPSS Ground Inspection | EPSS, | EPSS | EPSS | EPSS, | EPSS | EPSS |  |  |  | , | FALSE
KEARNEY 1110251800 | EPSS | EPSS | EPSS | [17 empty] | Ground Inspection | [18 empty] | EPSS, | EPSS | EPSS | EPSS, | EPSS | EPSS | EPSS,Ground Inspection, | EPSS Ground Inspection | EPSS Ground Inspection |  |  |  | , | FALSE
MADISON 210137082 | EPSS | EPSS | EPSS | [16 empty] | Ground Inspection | [7 empty] | Down Conductor Detection (DCD) |  |  | Line Sensors | [8 empty] | EPSS,Down Conductor Detection (DCD),Line Sensors, | EPSS Down Conductor Detection (DCD) Line Sensors | EPSS Down Conductor Detection (DCD) Line Sensors | EPSS,Ground Inspection, | EPSS Ground Inspection | EPSS Ground Inspection | EPSS, | EPSS | EPSS |  |  |  | , | FALSE
WHEELER RIDGE 11024104 | EPSS | EPSS | EPSS | [17 empty] | Ground Inspection | [18 empty] | EPSS, | EPSS | EPSS | EPSS, | EPSS | EPSS | EPSS,Ground Inspection, | EPSS Ground Inspection | EPSS Ground Inspection |  |  |  | , | FALSE
ALPAUGH 1103CB | EPSS | EPSS | EPSS | [15 empty] | Ground Inspection | Ground Inspection | [19 empty] | EPSS,Ground Inspection, | EPSS Ground Inspection | EPSS Ground Inspection | EPSS,Ground Inspection, | EPSS Ground Inspection | EPSS Ground Inspection | EPSS, | EPSS | EPSS |  |  |  | , | FALSE
HORSESHOE 110250020 | EPSS | EPSS | EPSS | [15 empty] | Ground Inspection |  | Ground Inspection | [18 empty] | EPSS,Ground Inspection, | EPSS Ground Inspection | EPSS Ground Inspection | EPSS, | EPSS | EPSS | EPSS,Ground Inspection, | EPSS Ground Inspection | EPSS Ground Inspection |  |  |  | , | FALSE
PEACHTON 1101633 | EPSS | EPSS | EPSS | [16 empty] | Ground Inspection | [19 empty] | EPSS, | EPSS | EPSS | EPSS,Ground Inspection, | EPSS Ground Inspection | EPSS Ground Inspection | EPSS, | EPSS | EPSS |  |  |  | , | FALSE
MC CALL 110766127 | EPSS | EPSS | EPSS | [17 empty] | Ground Inspection | [18 empty] | EPSS, | EPSS | EPSS | EPSS, | EPSS | EPSS | EPSS,Ground Inspection, | EPSS Ground Inspection | EPSS Ground Inspection |  |  |  | , | FALSE
GRAND ISLAND 222318132 | EPSS | EPSS | EPSS | [36 empty] | EPSS, | EPSS | EPSS | EPSS, | EPSS | EPSS | EPSS, | EPSS | EPSS |  |  |  | , | FALSE
CANAL 1102464575 | EPSS | EPSS | EPSS | [36 empty] | EPSS, | EPSS | EPSS | EPSS, | EPSS | EPSS | EPSS, | EPSS | EPSS |  |  |  | , | FALSE
KEARNEY 1104D1827 | EPSS | EPSS | EPSS | [36 empty] | EPSS, | EPSS | EPSS | EPSS, | EPSS | EPSS | EPSS, | EPSS | EPSS |  |  |  | , | FALSE
MORMON 110296226 | EPSS | EPSS | EPSS | [36 empty] | EPSS, | EPSS | EPSS | EPSS, | EPSS | EPSS | EPSS, | EPSS | EPSS |  |  |  | , | FALSE
CORDELIA 11128832 | EPSS | EPSS | EPSS | [17 empty] | Ground Inspection | [18 empty] | EPSS, | EPSS | EPSS | EPSS, | EPSS | EPSS | EPSS,Ground Inspection, | EPSS Ground Inspection | EPSS Ground Inspection |  |  |  | , | FALSE
GONZALES 1104CB | EPSS | EPSS | EPSS | [15 empty] | Ground Inspection | [20 empty] | EPSS,Ground Inspection, | EPSS Ground Inspection | EPSS Ground Inspection | EPSS, | EPSS | EPSS | EPSS, | EPSS | EPSS |  |  |  | , | FALSE
KERMAN 1108R2686 | EPSS | EPSS | EPSS | [17 empty] | Ground Inspection | [18 empty] | EPSS, | EPSS | EPSS | EPSS, | EPSS | EPSS | EPSS,Ground Inspection, | EPSS Ground Inspection | EPSS Ground Inspection |  |  |  | , | FALSE
JARVIS 1108289662 | EPSS | EPSS | EPSS | [13 empty] | Aerial Inspection | Aerial Inspection | Ground Inspection | Ground Inspection | [8 empty] | Down Conductor Detection (DCD) | [10 empty] | EPSS,Ground Inspection, | EPSS Ground Inspection | EPSS Ground Inspection | EPSS,Aerial Inspection,Ground Inspection,Down Conductor Detection (DCD), | EPSS Aerial Inspection Ground Inspection Down Conductor Detection (DCD) | EPSS Aerial Inspection Ground Inspection Down Conductor Detection (DCD) | EPSS,Aerial Inspection, | EPSS Aerial Inspection | EPSS Aerial Inspection |  |  |  | , | FALSE
FIGARDEN 21104230 | EPSS | EPSS | EPSS | [17 empty] | Ground Inspection | [18 empty] | EPSS, | EPSS | EPSS | EPSS, | EPSS | EPSS | EPSS,Ground Inspection, | EPSS Ground Inspection | EPSS Ground Inspection |  |  |  | , | FALSE
OLD RIVER 1101CB | EPSS | EPSS | EPSS | [17 empty] | Ground Inspection | [18 empty] | EPSS, | EPSS | EPSS | EPSS, | EPSS | EPSS | EPSS,Ground Inspection, | EPSS Ground Inspection | EPSS Ground Inspection |  |  |  | , | FALSE
STAGG 210411476 | EPSS | EPSS | EPSS | [36 empty] | EPSS, | EPSS | EPSS | EPSS, | EPSS | EPSS | EPSS, | EPSS | EPSS |  |  |  | , | FALSE
BAHIA 11031438 | EPSS | EPSS | EPSS | [15 empty] | Ground Inspection | [20 empty] | EPSS,Ground Inspection, | EPSS Ground Inspection | EPSS Ground Inspection | EPSS, | EPSS | EPSS | EPSS, | EPSS | EPSS |  |  |  | , | FALSE
FRENCH CAMP 1102CB | EPSS | EPSS | EPSS | [15 empty] | Ground Inspection | Ground Inspection | [19 empty] | EPSS,Ground Inspection, | EPSS Ground Inspection | EPSS Ground Inspection | EPSS,Ground Inspection, | EPSS Ground Inspection | EPSS Ground Inspection | EPSS, | EPSS | EPSS |  |  |  | , | FALSE
WEBER 11094920 | EPSS | EPSS | EPSS | [15 empty] | Ground Inspection | Ground Inspection | Ground Inspection | [18 empty] | EPSS,Ground Inspection, | EPSS Ground Inspection | EPSS Ground Inspection | EPSS,Ground Inspection, | EPSS Ground Inspection | EPSS Ground Inspection | EPSS,Ground Inspection, | EPSS Ground Inspection | EPSS Ground Inspection |  |  |  | , | FALSE
HIGHWAY 1102700 | EPSS | EPSS | EPSS | [15 empty] | Ground Inspection | Ground Inspection | [19 empty] | EPSS,Ground Inspection, | EPSS Ground Inspection | EPSS Ground Inspection | EPSS,Ground Inspection, | EPSS Ground Inspection | EPSS Ground Inspection | EPSS, | EPSS | EPSS |  |  |  | , | FALSE
CROWS LANDING 1102CB | EPSS | EPSS | EPSS | [15 empty] | Ground Inspection | Ground Inspection | [19 empty] | EPSS,Ground Inspection, | EPSS Ground Inspection | EPSS Ground Inspection | EPSS,Ground Inspection, | EPSS Ground Inspection | EPSS Ground Inspection | EPSS, | EPSS | EPSS |  |  |  | , | FALSE
MERCED FALLS 11027905 | EPSS | EPSS | EPSS | [36 empty] | EPSS, | EPSS | EPSS | EPSS, | EPSS | EPSS | EPSS, | EPSS | EPSS |  |  |  | , | FALSE
REDBUD 11022013 | EPSS | EPSS | EPSS | [13 empty] | Aerial Inspection |  | Ground Inspection | [8 empty] | Down Conductor Detection (DCD) | [11 empty] | EPSS,Ground Inspection,Down Conductor Detection (DCD), | EPSS Ground Inspection Down Conductor Detection (DCD) | EPSS Ground Inspection Down Conductor Detection (DCD) | EPSS,Aerial Inspection, | EPSS Aerial Inspection | EPSS Aerial Inspection | EPSS, | EPSS | EPSS |  |  |  | , | FALSE
SPENCE 1104CB | EPSS | EPSS | EPSS | [36 empty] | EPSS, | EPSS | EPSS | EPSS, | EPSS | EPSS | EPSS, | EPSS | EPSS |  |  |  | , | FALSE
ARCATA 110658538 | EPSS | EPSS | EPSS | [15 empty] | Ground Inspection | Ground Inspection | [19 empty] | EPSS,Ground Inspection, | EPSS Ground Inspection | EPSS Ground Inspection | EPSS,Ground Inspection, | EPSS Ground Inspection | EPSS Ground Inspection | EPSS, | EPSS | EPSS |  |  |  | , | FALSE
WAHTOKE 111049396 | EPSS | EPSS | EPSS | [36 empty] | EPSS, | EPSS | EPSS | EPSS, | EPSS | EPSS | EPSS, | EPSS | EPSS |  |  |  | , | FALSE
ORLAND B 11022546 | EPSS | EPSS | EPSS | [17 empty] | Ground Inspection | [18 empty] | EPSS, | EPSS | EPSS | EPSS, | EPSS | EPSS | EPSS,Ground Inspection, | EPSS Ground Inspection | EPSS Ground Inspection |  |  |  | , | FALSE
ANGIOLA 1102CB | EPSS | EPSS | EPSS | [15 empty] | Ground Inspection | [20 empty] | EPSS,Ground Inspection, | EPSS Ground Inspection | EPSS Ground Inspection | EPSS, | EPSS | EPSS | EPSS, | EPSS | EPSS |  |  |  | , | FALSE
HOLLISTER 21034402 | EPSS | EPSS | EPSS | [17 empty] | Ground Inspection | [18 empty] | EPSS, | EPSS | EPSS | EPSS, | EPSS | EPSS | EPSS,Ground Inspection, | EPSS Ground Inspection | EPSS Ground Inspection |  |  |  | , | FALSE
LE GRAND 11109630 | EPSS | EPSS | EPSS | [36 empty] | EPSS, | EPSS | EPSS | EPSS, | EPSS | EPSS | EPSS, | EPSS | EPSS |  |  |  | , | FALSE
CAMDEN 1104753844 | EPSS | EPSS | EPSS | [15 empty] | Ground Inspection | [20 empty] | EPSS,Ground Inspection, | EPSS Ground Inspection | EPSS Ground Inspection | EPSS, | EPSS | EPSS | EPSS, | EPSS | EPSS |  |  |  | , | FALSE
OLIVEHURST 11011272 | EPSS | EPSS | EPSS | [15 empty] | Ground Inspection | [20 empty] | EPSS,Ground Inspection, | EPSS Ground Inspection | EPSS Ground Inspection | EPSS, | EPSS | EPSS | EPSS, | EPSS | EPSS |  |  |  | , | FALSE
ROUGH AND READY ISLA 11022146 | EPSS | EPSS | EPSS | [15 empty] | Ground Inspection | Ground Inspection | Ground Inspection | [18 empty] | EPSS,Ground Inspection, | EPSS Ground Inspection | EPSS Ground Inspection | EPSS,Ground Inspection, | EPSS Ground Inspection | EPSS Ground Inspection | EPSS,Ground Inspection, | EPSS Ground Inspection | EPSS Ground Inspection |  |  |  | , | FALSE
VALLEY HOME 170278842 | EPSS | EPSS | EPSS | [15 empty] | Ground Inspection |  | Ground Inspection | [18 empty] | EPSS,Ground Inspection, | EPSS Ground Inspection | EPSS Ground Inspection | EPSS, | EPSS | EPSS | EPSS,Ground Inspection, | EPSS Ground Inspection | EPSS Ground Inspection |  |  |  | , | FALSE
ATASCADERO 1101A22 | EPSS | EPSS | EPSS | [13 empty] | Aerial Inspection | Aerial Inspection | Ground Inspection | Ground Inspection | [19 empty] | EPSS,Ground Inspection, | EPSS Ground Inspection | EPSS Ground Inspection | EPSS,Aerial Inspection,Ground Inspection, | EPSS Aerial Inspection Ground Inspection | EPSS Aerial Inspection Ground Inspection | EPSS,Aerial Inspection, | EPSS Aerial Inspection | EPSS Aerial Inspection |  |  |  | , | FALSE
WAHTOKE 1108CB | EPSS | EPSS | EPSS | [16 empty] | Ground Inspection | Ground Inspection | [18 empty] | EPSS, | EPSS | EPSS | EPSS,Ground Inspection, | EPSS Ground Inspection | EPSS Ground Inspection | EPSS,Ground Inspection, | EPSS Ground Inspection | EPSS Ground Inspection |  |  |  | , | FALSE
WILKINS SLOUGH 11036592 | EPSS | EPSS | EPSS | [15 empty] | Ground Inspection | Ground Inspection | [19 empty] | EPSS,Ground Inspection, | EPSS Ground Inspection | EPSS Ground Inspection | EPSS,Ground Inspection, | EPSS Ground Inspection | EPSS Ground Inspection | EPSS, | EPSS | EPSS |  |  |  | , | FALSE
MESA 1104M40 | EPSS | EPSS | EPSS | [36 empty] | EPSS, | EPSS | EPSS | EPSS, | EPSS | EPSS | EPSS, | EPSS | EPSS |  |  |  | , | FALSE
ASHLAN AVE 1113313704 | EPSS | EPSS | EPSS | [17 empty] | Ground Inspection | [18 empty] | EPSS, | EPSS | EPSS | EPSS, | EPSS | EPSS | EPSS,Ground Inspection, | EPSS Ground Inspection | EPSS Ground Inspection |  |  |  | , | FALSE
KEARNEY 111079554 | EPSS | EPSS | EPSS | [36 empty] | EPSS, | EPSS | EPSS | EPSS, | EPSS | EPSS | EPSS, | EPSS | EPSS |  |  |  | , | FALSE
TAMARACK 1102CB | EPSS | EPSS | EPSS | [14 empty] | Aerial Inspection |  | Ground Inspection | [19 empty] | EPSS, | EPSS | EPSS | EPSS,Ground Inspection, | EPSS Ground Inspection | EPSS Ground Inspection | EPSS,Aerial Inspection, | EPSS Aerial Inspection | EPSS Aerial Inspection |  |  |  | , | FALSE
GREEN VALLEY 210136820 | EPSS | EPSS | EPSS | [14 empty] | Aerial Inspection |  | Ground Inspection | Ground Inspection | Non-Pole Backlog | [14 empty] | Pole Backlog |  |  | EPSS,Non-Pole Backlog,Pole Backlog, | EPSS Non-Pole Backlog Pole Backlog | EPSS Non-Pole Backlog Pole Backlog | EPSS,Ground Inspection, | EPSS Ground Inspection | EPSS Ground Inspection | EPSS,Aerial Inspection,Ground Inspection, | EPSS Aerial Inspection Ground Inspection | EPSS Aerial Inspection Ground Inspection |  |  |  | , | FALSE
BUTTE 11042058 | EPSS | EPSS | EPSS | [36 empty] | EPSS, | EPSS | EPSS | EPSS, | EPSS | EPSS | EPSS, | EPSS | EPSS |  |  |  | , | FALSE
BETHEL BANK 0401CB | EPSS | EPSS | EPSS | [16 empty] | Ground Inspection | [19 empty] | EPSS, | EPSS | EPSS | EPSS,Ground Inspection, | EPSS Ground Inspection | EPSS Ground Inspection | EPSS, | EPSS | EPSS |  |  |  | , | FALSE
PLEASANT GROVE 2110CUS18 | EPSS | EPSS | EPSS | [36 empty] | EPSS, | EPSS | EPSS | EPSS, | EPSS | EPSS | EPSS, | EPSS | EPSS |  |  |  | , | FALSE
VACA DIXON 11065752 | EPSS | EPSS | EPSS | [16 empty] | Ground Inspection | Ground Inspection | [18 empty] | EPSS, | EPSS | EPSS | EPSS,Ground Inspection, | EPSS Ground Inspection | EPSS Ground Inspection | EPSS,Ground Inspection, | EPSS Ground Inspection | EPSS Ground Inspection |  |  |  | , | FALSE
FIGARDEN 2113N40 | EPSS | EPSS | EPSS | [17 empty] | Ground Inspection | [18 empty] | EPSS, | EPSS | EPSS | EPSS, | EPSS | EPSS | EPSS,Ground Inspection, | EPSS Ground Inspection | EPSS Ground Inspection |  |  |  | , | FALSE
JACOBS CORNER 1101CB | EPSS | EPSS | EPSS | [36 empty] | EPSS, | EPSS | EPSS | EPSS, | EPSS | EPSS | EPSS, | EPSS | EPSS |  |  |  | , | FALSE
WAHTOKE 1111CB | EPSS | EPSS | EPSS | [17 empty] | Ground Inspection | [18 empty] | EPSS, | EPSS | EPSS | EPSS, | EPSS | EPSS | EPSS,Ground Inspection, | EPSS Ground Inspection | EPSS Ground Inspection |  |  |  | , | FALSE
CANAL 1102520064 | EPSS | EPSS | EPSS | [36 empty] | EPSS, | EPSS | EPSS | EPSS, | EPSS | EPSS | EPSS, | EPSS | EPSS |  |  |  | , | FALSE
NORD 11042450 | EPSS | EPSS | EPSS | [15 empty] | Ground Inspection | [20 empty] | EPSS,Ground Inspection, | EPSS Ground Inspection | EPSS Ground Inspection | EPSS, | EPSS | EPSS | EPSS, | EPSS | EPSS |  |  |  | , | FALSE
NEWMAN 110190300 | EPSS | EPSS | EPSS | [16 empty] | Ground Inspection | [19 empty] | EPSS, | EPSS | EPSS | EPSS,Ground Inspection, | EPSS Ground Inspection | EPSS Ground Inspection | EPSS, | EPSS | EPSS |  |  |  | , | FALSE
REDWOOD CITY 11058992 | EPSS | EPSS | EPSS | [16 empty] | Ground Inspection | Ground Inspection | [18 empty] | EPSS, | EPSS | EPSS | EPSS,Ground Inspection, | EPSS Ground Inspection | EPSS Ground Inspection | EPSS,Ground Inspection, | EPSS Ground Inspection | EPSS Ground Inspection |  |  |  | , | FALSE
JAMESON 110513392 | EPSS | EPSS | EPSS | [17 empty] | Ground Inspection | [18 empty] | EPSS, | EPSS | EPSS | EPSS, | EPSS | EPSS | EPSS,Ground Inspection, | EPSS Ground Inspection | EPSS Ground Inspection |  |  |  | , | FALSE
MADERA 11125800 | EPSS | EPSS | EPSS | [15 empty] | Ground Inspection | [20 empty] | EPSS,Ground Inspection, | EPSS Ground Inspection | EPSS Ground Inspection | EPSS, | EPSS | EPSS | EPSS, | EPSS | EPSS |  |  |  | , | FALSE
AIRWAYS 1107CB | EPSS | EPSS | EPSS | [16 empty] | Ground Inspection | [19 empty] | EPSS, | EPSS | EPSS | EPSS,Ground Inspection, | EPSS Ground Inspection | EPSS Ground Inspection | EPSS, | EPSS | EPSS |  |  |  | , | FALSE
KNIGHTS LANDING 1101CB | EPSS | EPSS | EPSS | [16 empty] | Ground Inspection | Ground Inspection | [18 empty] | EPSS, | EPSS | EPSS | EPSS,Ground Inspection, | EPSS Ground Inspection | EPSS Ground Inspection | EPSS,Ground Inspection, | EPSS Ground Inspection | EPSS Ground Inspection |  |  |  | , | FALSE
JAMESON 11057652 | EPSS | EPSS | EPSS | [17 empty] | Ground Inspection | [18 empty] | EPSS, | EPSS | EPSS | EPSS, | EPSS | EPSS | EPSS,Ground Inspection, | EPSS Ground Inspection | EPSS Ground Inspection |  |  |  | , | FALSE
HONCUT 11015053 | EPSS | EPSS | EPSS | [16 empty] | Ground Inspection | [19 empty] | EPSS, | EPSS | EPSS | EPSS,Ground Inspection, | EPSS Ground Inspection | EPSS Ground Inspection | EPSS, | EPSS | EPSS |  |  |  | , | FALSE
BIOLA 110437336 | EPSS | EPSS | EPSS | [17 empty] | Ground Inspection | [18 empty] | EPSS, | EPSS | EPSS | EPSS, | EPSS | EPSS | EPSS,Ground Inspection, | EPSS Ground Inspection | EPSS Ground Inspection |  |  |  | , | FALSE
BUTTE 11042400 | EPSS | EPSS | EPSS | [36 empty] | EPSS, | EPSS | EPSS | EPSS, | EPSS | EPSS | EPSS, | EPSS | EPSS |  |  |  | , | FALSE
CARUTHERS 1102CB | EPSS | EPSS | EPSS | [15 empty] | Ground Inspection | Ground Inspection | [19 empty] | EPSS,Ground Inspection, | EPSS Ground Inspection | EPSS Ground Inspection | EPSS,Ground Inspection, | EPSS Ground Inspection | EPSS Ground Inspection | EPSS, | EPSS | EPSS |  |  |  | , | FALSE
HOLLISTER 21014900 | EPSS | EPSS | EPSS | [36 empty] | EPSS, | EPSS | EPSS | EPSS, | EPSS | EPSS | EPSS, | EPSS | EPSS |  |  |  | , | FALSE
MC CALL 110848144 | EPSS | EPSS | EPSS | [15 empty] | Ground Inspection | Ground Inspection | Ground Inspection | [18 empty] | EPSS,Ground Inspection, | EPSS Ground Inspection | EPSS Ground Inspection | EPSS,Ground Inspection, | EPSS Ground Inspection | EPSS Ground Inspection | EPSS,Ground Inspection, | EPSS Ground Inspection | EPSS Ground Inspection |  |  |  | , | FALSE
MAXWELL 110545180 | EPSS | EPSS | EPSS | [36 empty] | EPSS, | EPSS | EPSS | EPSS, | EPSS | EPSS | EPSS, | EPSS | EPSS |  |  |  | , | FALSE
DAVIS 111239408 | EPSS | EPSS | EPSS | [15 empty] | Ground Inspection | [20 empty] | EPSS,Ground Inspection, | EPSS Ground Inspection | EPSS Ground Inspection | EPSS, | EPSS | EPSS | EPSS, | EPSS | EPSS |  |  |  | , | FALSE
HERDLYN 1102CB | EPSS | EPSS | EPSS | [15 empty] | Ground Inspection | Ground Inspection | [19 empty] | EPSS,Ground Inspection, | EPSS Ground Inspection | EPSS Ground Inspection | EPSS,Ground Inspection, | EPSS Ground Inspection | EPSS Ground Inspection | EPSS, | EPSS | EPSS |  |  |  | , | FALSE
ALPAUGH 11048080 | EPSS | EPSS | EPSS | [16 empty] | Ground Inspection | [19 empty] | EPSS, | EPSS | EPSS | EPSS,Ground Inspection, | EPSS Ground Inspection | EPSS Ground Inspection | EPSS, | EPSS | EPSS |  |  |  | , | FALSE
PACIFIC PIPE GRAPEVI 1101CB | EPSS | EPSS | EPSS | [36 empty] | EPSS, | EPSS | EPSS | EPSS, | EPSS | EPSS | EPSS, | EPSS | EPSS |  |  |  | , | FALSE
COLUSA 110144168 | EPSS | EPSS | EPSS | [15 empty] | Ground Inspection | [20 empty] | EPSS,Ground Inspection, | EPSS Ground Inspection | EPSS Ground Inspection | EPSS, | EPSS | EPSS | EPSS, | EPSS | EPSS |  |  |  | , | FALSE
ARCATA 1123CB | EPSS | EPSS | EPSS | [16 empty] | Ground Inspection | Ground Inspection | [18 empty] | EPSS, | EPSS | EPSS | EPSS,Ground Inspection, | EPSS Ground Inspection | EPSS Ground Inspection | EPSS,Ground Inspection, | EPSS Ground Inspection | EPSS Ground Inspection |  |  |  | , | FALSE
ORTIGA 1106438684 | EPSS | EPSS | EPSS | [36 empty] | EPSS, | EPSS | EPSS | EPSS, | EPSS | EPSS | EPSS, | EPSS | EPSS |  |  |  | , | FALSE
LARKIN (Y) 1120CB | EPSS | EPSS | EPSS | [15 empty] | Ground Inspection | [20 empty] | EPSS,Ground Inspection, | EPSS Ground Inspection | EPSS Ground Inspection | EPSS, | EPSS | EPSS | EPSS, | EPSS | EPSS |  |  |  | , | FALSE
WINDSOR 1101586 | EPSS | EPSS | EPSS | [15 empty] | Ground Inspection | [20 empty] | EPSS,Ground Inspection, | EPSS Ground Inspection | EPSS Ground Inspection | EPSS, | EPSS | EPSS | EPSS, | EPSS | EPSS |  |  |  | , | FALSE
CLOVIS 110265614 | EPSS | EPSS | EPSS | [16 empty] | Ground Inspection | [19 empty] | EPSS, | EPSS | EPSS | EPSS,Ground Inspection, | EPSS Ground Inspection | EPSS Ground Inspection | EPSS, | EPSS | EPSS |  |  |  | , | FALSE
ZAMORA 1105CB | EPSS | EPSS | EPSS | [16 empty] | Ground Inspection | Ground Inspection | [18 empty] | EPSS, | EPSS | EPSS | EPSS,Ground Inspection, | EPSS Ground Inspection | EPSS Ground Inspection | EPSS,Ground Inspection, | EPSS Ground Inspection | EPSS Ground Inspection |  |  |  | , | FALSE
TRES VIAS 1101CB | EPSS | EPSS | EPSS | [17 empty] | Ground Inspection | [18 empty] | EPSS, | EPSS | EPSS | EPSS, | EPSS | EPSS | EPSS,Ground Inspection, | EPSS Ground Inspection | EPSS Ground Inspection |  |  |  | , | FALSE
FELLOWS 210442100 | EPSS | EPSS | EPSS | [17 empty] | Ground Inspection | [18 empty] | EPSS, | EPSS | EPSS | EPSS, | EPSS | EPSS | EPSS,Ground Inspection, | EPSS Ground Inspection | EPSS Ground Inspection |  |  |  | , | FALSE
TWISSELMAN 21054320 | EPSS | EPSS | EPSS | [16 empty] | Ground Inspection | [19 empty] | EPSS, | EPSS | EPSS | EPSS,Ground Inspection, | EPSS Ground Inspection | EPSS Ground Inspection | EPSS, | EPSS | EPSS |  |  |  | , | FALSE
PLUMAS 1101CB | EPSS | EPSS | EPSS | [15 empty] | Ground Inspection | [20 empty] | EPSS,Ground Inspection, | EPSS Ground Inspection | EPSS Ground Inspection | EPSS, | EPSS | EPSS | EPSS, | EPSS | EPSS |  |  |  | , | FALSE
CLOVIS 1108402640 | EPSS | EPSS | EPSS | [16 empty] | Ground Inspection | [19 empty] | EPSS, | EPSS | EPSS | EPSS,Ground Inspection, | EPSS Ground Inspection | EPSS Ground Inspection | EPSS, | EPSS | EPSS |  |  |  | , | FALSE
MIRABEL 1101831090 | EPSS | EPSS | EPSS | [17 empty] | Ground Inspection | [6 empty] | Down Conductor Detection (DCD) | [11 empty] | EPSS,Down Conductor Detection (DCD), | EPSS Down Conductor Detection (DCD) | EPSS Down Conductor Detection (DCD) | EPSS, | EPSS | EPSS | EPSS,Ground Inspection, | EPSS Ground Inspection | EPSS Ground Inspection |  |  |  | , | FALSE
HORSESHOE 11061680 | EPSS | EPSS | EPSS | [15 empty] | Ground Inspection | [20 empty] | EPSS,Ground Inspection, | EPSS Ground Inspection | EPSS Ground Inspection | EPSS, | EPSS | EPSS | EPSS, | EPSS | EPSS |  |  |  | , | FALSE
LOGAN CREEK 210262032 | EPSS | EPSS | EPSS | [27 empty] | Line Sensors | [8 empty] | EPSS,Line Sensors, | EPSS Line Sensors | EPSS Line Sensors | EPSS, | EPSS | EPSS | EPSS, | EPSS | EPSS |  |  |  | , | FALSE
GREEN VALLEY 210110976 | EPSS | EPSS | EPSS | [14 empty] | Aerial Inspection |  | Ground Inspection | [19 empty] | EPSS, | EPSS | EPSS | EPSS,Ground Inspection, | EPSS Ground Inspection | EPSS Ground Inspection | EPSS,Aerial Inspection, | EPSS Aerial Inspection | EPSS Aerial Inspection |  |  |  | , | FALSE
LAMMERS 1105CB | EPSS | EPSS | EPSS | [15 empty] | Ground Inspection | [20 empty] | EPSS,Ground Inspection, | EPSS Ground Inspection | EPSS Ground Inspection | EPSS, | EPSS | EPSS | EPSS, | EPSS | EPSS |  |  |  | , | FALSE
EMBARCADERO (Z) 1118CB | EPSS | EPSS | EPSS | [15 empty] | Ground Inspection | [20 empty] | EPSS,Ground Inspection, | EPSS Ground Inspection | EPSS Ground Inspection | EPSS, | EPSS | EPSS | EPSS, | EPSS | EPSS |  |  |  | , | FALSE
CRESSEY 2103CB | EPSS | EPSS | EPSS | [15 empty] | Ground Inspection | [20 empty] | EPSS,Ground Inspection, | EPSS Ground Inspection | EPSS Ground Inspection | EPSS, | EPSS | EPSS | EPSS, | EPSS | EPSS |  |  |  | , | FALSE
FULTON 11054106 | EPSS | EPSS | EPSS | [17 empty] | Ground Inspection | [18 empty] | EPSS, | EPSS | EPSS | EPSS, | EPSS | EPSS | EPSS,Ground Inspection, | EPSS Ground Inspection | EPSS Ground Inspection |  |  |  | , | FALSE
MC CALL 11066950 | EPSS | EPSS | EPSS | [17 empty] | Ground Inspection | [18 empty] | EPSS, | EPSS | EPSS | EPSS, | EPSS | EPSS | EPSS,Ground Inspection, | EPSS Ground Inspection | EPSS Ground Inspection |  |  |  | , | FALSE
ESQUON 1102CB | EPSS | EPSS | EPSS | [36 empty] | EPSS, | EPSS | EPSS | EPSS, | EPSS | EPSS | EPSS, | EPSS | EPSS |  |  |  | , | FALSE
EAST NICOLAUS 1103CB | EPSS | EPSS | EPSS | [16 empty] | Ground Inspection | Ground Inspection | [18 empty] | EPSS, | EPSS | EPSS | EPSS,Ground Inspection, | EPSS Ground Inspection | EPSS Ground Inspection | EPSS,Ground Inspection, | EPSS Ground Inspection | EPSS Ground Inspection |  |  |  | , | FALSE
BUTTE 1103CB | EPSS | EPSS | EPSS | [36 empty] | EPSS, | EPSS | EPSS | EPSS, | EPSS | EPSS | EPSS, | EPSS | EPSS |  |  |  | , | FALSE
EL CAPITAN 11024030 | EPSS | EPSS | EPSS | [15 empty] | Ground Inspection |  | Ground Inspection | [18 empty] | EPSS,Ground Inspection, | EPSS Ground Inspection | EPSS Ground Inspection | EPSS, | EPSS | EPSS | EPSS,Ground Inspection, | EPSS Ground Inspection | EPSS Ground Inspection |  |  |  | , | FALSE
LIVINGSTON 11064900 | EPSS | EPSS | EPSS | [17 empty] | Ground Inspection | [18 empty] | EPSS, | EPSS | EPSS | EPSS, | EPSS | EPSS | EPSS,Ground Inspection, | EPSS Ground Inspection | EPSS Ground Inspection |  |  |  | , | FALSE
VICTOR 110223754 | EPSS | EPSS | EPSS | [17 empty] | Ground Inspection | [18 empty] | EPSS, | EPSS | EPSS | EPSS, | EPSS | EPSS | EPSS,Ground Inspection, | EPSS Ground Inspection | EPSS Ground Inspection |  |  |  | , | FALSE
SANTA MARIA 1110M138 | EPSS | EPSS | EPSS | [36 empty] | EPSS, | EPSS | EPSS | EPSS, | EPSS | EPSS | EPSS, | EPSS | EPSS |  |  |  | , | FALSE
KINGSBURG 1111CB | EPSS | EPSS | EPSS | [36 empty] | EPSS, | EPSS | EPSS | EPSS, | EPSS | EPSS | EPSS, | EPSS | EPSS |  |  |  | , | FALSE
PACIFICA 11015001 | EPSS | EPSS | EPSS | [14 empty] | Aerial Inspection |  | Ground Inspection | [19 empty] | EPSS, | EPSS | EPSS | EPSS,Ground Inspection, | EPSS Ground Inspection | EPSS Ground Inspection | EPSS,Aerial Inspection, | EPSS Aerial Inspection | EPSS Aerial Inspection |  |  |  | , | FALSE
NORD 11042202 | EPSS | EPSS | EPSS | [15 empty] | Ground Inspection | [20 empty] | EPSS,Ground Inspection, | EPSS Ground Inspection | EPSS Ground Inspection | EPSS, | EPSS | EPSS | EPSS, | EPSS | EPSS |  |  |  | , | FALSE
CAYUCOS 1101CB | EPSS | EPSS | EPSS | [15 empty] | Ground Inspection | [20 empty] | EPSS,Ground Inspection, | EPSS Ground Inspection | EPSS Ground Inspection | EPSS, | EPSS | EPSS | EPSS, | EPSS | EPSS |  |  |  | , | FALSE
LEMOORE 11028290 | EPSS | EPSS | EPSS | [36 empty] | EPSS, | EPSS | EPSS | EPSS, | EPSS | EPSS | EPSS, | EPSS | EPSS |  |  |  | , | FALSE
PRUNEDALE 11103080 | EPSS | EPSS | EPSS | [16 empty] | Ground Inspection | Ground Inspection | [18 empty] | EPSS, | EPSS | EPSS | EPSS,Ground Inspection, | EPSS Ground Inspection | EPSS Ground Inspection | EPSS,Ground Inspection, | EPSS Ground Inspection | EPSS Ground Inspection |  |  |  | , | FALSE
FIREBAUGH 1101CB | EPSS | EPSS | EPSS | [15 empty] | Ground Inspection | Ground Inspection | [19 empty] | EPSS,Ground Inspection, | EPSS Ground Inspection | EPSS Ground Inspection | EPSS,Ground Inspection, | EPSS Ground Inspection | EPSS Ground Inspection | EPSS, | EPSS | EPSS |  |  |  | , | FALSE
CAPAY 1102CB | EPSS | EPSS | EPSS | [17 empty] | Ground Inspection | [18 empty] | EPSS, | EPSS | EPSS | EPSS, | EPSS | EPSS | EPSS,Ground Inspection, | EPSS Ground Inspection | EPSS Ground Inspection |  |  |  | , | FALSE
TRES PINOS 1111CB | EPSS | EPSS | EPSS | [36 empty] | EPSS, | EPSS | EPSS | EPSS, | EPSS | EPSS | EPSS, | EPSS | EPSS |  |  |  | , | FALSE
MC MULLIN 11066420 | EPSS | EPSS | EPSS | [16 empty] | Ground Inspection | [19 empty] | EPSS, | EPSS | EPSS | EPSS,Ground Inspection, | EPSS Ground Inspection | EPSS Ground Inspection | EPSS, | EPSS | EPSS |  |  |  | , | FALSE
SAN JOAQUIN 111253186 | EPSS | EPSS | EPSS | [36 empty] | EPSS, | EPSS | EPSS | EPSS, | EPSS | EPSS | EPSS, | EPSS | EPSS |  |  |  | , | FALSE
RIVERBANK 1716CB | EPSS | EPSS | EPSS | [15 empty] | Ground Inspection | Ground Inspection | Ground Inspection | [18 empty] | EPSS,Ground Inspection, | EPSS Ground Inspection | EPSS Ground Inspection | EPSS,Ground Inspection, | EPSS Ground Inspection | EPSS Ground Inspection | EPSS,Ground Inspection, | EPSS Ground Inspection | EPSS Ground Inspection |  |  |  | , | FALSE
CORTINA 110130192 | EPSS | EPSS | EPSS | [16 empty] | Ground Inspection | [19 empty] | EPSS, | EPSS | EPSS | EPSS,Ground Inspection, | EPSS Ground Inspection | EPSS Ground Inspection | EPSS, | EPSS | EPSS |  |  |  | , | FALSE
TYLER 1105CB | EPSS | EPSS | EPSS | [15 empty] | Ground Inspection | [20 empty] | EPSS,Ground Inspection, | EPSS Ground Inspection | EPSS Ground Inspection | EPSS, | EPSS | EPSS | EPSS, | EPSS | EPSS |  |  |  | , | FALSE
LOCKEFORD 210238342 | EPSS | EPSS | EPSS | [17 empty] | Ground Inspection | [9 empty] | Line Sensors | [8 empty] | EPSS,Line Sensors, | EPSS Line Sensors | EPSS Line Sensors | EPSS, | EPSS | EPSS | EPSS,Ground Inspection, | EPSS Ground Inspection | EPSS Ground Inspection |  |  |  | , | FALSE
CORNING 11011624 | EPSS | EPSS | EPSS | [36 empty] | EPSS, | EPSS | EPSS | EPSS, | EPSS | EPSS | EPSS, | EPSS | EPSS |  |  |  | , | FALSE
MARICOPA 1102CB | EPSS | EPSS | EPSS | [16 empty] | Ground Inspection | Ground Inspection | [18 empty] | EPSS, | EPSS | EPSS | EPSS,Ground Inspection, | EPSS Ground Inspection | EPSS Ground Inspection | EPSS,Ground Inspection, | EPSS Ground Inspection | EPSS Ground Inspection |  |  |  | , | FALSE
BOGUE 11062704 | EPSS | EPSS | EPSS | [15 empty] | Ground Inspection | [20 empty] | EPSS,Ground Inspection, | EPSS Ground Inspection | EPSS Ground Inspection | EPSS, | EPSS | EPSS | EPSS, | EPSS | EPSS |  |  |  | , | FALSE
BUENA VISTA 11023730 | EPSS | EPSS | EPSS | [15 empty] | Ground Inspection | [20 empty] | EPSS,Ground Inspection, | EPSS Ground Inspection | EPSS Ground Inspection | EPSS, | EPSS | EPSS | EPSS, | EPSS | EPSS |  |  |  | , | FALSE
MADISON 1103CB | EPSS | EPSS | EPSS | [17 empty] | Ground Inspection | [18 empty] | EPSS, | EPSS | EPSS | EPSS, | EPSS | EPSS | EPSS,Ground Inspection, | EPSS Ground Inspection | EPSS Ground Inspection |  |  |  | , | FALSE
LOS MOLINOS 110154804 | EPSS | EPSS | EPSS | [25 empty] | Down Conductor Detection (DCD) | [10 empty] | EPSS, | EPSS | EPSS | EPSS,Down Conductor Detection (DCD), | EPSS Down Conductor Detection (DCD) | EPSS Down Conductor Detection (DCD) | EPSS, | EPSS | EPSS |  |  |  | , | FALSE
EL CERRITO G 1111760530 | EPSS | EPSS | EPSS | [14 empty] | Aerial Inspection |  | Ground Inspection | Ground Inspection | [18 empty] | EPSS, | EPSS | EPSS | EPSS,Ground Inspection, | EPSS Ground Inspection | EPSS Ground Inspection | EPSS,Aerial Inspection,Ground Inspection, | EPSS Aerial Inspection Ground Inspection | EPSS Aerial Inspection Ground Inspection |  |  |  | , | FALSE
WASCO 1102223060 | EPSS | EPSS | EPSS | [16 empty] | Ground Inspection | Ground Inspection | [18 empty] | EPSS, | EPSS | EPSS | EPSS,Ground Inspection, | EPSS Ground Inspection | EPSS Ground Inspection | EPSS,Ground Inspection, | EPSS Ground Inspection | EPSS Ground Inspection |  |  |  | , | FALSE
WOODWARD 2107850960 | EPSS | EPSS | EPSS | [36 empty] | EPSS, | EPSS | EPSS | EPSS, | EPSS | EPSS | EPSS, | EPSS | EPSS |  |  |  | , | FALSE
DOS PALOS 1101622694 | EPSS | EPSS | EPSS | [16 empty] | Ground Inspection | Ground Inspection | [18 empty] | EPSS, | EPSS | EPSS | EPSS,Ground Inspection, | EPSS Ground Inspection | EPSS Ground Inspection | EPSS,Ground Inspection, | EPSS Ground Inspection | EPSS Ground Inspection |  |  |  | , | FALSE
OROSI 11017400 | EPSS | EPSS | EPSS | [15 empty] | Ground Inspection | [20 empty] | EPSS,Ground Inspection, | EPSS Ground Inspection | EPSS Ground Inspection | EPSS, | EPSS | EPSS | EPSS, | EPSS | EPSS |  |  |  | , | FALSE
MESA 110187454 | EPSS | EPSS | EPSS | [17 empty] | Ground Inspection | [6 empty] | Down Conductor Detection (DCD) | [11 empty] | EPSS,Down Conductor Detection (DCD), | EPSS Down Conductor Detection (DCD) | EPSS Down Conductor Detection (DCD) | EPSS, | EPSS | EPSS | EPSS,Ground Inspection, | EPSS Ground Inspection | EPSS Ground Inspection |  |  |  | , | FALSE
KERN OIL 1106CB | EPSS | EPSS | EPSS | [16 empty] | Ground Inspection | [19 empty] | EPSS, | EPSS | EPSS | EPSS,Ground Inspection, | EPSS Ground Inspection | EPSS Ground Inspection | EPSS, | EPSS | EPSS |  |  |  | , | FALSE
ZAMORA 11078892 | EPSS | EPSS | EPSS | [17 empty] | Ground Inspection | [18 empty] | EPSS, | EPSS | EPSS | EPSS, | EPSS | EPSS | EPSS,Ground Inspection, | EPSS Ground Inspection | EPSS Ground Inspection |  |  |  | , | FALSE
NEWHALL 1109CB | EPSS | EPSS | EPSS | [15 empty] | Ground Inspection | Ground Inspection | [19 empty] | EPSS,Ground Inspection, | EPSS Ground Inspection | EPSS Ground Inspection | EPSS,Ground Inspection, | EPSS Ground Inspection | EPSS Ground Inspection | EPSS, | EPSS | EPSS |  |  |  | , | FALSE
PEACHTON 11021962 | EPSS | EPSS | EPSS | [17 empty] | Ground Inspection | [18 empty] | EPSS, | EPSS | EPSS | EPSS, | EPSS | EPSS | EPSS,Ground Inspection, | EPSS Ground Inspection | EPSS Ground Inspection |  |  |  | , | FALSE
NORD 1104CB | EPSS | EPSS | EPSS | [15 empty] | Ground Inspection |  | Ground Inspection | [18 empty] | EPSS,Ground Inspection, | EPSS Ground Inspection | EPSS Ground Inspection | EPSS, | EPSS | EPSS | EPSS,Ground Inspection, | EPSS Ground Inspection | EPSS Ground Inspection |  |  |  | , | FALSE
BRENTWOOD 21051494 | EPSS | EPSS | EPSS | [15 empty] | Ground Inspection | [20 empty] | EPSS,Ground Inspection, | EPSS Ground Inspection | EPSS Ground Inspection | EPSS, | EPSS | EPSS | EPSS, | EPSS | EPSS |  |  |  | , | FALSE
PLEASANT GROVE 211050516 | EPSS | EPSS | EPSS | [17 empty] | Ground Inspection | [18 empty] | EPSS, | EPSS | EPSS | EPSS, | EPSS | EPSS | EPSS,Ground Inspection, | EPSS Ground Inspection | EPSS Ground Inspection |  |  |  | , | FALSE
PEASE 11042292 | EPSS | EPSS | EPSS | [36 empty] | EPSS, | EPSS | EPSS | EPSS, | EPSS | EPSS | EPSS, | EPSS | EPSS |  |  |  | , | FALSE
SCHINDLER 1110CB | EPSS | EPSS | EPSS | [17 empty] | Ground Inspection | [18 empty] | EPSS, | EPSS | EPSS | EPSS, | EPSS | EPSS | EPSS,Ground Inspection, | EPSS Ground Inspection | EPSS Ground Inspection |  |  |  | , | FALSE
MENLO 11029018 | EPSS | EPSS | EPSS | [17 empty] | Ground Inspection | [18 empty] | EPSS, | EPSS | EPSS | EPSS, | EPSS | EPSS | EPSS,Ground Inspection, | EPSS Ground Inspection | EPSS Ground Inspection |  |  |  | , | FALSE
GERBER 1102CB | EPSS | EPSS | EPSS | [36 empty] | EPSS, | EPSS | EPSS | EPSS, | EPSS | EPSS | EPSS, | EPSS | EPSS |  |  |  | , | FALSE
WHEELER RIDGE 1101CB | EPSS | EPSS | EPSS | [15 empty] | Ground Inspection | [20 empty] | EPSS,Ground Inspection, | EPSS Ground Inspection | EPSS Ground Inspection | EPSS, | EPSS | EPSS | EPSS, | EPSS | EPSS |  |  |  | , | FALSE
GREEN VALLEY 210112130 | EPSS | EPSS | EPSS | [14 empty] | Aerial Inspection |  | Ground Inspection | Ground Inspection | [18 empty] | EPSS, | EPSS | EPSS | EPSS,Ground Inspection, | EPSS Ground Inspection | EPSS Ground Inspection | EPSS,Aerial Inspection,Ground Inspection, | EPSS Aerial Inspection Ground Inspection | EPSS Aerial Inspection Ground Inspection |  |  |  | , | FALSE
LEMOORE 11058770 | EPSS | EPSS | EPSS | [36 empty] | EPSS, | EPSS | EPSS | EPSS, | EPSS | EPSS | EPSS, | EPSS | EPSS |  |  |  | , | FALSE
SAN LUIS OBISPO 1103191498 | EPSS | EPSS | EPSS | [14 empty] | Aerial Inspection |  | Ground Inspection |  | Non-Pole Backlog | [17 empty] | EPSS,Non-Pole Backlog, | EPSS Non-Pole Backlog | EPSS Non-Pole Backlog | EPSS,Ground Inspection, | EPSS Ground Inspection | EPSS Ground Inspection | EPSS,Aerial Inspection, | EPSS Aerial Inspection | EPSS Aerial Inspection |  |  |  | , | FALSE
SEMITROPIC 1106CB | EPSS | EPSS | EPSS | [17 empty] | Ground Inspection | [18 empty] | EPSS, | EPSS | EPSS | EPSS, | EPSS | EPSS | EPSS,Ground Inspection, | EPSS Ground Inspection | EPSS Ground Inspection |  |  |  | , | FALSE
RICE 11013102 | EPSS | EPSS | EPSS | [36 empty] | EPSS, | EPSS | EPSS | EPSS, | EPSS | EPSS | EPSS, | EPSS | EPSS |  |  |  | , | FALSE
MADERA 11199540 | EPSS | EPSS | EPSS | [17 empty] | Ground Inspection | [18 empty] | EPSS, | EPSS | EPSS | EPSS, | EPSS | EPSS | EPSS,Ground Inspection, | EPSS Ground Inspection | EPSS Ground Inspection |  |  |  | , | FALSE
TULARE LAKE 1104378350 | EPSS | EPSS | EPSS | [16 empty] | Ground Inspection | [19 empty] | EPSS, | EPSS | EPSS | EPSS,Ground Inspection, | EPSS Ground Inspection | EPSS Ground Inspection | EPSS, | EPSS | EPSS |  |  |  | , | FALSE
AVENA 170113034 | EPSS | EPSS | EPSS | [16 empty] | Ground Inspection | [19 empty] | EPSS, | EPSS | EPSS | EPSS,Ground Inspection, | EPSS Ground Inspection | EPSS Ground Inspection | EPSS, | EPSS | EPSS |  |  |  | , | FALSE
WILSON 11039080 | EPSS | EPSS | EPSS | [36 empty] | EPSS, | EPSS | EPSS | EPSS, | EPSS | EPSS | EPSS, | EPSS | EPSS |  |  |  | , | FALSE
GRAND ISLAND 222412362 | EPSS | EPSS | EPSS | [36 empty] | EPSS, | EPSS | EPSS | EPSS, | EPSS | EPSS | EPSS, | EPSS | EPSS |  |  |  | , | FALSE
LIVE OAK 1101425666 | EPSS | EPSS | EPSS | [17 empty] | Ground Inspection | [18 empty] | EPSS, | EPSS | EPSS | EPSS, | EPSS | EPSS | EPSS,Ground Inspection, | EPSS Ground Inspection | EPSS Ground Inspection |  |  |  | , | FALSE
CHOWCHILLA 11036160 | EPSS | EPSS | EPSS | [15 empty] | Ground Inspection | [20 empty] | EPSS,Ground Inspection, | EPSS Ground Inspection | EPSS Ground Inspection | EPSS, | EPSS | EPSS | EPSS, | EPSS | EPSS |  |  |  | , | FALSE
FAMOSO 1101CB | EPSS | EPSS | EPSS | [16 empty] | Ground Inspection | [19 empty] | EPSS, | EPSS | EPSS | EPSS,Ground Inspection, | EPSS Ground Inspection | EPSS Ground Inspection | EPSS, | EPSS | EPSS |  |  |  | , | FALSE
SANTA RITA 110266758 | EPSS | EPSS | EPSS | [36 empty] | EPSS, | EPSS | EPSS | EPSS, | EPSS | EPSS | EPSS, | EPSS | EPSS |  |  |  | , | FALSE
EEL RIVER 1102CB | EPSS | EPSS | EPSS | [16 empty] | Ground Inspection | [19 empty] | EPSS, | EPSS | EPSS | EPSS,Ground Inspection, | EPSS Ground Inspection | EPSS Ground Inspection | EPSS, | EPSS | EPSS |  |  |  | , | FALSE
WOODLAND 11065842 | EPSS | EPSS | EPSS | [36 empty] | EPSS, | EPSS | EPSS | EPSS, | EPSS | EPSS | EPSS, | EPSS | EPSS |  |  |  | , | FALSE
WEST FRESNO 1112448248 | EPSS | EPSS | EPSS | [36 empty] | EPSS, | EPSS | EPSS | EPSS, | EPSS | EPSS | EPSS, | EPSS | EPSS |  |  |  | , | FALSE
CHARCA 1106252004 | EPSS | EPSS | EPSS | [17 empty] | Ground Inspection | [18 empty] | EPSS, | EPSS | EPSS | EPSS, | EPSS | EPSS | EPSS,Ground Inspection, | EPSS Ground Inspection | EPSS Ground Inspection |  |  |  | , | FALSE
CARLOTTA 1121CB | EPSS | EPSS | EPSS | [14 empty] | Aerial Inspection |  | Ground Inspection | Ground Inspection | [18 empty] | EPSS, | EPSS | EPSS | EPSS,Ground Inspection, | EPSS Ground Inspection | EPSS Ground Inspection | EPSS,Aerial Inspection,Ground Inspection, | EPSS Aerial Inspection Ground Inspection | EPSS Aerial Inspection Ground Inspection |  |  |  | , | FALSE
BELLE HAVEN 110538302 | EPSS | EPSS | EPSS | [16 empty] | Ground Inspection | Ground Inspection | [18 empty] | EPSS, | EPSS | EPSS | EPSS,Ground Inspection, | EPSS Ground Inspection | EPSS Ground Inspection | EPSS,Ground Inspection, | EPSS Ground Inspection | EPSS Ground Inspection |  |  |  | , | FALSE
SAN JOAQUIN 1106CB | EPSS | EPSS | EPSS | [36 empty] | EPSS, | EPSS | EPSS | EPSS, | EPSS | EPSS | EPSS, | EPSS | EPSS |  |  |  | , | FALSE
DEL MAR 11032702 | EPSS | EPSS | EPSS | [16 empty] | Ground Inspection | [19 empty] | EPSS, | EPSS | EPSS | EPSS,Ground Inspection, | EPSS Ground Inspection | EPSS Ground Inspection | EPSS, | EPSS | EPSS |  |  |  | , | FALSE
JAMESON 1103CB | EPSS | EPSS | EPSS | [14 empty] | Aerial Inspection | Ground Inspection | Ground Inspection | [19 empty] | EPSS,Ground Inspection, | EPSS Ground Inspection | EPSS Ground Inspection | EPSS,Ground Inspection, | EPSS Ground Inspection | EPSS Ground Inspection | EPSS,Aerial Inspection, | EPSS Aerial Inspection | EPSS Aerial Inspection |  |  |  | , | FALSE
EAST NICOLAUS 11011266 | EPSS | EPSS | EPSS | [16 empty] | Ground Inspection | [19 empty] | EPSS, | EPSS | EPSS | EPSS,Ground Inspection, | EPSS Ground Inspection | EPSS Ground Inspection | EPSS, | EPSS | EPSS |  |  |  | , | FALSE
LIVE OAK 11041292 | EPSS | EPSS | EPSS | [36 empty] | EPSS, | EPSS | EPSS | EPSS, | EPSS | EPSS | EPSS, | EPSS | EPSS |  |  |  | , | FALSE
NEWBURG 11326576 | EPSS | EPSS | EPSS | [36 empty] | EPSS, | EPSS | EPSS | EPSS, | EPSS | EPSS | EPSS, | EPSS | EPSS |  |  |  | , | FALSE
STOREY 1111CB | EPSS | EPSS | EPSS | [15 empty] | Ground Inspection | [20 empty] | EPSS,Ground Inspection, | EPSS Ground Inspection | EPSS Ground Inspection | EPSS, | EPSS | EPSS | EPSS, | EPSS | EPSS |  |  |  | , | FALSE
GUERNSEY 1104CB | EPSS | EPSS | EPSS | [36 empty] | EPSS, | EPSS | EPSS | EPSS, | EPSS | EPSS | EPSS, | EPSS | EPSS |  |  |  | , | FALSE
NEW HOPE 1101CB | EPSS | EPSS | EPSS | [17 empty] | Ground Inspection | [18 empty] | EPSS, | EPSS | EPSS | EPSS, | EPSS | EPSS | EPSS,Ground Inspection, | EPSS Ground Inspection | EPSS Ground Inspection |  |  |  | , | FALSE
GATES 1101CB | EPSS | EPSS | EPSS | [15 empty] | Ground Inspection | [20 empty] | EPSS,Ground Inspection, | EPSS Ground Inspection | EPSS Ground Inspection | EPSS, | EPSS | EPSS | EPSS, | EPSS | EPSS |  |  |  | , | FALSE
ARVIN 1103CB | EPSS | EPSS | EPSS | [15 empty] | Ground Inspection |  | Ground Inspection | [18 empty] | EPSS,Ground Inspection, | EPSS Ground Inspection | EPSS Ground Inspection | EPSS, | EPSS | EPSS | EPSS,Ground Inspection, | EPSS Ground Inspection | EPSS Ground Inspection |  |  |  | , | FALSE
PARLIER 1104184200 | EPSS | EPSS | EPSS | [17 empty] | Ground Inspection | [18 empty] | EPSS, | EPSS | EPSS | EPSS, | EPSS | EPSS | EPSS,Ground Inspection, | EPSS Ground Inspection | EPSS Ground Inspection |  |  |  | , | FALSE
EL NIDO 1101CB | EPSS | EPSS | EPSS | [15 empty] | Ground Inspection | [20 empty] | EPSS,Ground Inspection, | EPSS Ground Inspection | EPSS Ground Inspection | EPSS, | EPSS | EPSS | EPSS, | EPSS | EPSS |  |  |  | , | FALSE
VACA DIXON 11059792 | EPSS | EPSS | EPSS | [14 empty] | Aerial Inspection | Ground Inspection | Ground Inspection | Ground Inspection | [18 empty] | EPSS,Ground Inspection, | EPSS Ground Inspection | EPSS Ground Inspection | EPSS,Ground Inspection, | EPSS Ground Inspection | EPSS Ground Inspection | EPSS,Aerial Inspection,Ground Inspection, | EPSS Aerial Inspection Ground Inspection | EPSS Aerial Inspection Ground Inspection |  |  |  | , | FALSE
MC FARLAND 1104CB | EPSS | EPSS | EPSS | [16 empty] | Ground Inspection | Ground Inspection | [18 empty] | EPSS, | EPSS | EPSS | EPSS,Ground Inspection, | EPSS Ground Inspection | EPSS Ground Inspection | EPSS,Ground Inspection, | EPSS Ground Inspection | EPSS Ground Inspection |  |  |  | , | FALSE
FULTON 110555802 | EPSS | EPSS | EPSS | [17 empty] | Ground Inspection | [18 empty] | EPSS, | EPSS | EPSS | EPSS, | EPSS | EPSS | EPSS,Ground Inspection, | EPSS Ground Inspection | EPSS Ground Inspection |  |  |  | , | FALSE
WHEELER RIDGE 11014164 | EPSS | EPSS | EPSS | [15 empty] | Ground Inspection | [20 empty] | EPSS,Ground Inspection, | EPSS Ground Inspection | EPSS Ground Inspection | EPSS, | EPSS | EPSS | EPSS, | EPSS | EPSS |  |  |  | , | FALSE
BOWLES 1101CB | EPSS | EPSS | EPSS | [16 empty] | Ground Inspection | [19 empty] | EPSS, | EPSS | EPSS | EPSS,Ground Inspection, | EPSS Ground Inspection | EPSS Ground Inspection | EPSS, | EPSS | EPSS |  |  |  | , | FALSE
ESQUON 11022490 | EPSS | EPSS | EPSS | [36 empty] | EPSS, | EPSS | EPSS | EPSS, | EPSS | EPSS | EPSS, | EPSS | EPSS |  |  |  | , | FALSE
ATWATER 1103CB | EPSS | EPSS | EPSS | [16 empty] | Ground Inspection | [19 empty] | EPSS, | EPSS | EPSS | EPSS,Ground Inspection, | EPSS Ground Inspection | EPSS Ground Inspection | EPSS, | EPSS | EPSS |  |  |  | , | FALSE
STOREY 110934630 | EPSS | EPSS | EPSS | [36 empty] | EPSS, | EPSS | EPSS | EPSS, | EPSS | EPSS | EPSS, | EPSS | EPSS |  |  |  | , | FALSE
EL PECO 11025090 | EPSS | EPSS | EPSS | [16 empty] | Ground Inspection | [19 empty] | EPSS, | EPSS | EPSS | EPSS,Ground Inspection, | EPSS Ground Inspection | EPSS Ground Inspection | EPSS, | EPSS | EPSS |  |  |  | , | FALSE
GABILAN 1101CB | EPSS | EPSS | EPSS | [16 empty] | Ground Inspection | [19 empty] | EPSS, | EPSS | EPSS | EPSS,Ground Inspection, | EPSS Ground Inspection | EPSS Ground Inspection | EPSS, | EPSS | EPSS |  |  |  | , | FALSE
LODI 11026130 | EPSS | EPSS | EPSS | [17 empty] | Ground Inspection | [18 empty] | EPSS, | EPSS | EPSS | EPSS, | EPSS | EPSS | EPSS,Ground Inspection, | EPSS Ground Inspection | EPSS Ground Inspection |  |  |  | , | FALSE
KERMAN 1103R1580 | EPSS | EPSS | EPSS | [17 empty] | Ground Inspection | [18 empty] | EPSS, | EPSS | EPSS | EPSS, | EPSS | EPSS | EPSS,Ground Inspection, | EPSS Ground Inspection | EPSS Ground Inspection |  |  |  | , | FALSE
CASSIDY 21089520 | EPSS | EPSS | EPSS | [17 empty] | Ground Inspection | [18 empty] | EPSS, | EPSS | EPSS | EPSS, | EPSS | EPSS | EPSS,Ground Inspection, | EPSS Ground Inspection | EPSS Ground Inspection |  |  |  | , | FALSE
BLUE LAKE 1102CB | EPSS | EPSS | EPSS | [15 empty] | Ground Inspection | [20 empty] | EPSS,Ground Inspection, | EPSS Ground Inspection | EPSS Ground Inspection | EPSS, | EPSS | EPSS | EPSS, | EPSS | EPSS |  |  |  | , | FALSE
SANTA RITA 1102CB | EPSS | EPSS | EPSS | [16 empty] | Ground Inspection | Ground Inspection | [18 empty] | EPSS, | EPSS | EPSS | EPSS,Ground Inspection, | EPSS Ground Inspection | EPSS Ground Inspection | EPSS,Ground Inspection, | EPSS Ground Inspection | EPSS Ground Inspection |  |  |  | , | FALSE
ROUGH AND READY ISLA 11025726 | EPSS | EPSS | EPSS | [15 empty] | Ground Inspection | Ground Inspection | Ground Inspection | [18 empty] | EPSS,Ground Inspection, | EPSS Ground Inspection | EPSS Ground Inspection | EPSS,Ground Inspection, | EPSS Ground Inspection | EPSS Ground Inspection | EPSS,Ground Inspection, | EPSS Ground Inspection | EPSS Ground Inspection |  |  |  | , | FALSE
MERCED 11149040 | EPSS | EPSS | EPSS | [36 empty] | EPSS, | EPSS | EPSS | EPSS, | EPSS | EPSS | EPSS, | EPSS | EPSS |  |  |  | , | FALSE
MORMON 110136806 | EPSS | EPSS | EPSS | [15 empty] | Ground Inspection | Ground Inspection | [19 empty] | EPSS,Ground Inspection, | EPSS Ground Inspection | EPSS Ground Inspection | EPSS,Ground Inspection, | EPSS Ground Inspection | EPSS Ground Inspection | EPSS, | EPSS | EPSS |  |  |  | , | FALSE
BELLE HAVEN 0403CB | EPSS | EPSS | EPSS | [16 empty] | Ground Inspection | Ground Inspection | [18 empty] | EPSS, | EPSS | EPSS | EPSS,Ground Inspection, | EPSS Ground Inspection | EPSS Ground Inspection | EPSS,Ground Inspection, | EPSS Ground Inspection | EPSS Ground Inspection |  |  |  | , | FALSE
ECHO SUMMIT 1101927328 | EPSS | EPSS | EPSS | [16 empty] | Ground Inspection | [8 empty] | Down Conductor Detection (DCD) | [10 empty] | EPSS, | EPSS | EPSS | EPSS,Ground Inspection,Down Conductor Detection (DCD), | EPSS Ground Inspection Down Conductor Detection (DCD) | EPSS Ground Inspection Down Conductor Detection (DCD) | EPSS, | EPSS | EPSS |  |  |  | , | FALSE
RIPON 1701723166 | EPSS | EPSS | EPSS | [15 empty] | Ground Inspection | Ground Inspection | Ground Inspection | [18 empty] | EPSS,Ground Inspection, | EPSS Ground Inspection | EPSS Ground Inspection | EPSS,Ground Inspection, | EPSS Ground Inspection | EPSS Ground Inspection | EPSS,Ground Inspection, | EPSS Ground Inspection | EPSS Ground Inspection |  |  |  | , | FALSE
VALLEY HOME 1704CB | EPSS | EPSS | EPSS | [15 empty] | Ground Inspection | Ground Inspection | Ground Inspection | [18 empty] | EPSS,Ground Inspection, | EPSS Ground Inspection | EPSS Ground Inspection | EPSS,Ground Inspection, | EPSS Ground Inspection | EPSS Ground Inspection | EPSS,Ground Inspection, | EPSS Ground Inspection | EPSS Ground Inspection |  |  |  | , | FALSE
OLD RIVER 1103CB | EPSS | EPSS | EPSS | [17 empty] | Ground Inspection | [18 empty] | EPSS, | EPSS | EPSS | EPSS, | EPSS | EPSS | EPSS,Ground Inspection, | EPSS Ground Inspection | EPSS Ground Inspection |  |  |  | , | FALSE
HONCUT 1101CB | EPSS | EPSS | EPSS | [16 empty] | Ground Inspection | [19 empty] | EPSS, | EPSS | EPSS | EPSS,Ground Inspection, | EPSS Ground Inspection | EPSS Ground Inspection | EPSS, | EPSS | EPSS |  |  |  | , | FALSE
NEWBURG 113277894 | EPSS | EPSS | EPSS | [36 empty] | EPSS, | EPSS | EPSS | EPSS, | EPSS | EPSS | EPSS, | EPSS | EPSS |  |  |  | , | FALSE
WYANDOTTE 110940608 | EPSS | EPSS | EPSS | [24 empty] | Down Conductor Detection (DCD) | [11 empty] | EPSS,Down Conductor Detection (DCD), | EPSS Down Conductor Detection (DCD) | EPSS Down Conductor Detection (DCD) | EPSS, | EPSS | EPSS | EPSS, | EPSS | EPSS |  |  |  | , | FALSE
SF L 0403CB | EPSS | EPSS | EPSS | [17 empty] | Ground Inspection | [18 empty] | EPSS, | EPSS | EPSS | EPSS, | EPSS | EPSS | EPSS,Ground Inspection, | EPSS Ground Inspection | EPSS Ground Inspection |  |  |  | , | FALSE
COTATI 1105616 | EPSS | EPSS | EPSS | [13 empty] | Aerial Inspection | Aerial Inspection | Ground Inspection | Ground Inspection | Ground Inspection | Non-Pole Backlog | [6 empty] | Down Conductor Detection (DCD) | [10 empty] | EPSS,Ground Inspection,Non-Pole Backlog, | EPSS Ground Inspection Non-Pole Backlog | EPSS Ground Inspection Non-Pole Backlog | EPSS,Aerial Inspection,Ground Inspection,Down Conductor Detection (DCD), | EPSS Aerial Inspection Ground Inspection Down Conductor Detection (DCD) | EPSS Aerial Inspection Ground Inspection Down Conductor Detection (DCD) | EPSS,Aerial Inspection,Ground Inspection, | EPSS Aerial Inspection Ground Inspection | EPSS Aerial Inspection Ground Inspection |  |  |  | , | FALSE
CORONA 110137424 | EPSS | EPSS | EPSS | [15 empty] | Ground Inspection | [20 empty] | EPSS,Ground Inspection, | EPSS Ground Inspection | EPSS Ground Inspection | EPSS, | EPSS | EPSS | EPSS, | EPSS | EPSS |  |  |  | , | FALSE
REEDLEY 111246926 | EPSS | EPSS | EPSS | [16 empty] | Ground Inspection | [19 empty] | EPSS, | EPSS | EPSS | EPSS,Ground Inspection, | EPSS Ground Inspection | EPSS Ground Inspection | EPSS, | EPSS | EPSS |  |  |  | , | FALSE
BRENTWOOD 2112K525R | EPSS | EPSS | EPSS | [16 empty] | Ground Inspection | [19 empty] | EPSS, | EPSS | EPSS | EPSS,Ground Inspection, | EPSS Ground Inspection | EPSS Ground Inspection | EPSS, | EPSS | EPSS |  |  |  | , | FALSE
PRUNEDALE 111020059 | EPSS | EPSS | EPSS | [16 empty] | Ground Inspection | [19 empty] | EPSS, | EPSS | EPSS | EPSS,Ground Inspection, | EPSS Ground Inspection | EPSS Ground Inspection | EPSS, | EPSS | EPSS |  |  |  | , | FALSE
EL CAPITAN 110310910 | EPSS | EPSS | EPSS | [17 empty] | Ground Inspection | [18 empty] | EPSS, | EPSS | EPSS | EPSS, | EPSS | EPSS | EPSS,Ground Inspection, | EPSS Ground Inspection | EPSS Ground Inspection |  |  |  | , | FALSE
STROUD 1101848548 | EPSS | EPSS | EPSS | [36 empty] | EPSS, | EPSS | EPSS | EPSS, | EPSS | EPSS | EPSS, | EPSS | EPSS |  |  |  | , | FALSE
NEWARK 12KV 1104CB | EPSS | EPSS | EPSS | [16 empty] | Ground Inspection | Ground Inspection | [18 empty] | EPSS, | EPSS | EPSS | EPSS,Ground Inspection, | EPSS Ground Inspection | EPSS Ground Inspection | EPSS,Ground Inspection, | EPSS Ground Inspection | EPSS Ground Inspection |  |  |  | , | FALSE
CATLETT 1105CB | EPSS | EPSS | EPSS | [16 empty] | Ground Inspection | [19 empty] | EPSS, | EPSS | EPSS | EPSS,Ground Inspection, | EPSS Ground Inspection | EPSS Ground Inspection | EPSS, | EPSS | EPSS |  |  |  | , | FALSE
FIGARDEN 2102D2872 | EPSS | EPSS | EPSS | [17 empty] | Ground Inspection | [18 empty] | EPSS, | EPSS | EPSS | EPSS, | EPSS | EPSS | EPSS,Ground Inspection, | EPSS Ground Inspection | EPSS Ground Inspection |  |  |  | , | FALSE
KERMAN 1101CB | EPSS | EPSS | EPSS | [36 empty] | EPSS, | EPSS | EPSS | EPSS, | EPSS | EPSS | EPSS, | EPSS | EPSS |  |  |  | , | FALSE
MERCED FALLS 11027006 | EPSS | EPSS | EPSS | [36 empty] | EPSS, | EPSS | EPSS | EPSS, | EPSS | EPSS | EPSS, | EPSS | EPSS |  |  |  | , | FALSE
BALFOUR 1101227486 | EPSS | EPSS | EPSS | [15 empty] | Ground Inspection | [20 empty] | EPSS,Ground Inspection, | EPSS Ground Inspection | EPSS Ground Inspection | EPSS, | EPSS | EPSS | EPSS, | EPSS | EPSS |  |  |  | , | FALSE
STOCKDALE 21122858 | EPSS | EPSS | EPSS | [17 empty] | Ground Inspection | [18 empty] | EPSS, | EPSS | EPSS | EPSS, | EPSS | EPSS | EPSS,Ground Inspection, | EPSS Ground Inspection | EPSS Ground Inspection |  |  |  | , | FALSE
BOWLES 1102CB | EPSS | EPSS | EPSS | [16 empty] | Ground Inspection | [19 empty] | EPSS, | EPSS | EPSS | EPSS,Ground Inspection, | EPSS Ground Inspection | EPSS Ground Inspection | EPSS, | EPSS | EPSS |  |  |  | , | FALSE
TRES VIAS 11015673 | EPSS | EPSS | EPSS | [17 empty] | Ground Inspection | [18 empty] | EPSS, | EPSS | EPSS | EPSS, | EPSS | EPSS | EPSS,Ground Inspection, | EPSS Ground Inspection | EPSS Ground Inspection |  |  |  | , | FALSE
FITCH MOUNTAIN 1111424 | EPSS | EPSS | EPSS | [15 empty] | Ground Inspection | [10 empty] | Down Conductor Detection (DCD) | [9 empty] | EPSS,Ground Inspection, | EPSS Ground Inspection | EPSS Ground Inspection | EPSS, | EPSS | EPSS | EPSS,Down Conductor Detection (DCD), | EPSS Down Conductor Detection (DCD) | EPSS Down Conductor Detection (DCD) |  |  |  | , | FALSE
MALAGA 110272042 | EPSS | EPSS | EPSS | [16 empty] | Ground Inspection | Ground Inspection | [18 empty] | EPSS, | EPSS | EPSS | EPSS,Ground Inspection, | EPSS Ground Inspection | EPSS Ground Inspection | EPSS,Ground Inspection, | EPSS Ground Inspection | EPSS Ground Inspection |  |  |  | , | FALSE
MADISON 21017702 | EPSS | EPSS | EPSS | [17 empty] | Ground Inspection | [9 empty] | Line Sensors | [8 empty] | EPSS,Line Sensors, | EPSS Line Sensors | EPSS Line Sensors | EPSS, | EPSS | EPSS | EPSS,Ground Inspection, | EPSS Ground Inspection | EPSS Ground Inspection |  |  |  | , | FALSE
RIPON 170213546 | EPSS | EPSS | EPSS | [15 empty] | Ground Inspection | [20 empty] | EPSS,Ground Inspection, | EPSS Ground Inspection | EPSS Ground Inspection | EPSS, | EPSS | EPSS | EPSS, | EPSS | EPSS |  |  |  | , | FALSE
SCE MCFARLAND 1101CB | EPSS | EPSS | EPSS | [16 empty] | Ground Inspection | [19 empty] | EPSS, | EPSS | EPSS | EPSS,Ground Inspection, | EPSS Ground Inspection | EPSS Ground Inspection | EPSS, | EPSS | EPSS |  |  |  | , | FALSE
WHEELER RIDGE 110183646 | EPSS | EPSS | EPSS | [15 empty] | Ground Inspection | [20 empty] | EPSS,Ground Inspection, | EPSS Ground Inspection | EPSS Ground Inspection | EPSS, | EPSS | EPSS | EPSS, | EPSS | EPSS |  |  |  | , | FALSE
DAIRYVILLE 1101CB | EPSS | EPSS | EPSS | [36 empty] | EPSS, | EPSS | EPSS | EPSS, | EPSS | EPSS | EPSS, | EPSS | EPSS |  |  |  | , | FALSE
OLIVEHURST 11031238 | EPSS | EPSS | EPSS | [36 empty] | EPSS, | EPSS | EPSS | EPSS, | EPSS | EPSS | EPSS, | EPSS | EPSS |  |  |  | , | FALSE
REEDLEY 111297364 | EPSS | EPSS | EPSS | [36 empty] | EPSS, | EPSS | EPSS | EPSS, | EPSS | EPSS | EPSS, | EPSS | EPSS |  |  |  | , | FALSE
CASTROVILLE 210370782 | EPSS | EPSS | EPSS | [16 empty] | Ground Inspection | Ground Inspection | [18 empty] | EPSS, | EPSS | EPSS | EPSS,Ground Inspection, | EPSS Ground Inspection | EPSS Ground Inspection | EPSS,Ground Inspection, | EPSS Ground Inspection | EPSS Ground Inspection |  |  |  | , | FALSE
LOGAN CREEK 21012404 | EPSS | EPSS | EPSS | [16 empty] | Ground Inspection | [19 empty] | EPSS, | EPSS | EPSS | EPSS,Ground Inspection, | EPSS Ground Inspection | EPSS Ground Inspection | EPSS, | EPSS | EPSS |  |  |  | , | FALSE
MADERA 11196450 | EPSS | EPSS | EPSS | [16 empty] | Ground Inspection | [19 empty] | EPSS, | EPSS | EPSS | EPSS,Ground Inspection, | EPSS Ground Inspection | EPSS Ground Inspection | EPSS, | EPSS | EPSS |  |  |  | , | FALSE
WILLIAMS 110230242 | EPSS | EPSS | EPSS | [16 empty] | Ground Inspection | [19 empty] | EPSS, | EPSS | EPSS | EPSS,Ground Inspection, | EPSS Ground Inspection | EPSS Ground Inspection | EPSS, | EPSS | EPSS |  |  |  | , | FALSE
LAMONT 11071952 | EPSS | EPSS | EPSS | [36 empty] | EPSS, | EPSS | EPSS | EPSS, | EPSS | EPSS | EPSS, | EPSS | EPSS |  |  |  | , | FALSE
COLUSA 11013504 | EPSS | EPSS | EPSS | [15 empty] | Ground Inspection | Ground Inspection | Ground Inspection | [18 empty] | EPSS,Ground Inspection, | EPSS Ground Inspection | EPSS Ground Inspection | EPSS,Ground Inspection, | EPSS Ground Inspection | EPSS Ground Inspection | EPSS,Ground Inspection, | EPSS Ground Inspection | EPSS Ground Inspection |  |  |  | , | FALSE
BANTA 110169196 | EPSS | EPSS | EPSS | [17 empty] | Ground Inspection | [18 empty] | EPSS, | EPSS | EPSS | EPSS, | EPSS | EPSS | EPSS,Ground Inspection, | EPSS Ground Inspection | EPSS Ground Inspection |  |  |  | , | FALSE
KNIGHTS LANDING 11028432 | EPSS | EPSS | EPSS | [16 empty] | Ground Inspection | Ground Inspection | [18 empty] | EPSS, | EPSS | EPSS | EPSS,Ground Inspection, | EPSS Ground Inspection | EPSS Ground Inspection | EPSS,Ground Inspection, | EPSS Ground Inspection | EPSS Ground Inspection |  |  |  | , | FALSE
COLUMBUS 1109CUS3980 | EPSS | EPSS | EPSS | [36 empty] | EPSS, | EPSS | EPSS | EPSS, | EPSS | EPSS | EPSS, | EPSS | EPSS |  |  |  | , | FALSE
BAHIA 1104CUS8929 | EPSS | EPSS | EPSS | [36 empty] | EPSS, | EPSS | EPSS | EPSS, | EPSS | EPSS | EPSS, | EPSS | EPSS |  |  |  | , | FALSE
REEDLEY 110676043 | EPSS | EPSS | EPSS | [16 empty] | Ground Inspection | Ground Inspection | [18 empty] | EPSS, | EPSS | EPSS | EPSS,Ground Inspection, | EPSS Ground Inspection | EPSS Ground Inspection | EPSS,Ground Inspection, | EPSS Ground Inspection | EPSS Ground Inspection |  |  |  | , | FALSE
LODI 110112190 | EPSS | EPSS | EPSS | [17 empty] | Ground Inspection | [18 empty] | EPSS, | EPSS | EPSS | EPSS, | EPSS | EPSS | EPSS,Ground Inspection, | EPSS Ground Inspection | EPSS Ground Inspection |  |  |  | , | FALSE
CASSIDY 21079500 | EPSS | EPSS | EPSS | [17 empty] | Ground Inspection | [18 empty] | EPSS, | EPSS | EPSS | EPSS, | EPSS | EPSS | EPSS,Ground Inspection, | EPSS Ground Inspection | EPSS Ground Inspection |  |  |  | , | FALSE
LODI 110212596 | EPSS | EPSS | EPSS | [16 empty] | Ground Inspection | Ground Inspection | [18 empty] | EPSS, | EPSS | EPSS | EPSS,Ground Inspection, | EPSS Ground Inspection | EPSS Ground Inspection | EPSS,Ground Inspection, | EPSS Ground Inspection | EPSS Ground Inspection |  |  |  | , | FALSE
WILSON 110310690 | EPSS | EPSS | EPSS | [36 empty] | EPSS, | EPSS | EPSS | EPSS, | EPSS | EPSS | EPSS, | EPSS | EPSS |  |  |  | , | FALSE
CONTRA COSTA 210929718 | EPSS | EPSS | EPSS | [16 empty] | Ground Inspection | [19 empty] | EPSS, | EPSS | EPSS | EPSS,Ground Inspection, | EPSS Ground Inspection | EPSS Ground Inspection | EPSS, | EPSS | EPSS |  |  |  | , | FALSE
LERDO 11111606 | EPSS | EPSS | EPSS | [15 empty] | Ground Inspection | [20 empty] | EPSS,Ground Inspection, | EPSS Ground Inspection | EPSS Ground Inspection | EPSS, | EPSS | EPSS | EPSS, | EPSS | EPSS |  |  |  | , | FALSE
PARLIER 110480102 | EPSS | EPSS | EPSS | [17 empty] | Ground Inspection | [18 empty] | EPSS, | EPSS | EPSS | EPSS, | EPSS | EPSS | EPSS,Ground Inspection, | EPSS Ground Inspection | EPSS Ground Inspection |  |  |  | , | FALSE
WAHTOKE 1111CUS4140 | EPSS | EPSS | EPSS | [36 empty] | EPSS, | EPSS | EPSS | EPSS, | EPSS | EPSS | EPSS, | EPSS | EPSS |  |  |  | , | FALSE
LOS OSITOS 210364348 | EPSS | EPSS | EPSS | [27 empty] | Line Sensors | [8 empty] | EPSS,Line Sensors, | EPSS Line Sensors | EPSS Line Sensors | EPSS, | EPSS | EPSS | EPSS, | EPSS | EPSS |  |  |  | , | FALSE
GABILAN 1101270626 | EPSS | EPSS | EPSS | [36 empty] | EPSS, | EPSS | EPSS | EPSS, | EPSS | EPSS | EPSS, | EPSS | EPSS |  |  |  | , | FALSE
TEMPLETON 2113848137 | EPSS | EPSS | EPSS | [15 empty] | Ground Inspection | [20 empty] | EPSS,Ground Inspection, | EPSS Ground Inspection | EPSS Ground Inspection | EPSS, | EPSS | EPSS | EPSS, | EPSS | EPSS |  |  |  | , | FALSE
BLACKWELL 2101CB | EPSS | EPSS | EPSS | [16 empty] | Ground Inspection | Ground Inspection | [18 empty] | EPSS, | EPSS | EPSS | EPSS,Ground Inspection, | EPSS Ground Inspection | EPSS Ground Inspection | EPSS,Ground Inspection, | EPSS Ground Inspection | EPSS Ground Inspection |  |  |  | , | FALSE
ANGIOLA 1103CB | EPSS | EPSS | EPSS | [15 empty] | Ground Inspection | Ground Inspection | [19 empty] | EPSS,Ground Inspection, | EPSS Ground Inspection | EPSS Ground Inspection | EPSS,Ground Inspection, | EPSS Ground Inspection | EPSS Ground Inspection | EPSS, | EPSS | EPSS |  |  |  | , | FALSE
OLEMA 110149756 | EPSS | EPSS | EPSS | [14 empty] | Aerial Inspection |  | Ground Inspection | Ground Inspection | [8 empty] | Down Conductor Detection (DCD) | [9 empty] | EPSS, | EPSS | EPSS | EPSS,Ground Inspection, | EPSS Ground Inspection | EPSS Ground Inspection | EPSS,Aerial Inspection,Ground Inspection,Down Conductor Detection (DCD), | EPSS Aerial Inspection Ground Inspection Down Conductor Detection (DCD) | EPSS Aerial Inspection Ground Inspection Down Conductor Detection (DCD) |  |  |  | , | FALSE
DAIRYLAND 11135690 | EPSS | EPSS | EPSS | [16 empty] | Ground Inspection | [19 empty] | EPSS, | EPSS | EPSS | EPSS,Ground Inspection, | EPSS Ground Inspection | EPSS Ground Inspection | EPSS, | EPSS | EPSS |  |  |  | , | FALSE
DAVIS 11019702 | EPSS | EPSS | EPSS | [15 empty] | Ground Inspection | [20 empty] | EPSS,Ground Inspection, | EPSS Ground Inspection | EPSS Ground Inspection | EPSS, | EPSS | EPSS | EPSS, | EPSS | EPSS |  |  |  | , | FALSE
TERMINOUS 1103CB | EPSS | EPSS | EPSS | [15 empty] | Ground Inspection |  | Ground Inspection | [18 empty] | EPSS,Ground Inspection, | EPSS Ground Inspection | EPSS Ground Inspection | EPSS, | EPSS | EPSS | EPSS,Ground Inspection, | EPSS Ground Inspection | EPSS Ground Inspection |  |  |  | , | FALSE
DINUBA 110476483 | EPSS | EPSS | EPSS | [15 empty] | Ground Inspection | [20 empty] | EPSS,Ground Inspection, | EPSS Ground Inspection | EPSS Ground Inspection | EPSS, | EPSS | EPSS | EPSS, | EPSS | EPSS |  |  |  | , | FALSE
BANTA 110179924 | EPSS | EPSS | EPSS | [17 empty] | Ground Inspection | [18 empty] | EPSS, | EPSS | EPSS | EPSS, | EPSS | EPSS | EPSS,Ground Inspection, | EPSS Ground Inspection | EPSS Ground Inspection |  |  |  | , | FALSE
OLD RIVER 1101583328 | EPSS | EPSS | EPSS | [36 empty] | EPSS, | EPSS | EPSS | EPSS, | EPSS | EPSS | EPSS, | EPSS | EPSS |  |  |  | , | FALSE
BOWLES 110494802 | EPSS | EPSS | EPSS | [16 empty] | Ground Inspection | [19 empty] | EPSS, | EPSS | EPSS | EPSS,Ground Inspection, | EPSS Ground Inspection | EPSS Ground Inspection | EPSS, | EPSS | EPSS |  |  |  | , | FALSE
SHAFTER 110266660 | EPSS | EPSS | EPSS | [36 empty] | EPSS, | EPSS | EPSS | EPSS, | EPSS | EPSS | EPSS, | EPSS | EPSS |  |  |  | , | FALSE
MC CALL 11086540 | EPSS | EPSS | EPSS | [16 empty] | Ground Inspection | Ground Inspection | [18 empty] | EPSS, | EPSS | EPSS | EPSS,Ground Inspection, | EPSS Ground Inspection | EPSS Ground Inspection | EPSS,Ground Inspection, | EPSS Ground Inspection | EPSS Ground Inspection |  |  |  | , | FALSE
RICE 1104CB | EPSS | EPSS | EPSS | [36 empty] | EPSS, | EPSS | EPSS | EPSS, | EPSS | EPSS | EPSS, | EPSS | EPSS |  |  |  | , | FALSE
KEARNEY 110493554 | EPSS | EPSS | EPSS | [36 empty] | EPSS, | EPSS | EPSS | EPSS, | EPSS | EPSS | EPSS, | EPSS | EPSS |  |  |  | , | FALSE
NAPA 11025039 | EPSS | EPSS | EPSS | [14 empty] | Aerial Inspection | Ground Inspection | Ground Inspection | [19 empty] | EPSS,Ground Inspection, | EPSS Ground Inspection | EPSS Ground Inspection | EPSS,Ground Inspection, | EPSS Ground Inspection | EPSS Ground Inspection | EPSS,Aerial Inspection, | EPSS Aerial Inspection | EPSS Aerial Inspection |  |  |  | , | FALSE
GEYSERVILLE 1102331444 | EPSS | EPSS | EPSS | [17 empty] | Ground Inspection | [18 empty] | EPSS, | EPSS | EPSS | EPSS, | EPSS | EPSS | EPSS,Ground Inspection, | EPSS Ground Inspection | EPSS Ground Inspection |  |  |  | , | FALSE
SANTA MARIA 1109600274 | EPSS | EPSS | EPSS | [36 empty] | EPSS, | EPSS | EPSS | EPSS, | EPSS | EPSS | EPSS, | EPSS | EPSS |  |  |  | , | FALSE
CORCORAN 1108954978 | EPSS | EPSS | EPSS | [15 empty] | Ground Inspection | [20 empty] | EPSS,Ground Inspection, | EPSS Ground Inspection | EPSS Ground Inspection | EPSS, | EPSS | EPSS | EPSS, | EPSS | EPSS |  |  |  | , | FALSE
LEMOORE 110153572 | EPSS | EPSS | EPSS | [17 empty] | Ground Inspection | [18 empty] | EPSS, | EPSS | EPSS | EPSS, | EPSS | EPSS | EPSS,Ground Inspection, | EPSS Ground Inspection | EPSS Ground Inspection |  |  |  | , | FALSE
KNIGHTS LANDING 11027752 | EPSS | EPSS | EPSS | [16 empty] | Ground Inspection | [19 empty] | EPSS, | EPSS | EPSS | EPSS,Ground Inspection, | EPSS Ground Inspection | EPSS Ground Inspection | EPSS, | EPSS | EPSS |  |  |  | , | FALSE
JACOBS CORNER 110137362 | EPSS | EPSS | EPSS | [36 empty] | EPSS, | EPSS | EPSS | EPSS, | EPSS | EPSS | EPSS, | EPSS | EPSS |  |  |  | , | FALSE
SAN LEANDRO U 1107MR217 | EPSS | EPSS | EPSS | [16 empty] | Ground Inspection | [19 empty] | EPSS, | EPSS | EPSS | EPSS,Ground Inspection, | EPSS Ground Inspection | EPSS Ground Inspection | EPSS, | EPSS | EPSS |  |  |  | , | FALSE
CARUTHERS 1101CB | EPSS | EPSS | EPSS | [15 empty] | Ground Inspection | Ground Inspection | [19 empty] | EPSS,Ground Inspection, | EPSS Ground Inspection | EPSS Ground Inspection | EPSS,Ground Inspection, | EPSS Ground Inspection | EPSS Ground Inspection | EPSS, | EPSS | EPSS |  |  |  | , | FALSE
KINGSBURG 1108CB | EPSS | EPSS | EPSS | [36 empty] | EPSS, | EPSS | EPSS | EPSS, | EPSS | EPSS | EPSS, | EPSS | EPSS |  |  |  | , | FALSE
MENLO 1102362896 | EPSS | EPSS | EPSS | [13 empty] | Aerial Inspection |  | Ground Inspection |  |  | Non-Pole Backlog | [6 empty] | Down Conductor Detection (DCD) | [10 empty] | EPSS,Ground Inspection,Non-Pole Backlog, | EPSS Ground Inspection Non-Pole Backlog | EPSS Ground Inspection Non-Pole Backlog | EPSS,Aerial Inspection,Down Conductor Detection (DCD), | EPSS Aerial Inspection Down Conductor Detection (DCD) | EPSS Aerial Inspection Down Conductor Detection (DCD) | EPSS, | EPSS | EPSS |  |  |  | , | FALSE
LOS MOLINOS 110163998 | EPSS | EPSS | EPSS | [36 empty] | EPSS, | EPSS | EPSS | EPSS, | EPSS | EPSS | EPSS, | EPSS | EPSS |  |  |  | , | FALSE
SPENCE 1102276712 | EPSS | EPSS | EPSS | [36 empty] | EPSS, | EPSS | EPSS | EPSS, | EPSS | EPSS | EPSS, | EPSS | EPSS |  |  |  | , | FALSE
LE GRAND 11104600 | EPSS | EPSS | EPSS | [36 empty] | EPSS, | EPSS | EPSS | EPSS, | EPSS | EPSS | EPSS, | EPSS | EPSS |  |  |  | , | FALSE
ALPAUGH 1104CB | EPSS | EPSS | EPSS | [16 empty] | Ground Inspection | [19 empty] | EPSS, | EPSS | EPSS | EPSS,Ground Inspection, | EPSS Ground Inspection | EPSS Ground Inspection | EPSS, | EPSS | EPSS |  |  |  | , | FALSE
RICE 1101CB | EPSS | EPSS | EPSS | [36 empty] | EPSS, | EPSS | EPSS | EPSS, | EPSS | EPSS | EPSS, | EPSS | EPSS |  |  |  | , | FALSE
EL PECO 110690030 | EPSS | EPSS | EPSS | [15 empty] | Ground Inspection | Ground Inspection | [19 empty] | EPSS,Ground Inspection, | EPSS Ground Inspection | EPSS Ground Inspection | EPSS,Ground Inspection, | EPSS Ground Inspection | EPSS Ground Inspection | EPSS, | EPSS | EPSS |  |  |  | , | FALSE
CHOWCHILLA 110184058 | EPSS | EPSS | EPSS | [15 empty] | Ground Inspection | Ground Inspection | [19 empty] | EPSS,Ground Inspection, | EPSS Ground Inspection | EPSS Ground Inspection | EPSS,Ground Inspection, | EPSS Ground Inspection | EPSS Ground Inspection | EPSS, | EPSS | EPSS |  |  |  | , | FALSE
BERKELEY F 1102CB | EPSS | EPSS | EPSS | [16 empty] | Ground Inspection | [19 empty] | EPSS, | EPSS | EPSS | EPSS,Ground Inspection, | EPSS Ground Inspection | EPSS Ground Inspection | EPSS, | EPSS | EPSS |  |  |  | , | FALSE
BUTTE 11032208 | EPSS | EPSS | EPSS | [36 empty] | EPSS, | EPSS | EPSS | EPSS, | EPSS | EPSS | EPSS, | EPSS | EPSS |  |  |  | , | FALSE
HIGHWAY 1102815524 | EPSS | EPSS | EPSS | [36 empty] | EPSS, | EPSS | EPSS | EPSS, | EPSS | EPSS | EPSS, | EPSS | EPSS |  |  |  | , | FALSE
RIPON 17036176 | EPSS | EPSS | EPSS | [15 empty] | Ground Inspection | [20 empty] | EPSS,Ground Inspection, | EPSS Ground Inspection | EPSS Ground Inspection | EPSS, | EPSS | EPSS | EPSS, | EPSS | EPSS |  |  |  | , | FALSE
SANGER 1108CB | EPSS | EPSS | EPSS | [16 empty] | Ground Inspection | [19 empty] | EPSS, | EPSS | EPSS | EPSS,Ground Inspection, | EPSS Ground Inspection | EPSS Ground Inspection | EPSS, | EPSS | EPSS |  |  |  | , | FALSE
POINT ARENA 1101478 | EPSS | EPSS | EPSS | [36 empty] | EPSS, | EPSS | EPSS | EPSS, | EPSS | EPSS | EPSS, | EPSS | EPSS |  |  |  | , | FALSE
SISQUOC 1104675420 | EPSS | EPSS | EPSS | [36 empty] | EPSS, | EPSS | EPSS | EPSS, | EPSS | EPSS | EPSS, | EPSS | EPSS |  |  |  | , | FALSE
MORGAN HILL 210653992 | EPSS | EPSS | EPSS | [36 empty] | EPSS, | EPSS | EPSS | EPSS, | EPSS | EPSS | EPSS, | EPSS | EPSS |  |  |  | , | FALSE
MORMON 110214686 | EPSS | EPSS | EPSS | [16 empty] | Ground Inspection | [19 empty] | EPSS, | EPSS | EPSS | EPSS,Ground Inspection, | EPSS Ground Inspection | EPSS Ground Inspection | EPSS, | EPSS | EPSS |  |  |  | , | FALSE
RIO DELL 110138332 | EPSS | EPSS | EPSS | [15 empty] | Ground Inspection | Ground Inspection | [19 empty] | EPSS,Ground Inspection, | EPSS Ground Inspection | EPSS Ground Inspection | EPSS,Ground Inspection, | EPSS Ground Inspection | EPSS Ground Inspection | EPSS, | EPSS | EPSS |  |  |  | , | FALSE
KERMAN 1103671860 | EPSS | EPSS | EPSS | [36 empty] | EPSS, | EPSS | EPSS | EPSS, | EPSS | EPSS | EPSS, | EPSS | EPSS |  |  |  | , | FALSE
CROWS LANDING 1101CB | EPSS | EPSS | EPSS | [15 empty] | Ground Inspection | Ground Inspection | [19 empty] | EPSS,Ground Inspection, | EPSS Ground Inspection | EPSS Ground Inspection | EPSS,Ground Inspection, | EPSS Ground Inspection | EPSS Ground Inspection | EPSS, | EPSS | EPSS |  |  |  | , | FALSE
TEMBLOR 11041034 | EPSS | EPSS | EPSS | [15 empty] | Ground Inspection | [20 empty] | EPSS,Ground Inspection, | EPSS Ground Inspection | EPSS Ground Inspection | EPSS, | EPSS | EPSS | EPSS, | EPSS | EPSS |  |  |  | , | FALSE
MADERA 11195820 | EPSS | EPSS | EPSS | [17 empty] | Ground Inspection | [18 empty] | EPSS, | EPSS | EPSS | EPSS, | EPSS | EPSS | EPSS,Ground Inspection, | EPSS Ground Inspection | EPSS Ground Inspection |  |  |  | , | FALSE
ARBUCKLE 110430012 | EPSS | EPSS | EPSS | [16 empty] | Ground Inspection | [19 empty] | EPSS, | EPSS | EPSS | EPSS,Ground Inspection, | EPSS Ground Inspection | EPSS Ground Inspection | EPSS, | EPSS | EPSS |  |  |  | , | FALSE
MERIDIAN 11013044 | EPSS | EPSS | EPSS | [36 empty] | EPSS, | EPSS | EPSS | EPSS, | EPSS | EPSS | EPSS, | EPSS | EPSS |  |  |  | , | FALSE
CRESSEY 2103421930 | EPSS | EPSS | EPSS | [15 empty] | Ground Inspection | [20 empty] | EPSS,Ground Inspection, | EPSS Ground Inspection | EPSS Ground Inspection | EPSS, | EPSS | EPSS | EPSS, | EPSS | EPSS |  |  |  | , | FALSE
LOS OSITOS 21037086 | EPSS | EPSS | EPSS | [16 empty] | Ground Inspection | [10 empty] | Line Sensors | [8 empty] | EPSS,Line Sensors, | EPSS Line Sensors | EPSS Line Sensors | EPSS,Ground Inspection, | EPSS Ground Inspection | EPSS Ground Inspection | EPSS, | EPSS | EPSS |  |  |  | , | FALSE
BORDEN 1102CB | EPSS | EPSS | EPSS | [15 empty] | Ground Inspection |  | Ground Inspection | [18 empty] | EPSS,Ground Inspection, | EPSS Ground Inspection | EPSS Ground Inspection | EPSS, | EPSS | EPSS | EPSS,Ground Inspection, | EPSS Ground Inspection | EPSS Ground Inspection |  |  |  | , | FALSE
CHOWCHILLA 110111420 | EPSS | EPSS | EPSS | [15 empty] | Ground Inspection | Ground Inspection | [19 empty] | EPSS,Ground Inspection, | EPSS Ground Inspection | EPSS Ground Inspection | EPSS,Ground Inspection, | EPSS Ground Inspection | EPSS Ground Inspection | EPSS, | EPSS | EPSS |  |  |  | , | FALSE
MC CALL 1106589348 | EPSS | EPSS | EPSS | [36 empty] | EPSS, | EPSS | EPSS | EPSS, | EPSS | EPSS | EPSS, | EPSS | EPSS |  |  |  | , | FALSE
MORGAN HILL 21094145 | EPSS | EPSS | EPSS | [27 empty] | Line Sensors | [8 empty] | EPSS,Line Sensors, | EPSS Line Sensors | EPSS Line Sensors | EPSS, | EPSS | EPSS | EPSS, | EPSS | EPSS |  |  |  | , | FALSE
GUSTINE 110290260 | EPSS | EPSS | EPSS | [36 empty] | EPSS, | EPSS | EPSS | EPSS, | EPSS | EPSS | EPSS, | EPSS | EPSS |  |  |  | , | FALSE
MC MULLIN 1104CB | EPSS | EPSS | EPSS | [16 empty] | Ground Inspection | [19 empty] | EPSS, | EPSS | EPSS | EPSS,Ground Inspection, | EPSS Ground Inspection | EPSS Ground Inspection | EPSS, | EPSS | EPSS |  |  |  | , | FALSE
WILKINS SLOUGH 1101CB | EPSS | EPSS | EPSS | [16 empty] | Ground Inspection | [19 empty] | EPSS, | EPSS | EPSS | EPSS,Ground Inspection, | EPSS Ground Inspection | EPSS Ground Inspection | EPSS, | EPSS | EPSS |  |  |  | , | FALSE
BUENA VISTA 1106CB | EPSS | EPSS | EPSS | [15 empty] | Ground Inspection | [20 empty] | EPSS,Ground Inspection, | EPSS Ground Inspection | EPSS Ground Inspection | EPSS, | EPSS | EPSS | EPSS, | EPSS | EPSS |  |  |  | , | FALSE
WATSONVILLE 21015306 | EPSS | EPSS | EPSS | [36 empty] | EPSS, | EPSS | EPSS | EPSS, | EPSS | EPSS | EPSS, | EPSS | EPSS |  |  |  | , | FALSE
FAIRWAY 1104M38 | EPSS | EPSS | EPSS | [17 empty] | Ground Inspection | [18 empty] | EPSS, | EPSS | EPSS | EPSS, | EPSS | EPSS | EPSS,Ground Inspection, | EPSS Ground Inspection | EPSS Ground Inspection |  |  |  | , | FALSE
KERMAN 110286102 | EPSS | EPSS | EPSS | [16 empty] | Ground Inspection | Ground Inspection | [18 empty] | EPSS, | EPSS | EPSS | EPSS,Ground Inspection, | EPSS Ground Inspection | EPSS Ground Inspection | EPSS,Ground Inspection, | EPSS Ground Inspection | EPSS Ground Inspection |  |  |  | , | FALSE
HERDLYN 1102575178 | EPSS | EPSS | EPSS | [15 empty] | Ground Inspection | [20 empty] | EPSS,Ground Inspection, | EPSS Ground Inspection | EPSS Ground Inspection | EPSS, | EPSS | EPSS | EPSS, | EPSS | EPSS |  |  |  | , | FALSE
ORO LOMA 1117CB | EPSS | EPSS | EPSS | [15 empty] | Ground Inspection | Ground Inspection | [19 empty] | EPSS,Ground Inspection, | EPSS Ground Inspection | EPSS Ground Inspection | EPSS,Ground Inspection, | EPSS Ground Inspection | EPSS Ground Inspection | EPSS, | EPSS | EPSS |  |  |  | , | FALSE
JAMESON 1105371694 | EPSS | EPSS | EPSS |  | Undergrounding | [11 empty] | Aerial Inspection |  | Ground Inspection |  | Ground Inspection | [18 empty] | EPSS,Ground Inspection, | EPSS Ground Inspection | EPSS Ground Inspection | EPSS,Undergrounding,Aerial Inspection, | EPSS Undergrounding Aerial Inspection | EPSS Undergrounding Aerial Inspection | EPSS,Ground Inspection, | EPSS Ground Inspection | EPSS Ground Inspection |  |  |  | , | FALSE
RENFRO 2101134422 | EPSS | EPSS | EPSS | [16 empty] | Ground Inspection | Ground Inspection | [18 empty] | EPSS, | EPSS | EPSS | EPSS,Ground Inspection, | EPSS Ground Inspection | EPSS Ground Inspection | EPSS,Ground Inspection, | EPSS Ground Inspection | EPSS Ground Inspection |  |  |  | , | FALSE
COLONY 1101CB | EPSS | EPSS | EPSS | [36 empty] | EPSS, | EPSS | EPSS | EPSS, | EPSS | EPSS | EPSS, | EPSS | EPSS |  |  |  | , | FALSE
GREEN VALLEY 210112824 | EPSS | EPSS | EPSS | [17 empty] | Ground Inspection | [18 empty] | EPSS, | EPSS | EPSS | EPSS, | EPSS | EPSS | EPSS,Ground Inspection, | EPSS Ground Inspection | EPSS Ground Inspection |  |  |  | , | FALSE
LERDO 1113CB | EPSS | EPSS | EPSS | [15 empty] | Ground Inspection | [20 empty] | EPSS,Ground Inspection, | EPSS Ground Inspection | EPSS Ground Inspection | EPSS, | EPSS | EPSS | EPSS, | EPSS | EPSS |  |  |  | , | FALSE
BANTA 110313928 | EPSS | EPSS | EPSS | [15 empty] | Ground Inspection |  | Ground Inspection | [18 empty] | EPSS,Ground Inspection, | EPSS Ground Inspection | EPSS Ground Inspection | EPSS, | EPSS | EPSS | EPSS,Ground Inspection, | EPSS Ground Inspection | EPSS Ground Inspection |  |  |  | , | FALSE
SAN BENITO 210192468 | EPSS | EPSS | EPSS | [36 empty] | EPSS, | EPSS | EPSS | EPSS, | EPSS | EPSS | EPSS, | EPSS | EPSS |  |  |  | , | FALSE
LLAGAS 2101XR244 | EPSS | EPSS | EPSS | [15 empty] | Ground Inspection |  | Ground Inspection | [18 empty] | EPSS,Ground Inspection, | EPSS Ground Inspection | EPSS Ground Inspection | EPSS, | EPSS | EPSS | EPSS,Ground Inspection, | EPSS Ground Inspection | EPSS Ground Inspection |  |  |  | , | FALSE
ORTIGA 1106593066 | EPSS | EPSS | EPSS | [16 empty] | Ground Inspection | [19 empty] | EPSS, | EPSS | EPSS | EPSS,Ground Inspection, | EPSS Ground Inspection | EPSS Ground Inspection | EPSS, | EPSS | EPSS |  |  |  | , | FALSE
EL PECO 11056240 | EPSS | EPSS | EPSS | [36 empty] | EPSS, | EPSS | EPSS | EPSS, | EPSS | EPSS | EPSS, | EPSS | EPSS |  |  |  | , | FALSE
MC CALL 1101CB | EPSS | EPSS | EPSS | [17 empty] | Ground Inspection | [18 empty] | EPSS, | EPSS | EPSS | EPSS, | EPSS | EPSS | EPSS,Ground Inspection, | EPSS Ground Inspection | EPSS Ground Inspection |  |  |  | , | FALSE
MORMON 1102CB | EPSS | EPSS | EPSS | [15 empty] | Ground Inspection | Ground Inspection | [19 empty] | EPSS,Ground Inspection, | EPSS Ground Inspection | EPSS Ground Inspection | EPSS,Ground Inspection, | EPSS Ground Inspection | EPSS Ground Inspection | EPSS, | EPSS | EPSS |  |  |  | , | FALSE
SCHINDLER 11149630 | EPSS | EPSS | EPSS | [36 empty] | EPSS, | EPSS | EPSS | EPSS, | EPSS | EPSS | EPSS, | EPSS | EPSS |  |  |  | , | FALSE
BIOLA 11016280 | EPSS | EPSS | EPSS | [36 empty] | EPSS, | EPSS | EPSS | EPSS, | EPSS | EPSS | EPSS, | EPSS | EPSS |  |  |  | , | FALSE
MADERA 11195330 | EPSS | EPSS | EPSS | [16 empty] | Ground Inspection | [19 empty] | EPSS, | EPSS | EPSS | EPSS,Ground Inspection, | EPSS Ground Inspection | EPSS Ground Inspection | EPSS, | EPSS | EPSS |  |  |  | , | FALSE
LIVINGSTON 11029750 | EPSS | EPSS | EPSS | [17 empty] | Ground Inspection | [18 empty] | EPSS, | EPSS | EPSS | EPSS, | EPSS | EPSS | EPSS,Ground Inspection, | EPSS Ground Inspection | EPSS Ground Inspection |  |  |  | , | FALSE
BIOLA 1104R1913 | EPSS | EPSS | EPSS | [16 empty] | Ground Inspection | Ground Inspection | [18 empty] | EPSS, | EPSS | EPSS | EPSS,Ground Inspection, | EPSS Ground Inspection | EPSS Ground Inspection | EPSS,Ground Inspection, | EPSS Ground Inspection | EPSS Ground Inspection |  |  |  | , | FALSE
LIVE OAK 11021340 | EPSS | EPSS | EPSS | [17 empty] | Ground Inspection | [18 empty] | EPSS, | EPSS | EPSS | EPSS, | EPSS | EPSS | EPSS,Ground Inspection, | EPSS Ground Inspection | EPSS Ground Inspection |  |  |  | , | FALSE
FAMOSO 1107CB | EPSS | EPSS | EPSS | [17 empty] | Ground Inspection | [18 empty] | EPSS, | EPSS | EPSS | EPSS, | EPSS | EPSS | EPSS,Ground Inspection, | EPSS Ground Inspection | EPSS Ground Inspection |  |  |  | , | FALSE
LERDO 1114CB | EPSS | EPSS | EPSS | [15 empty] | Ground Inspection | [20 empty] | EPSS,Ground Inspection, | EPSS Ground Inspection | EPSS Ground Inspection | EPSS, | EPSS | EPSS | EPSS, | EPSS | EPSS |  |  |  | , | FALSE
ORTIGA 1105CB | EPSS | EPSS | EPSS | [16 empty] | Ground Inspection | Ground Inspection | [18 empty] | EPSS, | EPSS | EPSS | EPSS,Ground Inspection, | EPSS Ground Inspection | EPSS Ground Inspection | EPSS,Ground Inspection, | EPSS Ground Inspection | EPSS Ground Inspection |  |  |  | , | FALSE
WAHTOKE 1108673298 | EPSS | EPSS | EPSS | [36 empty] | EPSS, | EPSS | EPSS | EPSS, | EPSS | EPSS | EPSS, | EPSS | EPSS |  |  |  | , | FALSE
KINGSBURG 11145080 | EPSS | EPSS | EPSS | [36 empty] | EPSS, | EPSS | EPSS | EPSS, | EPSS | EPSS | EPSS, | EPSS | EPSS |  |  |  | , | FALSE
DAIRYLAND 1111CB | EPSS | EPSS | EPSS | [15 empty] | Ground Inspection | Ground Inspection | [19 empty] | EPSS,Ground Inspection, | EPSS Ground Inspection | EPSS Ground Inspection | EPSS,Ground Inspection, | EPSS Ground Inspection | EPSS Ground Inspection | EPSS, | EPSS | EPSS |  |  |  | , | FALSE
DAIRYLAND 110936518 | EPSS | EPSS | EPSS | [16 empty] | Ground Inspection | [19 empty] | EPSS, | EPSS | EPSS | EPSS,Ground Inspection, | EPSS Ground Inspection | EPSS Ground Inspection | EPSS, | EPSS | EPSS |  |  |  | , | FALSE
SCHINDLER 1114CB | EPSS | EPSS | EPSS | [36 empty] | EPSS, | EPSS | EPSS | EPSS, | EPSS | EPSS | EPSS, | EPSS | EPSS |  |  |  | , | FALSE
LOS MOLINOS 1101CB | EPSS | EPSS | EPSS | [36 empty] | EPSS, | EPSS | EPSS | EPSS, | EPSS | EPSS | EPSS, | EPSS | EPSS |  |  |  | , | FALSE
WASCO 1101CB | EPSS | EPSS | EPSS | [36 empty] | EPSS, | EPSS | EPSS | EPSS, | EPSS | EPSS | EPSS, | EPSS | EPSS |  |  |  | , | FALSE
PEABODY 210240382 | EPSS | EPSS | EPSS | [36 empty] | EPSS, | EPSS | EPSS | EPSS, | EPSS | EPSS | EPSS, | EPSS | EPSS |  |  |  | , | FALSE
MADERA 1119677002 | EPSS | EPSS | EPSS | [17 empty] | Ground Inspection | [18 empty] | EPSS, | EPSS | EPSS | EPSS, | EPSS | EPSS | EPSS,Ground Inspection, | EPSS Ground Inspection | EPSS Ground Inspection |  |  |  | , | FALSE
KERMAN 110194216 | EPSS | EPSS | EPSS | [36 empty] | EPSS, | EPSS | EPSS | EPSS, | EPSS | EPSS | EPSS, | EPSS | EPSS |  |  |  | , | FALSE
LARKIN (Y) 1141CB | EPSS | EPSS | EPSS | [36 empty] | EPSS, | EPSS | EPSS | EPSS, | EPSS | EPSS | EPSS, | EPSS | EPSS |  |  |  | , | FALSE
STOREY 1104620474 | EPSS | EPSS | EPSS | [15 empty] | Ground Inspection | [20 empty] | EPSS,Ground Inspection, | EPSS Ground Inspection | EPSS Ground Inspection | EPSS, | EPSS | EPSS | EPSS, | EPSS | EPSS |  |  |  | , | FALSE
SAN JOAQUIN 110846174 | EPSS | EPSS | EPSS | [36 empty] | EPSS, | EPSS | EPSS | EPSS, | EPSS | EPSS | EPSS, | EPSS | EPSS |  |  |  | , | FALSE
RIVERBANK 1711335302 | EPSS | EPSS | EPSS | [15 empty] | Ground Inspection | Ground Inspection | Ground Inspection | [18 empty] | EPSS,Ground Inspection, | EPSS Ground Inspection | EPSS Ground Inspection | EPSS,Ground Inspection, | EPSS Ground Inspection | EPSS Ground Inspection | EPSS,Ground Inspection, | EPSS Ground Inspection | EPSS Ground Inspection |  |  |  | , | FALSE
PRUNEDALE 1110826224 | EPSS | EPSS | EPSS | [17 empty] | Ground Inspection | [18 empty] | EPSS, | EPSS | EPSS | EPSS, | EPSS | EPSS | EPSS,Ground Inspection, | EPSS Ground Inspection | EPSS Ground Inspection |  |  |  | , | FALSE
JACINTO 1101CB | EPSS | EPSS | EPSS | [16 empty] | Ground Inspection | [19 empty] | EPSS, | EPSS | EPSS | EPSS,Ground Inspection, | EPSS Ground Inspection | EPSS Ground Inspection | EPSS, | EPSS | EPSS |  |  |  | , | FALSE
DAIRYLAND 1113345006 | EPSS | EPSS | EPSS | [16 empty] | Ground Inspection | [19 empty] | EPSS, | EPSS | EPSS | EPSS,Ground Inspection, | EPSS Ground Inspection | EPSS Ground Inspection | EPSS, | EPSS | EPSS |  |  |  | , | FALSE
MADISON 210123272 | EPSS | EPSS | EPSS | [17 empty] | Ground Inspection | [9 empty] | Line Sensors | [8 empty] | EPSS,Line Sensors, | EPSS Line Sensors | EPSS Line Sensors | EPSS, | EPSS | EPSS | EPSS,Ground Inspection, | EPSS Ground Inspection | EPSS Ground Inspection |  |  |  | , | FALSE
WEBER 110238326 | EPSS | EPSS | EPSS | [15 empty] | Ground Inspection | Ground Inspection | [19 empty] | EPSS,Ground Inspection, | EPSS Ground Inspection | EPSS Ground Inspection | EPSS,Ground Inspection, | EPSS Ground Inspection | EPSS Ground Inspection | EPSS, | EPSS | EPSS |  |  |  | , | FALSE
LLAGAS 21013835 | EPSS | EPSS | EPSS | [15 empty] | Ground Inspection | [20 empty] | EPSS,Ground Inspection, | EPSS Ground Inspection | EPSS Ground Inspection | EPSS, | EPSS | EPSS | EPSS, | EPSS | EPSS |  |  |  | , | FALSE
MALAGA 1102R45 | EPSS | EPSS | EPSS | [15 empty] | Ground Inspection | Ground Inspection | [19 empty] | EPSS,Ground Inspection, | EPSS Ground Inspection | EPSS Ground Inspection | EPSS,Ground Inspection, | EPSS Ground Inspection | EPSS Ground Inspection | EPSS, | EPSS | EPSS |  |  |  | , | FALSE
BONITA 110211870 | EPSS | EPSS | EPSS | [15 empty] | Ground Inspection | Ground Inspection | [19 empty] | EPSS,Ground Inspection, | EPSS Ground Inspection | EPSS Ground Inspection | EPSS,Ground Inspection, | EPSS Ground Inspection | EPSS Ground Inspection | EPSS, | EPSS | EPSS |  |  |  | , | FALSE
CASTROVILLE 21043571 | EPSS | EPSS | EPSS | [17 empty] | Ground Inspection | [18 empty] | EPSS, | EPSS | EPSS | EPSS, | EPSS | EPSS | EPSS,Ground Inspection, | EPSS Ground Inspection | EPSS Ground Inspection |  |  |  | , | FALSE
KNIGHTS LANDING 11029502 | EPSS | EPSS | EPSS | [16 empty] | Ground Inspection | [19 empty] | EPSS, | EPSS | EPSS | EPSS,Ground Inspection, | EPSS Ground Inspection | EPSS Ground Inspection | EPSS, | EPSS | EPSS |  |  |  | , | FALSE
EAST NICOLAUS 11032608 | EPSS | EPSS | EPSS | [16 empty] | Ground Inspection | Ground Inspection | [18 empty] | EPSS, | EPSS | EPSS | EPSS,Ground Inspection, | EPSS Ground Inspection | EPSS Ground Inspection | EPSS,Ground Inspection, | EPSS Ground Inspection | EPSS Ground Inspection |  |  |  | , | FALSE
MILPITAS 1105CB | EPSS | EPSS | EPSS | [13 empty] | Aerial Inspection |  | Ground Inspection |  | Ground Inspection | [18 empty] | EPSS,Ground Inspection, | EPSS Ground Inspection | EPSS Ground Inspection | EPSS,Aerial Inspection, | EPSS Aerial Inspection | EPSS Aerial Inspection | EPSS,Ground Inspection, | EPSS Ground Inspection | EPSS Ground Inspection |  |  |  | , | FALSE
NEWBURG 113137512 | EPSS | EPSS | EPSS | [36 empty] | EPSS, | EPSS | EPSS | EPSS, | EPSS | EPSS | EPSS, | EPSS | EPSS |  |  |  | , | FALSE
COTATI 1105136 | EPSS | EPSS | EPSS | [17 empty] | Ground Inspection | [6 empty] | Down Conductor Detection (DCD) | [11 empty] | EPSS,Down Conductor Detection (DCD), | EPSS Down Conductor Detection (DCD) | EPSS Down Conductor Detection (DCD) | EPSS, | EPSS | EPSS | EPSS,Ground Inspection, | EPSS Ground Inspection | EPSS Ground Inspection |  |  |  | , | FALSE
LIVINGSTON 1106815510 | EPSS | EPSS | EPSS | [16 empty] | Ground Inspection | Ground Inspection | [18 empty] | EPSS, | EPSS | EPSS | EPSS,Ground Inspection, | EPSS Ground Inspection | EPSS Ground Inspection | EPSS,Ground Inspection, | EPSS Ground Inspection | EPSS Ground Inspection |  |  |  | , | FALSE
LOGAN CREEK 210174576 | EPSS | EPSS | EPSS | [16 empty] | Ground Inspection | Ground Inspection | [18 empty] | EPSS, | EPSS | EPSS | EPSS,Ground Inspection, | EPSS Ground Inspection | EPSS Ground Inspection | EPSS,Ground Inspection, | EPSS Ground Inspection | EPSS Ground Inspection |  |  |  | , | FALSE
MARYSVILLE 110850856 | EPSS | EPSS | EPSS | [36 empty] | EPSS, | EPSS | EPSS | EPSS, | EPSS | EPSS | EPSS, | EPSS | EPSS |  |  |  | , | FALSE
EL DORADO PH 210113362 | EPSS | EPSS | EPSS | [13 empty] | Aerial Inspection |  | Ground Inspection | Ground Inspection | Ground Inspection | [6 empty] | Down Conductor Detection (DCD) |  |  | Line Sensors | [8 empty] | EPSS,Ground Inspection,Down Conductor Detection (DCD),Line Sensors, | EPSS Ground Inspection Down Conductor Detection (DCD) Line Sensors | EPSS Ground Inspection Down Conductor Detection (DCD) Line Sensors | EPSS,Aerial Inspection,Ground Inspection, | EPSS Aerial Inspection Ground Inspection | EPSS Aerial Inspection Ground Inspection | EPSS,Ground Inspection, | EPSS Ground Inspection | EPSS Ground Inspection |  |  |  | , | FALSE
GREEN VALLEY 21035140 | EPSS | EPSS | EPSS | [36 empty] | EPSS, | EPSS | EPSS | EPSS, | EPSS | EPSS | EPSS, | EPSS | EPSS |  |  |  | , | FALSE
CAMDEN 110237578 | EPSS | EPSS | EPSS | [15 empty] | Ground Inspection | [20 empty] | EPSS,Ground Inspection, | EPSS Ground Inspection | EPSS Ground Inspection | EPSS, | EPSS | EPSS | EPSS, | EPSS | EPSS |  |  |  | , | FALSE
SMYRNA 1106CB | EPSS | EPSS | EPSS | [17 empty] | Ground Inspection | [18 empty] | EPSS, | EPSS | EPSS | EPSS, | EPSS | EPSS | EPSS,Ground Inspection, | EPSS Ground Inspection | EPSS Ground Inspection |  |  |  | , | FALSE
EEL RIVER 11024600 | EPSS | EPSS | EPSS | [36 empty] | EPSS, | EPSS | EPSS | EPSS, | EPSS | EPSS | EPSS, | EPSS | EPSS |  |  |  | , | FALSE
CASTROVILLE 210436922 | EPSS | EPSS | EPSS | [17 empty] | Ground Inspection | [18 empty] | EPSS, | EPSS | EPSS | EPSS, | EPSS | EPSS | EPSS,Ground Inspection, | EPSS Ground Inspection | EPSS Ground Inspection |  |  |  | , | FALSE
BORONDA 1102CB | EPSS | EPSS | EPSS | [17 empty] | Ground Inspection | [18 empty] | EPSS, | EPSS | EPSS | EPSS, | EPSS | EPSS | EPSS,Ground Inspection, | EPSS Ground Inspection | EPSS Ground Inspection |  |  |  | , | FALSE
CATLETT 11051232 | EPSS | EPSS | EPSS | [16 empty] | Ground Inspection | [19 empty] | EPSS, | EPSS | EPSS | EPSS,Ground Inspection, | EPSS Ground Inspection | EPSS Ground Inspection | EPSS, | EPSS | EPSS |  |  |  | , | FALSE
COTTLE 1701CB | EPSS | EPSS | EPSS | [16 empty] | Ground Inspection | Ground Inspection | [18 empty] | EPSS, | EPSS | EPSS | EPSS,Ground Inspection, | EPSS Ground Inspection | EPSS Ground Inspection | EPSS,Ground Inspection, | EPSS Ground Inspection | EPSS Ground Inspection |  |  |  | , | FALSE
DAIRYLAND 1113595578 | EPSS | EPSS | EPSS | [36 empty] | EPSS, | EPSS | EPSS | EPSS, | EPSS | EPSS | EPSS, | EPSS | EPSS |  |  |  | , | FALSE
LERDO 1115CUS1066 | EPSS | EPSS | EPSS | [36 empty] | EPSS, | EPSS | EPSS | EPSS, | EPSS | EPSS | EPSS, | EPSS | EPSS |  |  |  | , | FALSE
SANTA MARIA 1109M30 | EPSS | EPSS | EPSS | [36 empty] | EPSS, | EPSS | EPSS | EPSS, | EPSS | EPSS | EPSS, | EPSS | EPSS |  |  |  | , | FALSE
BARRY 1103CB | EPSS | EPSS | EPSS | [15 empty] | Ground Inspection | [20 empty] | EPSS,Ground Inspection, | EPSS Ground Inspection | EPSS Ground Inspection | EPSS, | EPSS | EPSS | EPSS, | EPSS | EPSS |  |  |  | , | FALSE
EAST NICOLAUS 110355920 | EPSS | EPSS | EPSS | [36 empty] | EPSS, | EPSS | EPSS | EPSS, | EPSS | EPSS | EPSS, | EPSS | EPSS |  |  |  | , | FALSE
LOCKEFORD 210211692 | EPSS | EPSS | EPSS | [27 empty] | Line Sensors | [8 empty] | EPSS,Line Sensors, | EPSS Line Sensors | EPSS Line Sensors | EPSS, | EPSS | EPSS | EPSS, | EPSS | EPSS |  |  |  | , | FALSE
MARINA (F) 0403CB | EPSS | EPSS | EPSS | [36 empty] | EPSS, | EPSS | EPSS | EPSS, | EPSS | EPSS | EPSS, | EPSS | EPSS |  |  |  | , | FALSE
CORNING 110146022 | EPSS | EPSS | EPSS | [17 empty] | Ground Inspection | [18 empty] | EPSS, | EPSS | EPSS | EPSS, | EPSS | EPSS | EPSS,Ground Inspection, | EPSS Ground Inspection | EPSS Ground Inspection |  |  |  | , | FALSE
MC CALL 110641780 | EPSS | EPSS | EPSS | [17 empty] | Ground Inspection | [18 empty] | EPSS, | EPSS | EPSS | EPSS, | EPSS | EPSS | EPSS,Ground Inspection, | EPSS Ground Inspection | EPSS Ground Inspection |  |  |  | , | FALSE
GATES 1106CB | EPSS | EPSS | EPSS | [15 empty] | Ground Inspection | [20 empty] | EPSS,Ground Inspection, | EPSS Ground Inspection | EPSS Ground Inspection | EPSS, | EPSS | EPSS | EPSS, | EPSS | EPSS |  |  |  | , | FALSE
ATWATER 11087210 | EPSS | EPSS | EPSS | [36 empty] | EPSS, | EPSS | EPSS | EPSS, | EPSS | EPSS | EPSS, | EPSS | EPSS |  |  |  | , | FALSE
STONE CORRAL 110878844 | EPSS | EPSS | EPSS | [15 empty] | Ground Inspection | Ground Inspection | [19 empty] | EPSS,Ground Inspection, | EPSS Ground Inspection | EPSS Ground Inspection | EPSS,Ground Inspection, | EPSS Ground Inspection | EPSS Ground Inspection | EPSS, | EPSS | EPSS |  |  |  | , | FALSE
LAMONT 11022862 | EPSS | EPSS | EPSS | [15 empty] | Ground Inspection | [20 empty] | EPSS,Ground Inspection, | EPSS Ground Inspection | EPSS Ground Inspection | EPSS, | EPSS | EPSS | EPSS, | EPSS | EPSS |  |  |  | , | FALSE
MERCED 1114345460 | EPSS | EPSS | EPSS | [36 empty] | EPSS, | EPSS | EPSS | EPSS, | EPSS | EPSS | EPSS, | EPSS | EPSS |  |  |  | , | FALSE
LOGAN CREEK 210137268 | EPSS | EPSS | EPSS | [16 empty] | Ground Inspection | [19 empty] | EPSS, | EPSS | EPSS | EPSS,Ground Inspection, | EPSS Ground Inspection | EPSS Ground Inspection | EPSS, | EPSS | EPSS |  |  |  | , | FALSE
HIGHWAY 11058962 | EPSS | EPSS | EPSS | [36 empty] | EPSS, | EPSS | EPSS | EPSS, | EPSS | EPSS | EPSS, | EPSS | EPSS |  |  |  | , | FALSE
MARICOPA 11023558 | EPSS | EPSS | EPSS | [16 empty] | Ground Inspection | Ground Inspection | [18 empty] | EPSS, | EPSS | EPSS | EPSS,Ground Inspection, | EPSS Ground Inspection | EPSS Ground Inspection | EPSS,Ground Inspection, | EPSS Ground Inspection | EPSS Ground Inspection |  |  |  | , | FALSE
COTTONWOOD 11031508 | EPSS | EPSS | EPSS | [17 empty] | Ground Inspection | [6 empty] | Down Conductor Detection (DCD) | [11 empty] | EPSS,Down Conductor Detection (DCD), | EPSS Down Conductor Detection (DCD) | EPSS Down Conductor Detection (DCD) | EPSS, | EPSS | EPSS | EPSS,Ground Inspection, | EPSS Ground Inspection | EPSS Ground Inspection |  |  |  | , | FALSE
PEACHTON 1101CB | EPSS | EPSS | EPSS | [16 empty] | Ground Inspection | [19 empty] | EPSS, | EPSS | EPSS | EPSS,Ground Inspection, | EPSS Ground Inspection | EPSS Ground Inspection | EPSS, | EPSS | EPSS |  |  |  | , | FALSE
PEACHTON 110334944 | EPSS | EPSS | EPSS | [17 empty] | Ground Inspection | [18 empty] | EPSS, | EPSS | EPSS | EPSS, | EPSS | EPSS | EPSS,Ground Inspection, | EPSS Ground Inspection | EPSS Ground Inspection |  |  |  | , | FALSE
CORNING 110193362 | EPSS | EPSS | EPSS | [17 empty] | Ground Inspection | [6 empty] | Down Conductor Detection (DCD) | [11 empty] | EPSS,Down Conductor Detection (DCD), | EPSS Down Conductor Detection (DCD) | EPSS Down Conductor Detection (DCD) | EPSS, | EPSS | EPSS | EPSS,Ground Inspection, | EPSS Ground Inspection | EPSS Ground Inspection |  |  |  | , | FALSE
BIOLA 1101D2029 | EPSS | EPSS | EPSS | [16 empty] | Ground Inspection | Ground Inspection | [18 empty] | EPSS, | EPSS | EPSS | EPSS,Ground Inspection, | EPSS Ground Inspection | EPSS Ground Inspection | EPSS,Ground Inspection, | EPSS Ground Inspection | EPSS Ground Inspection |  |  |  | , | FALSE
ARCATA 11066552 | EPSS | EPSS | EPSS | [16 empty] | Ground Inspection | [19 empty] | EPSS, | EPSS | EPSS | EPSS,Ground Inspection, | EPSS Ground Inspection | EPSS Ground Inspection | EPSS, | EPSS | EPSS |  |  |  | , | FALSE
MESA 11016113 | EPSS | EPSS | EPSS | [36 empty] | EPSS, | EPSS | EPSS | EPSS, | EPSS | EPSS | EPSS, | EPSS | EPSS |  |  |  | , | FALSE
DINUBA 110448592 | EPSS | EPSS | EPSS | [36 empty] | EPSS, | EPSS | EPSS | EPSS, | EPSS | EPSS | EPSS, | EPSS | EPSS |  |  |  | , | FALSE
CORNING 110237398 | EPSS | EPSS | EPSS | [17 empty] | Ground Inspection | [18 empty] | EPSS, | EPSS | EPSS | EPSS, | EPSS | EPSS | EPSS,Ground Inspection, | EPSS Ground Inspection | EPSS Ground Inspection |  |  |  | , | FALSE
MC MULLIN 11066817F | EPSS | EPSS | EPSS | [16 empty] | Ground Inspection | [19 empty] | EPSS, | EPSS | EPSS | EPSS,Ground Inspection, | EPSS Ground Inspection | EPSS Ground Inspection | EPSS, | EPSS | EPSS |  |  |  | , | FALSE
WILSON 11034420 | EPSS | EPSS | EPSS | [36 empty] | EPSS, | EPSS | EPSS | EPSS, | EPSS | EPSS | EPSS, | EPSS | EPSS |  |  |  | , | FALSE
WHEATLAND 1105CB | EPSS | EPSS | EPSS | [15 empty] | Ground Inspection | [20 empty] | EPSS,Ground Inspection, | EPSS Ground Inspection | EPSS Ground Inspection | EPSS, | EPSS | EPSS | EPSS, | EPSS | EPSS |  |  |  | , | FALSE
TUDOR 1102CB | EPSS | EPSS | EPSS | [15 empty] | Ground Inspection | Ground Inspection | [19 empty] | EPSS,Ground Inspection, | EPSS Ground Inspection | EPSS Ground Inspection | EPSS,Ground Inspection, | EPSS Ground Inspection | EPSS Ground Inspection | EPSS, | EPSS | EPSS |  |  |  | , | FALSE
BIOLA 1101CB | EPSS | EPSS | EPSS | [17 empty] | Ground Inspection | [18 empty] | EPSS, | EPSS | EPSS | EPSS, | EPSS | EPSS | EPSS,Ground Inspection, | EPSS Ground Inspection | EPSS Ground Inspection |  |  |  | , | FALSE
KERMAN 110182402 | EPSS | EPSS | EPSS | [17 empty] | Ground Inspection | [18 empty] | EPSS, | EPSS | EPSS | EPSS, | EPSS | EPSS | EPSS,Ground Inspection, | EPSS Ground Inspection | EPSS Ground Inspection |  |  |  | , | FALSE
DAIRYLAND 1109CB | EPSS | EPSS | EPSS | [16 empty] | Ground Inspection | [19 empty] | EPSS, | EPSS | EPSS | EPSS,Ground Inspection, | EPSS Ground Inspection | EPSS Ground Inspection | EPSS, | EPSS | EPSS |  |  |  | , | FALSE
BELLE HAVEN 110538298 | EPSS | EPSS | EPSS | [16 empty] | Ground Inspection | Ground Inspection | [18 empty] | EPSS, | EPSS | EPSS | EPSS,Ground Inspection, | EPSS Ground Inspection | EPSS Ground Inspection | EPSS,Ground Inspection, | EPSS Ground Inspection | EPSS Ground Inspection |  |  |  | , | FALSE
BIOLA 1101R1912 | EPSS | EPSS | EPSS | [16 empty] | Ground Inspection | Ground Inspection | [18 empty] | EPSS, | EPSS | EPSS | EPSS,Ground Inspection, | EPSS Ground Inspection | EPSS Ground Inspection | EPSS,Ground Inspection, | EPSS Ground Inspection | EPSS Ground Inspection |  |  |  | , | FALSE
OAKLAND X 1104CB | EPSS | EPSS | EPSS | [16 empty] | Ground Inspection | Ground Inspection | [18 empty] | EPSS, | EPSS | EPSS | EPSS,Ground Inspection, | EPSS Ground Inspection | EPSS Ground Inspection | EPSS,Ground Inspection, | EPSS Ground Inspection | EPSS Ground Inspection |  |  |  | , | FALSE
DIXON 11056232 | EPSS | EPSS | EPSS | [15 empty] | Ground Inspection | Ground Inspection | Ground Inspection | [18 empty] | EPSS,Ground Inspection, | EPSS Ground Inspection | EPSS Ground Inspection | EPSS,Ground Inspection, | EPSS Ground Inspection | EPSS Ground Inspection | EPSS,Ground Inspection, | EPSS Ground Inspection | EPSS Ground Inspection |  |  |  | , | FALSE
DAIRYLAND 111356348 | EPSS | EPSS | EPSS | [16 empty] | Ground Inspection | [19 empty] | EPSS, | EPSS | EPSS | EPSS,Ground Inspection, | EPSS Ground Inspection | EPSS Ground Inspection | EPSS, | EPSS | EPSS |  |  |  | , | FALSE
CRESSEY 21039370 | EPSS | EPSS | EPSS | [15 empty] | Ground Inspection | [20 empty] | EPSS,Ground Inspection, | EPSS Ground Inspection | EPSS Ground Inspection | EPSS, | EPSS | EPSS | EPSS, | EPSS | EPSS |  |  |  | , | FALSE
BORDEN 110349354 | EPSS | EPSS | EPSS | [17 empty] | Ground Inspection | [18 empty] | EPSS, | EPSS | EPSS | EPSS, | EPSS | EPSS | EPSS,Ground Inspection, | EPSS Ground Inspection | EPSS Ground Inspection |  |  |  | , | FALSE
AVENA 17012284 | EPSS | EPSS | EPSS | [16 empty] | Ground Inspection | Ground Inspection | [18 empty] | EPSS, | EPSS | EPSS | EPSS,Ground Inspection, | EPSS Ground Inspection | EPSS Ground Inspection | EPSS,Ground Inspection, | EPSS Ground Inspection | EPSS Ground Inspection |  |  |  | , | FALSE
DOLAN ROAD 11013048 | EPSS | EPSS | EPSS | [16 empty] | Ground Inspection | Ground Inspection | [18 empty] | EPSS, | EPSS | EPSS | EPSS,Ground Inspection, | EPSS Ground Inspection | EPSS Ground Inspection | EPSS,Ground Inspection, | EPSS Ground Inspection | EPSS Ground Inspection |  |  |  | , | FALSE
OLD RIVER 11021646 | EPSS | EPSS | EPSS | [15 empty] | Ground Inspection |  | Ground Inspection | [18 empty] | EPSS,Ground Inspection, | EPSS Ground Inspection | EPSS Ground Inspection | EPSS, | EPSS | EPSS | EPSS,Ground Inspection, | EPSS Ground Inspection | EPSS Ground Inspection |  |  |  | , | FALSE
GRAND ISLAND 22239482 | EPSS | EPSS | EPSS | [17 empty] | Ground Inspection | [18 empty] | EPSS, | EPSS | EPSS | EPSS, | EPSS | EPSS | EPSS,Ground Inspection, | EPSS Ground Inspection | EPSS Ground Inspection |  |  |  | , | FALSE
LOCKEFORD 210211694 | EPSS | EPSS | EPSS | [27 empty] | Line Sensors | [8 empty] | EPSS,Line Sensors, | EPSS Line Sensors | EPSS Line Sensors | EPSS, | EPSS | EPSS | EPSS, | EPSS | EPSS |  |  |  | , | FALSE
TEMPLETON 2112R80 | EPSS | EPSS | EPSS | [15 empty] | Ground Inspection | Ground Inspection | [19 empty] | EPSS,Ground Inspection, | EPSS Ground Inspection | EPSS Ground Inspection | EPSS,Ground Inspection, | EPSS Ground Inspection | EPSS Ground Inspection | EPSS, | EPSS | EPSS |  |  |  | , | FALSE
WOODWARD 21085060 | EPSS | EPSS | EPSS | [13 empty] | Aerial Inspection |  | Ground Inspection |  | Ground Inspection | [18 empty] | EPSS,Ground Inspection, | EPSS Ground Inspection | EPSS Ground Inspection | EPSS,Aerial Inspection, | EPSS Aerial Inspection | EPSS Aerial Inspection | EPSS,Ground Inspection, | EPSS Ground Inspection | EPSS Ground Inspection |  |  |  | , | FALSE
VICTOR 1102CB | EPSS | EPSS | EPSS | [17 empty] | Ground Inspection | [18 empty] | EPSS, | EPSS | EPSS | EPSS, | EPSS | EPSS | EPSS,Ground Inspection, | EPSS Ground Inspection | EPSS Ground Inspection |  |  |  | , | FALSE
SHEPHERD 2111CB | EPSS | EPSS | EPSS | [17 empty] | Ground Inspection | [18 empty] | EPSS, | EPSS | EPSS | EPSS, | EPSS | EPSS | EPSS,Ground Inspection, | EPSS Ground Inspection | EPSS Ground Inspection |  |  |  | , | FALSE
GOOSE LAKE 2104993374 | EPSS | EPSS | EPSS | [16 empty] | Ground Inspection | [19 empty] | EPSS, | EPSS | EPSS | EPSS,Ground Inspection, | EPSS Ground Inspection | EPSS Ground Inspection | EPSS, | EPSS | EPSS |  |  |  | , | FALSE
GLENN 11012416 | EPSS | EPSS | EPSS | [17 empty] | Ground Inspection | [18 empty] | EPSS, | EPSS | EPSS | EPSS, | EPSS | EPSS | EPSS,Ground Inspection, | EPSS Ground Inspection | EPSS Ground Inspection |  |  |  | , | FALSE
LIVE OAK 1101338916 | EPSS | EPSS | EPSS | [17 empty] | Ground Inspection | [18 empty] | EPSS, | EPSS | EPSS | EPSS, | EPSS | EPSS | EPSS,Ground Inspection, | EPSS Ground Inspection | EPSS Ground Inspection |  |  |  | , | FALSE
ZAMORA 1105485514 | EPSS | EPSS | EPSS | [17 empty] | Ground Inspection | [18 empty] | EPSS, | EPSS | EPSS | EPSS, | EPSS | EPSS | EPSS,Ground Inspection, | EPSS Ground Inspection | EPSS Ground Inspection |  |  |  | , | FALSE
GLENN 1101CB | EPSS | EPSS | EPSS | [17 empty] | Ground Inspection | [18 empty] | EPSS, | EPSS | EPSS | EPSS, | EPSS | EPSS | EPSS,Ground Inspection, | EPSS Ground Inspection | EPSS Ground Inspection |  |  |  | , | FALSE
KEARNEY 1106249259 | EPSS | EPSS | EPSS | [36 empty] | EPSS, | EPSS | EPSS | EPSS, | EPSS | EPSS | EPSS, | EPSS | EPSS |  |  |  | , | FALSE
TRACY 110613296 | EPSS | EPSS | EPSS | [15 empty] | Ground Inspection | Ground Inspection | [19 empty] | EPSS,Ground Inspection, | EPSS Ground Inspection | EPSS Ground Inspection | EPSS,Ground Inspection, | EPSS Ground Inspection | EPSS Ground Inspection | EPSS, | EPSS | EPSS |  |  |  | , | FALSE
HURON 1108CB | EPSS | EPSS | EPSS | [36 empty] | EPSS, | EPSS | EPSS | EPSS, | EPSS | EPSS | EPSS, | EPSS | EPSS |  |  |  | , | FALSE
LOS COCHES 1101CB | EPSS | EPSS | EPSS | [16 empty] | Ground Inspection | Ground Inspection | [18 empty] | EPSS, | EPSS | EPSS | EPSS,Ground Inspection, | EPSS Ground Inspection | EPSS Ground Inspection | EPSS,Ground Inspection, | EPSS Ground Inspection | EPSS Ground Inspection |  |  |  | , | FALSE
VICTOR 1102452726 | EPSS | EPSS | EPSS | [17 empty] | Ground Inspection | [18 empty] | EPSS, | EPSS | EPSS | EPSS, | EPSS | EPSS | EPSS,Ground Inspection, | EPSS Ground Inspection | EPSS Ground Inspection |  |  |  | , | FALSE
OLD RIVER 11042771 | EPSS | EPSS | EPSS | [17 empty] | Ground Inspection | [18 empty] | EPSS, | EPSS | EPSS | EPSS, | EPSS | EPSS | EPSS,Ground Inspection, | EPSS Ground Inspection | EPSS Ground Inspection |  |  |  | , | FALSE
JACINTO 110245248 | EPSS | EPSS | EPSS | [16 empty] | Ground Inspection | [19 empty] | EPSS, | EPSS | EPSS | EPSS,Ground Inspection, | EPSS Ground Inspection | EPSS Ground Inspection | EPSS, | EPSS | EPSS |  |  |  | , | FALSE
SAN JOAQUIN 1112873576 | EPSS | EPSS | EPSS | [36 empty] | EPSS, | EPSS | EPSS | EPSS, | EPSS | EPSS | EPSS, | EPSS | EPSS |  |  |  | , | FALSE
CAL WATER 1102CB | EPSS | EPSS | EPSS | [36 empty] | EPSS, | EPSS | EPSS | EPSS, | EPSS | EPSS | EPSS, | EPSS | EPSS |  |  |  | , | FALSE
LIVINGSTON 1105CB | EPSS | EPSS | EPSS | [17 empty] | Ground Inspection | [18 empty] | EPSS, | EPSS | EPSS | EPSS, | EPSS | EPSS | EPSS,Ground Inspection, | EPSS Ground Inspection | EPSS Ground Inspection |  |  |  | , | FALSE
WILKINS SLOUGH 1103CB | EPSS | EPSS | EPSS | [16 empty] | Ground Inspection | [19 empty] | EPSS, | EPSS | EPSS | EPSS,Ground Inspection, | EPSS Ground Inspection | EPSS Ground Inspection | EPSS, | EPSS | EPSS |  |  |  | , | FALSE
WILKINS SLOUGH 11029402 | EPSS | EPSS | EPSS | [16 empty] | Ground Inspection | [19 empty] | EPSS, | EPSS | EPSS | EPSS,Ground Inspection, | EPSS Ground Inspection | EPSS Ground Inspection | EPSS, | EPSS | EPSS |  |  |  | , | FALSE
SMYRNA 1105CB | EPSS | EPSS | EPSS | [16 empty] | Ground Inspection | Ground Inspection | [18 empty] | EPSS, | EPSS | EPSS | EPSS,Ground Inspection, | EPSS Ground Inspection | EPSS Ground Inspection | EPSS,Ground Inspection, | EPSS Ground Inspection | EPSS Ground Inspection |  |  |  | , | FALSE
DINUBA 110466036 | EPSS | EPSS | EPSS | [36 empty] | EPSS, | EPSS | EPSS | EPSS, | EPSS | EPSS | EPSS, | EPSS | EPSS |  |  |  | , | FALSE
RADUM 1105MR277 | EPSS | EPSS | EPSS | [17 empty] | Ground Inspection | [18 empty] | EPSS, | EPSS | EPSS | EPSS, | EPSS | EPSS | EPSS,Ground Inspection, | EPSS Ground Inspection | EPSS Ground Inspection |  |  |  | , | FALSE
LOGAN CREEK 21012444 | EPSS | EPSS | EPSS | [36 empty] | EPSS, | EPSS | EPSS | EPSS, | EPSS | EPSS | EPSS, | EPSS | EPSS |  |  |  | , | FALSE
MERIDIAN 11014373 | EPSS | EPSS | EPSS | [36 empty] | EPSS, | EPSS | EPSS | EPSS, | EPSS | EPSS | EPSS, | EPSS | EPSS |  |  |  | , | FALSE
LOGAN CREEK 210247194 | EPSS | EPSS | EPSS | [27 empty] | Line Sensors | [8 empty] | EPSS,Line Sensors, | EPSS Line Sensors | EPSS Line Sensors | EPSS, | EPSS | EPSS | EPSS, | EPSS | EPSS |  |  |  | , | FALSE
HOLLISTER 21054060 | EPSS | EPSS | EPSS | [36 empty] | EPSS, | EPSS | EPSS | EPSS, | EPSS | EPSS | EPSS, | EPSS | EPSS |  |  |  | , | FALSE
COLUSA JUNCTION 1101CB | EPSS | EPSS | EPSS | [15 empty] | Ground Inspection | Ground Inspection | [19 empty] | EPSS,Ground Inspection, | EPSS Ground Inspection | EPSS Ground Inspection | EPSS,Ground Inspection, | EPSS Ground Inspection | EPSS Ground Inspection | EPSS, | EPSS | EPSS |  |  |  | , | FALSE
METTLER 11106420 | EPSS | EPSS | EPSS | [17 empty] | Ground Inspection | [18 empty] | EPSS, | EPSS | EPSS | EPSS, | EPSS | EPSS | EPSS,Ground Inspection, | EPSS Ground Inspection | EPSS Ground Inspection |  |  |  | , | FALSE
CAPAY 1102635856 | EPSS | EPSS | EPSS | [17 empty] | Ground Inspection | [18 empty] | EPSS, | EPSS | EPSS | EPSS, | EPSS | EPSS | EPSS,Ground Inspection, | EPSS Ground Inspection | EPSS Ground Inspection |  |  |  | , | FALSE
KNIGHTS LANDING 110236810 | EPSS | EPSS | EPSS | [16 empty] | Ground Inspection | [19 empty] | EPSS, | EPSS | EPSS | EPSS,Ground Inspection, | EPSS Ground Inspection | EPSS Ground Inspection | EPSS, | EPSS | EPSS |  |  |  | , | FALSE
ORLAND B 11032538 | EPSS | EPSS | EPSS | [17 empty] | Ground Inspection | [18 empty] | EPSS, | EPSS | EPSS | EPSS, | EPSS | EPSS | EPSS,Ground Inspection, | EPSS Ground Inspection | EPSS Ground Inspection |  |  |  | , | FALSE
ORO LOMA 11153470 | EPSS | EPSS | EPSS | [16 empty] | Ground Inspection | [19 empty] | EPSS, | EPSS | EPSS | EPSS,Ground Inspection, | EPSS Ground Inspection | EPSS Ground Inspection | EPSS, | EPSS | EPSS |  |  |  | , | FALSE
VACA DIXON 1105CB | EPSS | EPSS | EPSS | [15 empty] | Ground Inspection | Ground Inspection | [19 empty] | EPSS,Ground Inspection, | EPSS Ground Inspection | EPSS Ground Inspection | EPSS,Ground Inspection, | EPSS Ground Inspection | EPSS Ground Inspection | EPSS, | EPSS | EPSS |  |  |  | , | FALSE
LINCOLN 11042072 | EPSS | EPSS | EPSS | [36 empty] | EPSS, | EPSS | EPSS | EPSS, | EPSS | EPSS | EPSS, | EPSS | EPSS |  |  |  | , | FALSE
FIGARDEN 2102R2730 | EPSS | EPSS | EPSS | [17 empty] | Ground Inspection | [18 empty] | EPSS, | EPSS | EPSS | EPSS, | EPSS | EPSS | EPSS,Ground Inspection, | EPSS Ground Inspection | EPSS Ground Inspection |  |  |  | , | FALSE
EAST NICOLAUS 1102CB | EPSS | EPSS | EPSS | [16 empty] | Ground Inspection | [19 empty] | EPSS, | EPSS | EPSS | EPSS,Ground Inspection, | EPSS Ground Inspection | EPSS Ground Inspection | EPSS, | EPSS | EPSS |  |  |  | , | FALSE
MAXWELL 11023004 | EPSS | EPSS | EPSS | [15 empty] | Ground Inspection | Ground Inspection | [19 empty] | EPSS,Ground Inspection, | EPSS Ground Inspection | EPSS Ground Inspection | EPSS,Ground Inspection, | EPSS Ground Inspection | EPSS Ground Inspection | EPSS, | EPSS | EPSS |  |  |  | , | FALSE
WILLIAMS 110130534 | EPSS | EPSS | EPSS | [16 empty] | Ground Inspection | [19 empty] | EPSS, | EPSS | EPSS | EPSS,Ground Inspection, | EPSS Ground Inspection | EPSS Ground Inspection | EPSS, | EPSS | EPSS |  |  |  | , | FALSE
MC FARLAND 1104708132 | EPSS | EPSS | EPSS | [16 empty] | Ground Inspection | Ground Inspection | [18 empty] | EPSS, | EPSS | EPSS | EPSS,Ground Inspection, | EPSS Ground Inspection | EPSS Ground Inspection | EPSS,Ground Inspection, | EPSS Ground Inspection | EPSS Ground Inspection |  |  |  | , | FALSE
CARUTHERS 110478636 | EPSS | EPSS | EPSS | [15 empty] | Ground Inspection | Ground Inspection | [19 empty] | EPSS,Ground Inspection, | EPSS Ground Inspection | EPSS Ground Inspection | EPSS,Ground Inspection, | EPSS Ground Inspection | EPSS Ground Inspection | EPSS, | EPSS | EPSS |  |  |  | , | FALSE
CAMDEN 1102CB | EPSS | EPSS | EPSS | [15 empty] | Ground Inspection | [20 empty] | EPSS,Ground Inspection, | EPSS Ground Inspection | EPSS Ground Inspection | EPSS, | EPSS | EPSS | EPSS, | EPSS | EPSS |  |  |  | , | FALSE
FULTON 11024334 | EPSS | EPSS | EPSS | [15 empty] | Ground Inspection |  | Ground Inspection | [7 empty] | Down Conductor Detection (DCD) | [10 empty] | EPSS,Ground Inspection, | EPSS Ground Inspection | EPSS Ground Inspection | EPSS,Down Conductor Detection (DCD), | EPSS Down Conductor Detection (DCD) | EPSS Down Conductor Detection (DCD) | EPSS,Ground Inspection, | EPSS Ground Inspection | EPSS Ground Inspection |  |  |  | , | FALSE
LOGAN CREEK 21022454 | EPSS | EPSS | EPSS | [27 empty] | Line Sensors | [8 empty] | EPSS,Line Sensors, | EPSS Line Sensors | EPSS Line Sensors | EPSS, | EPSS | EPSS | EPSS, | EPSS | EPSS |  |  |  | , | FALSE
CARBONA 110411720 | EPSS | EPSS | EPSS | [17 empty] | Ground Inspection | [18 empty] | EPSS, | EPSS | EPSS | EPSS, | EPSS | EPSS | EPSS,Ground Inspection, | EPSS Ground Inspection | EPSS Ground Inspection |  |  |  | , | FALSE
LAKEVIEW 1102CB | EPSS | EPSS | EPSS | [15 empty] | Ground Inspection |  | Ground Inspection | [18 empty] | EPSS,Ground Inspection, | EPSS Ground Inspection | EPSS Ground Inspection | EPSS, | EPSS | EPSS | EPSS,Ground Inspection, | EPSS Ground Inspection | EPSS Ground Inspection |  |  |  | , | FALSE
BOWLES 1101337559 | EPSS | EPSS | EPSS | [16 empty] | Ground Inspection | [19 empty] | EPSS, | EPSS | EPSS | EPSS,Ground Inspection, | EPSS Ground Inspection | EPSS Ground Inspection | EPSS, | EPSS | EPSS |  |  |  | , | FALSE
HUMBOLDT BAY 1102309413 | EPSS | EPSS | EPSS | [14 empty] | Aerial Inspection |  | Ground Inspection | [19 empty] | EPSS, | EPSS | EPSS | EPSS,Ground Inspection, | EPSS Ground Inspection | EPSS Ground Inspection | EPSS,Aerial Inspection, | EPSS Aerial Inspection | EPSS Aerial Inspection |  |  |  | , | FALSE
SAN MIGUEL 1105CB | EPSS | EPSS | EPSS | [6 empty] | Expulsion Fuse Replacement | [9 empty] | Ground Inspection | Ground Inspection | [18 empty] | EPSS,Expulsion Fuse Replacement, | EPSS Expulsion Fuse Replacement | EPSS Expulsion Fuse Replacement | EPSS,Ground Inspection, | EPSS Ground Inspection | EPSS Ground Inspection | EPSS,Ground Inspection, | EPSS Ground Inspection | EPSS Ground Inspection |  |  |  | , | FALSE
MERIDIAN 1101CB | EPSS | EPSS | EPSS | [36 empty] | EPSS, | EPSS | EPSS | EPSS, | EPSS | EPSS | EPSS, | EPSS | EPSS |  |  |  | , | FALSE
NEW HOPE 1102CB | EPSS | EPSS | EPSS | [17 empty] | Ground Inspection | [18 empty] | EPSS, | EPSS | EPSS | EPSS, | EPSS | EPSS | EPSS,Ground Inspection, | EPSS Ground Inspection | EPSS Ground Inspection |  |  |  | , | FALSE
PEACHTON 11031008 | EPSS | EPSS | EPSS | [16 empty] | Ground Inspection | [19 empty] | EPSS, | EPSS | EPSS | EPSS,Ground Inspection, | EPSS Ground Inspection | EPSS Ground Inspection | EPSS, | EPSS | EPSS |  |  |  | , | FALSE
GRAND ISLAND 22275882 | EPSS | EPSS | EPSS | [15 empty] | Ground Inspection |  | Ground Inspection | [18 empty] | EPSS,Ground Inspection, | EPSS Ground Inspection | EPSS Ground Inspection | EPSS, | EPSS | EPSS | EPSS,Ground Inspection, | EPSS Ground Inspection | EPSS Ground Inspection |  |  |  | , | FALSE
CARBONA 110114204 | EPSS | EPSS | EPSS | [17 empty] | Ground Inspection | [18 empty] | EPSS, | EPSS | EPSS | EPSS, | EPSS | EPSS | EPSS,Ground Inspection, | EPSS Ground Inspection | EPSS Ground Inspection |  |  |  | , | FALSE
PUEBLO 1105419634 | EPSS | EPSS | EPSS | [15 empty] | Ground Inspection |  | Ground Inspection | [8 empty] | Down Conductor Detection (DCD) | [9 empty] | EPSS,Ground Inspection, | EPSS Ground Inspection | EPSS Ground Inspection | EPSS, | EPSS | EPSS | EPSS,Ground Inspection,Down Conductor Detection (DCD), | EPSS Ground Inspection Down Conductor Detection (DCD) | EPSS Ground Inspection Down Conductor Detection (DCD) |  |  |  | , | FALSE
BONITA 1102CB | EPSS | EPSS | EPSS | [36 empty] | EPSS, | EPSS | EPSS | EPSS, | EPSS | EPSS | EPSS, | EPSS | EPSS |  |  |  | , | FALSE
EL CAPITAN 1103CB | EPSS | EPSS | EPSS | [15 empty] | Ground Inspection |  | Ground Inspection | [18 empty] | EPSS,Ground Inspection, | EPSS Ground Inspection | EPSS Ground Inspection | EPSS, | EPSS | EPSS | EPSS,Ground Inspection, | EPSS Ground Inspection | EPSS Ground Inspection |  |  |  | , | FALSE
BRENTWOOD 211219647 | EPSS | EPSS | EPSS | [17 empty] | Ground Inspection | [18 empty] | EPSS, | EPSS | EPSS | EPSS, | EPSS | EPSS | EPSS,Ground Inspection, | EPSS Ground Inspection | EPSS Ground Inspection |  |  |  | , | FALSE
MADISON 2101CB | EPSS | EPSS | EPSS | [17 empty] | Ground Inspection | [9 empty] | Line Sensors | [8 empty] | EPSS,Line Sensors, | EPSS Line Sensors | EPSS Line Sensors | EPSS, | EPSS | EPSS | EPSS,Ground Inspection, | EPSS Ground Inspection | EPSS Ground Inspection |  |  |  | , | FALSE
MC CALL 11086970 | EPSS | EPSS | EPSS | [15 empty] | Ground Inspection | Ground Inspection | Ground Inspection | [18 empty] | EPSS,Ground Inspection, | EPSS Ground Inspection | EPSS Ground Inspection | EPSS,Ground Inspection, | EPSS Ground Inspection | EPSS Ground Inspection | EPSS,Ground Inspection, | EPSS Ground Inspection | EPSS Ground Inspection |  |  |  | , | FALSE
STOREY 1104CB | EPSS | EPSS | EPSS | [15 empty] | Ground Inspection | [20 empty] | EPSS,Ground Inspection, | EPSS Ground Inspection | EPSS Ground Inspection | EPSS, | EPSS | EPSS | EPSS, | EPSS | EPSS |  |  |  | , | FALSE
MOLINO 1103CB | EPSS | EPSS | EPSS | [17 empty] | Ground Inspection | [18 empty] | EPSS, | EPSS | EPSS | EPSS, | EPSS | EPSS | EPSS,Ground Inspection, | EPSS Ground Inspection | EPSS Ground Inspection |  |  |  | , | FALSE
ATWATER 11087190 | EPSS | EPSS | EPSS | [16 empty] | Ground Inspection | Ground Inspection | [18 empty] | EPSS, | EPSS | EPSS | EPSS,Ground Inspection, | EPSS Ground Inspection | EPSS Ground Inspection | EPSS,Ground Inspection, | EPSS Ground Inspection | EPSS Ground Inspection |  |  |  | , | FALSE
CRESSEY 21034220 | EPSS | EPSS | EPSS | [16 empty] | Ground Inspection | [19 empty] | EPSS, | EPSS | EPSS | EPSS,Ground Inspection, | EPSS Ground Inspection | EPSS Ground Inspection | EPSS, | EPSS | EPSS |  |  |  | , | FALSE
WHEATLAND 11021370 | EPSS | EPSS | EPSS | [15 empty] | Ground Inspection | Ground Inspection | [19 empty] | EPSS,Ground Inspection, | EPSS Ground Inspection | EPSS Ground Inspection | EPSS,Ground Inspection, | EPSS Ground Inspection | EPSS Ground Inspection | EPSS, | EPSS | EPSS |  |  |  | , | FALSE
OLIVEHURST 110165710 | EPSS | EPSS | EPSS | [36 empty] | EPSS, | EPSS | EPSS | EPSS, | EPSS | EPSS | EPSS, | EPSS | EPSS |  |  |  | , | FALSE
WHEELER RIDGE 110190844 | EPSS | EPSS | EPSS | [15 empty] | Ground Inspection | [20 empty] | EPSS,Ground Inspection, | EPSS Ground Inspection | EPSS Ground Inspection | EPSS, | EPSS | EPSS | EPSS, | EPSS | EPSS |  |  |  | , | FALSE
BUTTE 11072566 | EPSS | EPSS | EPSS | [36 empty] | EPSS, | EPSS | EPSS | EPSS, | EPSS | EPSS | EPSS, | EPSS | EPSS |  |  |  | , | FALSE
WRIGHT 11103220 | EPSS | EPSS | EPSS | [36 empty] | EPSS, | EPSS | EPSS | EPSS, | EPSS | EPSS | EPSS, | EPSS | EPSS |  |  |  | , | FALSE
KNIGHTS LANDING 11021702 | EPSS | EPSS | EPSS | [16 empty] | Ground Inspection | [19 empty] | EPSS, | EPSS | EPSS | EPSS,Ground Inspection, | EPSS Ground Inspection | EPSS Ground Inspection | EPSS, | EPSS | EPSS |  |  |  | , | FALSE
TYLER 11041528 | EPSS | EPSS | EPSS | [36 empty] | EPSS, | EPSS | EPSS | EPSS, | EPSS | EPSS | EPSS, | EPSS | EPSS |  |  |  | , | FALSE
GATES 1102CB | EPSS | EPSS | EPSS | [15 empty] | Ground Inspection | [20 empty] | EPSS,Ground Inspection, | EPSS Ground Inspection | EPSS Ground Inspection | EPSS, | EPSS | EPSS | EPSS, | EPSS | EPSS |  |  |  | , | FALSE
CAPAY 110266596 | EPSS | EPSS | EPSS | [17 empty] | Ground Inspection | [18 empty] | EPSS, | EPSS | EPSS | EPSS, | EPSS | EPSS | EPSS,Ground Inspection, | EPSS Ground Inspection | EPSS Ground Inspection |  |  |  | , | FALSE
SAN BERNARD 1104CB | EPSS | EPSS | EPSS | [15 empty] | Ground Inspection | Ground Inspection | Ground Inspection | [18 empty] | EPSS,Ground Inspection, | EPSS Ground Inspection | EPSS Ground Inspection | EPSS,Ground Inspection, | EPSS Ground Inspection | EPSS Ground Inspection | EPSS,Ground Inspection, | EPSS Ground Inspection | EPSS Ground Inspection |  |  |  | , | FALSE
HENRIETTA 11089350 | EPSS | EPSS | EPSS | [36 empty] | EPSS, | EPSS | EPSS | EPSS, | EPSS | EPSS | EPSS, | EPSS | EPSS |  |  |  | , | FALSE
MC KEE 1110XR344 | EPSS | EPSS | EPSS | [16 empty] | Ground Inspection | [19 empty] | EPSS, | EPSS | EPSS | EPSS,Ground Inspection, | EPSS Ground Inspection | EPSS Ground Inspection | EPSS, | EPSS | EPSS |  |  |  | , | FALSE
OLD RIVER 1104CB | EPSS | EPSS | EPSS | [17 empty] | Ground Inspection | [18 empty] | EPSS, | EPSS | EPSS | EPSS, | EPSS | EPSS | EPSS,Ground Inspection, | EPSS Ground Inspection | EPSS Ground Inspection |  |  |  | , | FALSE
PASO ROBLES 1102CB | EPSS | EPSS | EPSS | [16 empty] | Ground Inspection | [19 empty] | EPSS, | EPSS | EPSS | EPSS,Ground Inspection, | EPSS Ground Inspection | EPSS Ground Inspection | EPSS, | EPSS | EPSS |  |  |  | , | FALSE
DOS PALOS 11019910 | EPSS | EPSS | EPSS | [16 empty] | Ground Inspection | Ground Inspection | [18 empty] | EPSS, | EPSS | EPSS | EPSS,Ground Inspection, | EPSS Ground Inspection | EPSS Ground Inspection | EPSS,Ground Inspection, | EPSS Ground Inspection | EPSS Ground Inspection |  |  |  | , | FALSE
MERCED 1116237138 | EPSS | EPSS | EPSS | [36 empty] | EPSS, | EPSS | EPSS | EPSS, | EPSS | EPSS | EPSS, | EPSS | EPSS |  |  |  | , | FALSE
BONITA 110211540 | EPSS | EPSS | EPSS | [36 empty] | EPSS, | EPSS | EPSS | EPSS, | EPSS | EPSS | EPSS, | EPSS | EPSS |  |  |  | , | FALSE
CARUTHERS 1104CB | EPSS | EPSS | EPSS | [15 empty] | Ground Inspection | Ground Inspection | [19 empty] | EPSS,Ground Inspection, | EPSS Ground Inspection | EPSS Ground Inspection | EPSS,Ground Inspection, | EPSS Ground Inspection | EPSS Ground Inspection | EPSS, | EPSS | EPSS |  |  |  | , | FALSE
HORSESHOE 1101416226 | EPSS | EPSS | EPSS | [17 empty] | Ground Inspection | [8 empty] | Down Conductor Detection (DCD) | [9 empty] | EPSS, | EPSS | EPSS | EPSS, | EPSS | EPSS | EPSS,Ground Inspection,Down Conductor Detection (DCD), | EPSS Ground Inspection Down Conductor Detection (DCD) | EPSS Ground Inspection Down Conductor Detection (DCD) |  |  |  | , | FALSE
MERCED 11149200 | EPSS | EPSS | EPSS | [36 empty] | EPSS, | EPSS | EPSS | EPSS, | EPSS | EPSS | EPSS, | EPSS | EPSS |  |  |  | , | FALSE
KERMAN 110197426 | EPSS | EPSS | EPSS | [17 empty] | Ground Inspection | [18 empty] | EPSS, | EPSS | EPSS | EPSS, | EPSS | EPSS | EPSS,Ground Inspection, | EPSS Ground Inspection | EPSS Ground Inspection |  |  |  | , | FALSE
SANTA MARIA 110556064 | EPSS | EPSS | EPSS | [36 empty] | EPSS, | EPSS | EPSS | EPSS, | EPSS | EPSS | EPSS, | EPSS | EPSS |  |  |  | , | FALSE
LOGAN CREEK 210164198 | EPSS | EPSS | EPSS | [16 empty] | Ground Inspection | [19 empty] | EPSS, | EPSS | EPSS | EPSS,Ground Inspection, | EPSS Ground Inspection | EPSS Ground Inspection | EPSS, | EPSS | EPSS |  |  |  | , | FALSE
FIGARDEN 211037172 | EPSS | EPSS | EPSS | [17 empty] | Ground Inspection | [18 empty] | EPSS, | EPSS | EPSS | EPSS, | EPSS | EPSS | EPSS,Ground Inspection, | EPSS Ground Inspection | EPSS Ground Inspection |  |  |  | , | FALSE
PUTAH CREEK 1102CB | EPSS | EPSS | EPSS | [15 empty] | Ground Inspection | [20 empty] | EPSS,Ground Inspection, | EPSS Ground Inspection | EPSS Ground Inspection | EPSS, | EPSS | EPSS | EPSS, | EPSS | EPSS |  |  |  | , | FALSE
MC CALL 11016080 | EPSS | EPSS | EPSS | [15 empty] | Ground Inspection | Ground Inspection | Ground Inspection | [18 empty] | EPSS,Ground Inspection, | EPSS Ground Inspection | EPSS Ground Inspection | EPSS,Ground Inspection, | EPSS Ground Inspection | EPSS Ground Inspection | EPSS,Ground Inspection, | EPSS Ground Inspection | EPSS Ground Inspection |  |  |  | , | FALSE
FRENCH CAMP 110211846 | EPSS | EPSS | EPSS | [17 empty] | Ground Inspection | [18 empty] | EPSS, | EPSS | EPSS | EPSS, | EPSS | EPSS | EPSS,Ground Inspection, | EPSS Ground Inspection | EPSS Ground Inspection |  |  |  | , | FALSE
RIO BRAVO 1101CB | EPSS | EPSS | EPSS | [36 empty] | EPSS, | EPSS | EPSS | EPSS, | EPSS | EPSS | EPSS, | EPSS | EPSS |  |  |  | , | FALSE
LERDO 1115CB | EPSS | EPSS | EPSS | [15 empty] | Ground Inspection | [20 empty] | EPSS,Ground Inspection, | EPSS Ground Inspection | EPSS Ground Inspection | EPSS, | EPSS | EPSS | EPSS, | EPSS | EPSS |  |  |  | , | FALSE
MERIDIAN 110236928 | EPSS | EPSS | EPSS | [36 empty] | EPSS, | EPSS | EPSS | EPSS, | EPSS | EPSS | EPSS, | EPSS | EPSS |  |  |  | , | FALSE
BOGUE 11067408 | EPSS | EPSS | EPSS | [15 empty] | Ground Inspection | [20 empty] | EPSS,Ground Inspection, | EPSS Ground Inspection | EPSS Ground Inspection | EPSS, | EPSS | EPSS | EPSS, | EPSS | EPSS |  |  |  | , | FALSE
TULARE LAKE 110491874 | EPSS | EPSS | EPSS | [16 empty] | Ground Inspection | [19 empty] | EPSS, | EPSS | EPSS | EPSS,Ground Inspection, | EPSS Ground Inspection | EPSS Ground Inspection | EPSS, | EPSS | EPSS |  |  |  | , | FALSE
LERDO 11133661 | EPSS | EPSS | EPSS | [15 empty] | Ground Inspection | [20 empty] | EPSS,Ground Inspection, | EPSS Ground Inspection | EPSS Ground Inspection | EPSS, | EPSS | EPSS | EPSS, | EPSS | EPSS |  |  |  | , | FALSE
WAHTOKE 11115170 | EPSS | EPSS | EPSS | [17 empty] | Ground Inspection | [18 empty] | EPSS, | EPSS | EPSS | EPSS, | EPSS | EPSS | EPSS,Ground Inspection, | EPSS Ground Inspection | EPSS Ground Inspection |  |  |  | , | FALSE
EL NIDO 1104CB | EPSS | EPSS | EPSS | [15 empty] | Ground Inspection | [20 empty] | EPSS,Ground Inspection, | EPSS Ground Inspection | EPSS Ground Inspection | EPSS, | EPSS | EPSS | EPSS, | EPSS | EPSS |  |  |  | , | FALSE
DAIRYLAND 1111279006 | EPSS | EPSS | EPSS | [15 empty] | Ground Inspection | Ground Inspection | [19 empty] | EPSS,Ground Inspection, | EPSS Ground Inspection | EPSS Ground Inspection | EPSS,Ground Inspection, | EPSS Ground Inspection | EPSS Ground Inspection | EPSS, | EPSS | EPSS |  |  |  | , | FALSE
MIDDLE RIVER 110158942 | EPSS | EPSS | EPSS | [36 empty] | EPSS, | EPSS | EPSS | EPSS, | EPSS | EPSS | EPSS, | EPSS | EPSS |  |  |  | , | FALSE
MC CALL 11016260 | EPSS | EPSS | EPSS | [17 empty] | Ground Inspection | [18 empty] | EPSS, | EPSS | EPSS | EPSS, | EPSS | EPSS | EPSS,Ground Inspection, | EPSS Ground Inspection | EPSS Ground Inspection |  |  |  | , | FALSE
GONZALES 1103727404 | EPSS | EPSS | EPSS | [15 empty] | Ground Inspection | [20 empty] | EPSS,Ground Inspection, | EPSS Ground Inspection | EPSS Ground Inspection | EPSS, | EPSS | EPSS | EPSS, | EPSS | EPSS |  |  |  | , | FALSE
LINDEN 1101CB | EPSS | EPSS | EPSS | [15 empty] | Ground Inspection | [20 empty] | EPSS,Ground Inspection, | EPSS Ground Inspection | EPSS Ground Inspection | EPSS, | EPSS | EPSS | EPSS, | EPSS | EPSS |  |  |  | , | FALSE
NOVATO 1104422246 | EPSS | EPSS | EPSS | [25 empty] | Down Conductor Detection (DCD) | [10 empty] | EPSS, | EPSS | EPSS | EPSS,Down Conductor Detection (DCD), | EPSS Down Conductor Detection (DCD) | EPSS Down Conductor Detection (DCD) | EPSS, | EPSS | EPSS |  |  |  | , | FALSE
LE GRAND 1106790446 | EPSS | EPSS | EPSS | [15 empty] | Ground Inspection | Ground Inspection | [19 empty] | EPSS,Ground Inspection, | EPSS Ground Inspection | EPSS Ground Inspection | EPSS,Ground Inspection, | EPSS Ground Inspection | EPSS Ground Inspection | EPSS, | EPSS | EPSS |  |  |  | , | FALSE
WATSONVILLE 210110952 | EPSS | EPSS | EPSS | [36 empty] | EPSS, | EPSS | EPSS | EPSS, | EPSS | EPSS | EPSS, | EPSS | EPSS |  |  |  | , | FALSE
ZAMORA 1105993810 | EPSS | EPSS | EPSS | [16 empty] | Ground Inspection | Ground Inspection | [18 empty] | EPSS, | EPSS | EPSS | EPSS,Ground Inspection, | EPSS Ground Inspection | EPSS Ground Inspection | EPSS,Ground Inspection, | EPSS Ground Inspection | EPSS Ground Inspection |  |  |  | , | FALSE
CAMDEN 1105CB | EPSS | EPSS | EPSS | [15 empty] | Ground Inspection | Ground Inspection | [19 empty] | EPSS,Ground Inspection, | EPSS Ground Inspection | EPSS Ground Inspection | EPSS,Ground Inspection, | EPSS Ground Inspection | EPSS Ground Inspection | EPSS, | EPSS | EPSS |  |  |  | , | FALSE
EL NIDO 110456332 | EPSS | EPSS | EPSS | [15 empty] | Ground Inspection | [20 empty] | EPSS,Ground Inspection, | EPSS Ground Inspection | EPSS Ground Inspection | EPSS, | EPSS | EPSS | EPSS, | EPSS | EPSS |  |  |  | , | FALSE
LAMONT 11052213 | EPSS | EPSS | EPSS | [15 empty] | Ground Inspection | [20 empty] | EPSS,Ground Inspection, | EPSS Ground Inspection | EPSS Ground Inspection | EPSS, | EPSS | EPSS | EPSS, | EPSS | EPSS |  |  |  | , | FALSE
ORICK 1101CB | EPSS | EPSS | EPSS | [16 empty] | Ground Inspection | [19 empty] | EPSS, | EPSS | EPSS | EPSS,Ground Inspection, | EPSS Ground Inspection | EPSS Ground Inspection | EPSS, | EPSS | EPSS |  |  |  | , | FALSE
GERBER 110237312 | EPSS | EPSS | EPSS | [36 empty] | EPSS, | EPSS | EPSS | EPSS, | EPSS | EPSS | EPSS, | EPSS | EPSS |  |  |  | , | FALSE
WELLFIELD 1103CB | EPSS | EPSS | EPSS | [36 empty] | EPSS, | EPSS | EPSS | EPSS, | EPSS | EPSS | EPSS, | EPSS | EPSS |  |  |  | , | FALSE
SOLEDAD 21047248 | EPSS | EPSS | EPSS | [15 empty] | Ground Inspection |  | Ground Inspection | [18 empty] | EPSS,Ground Inspection, | EPSS Ground Inspection | EPSS Ground Inspection | EPSS, | EPSS | EPSS | EPSS,Ground Inspection, | EPSS Ground Inspection | EPSS Ground Inspection |  |  |  | , | FALSE
LIVINGSTON 1102CB | EPSS | EPSS | EPSS | [17 empty] | Ground Inspection | [18 empty] | EPSS, | EPSS | EPSS | EPSS, | EPSS | EPSS | EPSS,Ground Inspection, | EPSS Ground Inspection | EPSS Ground Inspection |  |  |  | , | FALSE
LAMONT 11079871 | EPSS | EPSS | EPSS | [36 empty] | EPSS, | EPSS | EPSS | EPSS, | EPSS | EPSS | EPSS, | EPSS | EPSS |  |  |  | , | FALSE
DINUBA 1104CB | EPSS | EPSS | EPSS | [15 empty] | Ground Inspection | [20 empty] | EPSS,Ground Inspection, | EPSS Ground Inspection | EPSS Ground Inspection | EPSS, | EPSS | EPSS | EPSS, | EPSS | EPSS |  |  |  | , | FALSE
CARUTHERS 1102109158 | EPSS | EPSS | EPSS | [15 empty] | Ground Inspection | [20 empty] | EPSS,Ground Inspection, | EPSS Ground Inspection | EPSS Ground Inspection | EPSS, | EPSS | EPSS | EPSS, | EPSS | EPSS |  |  |  | , | FALSE
VIERRA 170734396 | EPSS | EPSS | EPSS | [15 empty] | Ground Inspection |  | Ground Inspection | [18 empty] | EPSS,Ground Inspection, | EPSS Ground Inspection | EPSS Ground Inspection | EPSS, | EPSS | EPSS | EPSS,Ground Inspection, | EPSS Ground Inspection | EPSS Ground Inspection |  |  |  | , | FALSE
DAIRYLAND 110268372 | EPSS | EPSS | EPSS | [16 empty] | Ground Inspection | [19 empty] | EPSS, | EPSS | EPSS | EPSS,Ground Inspection, | EPSS Ground Inspection | EPSS Ground Inspection | EPSS, | EPSS | EPSS |  |  |  | , | FALSE
DAIRYLAND 1113921862 | EPSS | EPSS | EPSS | [16 empty] | Ground Inspection | [19 empty] | EPSS, | EPSS | EPSS | EPSS,Ground Inspection, | EPSS Ground Inspection | EPSS Ground Inspection | EPSS, | EPSS | EPSS |  |  |  | , | FALSE
HURON 1116CB | EPSS | EPSS | EPSS | [36 empty] | EPSS, | EPSS | EPSS | EPSS, | EPSS | EPSS | EPSS, | EPSS | EPSS |  |  |  | , | FALSE
SANTA MARIA 1109CB | EPSS | EPSS | EPSS | [36 empty] | EPSS, | EPSS | EPSS | EPSS, | EPSS | EPSS | EPSS, | EPSS | EPSS |  |  |  | , | FALSE
PALMER 1101CB | EPSS | EPSS | EPSS | [36 empty] | EPSS, | EPSS | EPSS | EPSS, | EPSS | EPSS | EPSS, | EPSS | EPSS |  |  |  | , | FALSE
FAMOSO 1103CB | EPSS | EPSS | EPSS | [36 empty] | EPSS, | EPSS | EPSS | EPSS, | EPSS | EPSS | EPSS, | EPSS | EPSS |  |  |  | , | FALSE
MERIDIAN 11013002 | EPSS | EPSS | EPSS | [36 empty] | EPSS, | EPSS | EPSS | EPSS, | EPSS | EPSS | EPSS, | EPSS | EPSS |  |  |  | , | FALSE
SANTA RITA 11023080 | EPSS | EPSS | EPSS | [17 empty] | Ground Inspection | [18 empty] | EPSS, | EPSS | EPSS | EPSS, | EPSS | EPSS | EPSS,Ground Inspection, | EPSS Ground Inspection | EPSS Ground Inspection |  |  |  | , | FALSE
PRUNEDALE 1107CB | EPSS | EPSS | EPSS | [17 empty] | Ground Inspection | [18 empty] | EPSS, | EPSS | EPSS | EPSS, | EPSS | EPSS | EPSS,Ground Inspection, | EPSS Ground Inspection | EPSS Ground Inspection |  |  |  | , | FALSE
NOVATO 110456282 | EPSS | EPSS | EPSS | [25 empty] | Down Conductor Detection (DCD) | [10 empty] | EPSS, | EPSS | EPSS | EPSS,Down Conductor Detection (DCD), | EPSS Down Conductor Detection (DCD) | EPSS Down Conductor Detection (DCD) | EPSS, | EPSS | EPSS |  |  |  | , | FALSE
ORLAND B 110355050 | EPSS | EPSS | EPSS | [17 empty] | Ground Inspection | [18 empty] | EPSS, | EPSS | EPSS | EPSS, | EPSS | EPSS | EPSS,Ground Inspection, | EPSS Ground Inspection | EPSS Ground Inspection |  |  |  | , | FALSE
MOLINO 1104380 | EPSS | EPSS | EPSS | [17 empty] | Ground Inspection | [18 empty] | EPSS, | EPSS | EPSS | EPSS, | EPSS | EPSS | EPSS,Ground Inspection, | EPSS Ground Inspection | EPSS Ground Inspection |  |  |  | , | FALSE
EL PECO 1102CB | EPSS | EPSS | EPSS | [16 empty] | Ground Inspection | [19 empty] | EPSS, | EPSS | EPSS | EPSS,Ground Inspection, | EPSS Ground Inspection | EPSS Ground Inspection | EPSS, | EPSS | EPSS |  |  |  | , | FALSE
LAMONT 11044575 | EPSS | EPSS | EPSS | [36 empty] | EPSS, | EPSS | EPSS | EPSS, | EPSS | EPSS | EPSS, | EPSS | EPSS |  |  |  | , | FALSE
TERMINOUS 110214618 | EPSS | EPSS | EPSS | [17 empty] | Ground Inspection | [18 empty] | EPSS, | EPSS | EPSS | EPSS, | EPSS | EPSS | EPSS,Ground Inspection, | EPSS Ground Inspection | EPSS Ground Inspection |  |  |  | , | FALSE
PLUMAS 210680200 | EPSS | EPSS | EPSS | [16 empty] | Ground Inspection | [19 empty] | EPSS, | EPSS | EPSS | EPSS,Ground Inspection, | EPSS Ground Inspection | EPSS Ground Inspection | EPSS, | EPSS | EPSS |  |  |  | , | FALSE
CASSIDY 21086060 | EPSS | EPSS | EPSS | [17 empty] | Ground Inspection | [18 empty] | EPSS, | EPSS | EPSS | EPSS, | EPSS | EPSS | EPSS,Ground Inspection, | EPSS Ground Inspection | EPSS Ground Inspection |  |  |  | , | FALSE
DAIRYLAND 1109336164 | EPSS | EPSS | EPSS | [36 empty] | EPSS, | EPSS | EPSS | EPSS, | EPSS | EPSS | EPSS, | EPSS | EPSS |  |  |  | , | FALSE
BAHIA 1101648 | EPSS | EPSS | EPSS | [15 empty] | Ground Inspection | [20 empty] | EPSS,Ground Inspection, | EPSS Ground Inspection | EPSS Ground Inspection | EPSS, | EPSS | EPSS | EPSS, | EPSS | EPSS |  |  |  | , | FALSE
CARUTHERS 11016290 | EPSS | EPSS | EPSS | [16 empty] | Ground Inspection | [19 empty] | EPSS, | EPSS | EPSS | EPSS,Ground Inspection, | EPSS Ground Inspection | EPSS Ground Inspection | EPSS, | EPSS | EPSS |  |  |  | , | FALSE
KERN OIL 1107CB | EPSS | EPSS | EPSS | [15 empty] | Ground Inspection | Ground Inspection | [19 empty] | EPSS,Ground Inspection, | EPSS Ground Inspection | EPSS Ground Inspection | EPSS,Ground Inspection, | EPSS Ground Inspection | EPSS Ground Inspection | EPSS, | EPSS | EPSS |  |  |  | , | FALSE
BOWLES 11035306F | EPSS | EPSS | EPSS | [16 empty] | Ground Inspection | [19 empty] | EPSS, | EPSS | EPSS | EPSS,Ground Inspection, | EPSS Ground Inspection | EPSS Ground Inspection | EPSS, | EPSS | EPSS |  |  |  | , | FALSE
RICHMOND R 1127BR354 | EPSS | EPSS | EPSS | [36 empty] | EPSS, | EPSS | EPSS | EPSS, | EPSS | EPSS | EPSS, | EPSS | EPSS |  |  |  | , | FALSE
TEXACO EMIDIO 1101CB | EPSS | EPSS | EPSS | [36 empty] | EPSS, | EPSS | EPSS | EPSS, | EPSS | EPSS | EPSS, | EPSS | EPSS |  |  |  | , | FALSE
GREEN VALLEY 21034929 | EPSS | EPSS | EPSS | [36 empty] | EPSS, | EPSS | EPSS | EPSS, | EPSS | EPSS | EPSS, | EPSS | EPSS |  |  |  | , | FALSE
HURON 111242930 | EPSS | EPSS | EPSS | [36 empty] | EPSS, | EPSS | EPSS | EPSS, | EPSS | EPSS | EPSS, | EPSS | EPSS |  |  |  | , | FALSE
FAIRWAY 1107M12 | EPSS | EPSS | EPSS | [17 empty] | Ground Inspection | [18 empty] | EPSS, | EPSS | EPSS | EPSS, | EPSS | EPSS | EPSS,Ground Inspection, | EPSS Ground Inspection | EPSS Ground Inspection |  |  |  | , | FALSE
SEMITROPIC 111037812 | EPSS | EPSS | EPSS | [17 empty] | Ground Inspection | [18 empty] | EPSS, | EPSS | EPSS | EPSS, | EPSS | EPSS | EPSS,Ground Inspection, | EPSS Ground Inspection | EPSS Ground Inspection |  |  |  | , | FALSE
LODI 110212592 | EPSS | EPSS | EPSS | [17 empty] | Ground Inspection | [18 empty] | EPSS, | EPSS | EPSS | EPSS, | EPSS | EPSS | EPSS,Ground Inspection, | EPSS Ground Inspection | EPSS Ground Inspection |  |  |  | , | FALSE
GUSTINE 11013502 | EPSS | EPSS | EPSS | [36 empty] | EPSS, | EPSS | EPSS | EPSS, | EPSS | EPSS | EPSS, | EPSS | EPSS |  |  |  | , | FALSE
EAST NICOLAUS 11027254 | EPSS | EPSS | EPSS | [16 empty] | Ground Inspection | [19 empty] | EPSS, | EPSS | EPSS | EPSS,Ground Inspection, | EPSS Ground Inspection | EPSS Ground Inspection | EPSS, | EPSS | EPSS |  |  |  | , | FALSE
NEWBURG 11326982 | EPSS | EPSS | EPSS | [25 empty] | Down Conductor Detection (DCD) | [10 empty] | EPSS, | EPSS | EPSS | EPSS,Down Conductor Detection (DCD), | EPSS Down Conductor Detection (DCD) | EPSS Down Conductor Detection (DCD) | EPSS, | EPSS | EPSS |  |  |  | , | FALSE
RIPON 17039814 | EPSS | EPSS | EPSS | [15 empty] | Ground Inspection |  | Ground Inspection | [18 empty] | EPSS,Ground Inspection, | EPSS Ground Inspection | EPSS Ground Inspection | EPSS, | EPSS | EPSS | EPSS,Ground Inspection, | EPSS Ground Inspection | EPSS Ground Inspection |  |  |  | , | FALSE
LE GRAND 1104560074 | EPSS | EPSS | EPSS | [15 empty] | Ground Inspection | [20 empty] | EPSS,Ground Inspection, | EPSS Ground Inspection | EPSS Ground Inspection | EPSS, | EPSS | EPSS | EPSS, | EPSS | EPSS |  |  |  | , | FALSE
STROUD 1104CB | EPSS | EPSS | EPSS | [36 empty] | EPSS, | EPSS | EPSS | EPSS, | EPSS | EPSS | EPSS, | EPSS | EPSS |  |  |  | , | FALSE
GEYSERVILLE 1102220154 | EPSS | EPSS | EPSS | [13 empty] | Aerial Inspection |  | Ground Inspection | [8 empty] | Down Conductor Detection (DCD) | [11 empty] | EPSS,Ground Inspection,Down Conductor Detection (DCD), | EPSS Ground Inspection Down Conductor Detection (DCD) | EPSS Ground Inspection Down Conductor Detection (DCD) | EPSS,Aerial Inspection, | EPSS Aerial Inspection | EPSS Aerial Inspection | EPSS, | EPSS | EPSS |  |  |  | , | FALSE
REEDLEY 1104CB | EPSS | EPSS | EPSS | [36 empty] | EPSS, | EPSS | EPSS | EPSS, | EPSS | EPSS | EPSS, | EPSS | EPSS |  |  |  | , | FALSE
RAINBOW 1106R1440 | EPSS | EPSS | EPSS | [16 empty] | Ground Inspection | [19 empty] | EPSS, | EPSS | EPSS | EPSS,Ground Inspection, | EPSS Ground Inspection | EPSS Ground Inspection | EPSS, | EPSS | EPSS |  |  |  | , | FALSE
CANAL 110311170 | EPSS | EPSS | EPSS | [17 empty] | Ground Inspection | [18 empty] | EPSS, | EPSS | EPSS | EPSS, | EPSS | EPSS | EPSS,Ground Inspection, | EPSS Ground Inspection | EPSS Ground Inspection |  |  |  | , | FALSE
KEARNEY 110464226 | EPSS | EPSS | EPSS | [36 empty] | EPSS, | EPSS | EPSS | EPSS, | EPSS | EPSS | EPSS, | EPSS | EPSS |  |  |  | , | FALSE
SHAFTER 1104CB | EPSS | EPSS | EPSS | [36 empty] | EPSS, | EPSS | EPSS | EPSS, | EPSS | EPSS | EPSS, | EPSS | EPSS |  |  |  | , | FALSE
BONITA 1101CB | EPSS | EPSS | EPSS | [36 empty] | EPSS, | EPSS | EPSS | EPSS, | EPSS | EPSS | EPSS, | EPSS | EPSS |  |  |  | , | FALSE
GRAND ISLAND 22258872 | EPSS | EPSS | EPSS | [36 empty] | EPSS, | EPSS | EPSS | EPSS, | EPSS | EPSS | EPSS, | EPSS | EPSS |  |  |  | , | FALSE
LERDO 11153910 | EPSS | EPSS | EPSS | [15 empty] | Ground Inspection | [20 empty] | EPSS,Ground Inspection, | EPSS Ground Inspection | EPSS Ground Inspection | EPSS, | EPSS | EPSS | EPSS, | EPSS | EPSS |  |  |  | , | FALSE
WHEELER RIDGE 11032846 | EPSS | EPSS | EPSS | [15 empty] | Ground Inspection |  | Ground Inspection | [18 empty] | EPSS,Ground Inspection, | EPSS Ground Inspection | EPSS Ground Inspection | EPSS, | EPSS | EPSS | EPSS,Ground Inspection, | EPSS Ground Inspection | EPSS Ground Inspection |  |  |  | , | FALSE
DOLAN ROAD 1101672110 | EPSS | EPSS | EPSS | [16 empty] | Ground Inspection | [19 empty] | EPSS, | EPSS | EPSS | EPSS,Ground Inspection, | EPSS Ground Inspection | EPSS Ground Inspection | EPSS, | EPSS | EPSS |  |  |  | , | FALSE
BRUNSWICK 1110832231 | EPSS | EPSS | EPSS | [36 empty] | EPSS, | EPSS | EPSS | EPSS, | EPSS | EPSS | EPSS, | EPSS | EPSS |  |  |  | , | FALSE
FELLOWS 210382182 | EPSS | EPSS | EPSS | [36 empty] | EPSS, | EPSS | EPSS | EPSS, | EPSS | EPSS | EPSS, | EPSS | EPSS |  |  |  | , | FALSE
RIVERBANK 1712130318 | EPSS | EPSS | EPSS | [15 empty] | Ground Inspection |  | Ground Inspection | [18 empty] | EPSS,Ground Inspection, | EPSS Ground Inspection | EPSS Ground Inspection | EPSS, | EPSS | EPSS | EPSS,Ground Inspection, | EPSS Ground Inspection | EPSS Ground Inspection |  |  |  | , | FALSE
COLUSA 110195060 | EPSS | EPSS | EPSS | [15 empty] | Ground Inspection | [20 empty] | EPSS,Ground Inspection, | EPSS Ground Inspection | EPSS Ground Inspection | EPSS, | EPSS | EPSS | EPSS, | EPSS | EPSS |  |  |  | , | FALSE
CAMPHORA 11013092 | EPSS | EPSS | EPSS | [15 empty] | Ground Inspection | [20 empty] | EPSS,Ground Inspection, | EPSS Ground Inspection | EPSS Ground Inspection | EPSS, | EPSS | EPSS | EPSS, | EPSS | EPSS |  |  |  | , | FALSE
FAMOSO 1105CB | EPSS | EPSS | EPSS | [36 empty] | EPSS, | EPSS | EPSS | EPSS, | EPSS | EPSS | EPSS, | EPSS | EPSS |  |  |  | , | FALSE
MC FARLAND 1105CB | EPSS | EPSS | EPSS | [16 empty] | Ground Inspection | Ground Inspection | [18 empty] | EPSS, | EPSS | EPSS | EPSS,Ground Inspection, | EPSS Ground Inspection | EPSS Ground Inspection | EPSS,Ground Inspection, | EPSS Ground Inspection | EPSS Ground Inspection |  |  |  | , | FALSE
CLEAR LAKE 110145252 | EPSS | EPSS | EPSS | [15 empty] | Ground Inspection | [20 empty] | EPSS,Ground Inspection, | EPSS Ground Inspection | EPSS Ground Inspection | EPSS, | EPSS | EPSS | EPSS, | EPSS | EPSS |  |  |  | , | FALSE
WAHTOKE 1107788302 | EPSS | EPSS | EPSS | [36 empty] | EPSS, | EPSS | EPSS | EPSS, | EPSS | EPSS | EPSS, | EPSS | EPSS |  |  |  | , | FALSE
WILKINS SLOUGH 110237254 | EPSS | EPSS | EPSS | [16 empty] | Ground Inspection | [19 empty] | EPSS, | EPSS | EPSS | EPSS,Ground Inspection, | EPSS Ground Inspection | EPSS Ground Inspection | EPSS, | EPSS | EPSS |  |  |  | , | FALSE
ATWATER 11064570 | EPSS | EPSS | EPSS | [16 empty] | Ground Inspection | Ground Inspection | [18 empty] | EPSS, | EPSS | EPSS | EPSS,Ground Inspection, | EPSS Ground Inspection | EPSS Ground Inspection | EPSS,Ground Inspection, | EPSS Ground Inspection | EPSS Ground Inspection |  |  |  | , | FALSE
SANTA NELLA 1101CB | EPSS | EPSS | EPSS | [36 empty] | EPSS, | EPSS | EPSS | EPSS, | EPSS | EPSS | EPSS, | EPSS | EPSS |  |  |  | , | FALSE
MC FARLAND 1101CB | EPSS | EPSS | EPSS | [16 empty] | Ground Inspection | Ground Inspection | [18 empty] | EPSS, | EPSS | EPSS | EPSS,Ground Inspection, | EPSS Ground Inspection | EPSS Ground Inspection | EPSS,Ground Inspection, | EPSS Ground Inspection | EPSS Ground Inspection |  |  |  | , | FALSE
WHEELER RIDGE 110137662 | EPSS | EPSS | EPSS | [15 empty] | Ground Inspection | [20 empty] | EPSS,Ground Inspection, | EPSS Ground Inspection | EPSS Ground Inspection | EPSS, | EPSS | EPSS | EPSS, | EPSS | EPSS |  |  |  | , | FALSE
MC CALL 11066280 | EPSS | EPSS | EPSS | [17 empty] | Ground Inspection | [18 empty] | EPSS, | EPSS | EPSS | EPSS, | EPSS | EPSS | EPSS,Ground Inspection, | EPSS Ground Inspection | EPSS Ground Inspection |  |  |  | , | FALSE
STONE CORRAL 11087759F | EPSS | EPSS | EPSS | [15 empty] | Ground Inspection | [20 empty] | EPSS,Ground Inspection, | EPSS Ground Inspection | EPSS Ground Inspection | EPSS, | EPSS | EPSS | EPSS, | EPSS | EPSS |  |  |  | , | FALSE
EL CAPITAN 11049610 | EPSS | EPSS | EPSS | [16 empty] | Ground Inspection | Ground Inspection | [18 empty] | EPSS, | EPSS | EPSS | EPSS,Ground Inspection, | EPSS Ground Inspection | EPSS Ground Inspection | EPSS,Ground Inspection, | EPSS Ground Inspection | EPSS Ground Inspection |  |  |  | , | FALSE
OILFIELDS 11037064 | EPSS | EPSS | EPSS | [15 empty] | Ground Inspection | Ground Inspection | [19 empty] | EPSS,Ground Inspection, | EPSS Ground Inspection | EPSS Ground Inspection | EPSS,Ground Inspection, | EPSS Ground Inspection | EPSS Ground Inspection | EPSS, | EPSS | EPSS |  |  |  | , | FALSE
CHOWCHILLA 110490020 | EPSS | EPSS | EPSS | [15 empty] | Ground Inspection | Ground Inspection | [19 empty] | EPSS,Ground Inspection, | EPSS Ground Inspection | EPSS Ground Inspection | EPSS,Ground Inspection, | EPSS Ground Inspection | EPSS Ground Inspection | EPSS, | EPSS | EPSS |  |  |  | , | FALSE
KEARNEY 111049534 | EPSS | EPSS | EPSS | [36 empty] | EPSS, | EPSS | EPSS | EPSS, | EPSS | EPSS | EPSS, | EPSS | EPSS |  |  |  | , | FALSE
GUERNSEY 1101CB | EPSS | EPSS | EPSS | [36 empty] | EPSS, | EPSS | EPSS | EPSS, | EPSS | EPSS | EPSS, | EPSS | EPSS |  |  |  | , | FALSE
DINUBA 1106CB | EPSS | EPSS | EPSS | [15 empty] | Ground Inspection | [20 empty] | EPSS,Ground Inspection, | EPSS Ground Inspection | EPSS Ground Inspection | EPSS, | EPSS | EPSS | EPSS, | EPSS | EPSS |  |  |  | , | FALSE
PLUMAS 210750636 | EPSS | EPSS | EPSS | [15 empty] | Ground Inspection | [20 empty] | EPSS,Ground Inspection, | EPSS Ground Inspection | EPSS Ground Inspection | EPSS, | EPSS | EPSS | EPSS, | EPSS | EPSS |  |  |  | , | FALSE
CARUTHERS 110434456 | EPSS | EPSS | EPSS | [16 empty] | Ground Inspection | [19 empty] | EPSS, | EPSS | EPSS | EPSS,Ground Inspection, | EPSS Ground Inspection | EPSS Ground Inspection | EPSS, | EPSS | EPSS |  |  |  | , | FALSE
LEMOORE 1104CB | EPSS | EPSS | EPSS | [17 empty] | Ground Inspection | [18 empty] | EPSS, | EPSS | EPSS | EPSS, | EPSS | EPSS | EPSS,Ground Inspection, | EPSS Ground Inspection | EPSS Ground Inspection |  |  |  | , | FALSE
BLACKWELL 21011104 | EPSS | EPSS | EPSS | [16 empty] | Ground Inspection | [19 empty] | EPSS, | EPSS | EPSS | EPSS,Ground Inspection, | EPSS Ground Inspection | EPSS Ground Inspection | EPSS, | EPSS | EPSS |  |  |  | , | FALSE
CAROLANDS 0402CB | EPSS | EPSS | EPSS | [16 empty] | Ground Inspection | [19 empty] | EPSS, | EPSS | EPSS | EPSS,Ground Inspection, | EPSS Ground Inspection | EPSS Ground Inspection | EPSS, | EPSS | EPSS |  |  |  | , | FALSE
ANITA 110137724 | EPSS | EPSS | EPSS | [15 empty] | Ground Inspection | [20 empty] | EPSS,Ground Inspection, | EPSS Ground Inspection | EPSS Ground Inspection | EPSS, | EPSS | EPSS | EPSS, | EPSS | EPSS |  |  |  | , | FALSE
BORDEN 11035850 | EPSS | EPSS | EPSS | [17 empty] | Ground Inspection | [18 empty] | EPSS, | EPSS | EPSS | EPSS, | EPSS | EPSS | EPSS,Ground Inspection, | EPSS Ground Inspection | EPSS Ground Inspection |  |  |  | , | FALSE
MERIDIAN 110288128 | EPSS | EPSS | EPSS | [15 empty] | Ground Inspection | [20 empty] | EPSS,Ground Inspection, | EPSS Ground Inspection | EPSS Ground Inspection | EPSS, | EPSS | EPSS | EPSS, | EPSS | EPSS |  |  |  | , | FALSE
LIVINGSTON 110411260 | EPSS | EPSS | EPSS | [17 empty] | Ground Inspection | [18 empty] | EPSS, | EPSS | EPSS | EPSS, | EPSS | EPSS | EPSS,Ground Inspection, | EPSS Ground Inspection | EPSS Ground Inspection |  |  |  | , | FALSE
SPENCE 1102321000 | EPSS | EPSS | EPSS | [17 empty] | Ground Inspection | [8 empty] | Down Conductor Detection (DCD) | [9 empty] | EPSS, | EPSS | EPSS | EPSS, | EPSS | EPSS | EPSS,Ground Inspection,Down Conductor Detection (DCD), | EPSS Ground Inspection Down Conductor Detection (DCD) | EPSS Ground Inspection Down Conductor Detection (DCD) |  |  |  | , | FALSE
LAMONT 11072469 | EPSS | EPSS | EPSS | [36 empty] | EPSS, | EPSS | EPSS | EPSS, | EPSS | EPSS | EPSS, | EPSS | EPSS |  |  |  | , | FALSE
WILLIAMS 11024104 | EPSS | EPSS | EPSS | [16 empty] | Ground Inspection | [19 empty] | EPSS, | EPSS | EPSS | EPSS,Ground Inspection, | EPSS Ground Inspection | EPSS Ground Inspection | EPSS, | EPSS | EPSS |  |  |  | , | FALSE
WINTERS 110115822 | EPSS | EPSS | EPSS | [15 empty] | Ground Inspection |  | Ground Inspection | [18 empty] | EPSS,Ground Inspection, | EPSS Ground Inspection | EPSS Ground Inspection | EPSS, | EPSS | EPSS | EPSS,Ground Inspection, | EPSS Ground Inspection | EPSS Ground Inspection |  |  |  | , | FALSE
RENFRO 21034686 | EPSS | EPSS | EPSS | [16 empty] | Ground Inspection | [19 empty] | EPSS, | EPSS | EPSS | EPSS,Ground Inspection, | EPSS Ground Inspection | EPSS Ground Inspection | EPSS, | EPSS | EPSS |  |  |  | , | FALSE
COVELO 11012467 | EPSS | EPSS | EPSS | [16 empty] | Ground Inspection | [7 empty] | Down Conductor Detection (DCD) | [11 empty] | EPSS,Down Conductor Detection (DCD), | EPSS Down Conductor Detection (DCD) | EPSS Down Conductor Detection (DCD) | EPSS,Ground Inspection, | EPSS Ground Inspection | EPSS Ground Inspection | EPSS, | EPSS | EPSS |  |  |  | , | FALSE
DUMBARTON 1106CB | EPSS | EPSS | EPSS | [16 empty] | Ground Inspection | [19 empty] | EPSS, | EPSS | EPSS | EPSS,Ground Inspection, | EPSS Ground Inspection | EPSS Ground Inspection | EPSS, | EPSS | EPSS |  |  |  | , | FALSE
HERDLYN 11038046 | EPSS | EPSS | EPSS | [15 empty] | Ground Inspection | Ground Inspection | [19 empty] | EPSS,Ground Inspection, | EPSS Ground Inspection | EPSS Ground Inspection | EPSS,Ground Inspection, | EPSS Ground Inspection | EPSS Ground Inspection | EPSS, | EPSS | EPSS |  |  |  | , | FALSE
BIOLA 1103R2800 | EPSS | EPSS | EPSS | [17 empty] | Ground Inspection | [18 empty] | EPSS, | EPSS | EPSS | EPSS, | EPSS | EPSS | EPSS,Ground Inspection, | EPSS Ground Inspection | EPSS Ground Inspection |  |  |  | , | FALSE
SHAFTER 1112CB | EPSS | EPSS | EPSS | [36 empty] | EPSS, | EPSS | EPSS | EPSS, | EPSS | EPSS | EPSS, | EPSS | EPSS |  |  |  | , | FALSE
LONE TREE 2105CB | EPSS | EPSS | EPSS | [13 empty] | Aerial Inspection |  | Ground Inspection | Ground Inspection | Ground Inspection | [18 empty] | EPSS,Ground Inspection, | EPSS Ground Inspection | EPSS Ground Inspection | EPSS,Aerial Inspection,Ground Inspection, | EPSS Aerial Inspection Ground Inspection | EPSS Aerial Inspection Ground Inspection | EPSS,Ground Inspection, | EPSS Ground Inspection | EPSS Ground Inspection |  |  |  | , | FALSE
PASO ROBLES 1108CB | EPSS | EPSS | EPSS | [16 empty] | Ground Inspection | [19 empty] | EPSS, | EPSS | EPSS | EPSS,Ground Inspection, | EPSS Ground Inspection | EPSS Ground Inspection | EPSS, | EPSS | EPSS |  |  |  | , | FALSE
CANAL 110312120 | EPSS | EPSS | EPSS | [36 empty] | EPSS, | EPSS | EPSS | EPSS, | EPSS | EPSS | EPSS, | EPSS | EPSS |  |  |  | , | FALSE
BASALT 1106657038 | EPSS | EPSS | EPSS | [14 empty] | Aerial Inspection | Ground Inspection | Ground Inspection | [8 empty] | Down Conductor Detection (DCD) | [10 empty] | EPSS,Ground Inspection, | EPSS Ground Inspection | EPSS Ground Inspection | EPSS,Ground Inspection,Down Conductor Detection (DCD), | EPSS Ground Inspection Down Conductor Detection (DCD) | EPSS Ground Inspection Down Conductor Detection (DCD) | EPSS,Aerial Inspection, | EPSS Aerial Inspection | EPSS Aerial Inspection |  |  |  | , | FALSE
LOGAN CREEK 210269358 | EPSS | EPSS | EPSS | [27 empty] | Line Sensors | [8 empty] | EPSS,Line Sensors, | EPSS Line Sensors | EPSS Line Sensors | EPSS, | EPSS | EPSS | EPSS, | EPSS | EPSS |  |  |  | , | FALSE
KNIGHTS LANDING 11018962 | EPSS | EPSS | EPSS | [16 empty] | Ground Inspection | Ground Inspection | [18 empty] | EPSS, | EPSS | EPSS | EPSS,Ground Inspection, | EPSS Ground Inspection | EPSS Ground Inspection | EPSS,Ground Inspection, | EPSS Ground Inspection | EPSS Ground Inspection |  |  |  | , | FALSE
SOLEDAD 210237204 | EPSS | EPSS | EPSS | [17 empty] | Ground Inspection | [18 empty] | EPSS, | EPSS | EPSS | EPSS, | EPSS | EPSS | EPSS,Ground Inspection, | EPSS Ground Inspection | EPSS Ground Inspection |  |  |  | , | FALSE
CORDELIA 111240402 | EPSS | EPSS | EPSS | [17 empty] | Ground Inspection | [18 empty] | EPSS, | EPSS | EPSS | EPSS, | EPSS | EPSS | EPSS,Ground Inspection, | EPSS Ground Inspection | EPSS Ground Inspection |  |  |  | , | FALSE
HOLLISTER 210441808 | EPSS | EPSS | EPSS | [13 empty] | Aerial Inspection |  | Ground Inspection | Ground Inspection | [19 empty] | EPSS,Ground Inspection, | EPSS Ground Inspection | EPSS Ground Inspection | EPSS,Aerial Inspection,Ground Inspection, | EPSS Aerial Inspection Ground Inspection | EPSS Aerial Inspection Ground Inspection | EPSS, | EPSS | EPSS |  |  |  | , | FALSE
KINGSBURG 1114CB | EPSS | EPSS | EPSS | [36 empty] | EPSS, | EPSS | EPSS | EPSS, | EPSS | EPSS | EPSS, | EPSS | EPSS |  |  |  | , | FALSE
RIVERBANK 17149150 | EPSS | EPSS | EPSS | [15 empty] | Ground Inspection |  | Ground Inspection | [18 empty] | EPSS,Ground Inspection, | EPSS Ground Inspection | EPSS Ground Inspection | EPSS, | EPSS | EPSS | EPSS,Ground Inspection, | EPSS Ground Inspection | EPSS Ground Inspection |  |  |  | , | FALSE
TEMPLETON 2109P60 | EPSS | EPSS | EPSS | [16 empty] | Ground Inspection | [19 empty] | EPSS, | EPSS | EPSS | EPSS,Ground Inspection, | EPSS Ground Inspection | EPSS Ground Inspection | EPSS, | EPSS | EPSS |  |  |  | , | FALSE
LAKEVIEW 11023776 | EPSS | EPSS | EPSS | [17 empty] | Ground Inspection | [18 empty] | EPSS, | EPSS | EPSS | EPSS, | EPSS | EPSS | EPSS,Ground Inspection, | EPSS Ground Inspection | EPSS Ground Inspection |  |  |  | , | FALSE
EMBARCADERO (Z) 1123CB | EPSS | EPSS | EPSS | [15 empty] | Ground Inspection | [20 empty] | EPSS,Ground Inspection, | EPSS Ground Inspection | EPSS Ground Inspection | EPSS, | EPSS | EPSS | EPSS, | EPSS | EPSS |  |  |  | , | FALSE
TEMBLOR 110437696 | EPSS | EPSS | EPSS | [15 empty] | Ground Inspection | [20 empty] | EPSS,Ground Inspection, | EPSS Ground Inspection | EPSS Ground Inspection | EPSS, | EPSS | EPSS | EPSS, | EPSS | EPSS |  |  |  | , | FALSE
COLONY 1102CB | EPSS | EPSS | EPSS | [17 empty] | Ground Inspection | [18 empty] | EPSS, | EPSS | EPSS | EPSS, | EPSS | EPSS | EPSS,Ground Inspection, | EPSS Ground Inspection | EPSS Ground Inspection |  |  |  | , | FALSE
HONCUT 11021702 | EPSS | EPSS | EPSS | [17 empty] | Ground Inspection | [18 empty] | EPSS, | EPSS | EPSS | EPSS, | EPSS | EPSS | EPSS,Ground Inspection, | EPSS Ground Inspection | EPSS Ground Inspection |  |  |  | , | FALSE
OCEANO 1105V20 | EPSS | EPSS | EPSS | [36 empty] | EPSS, | EPSS | EPSS | EPSS, | EPSS | EPSS | EPSS, | EPSS | EPSS |  |  |  | , | FALSE
MENDOTA 110337432 | EPSS | EPSS | EPSS | [15 empty] | Ground Inspection | [20 empty] | EPSS,Ground Inspection, | EPSS Ground Inspection | EPSS Ground Inspection | EPSS, | EPSS | EPSS | EPSS, | EPSS | EPSS |  |  |  | , | FALSE
ATWATER 1102839304 | EPSS | EPSS | EPSS | [16 empty] | Ground Inspection | [19 empty] | EPSS, | EPSS | EPSS | EPSS,Ground Inspection, | EPSS Ground Inspection | EPSS Ground Inspection | EPSS, | EPSS | EPSS |  |  |  | , | FALSE
OLD RIVER 11044169 | EPSS | EPSS | EPSS | [17 empty] | Ground Inspection | [18 empty] | EPSS, | EPSS | EPSS | EPSS, | EPSS | EPSS | EPSS,Ground Inspection, | EPSS Ground Inspection | EPSS Ground Inspection |  |  |  | , | FALSE
SHAFTER 1103CB | EPSS | EPSS | EPSS | [36 empty] | EPSS, | EPSS | EPSS | EPSS, | EPSS | EPSS | EPSS, | EPSS | EPSS |  |  |  | , | FALSE
CHOWCHILLA 1106867748 | EPSS | EPSS | EPSS | [15 empty] | Ground Inspection | [20 empty] | EPSS,Ground Inspection, | EPSS Ground Inspection | EPSS Ground Inspection | EPSS, | EPSS | EPSS | EPSS, | EPSS | EPSS |  |  |  | , | FALSE
METTLER 111063452 | EPSS | EPSS | EPSS | [17 empty] | Ground Inspection | [18 empty] | EPSS, | EPSS | EPSS | EPSS, | EPSS | EPSS | EPSS,Ground Inspection, | EPSS Ground Inspection | EPSS Ground Inspection |  |  |  | , | FALSE
LOCKEFORD 210237614 | EPSS | EPSS | EPSS | [27 empty] | Line Sensors | [8 empty] | EPSS,Line Sensors, | EPSS Line Sensors | EPSS Line Sensors | EPSS, | EPSS | EPSS | EPSS, | EPSS | EPSS |  |  |  | , | FALSE
SPENCE 1105CB | EPSS | EPSS | EPSS | [36 empty] | EPSS, | EPSS | EPSS | EPSS, | EPSS | EPSS | EPSS, | EPSS | EPSS |  |  |  | , | FALSE
LIVINGSTON 1104261292 | EPSS | EPSS | EPSS | [17 empty] | Ground Inspection | [18 empty] | EPSS, | EPSS | EPSS | EPSS, | EPSS | EPSS | EPSS,Ground Inspection, | EPSS Ground Inspection | EPSS Ground Inspection |  |  |  | , | FALSE
SAN BERNARD 1102CB | EPSS | EPSS | EPSS | [15 empty] | Ground Inspection | [20 empty] | EPSS,Ground Inspection, | EPSS Ground Inspection | EPSS Ground Inspection | EPSS, | EPSS | EPSS | EPSS, | EPSS | EPSS |  |  |  | , | FALSE
VASCO 1102MR418 | EPSS | EPSS | EPSS | [36 empty] | EPSS, | EPSS | EPSS | EPSS, | EPSS | EPSS | EPSS, | EPSS | EPSS |  |  |  | , | FALSE
GRAND ISLAND 22238492 | EPSS | EPSS | EPSS | [36 empty] | EPSS, | EPSS | EPSS | EPSS, | EPSS | EPSS | EPSS, | EPSS | EPSS |  |  |  | , | FALSE
FIREBAUGH 11013540 | EPSS | EPSS | EPSS | [15 empty] | Ground Inspection | [20 empty] | EPSS,Ground Inspection, | EPSS Ground Inspection | EPSS Ground Inspection | EPSS, | EPSS | EPSS | EPSS, | EPSS | EPSS |  |  |  | , | FALSE
HENRIETTA 11068710 | EPSS | EPSS | EPSS | [36 empty] | EPSS, | EPSS | EPSS | EPSS, | EPSS | EPSS | EPSS, | EPSS | EPSS |  |  |  | , | FALSE
OCEANO 1105V16 | EPSS | EPSS | EPSS | [14 empty] | Aerial Inspection |  | Ground Inspection | [19 empty] | EPSS, | EPSS | EPSS | EPSS,Ground Inspection, | EPSS Ground Inspection | EPSS Ground Inspection | EPSS,Aerial Inspection, | EPSS Aerial Inspection | EPSS Aerial Inspection |  |  |  | , | FALSE
ESQUON 11012052 | EPSS | EPSS | EPSS | [17 empty] | Ground Inspection | [18 empty] | EPSS, | EPSS | EPSS | EPSS, | EPSS | EPSS | EPSS,Ground Inspection, | EPSS Ground Inspection | EPSS Ground Inspection |  |  |  | , | FALSE
DOLAN ROAD 1104CB | EPSS | EPSS | EPSS | [16 empty] | Ground Inspection | [19 empty] | EPSS, | EPSS | EPSS | EPSS,Ground Inspection, | EPSS Ground Inspection | EPSS Ground Inspection | EPSS, | EPSS | EPSS |  |  |  | , | FALSE
PANORAMA 11021249 | EPSS | EPSS | EPSS | [16 empty] | Ground Inspection | [8 empty] | Down Conductor Detection (DCD) | [10 empty] | EPSS, | EPSS | EPSS | EPSS,Ground Inspection,Down Conductor Detection (DCD), | EPSS Ground Inspection Down Conductor Detection (DCD) | EPSS Ground Inspection Down Conductor Detection (DCD) | EPSS, | EPSS | EPSS |  |  |  | , | FALSE
DINUBA 1105CB | EPSS | EPSS | EPSS | [15 empty] | Ground Inspection | [20 empty] | EPSS,Ground Inspection, | EPSS Ground Inspection | EPSS Ground Inspection | EPSS, | EPSS | EPSS | EPSS, | EPSS | EPSS |  |  |  | , | FALSE
BOWLES 11026530 | EPSS | EPSS | EPSS | [16 empty] | Ground Inspection | Ground Inspection | [18 empty] | EPSS, | EPSS | EPSS | EPSS,Ground Inspection, | EPSS Ground Inspection | EPSS Ground Inspection | EPSS,Ground Inspection, | EPSS Ground Inspection | EPSS Ground Inspection |  |  |  | , | FALSE
MC CALL 110793252 | EPSS | EPSS | EPSS | [17 empty] | Ground Inspection | [18 empty] | EPSS, | EPSS | EPSS | EPSS, | EPSS | EPSS | EPSS,Ground Inspection, | EPSS Ground Inspection | EPSS Ground Inspection |  |  |  | , | FALSE
BOWLES 11016210 | EPSS | EPSS | EPSS | [16 empty] | Ground Inspection | [19 empty] | EPSS, | EPSS | EPSS | EPSS,Ground Inspection, | EPSS Ground Inspection | EPSS Ground Inspection | EPSS, | EPSS | EPSS |  |  |  | , | FALSE
LOGAN CREEK 21012218 | EPSS | EPSS | EPSS | [16 empty] | Ground Inspection | [19 empty] | EPSS, | EPSS | EPSS | EPSS,Ground Inspection, | EPSS Ground Inspection | EPSS Ground Inspection | EPSS, | EPSS | EPSS |  |  |  | , | FALSE
SCHINDLER 111447668 | EPSS | EPSS | EPSS | [36 empty] | EPSS, | EPSS | EPSS | EPSS, | EPSS | EPSS | EPSS, | EPSS | EPSS |  |  |  | , | FALSE
COTATI 11052121 | EPSS | EPSS | EPSS | [17 empty] | Ground Inspection | [7 empty] | Down Conductor Detection (DCD) | [10 empty] | EPSS, | EPSS | EPSS | EPSS,Down Conductor Detection (DCD), | EPSS Down Conductor Detection (DCD) | EPSS Down Conductor Detection (DCD) | EPSS,Ground Inspection, | EPSS Ground Inspection | EPSS Ground Inspection |  |  |  | , | FALSE
MENDOTA 1104CB | EPSS | EPSS | EPSS | [15 empty] | Ground Inspection |  | Ground Inspection | [18 empty] | EPSS,Ground Inspection, | EPSS Ground Inspection | EPSS Ground Inspection | EPSS, | EPSS | EPSS | EPSS,Ground Inspection, | EPSS Ground Inspection | EPSS Ground Inspection |  |  |  | , | FALSE
MENLO 04029070 | EPSS | EPSS | EPSS | [17 empty] | Ground Inspection | [18 empty] | EPSS, | EPSS | EPSS | EPSS, | EPSS | EPSS | EPSS,Ground Inspection, | EPSS Ground Inspection | EPSS Ground Inspection |  |  |  | , | FALSE
BOWLES 11045030 | EPSS | EPSS | EPSS | [16 empty] | Ground Inspection | [19 empty] | EPSS, | EPSS | EPSS | EPSS,Ground Inspection, | EPSS Ground Inspection | EPSS Ground Inspection | EPSS, | EPSS | EPSS |  |  |  | , | FALSE
BONITA 11036020 | EPSS | EPSS | EPSS | [16 empty] | Ground Inspection | [19 empty] | EPSS, | EPSS | EPSS | EPSS,Ground Inspection, | EPSS Ground Inspection | EPSS Ground Inspection | EPSS, | EPSS | EPSS |  |  |  | , | FALSE
CARUTHERS 1105665998 | EPSS | EPSS | EPSS | [15 empty] | Ground Inspection | [20 empty] | EPSS,Ground Inspection, | EPSS Ground Inspection | EPSS Ground Inspection | EPSS, | EPSS | EPSS | EPSS, | EPSS | EPSS |  |  |  | , | FALSE
ALPAUGH 1106CB | EPSS | EPSS | EPSS | [15 empty] | Ground Inspection | Ground Inspection | [19 empty] | EPSS,Ground Inspection, | EPSS Ground Inspection | EPSS Ground Inspection | EPSS,Ground Inspection, | EPSS Ground Inspection | EPSS Ground Inspection | EPSS, | EPSS | EPSS |  |  |  | , | FALSE
WILKINS SLOUGH 110298742 | EPSS | EPSS | EPSS | [16 empty] | Ground Inspection | [19 empty] | EPSS, | EPSS | EPSS | EPSS,Ground Inspection, | EPSS Ground Inspection | EPSS Ground Inspection | EPSS, | EPSS | EPSS |  |  |  | , | FALSE
GUERNSEY 11048630 | EPSS | EPSS | EPSS | [36 empty] | EPSS, | EPSS | EPSS | EPSS, | EPSS | EPSS | EPSS, | EPSS | EPSS |  |  |  | , | FALSE
BLUE LAKE 110266454 | EPSS | EPSS | EPSS | [15 empty] | Ground Inspection | Ground Inspection | [19 empty] | EPSS,Ground Inspection, | EPSS Ground Inspection | EPSS Ground Inspection | EPSS,Ground Inspection, | EPSS Ground Inspection | EPSS Ground Inspection | EPSS, | EPSS | EPSS |  |  |  | , | FALSE
BUENA VISTA 11063714 | EPSS | EPSS | EPSS | [15 empty] | Ground Inspection | [20 empty] | EPSS,Ground Inspection, | EPSS Ground Inspection | EPSS Ground Inspection | EPSS, | EPSS | EPSS | EPSS, | EPSS | EPSS |  |  |  | , | FALSE
BASALT 1106724 | EPSS | EPSS | EPSS | [15 empty] | Ground Inspection | [20 empty] | EPSS,Ground Inspection, | EPSS Ground Inspection | EPSS Ground Inspection | EPSS, | EPSS | EPSS | EPSS, | EPSS | EPSS |  |  |  | , | FALSE
WATERLOO 1101CB | EPSS | EPSS | EPSS | [15 empty] | Ground Inspection | Ground Inspection | [19 empty] | EPSS,Ground Inspection, | EPSS Ground Inspection | EPSS Ground Inspection | EPSS,Ground Inspection, | EPSS Ground Inspection | EPSS Ground Inspection | EPSS, | EPSS | EPSS |  |  |  | , | FALSE
ORTIGA 110677310 | EPSS | EPSS | EPSS | [16 empty] | Ground Inspection | [19 empty] | EPSS, | EPSS | EPSS | EPSS,Ground Inspection, | EPSS Ground Inspection | EPSS Ground Inspection | EPSS, | EPSS | EPSS |  |  |  | , | FALSE
GATES 11069090 | EPSS | EPSS | EPSS | [15 empty] | Ground Inspection | [20 empty] | EPSS,Ground Inspection, | EPSS Ground Inspection | EPSS Ground Inspection | EPSS, | EPSS | EPSS | EPSS, | EPSS | EPSS |  |  |  | , | FALSE
BUTTE 11072078 | EPSS | EPSS | EPSS | [15 empty] | Ground Inspection |  | Ground Inspection | [18 empty] | EPSS,Ground Inspection, | EPSS Ground Inspection | EPSS Ground Inspection | EPSS, | EPSS | EPSS | EPSS,Ground Inspection, | EPSS Ground Inspection | EPSS Ground Inspection |  |  |  | , | FALSE
FULTON 1105142 | EPSS | EPSS | EPSS | [17 empty] | Ground Inspection | [18 empty] | EPSS, | EPSS | EPSS | EPSS, | EPSS | EPSS | EPSS,Ground Inspection, | EPSS Ground Inspection | EPSS Ground Inspection |  |  |  | , | FALSE
NEWMAN 110610800 | EPSS | EPSS | EPSS | [16 empty] | Ground Inspection | [19 empty] | EPSS, | EPSS | EPSS | EPSS,Ground Inspection, | EPSS Ground Inspection | EPSS Ground Inspection | EPSS, | EPSS | EPSS |  |  |  | , | FALSE
SAN JOAQUIN 110683170 | EPSS | EPSS | EPSS | [17 empty] | Ground Inspection | [18 empty] | EPSS, | EPSS | EPSS | EPSS, | EPSS | EPSS | EPSS,Ground Inspection, | EPSS Ground Inspection | EPSS Ground Inspection |  |  |  | , | FALSE
LAKEVIEW 11029360 | EPSS | EPSS | EPSS | [17 empty] | Ground Inspection | [18 empty] | EPSS, | EPSS | EPSS | EPSS, | EPSS | EPSS | EPSS,Ground Inspection, | EPSS Ground Inspection | EPSS Ground Inspection |  |  |  | , | FALSE
OCEANO 1102V56 | EPSS | EPSS | EPSS | [6 empty] | Expulsion Fuse Replacement | [6 empty] | Aerial Inspection | Aerial Inspection | Ground Inspection | Ground Inspection | Ground Inspection | [18 empty] | EPSS,Expulsion Fuse Replacement,Ground Inspection, | EPSS Expulsion Fuse Replacement Ground Inspection | EPSS Expulsion Fuse Replacement Ground Inspection | EPSS,Aerial Inspection,Ground Inspection, | EPSS Aerial Inspection Ground Inspection | EPSS Aerial Inspection Ground Inspection | EPSS,Aerial Inspection,Ground Inspection, | EPSS Aerial Inspection Ground Inspection | EPSS Aerial Inspection Ground Inspection |  |  |  | , | FALSE
CANTUA 11059790 | EPSS | EPSS | EPSS | [17 empty] | Ground Inspection | [18 empty] | EPSS, | EPSS | EPSS | EPSS, | EPSS | EPSS | EPSS,Ground Inspection, | EPSS Ground Inspection | EPSS Ground Inspection |  |  |  | , | FALSE
LAS POSITAS 2110MR327 | EPSS | EPSS | EPSS | [15 empty] | Ground Inspection | [20 empty] | EPSS,Ground Inspection, | EPSS Ground Inspection | EPSS Ground Inspection | EPSS, | EPSS | EPSS | EPSS, | EPSS | EPSS |  |  |  | , | FALSE
KINGSBURG 111284417 | EPSS | EPSS | EPSS | [36 empty] | EPSS, | EPSS | EPSS | EPSS, | EPSS | EPSS | EPSS, | EPSS | EPSS |  |  |  | , | FALSE
TEMPLETON 2111R76 | EPSS | EPSS | EPSS | [15 empty] | Ground Inspection | [20 empty] | EPSS,Ground Inspection, | EPSS Ground Inspection | EPSS Ground Inspection | EPSS, | EPSS | EPSS | EPSS, | EPSS | EPSS |  |  |  | , | FALSE
CASTROVILLE 21045004 | EPSS | EPSS | EPSS | [17 empty] | Ground Inspection | [18 empty] | EPSS, | EPSS | EPSS | EPSS, | EPSS | EPSS | EPSS,Ground Inspection, | EPSS Ground Inspection | EPSS Ground Inspection |  |  |  | , | FALSE
WAHTOKE 11087160 | EPSS | EPSS | EPSS | [16 empty] | Ground Inspection | Ground Inspection | [18 empty] | EPSS, | EPSS | EPSS | EPSS,Ground Inspection, | EPSS Ground Inspection | EPSS Ground Inspection | EPSS,Ground Inspection, | EPSS Ground Inspection | EPSS Ground Inspection |  |  |  | , | FALSE
KEARNEY 1106563038 | EPSS | EPSS | EPSS | [36 empty] | EPSS, | EPSS | EPSS | EPSS, | EPSS | EPSS | EPSS, | EPSS | EPSS |  |  |  | , | FALSE
TEMBLOR 1104CB | EPSS | EPSS | EPSS | [15 empty] | Ground Inspection | [20 empty] | EPSS,Ground Inspection, | EPSS Ground Inspection | EPSS Ground Inspection | EPSS, | EPSS | EPSS | EPSS, | EPSS | EPSS |  |  |  | , | FALSE
BOWLES 11016909F | EPSS | EPSS | EPSS | [36 empty] | EPSS, | EPSS | EPSS | EPSS, | EPSS | EPSS | EPSS, | EPSS | EPSS |  |  |  | , | FALSE
CABRILLO 1104431976 | EPSS | EPSS | EPSS | [36 empty] | EPSS, | EPSS | EPSS | EPSS, | EPSS | EPSS | EPSS, | EPSS | EPSS |  |  |  | , | FALSE
DOLAN ROAD 1101882610 | EPSS | EPSS | EPSS | [14 empty] | Aerial Inspection |  | Ground Inspection |  | Non-Pole Backlog | [17 empty] | EPSS,Non-Pole Backlog, | EPSS Non-Pole Backlog | EPSS Non-Pole Backlog | EPSS,Ground Inspection, | EPSS Ground Inspection | EPSS Ground Inspection | EPSS,Aerial Inspection, | EPSS Aerial Inspection | EPSS Aerial Inspection |  |  |  | , | FALSE
RAINBOW 1106CB | EPSS | EPSS | EPSS | [16 empty] | Ground Inspection | [19 empty] | EPSS, | EPSS | EPSS | EPSS,Ground Inspection, | EPSS Ground Inspection | EPSS Ground Inspection | EPSS, | EPSS | EPSS |  |  |  | , | FALSE
AVENA 1701427866 | EPSS | EPSS | EPSS | [15 empty] | Ground Inspection | Ground Inspection | [19 empty] | EPSS,Ground Inspection, | EPSS Ground Inspection | EPSS Ground Inspection | EPSS,Ground Inspection, | EPSS Ground Inspection | EPSS Ground Inspection | EPSS, | EPSS | EPSS |  |  |  | , | FALSE
PASO ROBLES 1106R70 | EPSS | EPSS | EPSS | [16 empty] | Ground Inspection | [19 empty] | EPSS, | EPSS | EPSS | EPSS,Ground Inspection, | EPSS Ground Inspection | EPSS Ground Inspection | EPSS, | EPSS | EPSS |  |  |  | , | FALSE
SANTA YNEZ 1104CB | EPSS | EPSS | EPSS | [14 empty] | Aerial Inspection |  | Ground Inspection | Ground Inspection | [18 empty] | EPSS, | EPSS | EPSS | EPSS,Ground Inspection, | EPSS Ground Inspection | EPSS Ground Inspection | EPSS,Aerial Inspection,Ground Inspection, | EPSS Aerial Inspection Ground Inspection | EPSS Aerial Inspection Ground Inspection |  |  | Overhead Hardening | ,Overhead Hardening, | Overhead Hardening | Overhead Hardening
ANITA 110166258 | EPSS | EPSS | EPSS | [15 empty] | Ground Inspection | [20 empty] | EPSS,Ground Inspection, | EPSS Ground Inspection | EPSS Ground Inspection | EPSS, | EPSS | EPSS | EPSS, | EPSS | EPSS |  |  |  | , | FALSE
PLAINFIELD 110621482 | EPSS | EPSS | EPSS | [16 empty] | Ground Inspection | [19 empty] | EPSS, | EPSS | EPSS | EPSS,Ground Inspection, | EPSS Ground Inspection | EPSS Ground Inspection | EPSS, | EPSS | EPSS |  |  |  | , | FALSE
GUSTINE 110137354 | EPSS | EPSS | EPSS | [36 empty] | EPSS, | EPSS | EPSS | EPSS, | EPSS | EPSS | EPSS, | EPSS | EPSS |  |  |  | , | FALSE
PEACHTON 1103CB | EPSS | EPSS | EPSS | [16 empty] | Ground Inspection | [19 empty] | EPSS, | EPSS | EPSS | EPSS,Ground Inspection, | EPSS Ground Inspection | EPSS Ground Inspection | EPSS, | EPSS | EPSS |  |  |  | , | FALSE
GRAND ISLAND 222347924 | EPSS | EPSS | EPSS | [17 empty] | Ground Inspection | [18 empty] | EPSS, | EPSS | EPSS | EPSS, | EPSS | EPSS | EPSS,Ground Inspection, | EPSS Ground Inspection | EPSS Ground Inspection |  |  |  | , | FALSE
ARVIN 1102CB | EPSS | EPSS | EPSS | [15 empty] | Ground Inspection | [20 empty] | EPSS,Ground Inspection, | EPSS Ground Inspection | EPSS Ground Inspection | EPSS, | EPSS | EPSS | EPSS, | EPSS | EPSS |  |  |  | , | FALSE
BLUE LAKE 11013578 | EPSS | EPSS | EPSS | [14 empty] | Aerial Inspection |  | Ground Inspection | [19 empty] | EPSS, | EPSS | EPSS | EPSS,Ground Inspection, | EPSS Ground Inspection | EPSS Ground Inspection | EPSS,Aerial Inspection, | EPSS Aerial Inspection | EPSS Aerial Inspection |  |  |  | , | FALSE
GREEN VALLEY 210182789 | EPSS | EPSS | EPSS | [36 empty] | EPSS, | EPSS | EPSS | EPSS, | EPSS | EPSS | EPSS, | EPSS | EPSS |  |  |  | , | FALSE
EAST NICOLAUS 11031254 | EPSS | EPSS | EPSS | [16 empty] | Ground Inspection | Ground Inspection | [18 empty] | EPSS, | EPSS | EPSS | EPSS,Ground Inspection, | EPSS Ground Inspection | EPSS Ground Inspection | EPSS,Ground Inspection, | EPSS Ground Inspection | EPSS Ground Inspection |  |  |  | , | FALSE
PANORAMA 11021342 | EPSS | EPSS | EPSS | [16 empty] | Ground Inspection | [8 empty] | Down Conductor Detection (DCD) | [10 empty] | EPSS, | EPSS | EPSS | EPSS,Ground Inspection,Down Conductor Detection (DCD), | EPSS Ground Inspection Down Conductor Detection (DCD) | EPSS Ground Inspection Down Conductor Detection (DCD) | EPSS, | EPSS | EPSS |  |  |  | , | FALSE
COALINGA NO 2 1107793144 | EPSS | EPSS | EPSS | [36 empty] | EPSS, | EPSS | EPSS | EPSS, | EPSS | EPSS | EPSS, | EPSS | EPSS |  |  |  | , | FALSE
CATLETT 1102CB | EPSS | EPSS | EPSS | [16 empty] | Ground Inspection | Ground Inspection | [18 empty] | EPSS, | EPSS | EPSS | EPSS,Ground Inspection, | EPSS Ground Inspection | EPSS Ground Inspection | EPSS,Ground Inspection, | EPSS Ground Inspection | EPSS Ground Inspection |  |  |  | , | FALSE
AVENA 1702CB | EPSS | EPSS | EPSS | [15 empty] | Ground Inspection | Ground Inspection | [19 empty] | EPSS,Ground Inspection, | EPSS Ground Inspection | EPSS Ground Inspection | EPSS,Ground Inspection, | EPSS Ground Inspection | EPSS Ground Inspection | EPSS, | EPSS | EPSS |  |  |  | , | FALSE
LIVINGSTON 1101CB | EPSS | EPSS | EPSS | [17 empty] | Ground Inspection | [18 empty] | EPSS, | EPSS | EPSS | EPSS, | EPSS | EPSS | EPSS,Ground Inspection, | EPSS Ground Inspection | EPSS Ground Inspection |  |  |  | , | FALSE
BANTA 1103CB | EPSS | EPSS | EPSS | [15 empty] | Ground Inspection |  | Ground Inspection | [18 empty] | EPSS,Ground Inspection, | EPSS Ground Inspection | EPSS Ground Inspection | EPSS, | EPSS | EPSS | EPSS,Ground Inspection, | EPSS Ground Inspection | EPSS Ground Inspection |  |  |  | , | FALSE
FIREBAUGH 11013430 | EPSS | EPSS | EPSS | [15 empty] | Ground Inspection |  | Ground Inspection | [18 empty] | EPSS,Ground Inspection, | EPSS Ground Inspection | EPSS Ground Inspection | EPSS, | EPSS | EPSS | EPSS,Ground Inspection, | EPSS Ground Inspection | EPSS Ground Inspection |  |  |  | , | FALSE
CONTRA COSTA 2112CB | EPSS | EPSS | EPSS | [16 empty] | Ground Inspection | [19 empty] | EPSS, | EPSS | EPSS | EPSS,Ground Inspection, | EPSS Ground Inspection | EPSS Ground Inspection | EPSS, | EPSS | EPSS |  |  |  | , | FALSE
KERMAN 1101R42 | EPSS | EPSS | EPSS | [36 empty] | EPSS, | EPSS | EPSS | EPSS, | EPSS | EPSS | EPSS, | EPSS | EPSS |  |  |  | , | FALSE
WHEELER RIDGE 11031609 | EPSS | EPSS | EPSS | [15 empty] | Ground Inspection |  | Ground Inspection | [18 empty] | EPSS,Ground Inspection, | EPSS Ground Inspection | EPSS Ground Inspection | EPSS, | EPSS | EPSS | EPSS,Ground Inspection, | EPSS Ground Inspection | EPSS Ground Inspection |  |  |  | , | FALSE
MISSION (X) 1124CB | EPSS | EPSS | EPSS | [15 empty] | Ground Inspection | [20 empty] | EPSS,Ground Inspection, | EPSS Ground Inspection | EPSS Ground Inspection | EPSS, | EPSS | EPSS | EPSS, | EPSS | EPSS |  |  |  | , | FALSE
SANTA NELLA 11049660 | EPSS | EPSS | EPSS | [36 empty] | EPSS, | EPSS | EPSS | EPSS, | EPSS | EPSS | EPSS, | EPSS | EPSS |  |  |  | , | FALSE
OLD RIVER 1101479636 | EPSS | EPSS | EPSS | [17 empty] | Ground Inspection | [18 empty] | EPSS, | EPSS | EPSS | EPSS, | EPSS | EPSS | EPSS,Ground Inspection, | EPSS Ground Inspection | EPSS Ground Inspection |  |  |  | , | FALSE
COLONY 110236728 | EPSS | EPSS | EPSS | [17 empty] | Ground Inspection | [18 empty] | EPSS, | EPSS | EPSS | EPSS, | EPSS | EPSS | EPSS,Ground Inspection, | EPSS Ground Inspection | EPSS Ground Inspection |  |  |  | , | FALSE
CANTUA 1101CB | EPSS | EPSS | EPSS | [17 empty] | Ground Inspection | [18 empty] | EPSS, | EPSS | EPSS | EPSS, | EPSS | EPSS | EPSS,Ground Inspection, | EPSS Ground Inspection | EPSS Ground Inspection |  |  |  | , | FALSE
SCHINDLER 1111CB | EPSS | EPSS | EPSS | [17 empty] | Ground Inspection | [18 empty] | EPSS, | EPSS | EPSS | EPSS, | EPSS | EPSS | EPSS,Ground Inspection, | EPSS Ground Inspection | EPSS Ground Inspection |  |  |  | , | FALSE
CHOLAME 2102127926 | EPSS | EPSS | EPSS | [16 empty] | Ground Inspection | [19 empty] | EPSS, | EPSS | EPSS | EPSS,Ground Inspection, | EPSS Ground Inspection | EPSS Ground Inspection | EPSS, | EPSS | EPSS |  |  |  | , | FALSE
ANGIOLA 110457276 | EPSS | EPSS | EPSS | [15 empty] | Ground Inspection | [20 empty] | EPSS,Ground Inspection, | EPSS Ground Inspection | EPSS Ground Inspection | EPSS, | EPSS | EPSS | EPSS, | EPSS | EPSS |  |  |  | , | FALSE
EL PECO 11062040 | EPSS | EPSS | EPSS | [36 empty] | EPSS, | EPSS | EPSS | EPSS, | EPSS | EPSS | EPSS, | EPSS | EPSS |  |  |  | , | FALSE
7TH STANDARD 21031381 | EPSS | EPSS | EPSS | [15 empty] | Ground Inspection | [20 empty] | EPSS,Ground Inspection, | EPSS Ground Inspection | EPSS Ground Inspection | EPSS, | EPSS | EPSS | EPSS, | EPSS | EPSS |  |  |  | , | FALSE
DINUBA 11057030 | EPSS | EPSS | EPSS | [15 empty] | Ground Inspection | [20 empty] | EPSS,Ground Inspection, | EPSS Ground Inspection | EPSS Ground Inspection | EPSS, | EPSS | EPSS | EPSS, | EPSS | EPSS |  |  |  | , | FALSE
PEACHTON 110386522 | EPSS | EPSS | EPSS | [16 empty] | Ground Inspection | [19 empty] | EPSS, | EPSS | EPSS | EPSS,Ground Inspection, | EPSS Ground Inspection | EPSS Ground Inspection | EPSS, | EPSS | EPSS |  |  |  | , | FALSE
BONITA 11015740 | EPSS | EPSS | EPSS | [15 empty] | Ground Inspection | Ground Inspection | [19 empty] | EPSS,Ground Inspection, | EPSS Ground Inspection | EPSS Ground Inspection | EPSS,Ground Inspection, | EPSS Ground Inspection | EPSS Ground Inspection | EPSS, | EPSS | EPSS |  |  |  | , | FALSE
LE GRAND 1112CB | EPSS | EPSS | EPSS | [15 empty] | Ground Inspection | [20 empty] | EPSS,Ground Inspection, | EPSS Ground Inspection | EPSS Ground Inspection | EPSS, | EPSS | EPSS | EPSS, | EPSS | EPSS |  |  |  | , | FALSE
COPUS 1103CB | EPSS | EPSS | EPSS | [17 empty] | Ground Inspection | [18 empty] | EPSS, | EPSS | EPSS | EPSS, | EPSS | EPSS | EPSS,Ground Inspection, | EPSS Ground Inspection | EPSS Ground Inspection |  |  |  | , | FALSE
MERIDIAN 110253048 | EPSS | EPSS | EPSS | [36 empty] | EPSS, | EPSS | EPSS | EPSS, | EPSS | EPSS | EPSS, | EPSS | EPSS |  |  |  | , | FALSE
CRESSEY 21037022 | EPSS | EPSS | EPSS | [15 empty] | Ground Inspection | [20 empty] | EPSS,Ground Inspection, | EPSS Ground Inspection | EPSS Ground Inspection | EPSS, | EPSS | EPSS | EPSS, | EPSS | EPSS |  |  |  | , | FALSE
ATWATER 110342444 | EPSS | EPSS | EPSS | [16 empty] | Ground Inspection | [19 empty] | EPSS, | EPSS | EPSS | EPSS,Ground Inspection, | EPSS Ground Inspection | EPSS Ground Inspection | EPSS, | EPSS | EPSS |  |  |  | , | FALSE
BIOLA 110489728 | EPSS | EPSS | EPSS | [17 empty] | Ground Inspection | [18 empty] | EPSS, | EPSS | EPSS | EPSS, | EPSS | EPSS | EPSS,Ground Inspection, | EPSS Ground Inspection | EPSS Ground Inspection |  |  |  | , | FALSE
SANGER 1114R3000 | EPSS | EPSS | EPSS | [16 empty] | Ground Inspection | [19 empty] | EPSS, | EPSS | EPSS | EPSS,Ground Inspection, | EPSS Ground Inspection | EPSS Ground Inspection | EPSS, | EPSS | EPSS |  |  |  | , | FALSE
HURON 110697762 | EPSS | EPSS | EPSS | [36 empty] | EPSS, | EPSS | EPSS | EPSS, | EPSS | EPSS | EPSS, | EPSS | EPSS |  |  |  | , | FALSE
KINGSBURG 111677276 | EPSS | EPSS | EPSS | [36 empty] | EPSS, | EPSS | EPSS | EPSS, | EPSS | EPSS | EPSS, | EPSS | EPSS |  |  |  | , | FALSE
BOGUE 11067398 | EPSS | EPSS | EPSS | [15 empty] | Ground Inspection | [20 empty] | EPSS,Ground Inspection, | EPSS Ground Inspection | EPSS Ground Inspection | EPSS, | EPSS | EPSS | EPSS, | EPSS | EPSS |  |  |  | , | FALSE
PUEBLO 1105696 | EPSS | EPSS | EPSS | [13 empty] | Aerial Inspection |  | Ground Inspection | [9 empty] | Down Conductor Detection (DCD) | [10 empty] | EPSS,Ground Inspection, | EPSS Ground Inspection | EPSS Ground Inspection | EPSS,Aerial Inspection,Down Conductor Detection (DCD), | EPSS Aerial Inspection Down Conductor Detection (DCD) | EPSS Aerial Inspection Down Conductor Detection (DCD) | EPSS, | EPSS | EPSS |  |  |  | , | FALSE
SCHINDLER 1116CB | EPSS | EPSS | EPSS | [17 empty] | Ground Inspection | [18 empty] | EPSS, | EPSS | EPSS | EPSS, | EPSS | EPSS | EPSS,Ground Inspection, | EPSS Ground Inspection | EPSS Ground Inspection |  |  |  | , | FALSE
MORMON 110210274 | EPSS | EPSS | EPSS | [15 empty] | Ground Inspection | Ground Inspection | [19 empty] | EPSS,Ground Inspection, | EPSS Ground Inspection | EPSS Ground Inspection | EPSS,Ground Inspection, | EPSS Ground Inspection | EPSS Ground Inspection | EPSS, | EPSS | EPSS |  |  |  | , | FALSE
CATLETT 11022512 | EPSS | EPSS | EPSS | [16 empty] | Ground Inspection | Ground Inspection | [18 empty] | EPSS, | EPSS | EPSS | EPSS,Ground Inspection, | EPSS Ground Inspection | EPSS Ground Inspection | EPSS,Ground Inspection, | EPSS Ground Inspection | EPSS Ground Inspection |  |  |  | , | FALSE
HERDLYN 1102608254 | EPSS | EPSS | EPSS | [15 empty] | Ground Inspection | [20 empty] | EPSS,Ground Inspection, | EPSS Ground Inspection | EPSS Ground Inspection | EPSS, | EPSS | EPSS | EPSS, | EPSS | EPSS |  |  |  | , | FALSE
RIVERBANK 1711CB | EPSS | EPSS | EPSS | [15 empty] | Ground Inspection | Ground Inspection | Ground Inspection | [18 empty] | EPSS,Ground Inspection, | EPSS Ground Inspection | EPSS Ground Inspection | EPSS,Ground Inspection, | EPSS Ground Inspection | EPSS Ground Inspection | EPSS,Ground Inspection, | EPSS Ground Inspection | EPSS Ground Inspection |  |  |  | , | FALSE
LE GRAND 1106141672 | EPSS | EPSS | EPSS | [15 empty] | Ground Inspection | Ground Inspection | [19 empty] | EPSS,Ground Inspection, | EPSS Ground Inspection | EPSS Ground Inspection | EPSS,Ground Inspection, | EPSS Ground Inspection | EPSS Ground Inspection | EPSS, | EPSS | EPSS |  |  |  | , | FALSE
MC CALL 1106640598 | EPSS | EPSS | EPSS | [36 empty] | EPSS, | EPSS | EPSS | EPSS, | EPSS | EPSS | EPSS, | EPSS | EPSS |  |  |  | , | FALSE
DAIRYLAND 1113CB | EPSS | EPSS | EPSS | [15 empty] | Ground Inspection | Ground Inspection | [19 empty] | EPSS,Ground Inspection, | EPSS Ground Inspection | EPSS Ground Inspection | EPSS,Ground Inspection, | EPSS Ground Inspection | EPSS Ground Inspection | EPSS, | EPSS | EPSS |  |  |  | , | FALSE
BIOLA 11016270 | EPSS | EPSS | EPSS | [36 empty] | EPSS, | EPSS | EPSS | EPSS, | EPSS | EPSS | EPSS, | EPSS | EPSS |  |  |  | , | FALSE
EL PECO 1106CB | EPSS | EPSS | EPSS | [16 empty] | Ground Inspection | [19 empty] | EPSS, | EPSS | EPSS | EPSS,Ground Inspection, | EPSS Ground Inspection | EPSS Ground Inspection | EPSS, | EPSS | EPSS |  |  |  | , | FALSE
MIDDLE RIVER 110395572 | EPSS | EPSS | EPSS | [15 empty] | Ground Inspection | [20 empty] | EPSS,Ground Inspection, | EPSS Ground Inspection | EPSS Ground Inspection | EPSS, | EPSS | EPSS | EPSS, | EPSS | EPSS |  |  |  | , | FALSE
LEMOORE 1101719720 | EPSS | EPSS | EPSS | [36 empty] | EPSS, | EPSS | EPSS | EPSS, | EPSS | EPSS | EPSS, | EPSS | EPSS |  |  |  | , | FALSE
GUERNSEY 1103849262 | EPSS | EPSS | EPSS | [36 empty] | EPSS, | EPSS | EPSS | EPSS, | EPSS | EPSS | EPSS, | EPSS | EPSS |  |  |  | , | FALSE
RICE 110379200 | EPSS | EPSS | EPSS | [36 empty] | EPSS, | EPSS | EPSS | EPSS, | EPSS | EPSS | EPSS, | EPSS | EPSS |  |  |  | , | FALSE
SAN JOAQUIN 1108R1700 | EPSS | EPSS | EPSS | [36 empty] | EPSS, | EPSS | EPSS | EPSS, | EPSS | EPSS | EPSS, | EPSS | EPSS |  |  |  | , | FALSE
EAST NICOLAUS 11011358 | EPSS | EPSS | EPSS | [16 empty] | Ground Inspection | [19 empty] | EPSS, | EPSS | EPSS | EPSS,Ground Inspection, | EPSS Ground Inspection | EPSS Ground Inspection | EPSS, | EPSS | EPSS |  |  |  | , | FALSE
EL PECO 11054010 | EPSS | EPSS | EPSS | [15 empty] | Ground Inspection | [20 empty] | EPSS,Ground Inspection, | EPSS Ground Inspection | EPSS Ground Inspection | EPSS, | EPSS | EPSS | EPSS, | EPSS | EPSS |  |  |  | , | FALSE
GRAND ISLAND 222322452 | EPSS | EPSS | EPSS | [17 empty] | Ground Inspection | [18 empty] | EPSS, | EPSS | EPSS | EPSS, | EPSS | EPSS | EPSS,Ground Inspection, | EPSS Ground Inspection | EPSS Ground Inspection |  |  |  | , | FALSE
STROUD 1104R435 | EPSS | EPSS | EPSS | [16 empty] | Ground Inspection | [19 empty] | EPSS, | EPSS | EPSS | EPSS,Ground Inspection, | EPSS Ground Inspection | EPSS Ground Inspection | EPSS, | EPSS | EPSS |  |  |  | , | FALSE
MC CALL 11064282F | EPSS | EPSS | EPSS | [17 empty] | Ground Inspection | [18 empty] | EPSS, | EPSS | EPSS | EPSS, | EPSS | EPSS | EPSS,Ground Inspection, | EPSS Ground Inspection | EPSS Ground Inspection |  |  |  | , | FALSE
WATERLOO 110112968 | EPSS | EPSS | EPSS | [15 empty] | Ground Inspection | Ground Inspection | [19 empty] | EPSS,Ground Inspection, | EPSS Ground Inspection | EPSS Ground Inspection | EPSS,Ground Inspection, | EPSS Ground Inspection | EPSS Ground Inspection | EPSS, | EPSS | EPSS |  |  |  | , | FALSE
STROUD 110449602 | EPSS | EPSS | EPSS | [36 empty] | EPSS, | EPSS | EPSS | EPSS, | EPSS | EPSS | EPSS, | EPSS | EPSS |  |  |  | , | FALSE
BELLEVUE 1102182 | EPSS | EPSS | EPSS | [17 empty] | Ground Inspection | [18 empty] | EPSS, | EPSS | EPSS | EPSS, | EPSS | EPSS | EPSS,Ground Inspection, | EPSS Ground Inspection | EPSS Ground Inspection |  |  |  | , | FALSE
BASALT 1106783176 | EPSS | EPSS | EPSS | [15 empty] | Ground Inspection |  | Ground Inspection | [7 empty] | Down Conductor Detection (DCD) | [10 empty] | EPSS,Ground Inspection, | EPSS Ground Inspection | EPSS Ground Inspection | EPSS,Down Conductor Detection (DCD), | EPSS Down Conductor Detection (DCD) | EPSS Down Conductor Detection (DCD) | EPSS,Ground Inspection, | EPSS Ground Inspection | EPSS Ground Inspection |  |  |  | , | FALSE
LAKEVIEW 1107CB | EPSS | EPSS | EPSS | [15 empty] | Ground Inspection |  | Ground Inspection | [18 empty] | EPSS,Ground Inspection, | EPSS Ground Inspection | EPSS Ground Inspection | EPSS, | EPSS | EPSS | EPSS,Ground Inspection, | EPSS Ground Inspection | EPSS Ground Inspection |  |  |  | , | FALSE
BOWLES 11016220 | EPSS | EPSS | EPSS | [16 empty] | Ground Inspection | [19 empty] | EPSS, | EPSS | EPSS | EPSS,Ground Inspection, | EPSS Ground Inspection | EPSS Ground Inspection | EPSS, | EPSS | EPSS |  |  |  | , | FALSE
ATWATER 110264566 | EPSS | EPSS | EPSS | [16 empty] | Ground Inspection | Ground Inspection | [18 empty] | EPSS, | EPSS | EPSS | EPSS,Ground Inspection, | EPSS Ground Inspection | EPSS Ground Inspection | EPSS,Ground Inspection, | EPSS Ground Inspection | EPSS Ground Inspection |  |  |  | , | FALSE
EAST NICOLAUS 1101CB | EPSS | EPSS | EPSS | [16 empty] | Ground Inspection | [19 empty] | EPSS, | EPSS | EPSS | EPSS,Ground Inspection, | EPSS Ground Inspection | EPSS Ground Inspection | EPSS, | EPSS | EPSS |  |  |  | , | FALSE
PLAINFIELD 110146254 | EPSS | EPSS | EPSS | [15 empty] | Ground Inspection | Ground Inspection | [19 empty] | EPSS,Ground Inspection, | EPSS Ground Inspection | EPSS Ground Inspection | EPSS,Ground Inspection, | EPSS Ground Inspection | EPSS Ground Inspection | EPSS, | EPSS | EPSS |  |  |  | , | FALSE
HALF MOON BAY 110155210 | EPSS | EPSS | EPSS | [36 empty] | EPSS, | EPSS | EPSS | EPSS, | EPSS | EPSS | EPSS, | EPSS | EPSS |  |  |  | , | FALSE
GRAND ISLAND 22272802 | EPSS | EPSS | EPSS | [17 empty] | Ground Inspection | [18 empty] | EPSS, | EPSS | EPSS | EPSS, | EPSS | EPSS | EPSS,Ground Inspection, | EPSS Ground Inspection | EPSS Ground Inspection |  |  |  | , | FALSE
WILLIAMS 110230222 | EPSS | EPSS | EPSS | [16 empty] | Ground Inspection | [19 empty] | EPSS, | EPSS | EPSS | EPSS,Ground Inspection, | EPSS Ground Inspection | EPSS Ground Inspection | EPSS, | EPSS | EPSS |  |  |  | , | FALSE
BAHIA 1104997506 | EPSS | EPSS | EPSS | [36 empty] | EPSS, | EPSS | EPSS | EPSS, | EPSS | EPSS | EPSS, | EPSS | EPSS |  |  |  | , | FALSE
PEASE 11031306 | EPSS | EPSS | EPSS | [17 empty] | Ground Inspection | [18 empty] | EPSS, | EPSS | EPSS | EPSS, | EPSS | EPSS | EPSS,Ground Inspection, | EPSS Ground Inspection | EPSS Ground Inspection |  |  |  | , | FALSE
MARYSVILLE 1108740650 | EPSS | EPSS | EPSS | [36 empty] | EPSS, | EPSS | EPSS | EPSS, | EPSS | EPSS | EPSS, | EPSS | EPSS |  |  |  | , | FALSE
ANGIOLA 110241516 | EPSS | EPSS | EPSS | [15 empty] | Ground Inspection | [20 empty] | EPSS,Ground Inspection, | EPSS Ground Inspection | EPSS Ground Inspection | EPSS, | EPSS | EPSS | EPSS, | EPSS | EPSS |  |  |  | , | FALSE
FRENCH CAMP 11028038 | EPSS | EPSS | EPSS | [15 empty] | Ground Inspection | Ground Inspection | [19 empty] | EPSS,Ground Inspection, | EPSS Ground Inspection | EPSS Ground Inspection | EPSS,Ground Inspection, | EPSS Ground Inspection | EPSS Ground Inspection | EPSS, | EPSS | EPSS |  |  |  | , | FALSE
WATERLOO 1102CB | EPSS | EPSS | EPSS | [16 empty] | Ground Inspection | [19 empty] | EPSS, | EPSS | EPSS | EPSS,Ground Inspection, | EPSS Ground Inspection | EPSS Ground Inspection | EPSS, | EPSS | EPSS |  |  |  | , | FALSE
WILSON 1102CB | EPSS | EPSS | EPSS | [15 empty] | Ground Inspection | [20 empty] | EPSS,Ground Inspection, | EPSS Ground Inspection | EPSS Ground Inspection | EPSS, | EPSS | EPSS | EPSS, | EPSS | EPSS |  |  |  | , | FALSE
CLARKSVILLE 210955666 | EPSS | EPSS | EPSS | [17 empty] | Ground Inspection | [18 empty] | EPSS, | EPSS | EPSS | EPSS, | EPSS | EPSS | EPSS,Ground Inspection, | EPSS Ground Inspection | EPSS Ground Inspection |  |  |  | , | FALSE
TEJON 1103CB | EPSS | EPSS | EPSS | [15 empty] | Ground Inspection | [20 empty] | EPSS,Ground Inspection, | EPSS Ground Inspection | EPSS Ground Inspection | EPSS, | EPSS | EPSS | EPSS, | EPSS | EPSS |  |  |  | , | FALSE
PARLIER 11046800 | EPSS | EPSS | EPSS | [17 empty] | Ground Inspection | [18 empty] | EPSS, | EPSS | EPSS | EPSS, | EPSS | EPSS | EPSS,Ground Inspection, | EPSS Ground Inspection | EPSS Ground Inspection |  |  |  | , | FALSE
SAN JOAQUIN 1112CB | EPSS | EPSS | EPSS | [36 empty] | EPSS, | EPSS | EPSS | EPSS, | EPSS | EPSS | EPSS, | EPSS | EPSS |  |  |  | , | FALSE
MC KEE 1107XR010 | EPSS | EPSS | EPSS | [13 empty] | Aerial Inspection |  | Ground Inspection | [20 empty] | EPSS,Ground Inspection, | EPSS Ground Inspection | EPSS Ground Inspection | EPSS,Aerial Inspection, | EPSS Aerial Inspection | EPSS Aerial Inspection | EPSS, | EPSS | EPSS |  |  |  | , | FALSE
COTATI 110578286 | EPSS | EPSS | EPSS | [17 empty] | Ground Inspection | [6 empty] | Down Conductor Detection (DCD) | [11 empty] | EPSS,Down Conductor Detection (DCD), | EPSS Down Conductor Detection (DCD) | EPSS Down Conductor Detection (DCD) | EPSS, | EPSS | EPSS | EPSS,Ground Inspection, | EPSS Ground Inspection | EPSS Ground Inspection |  |  |  | , | FALSE
MIDDLE RIVER 1102CB | EPSS | EPSS | EPSS | [36 empty] | EPSS, | EPSS | EPSS | EPSS, | EPSS | EPSS | EPSS, | EPSS | EPSS |  |  |  | , | FALSE
LAKEVIEW 11061632 | EPSS | EPSS | EPSS | [15 empty] | Ground Inspection | [20 empty] | EPSS,Ground Inspection, | EPSS Ground Inspection | EPSS Ground Inspection | EPSS, | EPSS | EPSS | EPSS, | EPSS | EPSS |  |  |  | , | FALSE
VICTOR 110236800 | EPSS | EPSS | EPSS | [17 empty] | Ground Inspection | [18 empty] | EPSS, | EPSS | EPSS | EPSS, | EPSS | EPSS | EPSS,Ground Inspection, | EPSS Ground Inspection | EPSS Ground Inspection |  |  |  | , | FALSE
FULTON 1105921 | EPSS | EPSS | EPSS | [17 empty] | Ground Inspection | [18 empty] | EPSS, | EPSS | EPSS | EPSS, | EPSS | EPSS | EPSS,Ground Inspection, | EPSS Ground Inspection | EPSS Ground Inspection |  |  |  | , | FALSE
TEVIS 21044401 | EPSS | EPSS | EPSS | [16 empty] | Ground Inspection | [19 empty] | EPSS, | EPSS | EPSS | EPSS,Ground Inspection, | EPSS Ground Inspection | EPSS Ground Inspection | EPSS, | EPSS | EPSS |  |  |  | , | FALSE
RAINBOW 1106R610 | EPSS | EPSS | EPSS | [16 empty] | Ground Inspection | Ground Inspection | [18 empty] | EPSS, | EPSS | EPSS | EPSS,Ground Inspection, | EPSS Ground Inspection | EPSS Ground Inspection | EPSS,Ground Inspection, | EPSS Ground Inspection | EPSS Ground Inspection |  |  |  | , | FALSE
MORGAN HILL 2110814616 | EPSS | EPSS | EPSS | [14 empty] | Aerial Inspection |  | Ground Inspection | [19 empty] | EPSS, | EPSS | EPSS | EPSS,Ground Inspection, | EPSS Ground Inspection | EPSS Ground Inspection | EPSS,Aerial Inspection, | EPSS Aerial Inspection | EPSS Aerial Inspection |  |  |  | , | FALSE
BARRY 11032020 | EPSS | EPSS | EPSS | [36 empty] | EPSS, | EPSS | EPSS | EPSS, | EPSS | EPSS | EPSS, | EPSS | EPSS |  |  |  | , | FALSE
SCHINDLER 11149120 | EPSS | EPSS | EPSS | [36 empty] | EPSS, | EPSS | EPSS | EPSS, | EPSS | EPSS | EPSS, | EPSS | EPSS |  |  |  | , | FALSE
WHEATLAND 110436326 | EPSS | EPSS | EPSS | [17 empty] | Ground Inspection | [18 empty] | EPSS, | EPSS | EPSS | EPSS, | EPSS | EPSS | EPSS,Ground Inspection, | EPSS Ground Inspection | EPSS Ground Inspection |  |  |  | , | FALSE
CAMDEN 1104CB | EPSS | EPSS | EPSS | [15 empty] | Ground Inspection | [20 empty] | EPSS,Ground Inspection, | EPSS Ground Inspection | EPSS Ground Inspection | EPSS, | EPSS | EPSS | EPSS, | EPSS | EPSS |  |  |  | , | FALSE
CAPAY 110286444 | EPSS | EPSS | EPSS | [15 empty] | Ground Inspection |  | Ground Inspection | [18 empty] | EPSS,Ground Inspection, | EPSS Ground Inspection | EPSS Ground Inspection | EPSS, | EPSS | EPSS | EPSS,Ground Inspection, | EPSS Ground Inspection | EPSS Ground Inspection |  |  |  | , | FALSE
JACINTO 110247800 | EPSS | EPSS | EPSS | [16 empty] | Ground Inspection | [19 empty] | EPSS, | EPSS | EPSS | EPSS,Ground Inspection, | EPSS Ground Inspection | EPSS Ground Inspection | EPSS, | EPSS | EPSS |  |  |  | , | FALSE
PRUNEDALE 110736920 | EPSS | EPSS | EPSS | [16 empty] | Ground Inspection | Ground Inspection | [18 empty] | EPSS, | EPSS | EPSS | EPSS,Ground Inspection, | EPSS Ground Inspection | EPSS Ground Inspection | EPSS,Ground Inspection, | EPSS Ground Inspection | EPSS Ground Inspection |  |  |  | , | FALSE
EL PECO 11026030 | EPSS | EPSS | EPSS | [36 empty] | EPSS, | EPSS | EPSS | EPSS, | EPSS | EPSS | EPSS, | EPSS | EPSS |  |  |  | , | FALSE
SANTA MARIA 1105M42 | EPSS | EPSS | EPSS | [36 empty] | EPSS, | EPSS | EPSS | EPSS, | EPSS | EPSS | EPSS, | EPSS | EPSS |  |  |  | , | FALSE
SAN JOAQUIN 1112874392 | EPSS | EPSS | EPSS | [36 empty] | EPSS, | EPSS | EPSS | EPSS, | EPSS | EPSS | EPSS, | EPSS | EPSS |  |  |  | , | FALSE
TEVIS 2104CB | EPSS | EPSS | EPSS | [16 empty] | Ground Inspection | Ground Inspection | [18 empty] | EPSS, | EPSS | EPSS | EPSS,Ground Inspection, | EPSS Ground Inspection | EPSS Ground Inspection | EPSS,Ground Inspection, | EPSS Ground Inspection | EPSS Ground Inspection |  |  |  | , | FALSE
BARRY 1101CB | EPSS | EPSS | EPSS | [15 empty] | Ground Inspection | Ground Inspection | [19 empty] | EPSS,Ground Inspection, | EPSS Ground Inspection | EPSS Ground Inspection | EPSS,Ground Inspection, | EPSS Ground Inspection | EPSS Ground Inspection | EPSS, | EPSS | EPSS |  |  |  | , | FALSE
IGNACIO 11021240 | EPSS | EPSS | EPSS | [36 empty] | EPSS, | EPSS | EPSS | EPSS, | EPSS | EPSS | EPSS, | EPSS | EPSS |  |  |  | , | FALSE
BOWLES 11046190 | EPSS | EPSS | EPSS | [16 empty] | Ground Inspection | [19 empty] | EPSS, | EPSS | EPSS | EPSS,Ground Inspection, | EPSS Ground Inspection | EPSS Ground Inspection | EPSS, | EPSS | EPSS |  |  |  | , | FALSE
CARUTHERS 1105553830 | EPSS | EPSS | EPSS | [15 empty] | Ground Inspection | [20 empty] | EPSS,Ground Inspection, | EPSS Ground Inspection | EPSS Ground Inspection | EPSS, | EPSS | EPSS | EPSS, | EPSS | EPSS |  |  |  | , | FALSE
MORMON 1102344118 | EPSS | EPSS | EPSS | [15 empty] | Ground Inspection | [20 empty] | EPSS,Ground Inspection, | EPSS Ground Inspection | EPSS Ground Inspection | EPSS, | EPSS | EPSS | EPSS, | EPSS | EPSS |  |  |  | , | FALSE
MARICOPA 1101CB | EPSS | EPSS | EPSS | [36 empty] | EPSS, | EPSS | EPSS | EPSS, | EPSS | EPSS | EPSS, | EPSS | EPSS |  |  |  | , | FALSE
CORCORAN 1106176636 | EPSS | EPSS | EPSS | [15 empty] | Ground Inspection | [20 empty] | EPSS,Ground Inspection, | EPSS Ground Inspection | EPSS Ground Inspection | EPSS, | EPSS | EPSS | EPSS, | EPSS | EPSS |  |  |  | , | FALSE
RIVERBANK 17159020 | EPSS | EPSS | EPSS | [36 empty] | EPSS, | EPSS | EPSS | EPSS, | EPSS | EPSS | EPSS, | EPSS | EPSS |  |  |  | , | FALSE
KEARNEY 1104D4939 | EPSS | EPSS | EPSS | [36 empty] | EPSS, | EPSS | EPSS | EPSS, | EPSS | EPSS | EPSS, | EPSS | EPSS |  |  |  | , | FALSE
CANAL 110192709 | EPSS | EPSS | EPSS | [15 empty] | Ground Inspection |  | Ground Inspection | [18 empty] | EPSS,Ground Inspection, | EPSS Ground Inspection | EPSS Ground Inspection | EPSS, | EPSS | EPSS | EPSS,Ground Inspection, | EPSS Ground Inspection | EPSS Ground Inspection |  |  |  | , | FALSE
CASTROVILLE 2103791564 | EPSS | EPSS | EPSS | [16 empty] | Ground Inspection | Ground Inspection | [18 empty] | EPSS, | EPSS | EPSS | EPSS,Ground Inspection, | EPSS Ground Inspection | EPSS Ground Inspection | EPSS,Ground Inspection, | EPSS Ground Inspection | EPSS Ground Inspection |  |  |  | , | FALSE
OLD RIVER 11023310 | EPSS | EPSS | EPSS | [15 empty] | Ground Inspection |  | Ground Inspection | [18 empty] | EPSS,Ground Inspection, | EPSS Ground Inspection | EPSS Ground Inspection | EPSS, | EPSS | EPSS | EPSS,Ground Inspection, | EPSS Ground Inspection | EPSS Ground Inspection |  |  |  | , | FALSE
SANTA NELLA 11049600 | EPSS | EPSS | EPSS | [36 empty] | EPSS, | EPSS | EPSS | EPSS, | EPSS | EPSS | EPSS, | EPSS | EPSS |  |  |  | , | FALSE
CARRIZO PLAINS 1101CB | EPSS | EPSS | EPSS | [15 empty] | Ground Inspection | [20 empty] | EPSS,Ground Inspection, | EPSS Ground Inspection | EPSS Ground Inspection | EPSS, | EPSS | EPSS | EPSS, | EPSS | EPSS |  |  |  | , | FALSE
MC CALL 1108406358 | EPSS | EPSS | EPSS | [16 empty] | Ground Inspection | [19 empty] | EPSS, | EPSS | EPSS | EPSS,Ground Inspection, | EPSS Ground Inspection | EPSS Ground Inspection | EPSS, | EPSS | EPSS |  |  |  | , | FALSE
WATSONVILLE 2101905574 | EPSS | EPSS | EPSS | [36 empty] | EPSS, | EPSS | EPSS | EPSS, | EPSS | EPSS | EPSS, | EPSS | EPSS |  |  |  | , | FALSE
SEMITROPIC 1104CB | EPSS | EPSS | EPSS | [17 empty] | Ground Inspection | [18 empty] | EPSS, | EPSS | EPSS | EPSS, | EPSS | EPSS | EPSS,Ground Inspection, | EPSS Ground Inspection | EPSS Ground Inspection |  |  |  | , | FALSE
WRIGHT 1110288242 | EPSS | EPSS | EPSS | [36 empty] | EPSS, | EPSS | EPSS | EPSS, | EPSS | EPSS | EPSS, | EPSS | EPSS |  |  |  | , | FALSE
FRENCH CAMP 11021404 | EPSS | EPSS | EPSS | [15 empty] | Ground Inspection | Ground Inspection | [19 empty] | EPSS,Ground Inspection, | EPSS Ground Inspection | EPSS Ground Inspection | EPSS,Ground Inspection, | EPSS Ground Inspection | EPSS Ground Inspection | EPSS, | EPSS | EPSS |  |  |  | , | FALSE
DAVIS 11128902 | EPSS | EPSS | EPSS | [15 empty] | Ground Inspection | [20 empty] | EPSS,Ground Inspection, | EPSS Ground Inspection | EPSS Ground Inspection | EPSS, | EPSS | EPSS | EPSS, | EPSS | EPSS |  |  |  | , | FALSE
PEACHTON 1102181815 | EPSS | EPSS | EPSS | [36 empty] | EPSS, | EPSS | EPSS | EPSS, | EPSS | EPSS | EPSS, | EPSS | EPSS |  |  |  | , | FALSE
SANTA NELLA 110438984 | EPSS | EPSS | EPSS | [36 empty] | EPSS, | EPSS | EPSS | EPSS, | EPSS | EPSS | EPSS, | EPSS | EPSS |  |  |  | , | FALSE
MAGUNDEN 11064849 | EPSS | EPSS | EPSS | [36 empty] | EPSS, | EPSS | EPSS | EPSS, | EPSS | EPSS | EPSS, | EPSS | EPSS |  |  |  | , | FALSE
DOLAN ROAD 1101CB | EPSS | EPSS | EPSS | [16 empty] | Ground Inspection | Ground Inspection | [18 empty] | EPSS, | EPSS | EPSS | EPSS,Ground Inspection, | EPSS Ground Inspection | EPSS Ground Inspection | EPSS,Ground Inspection, | EPSS Ground Inspection | EPSS Ground Inspection |  |  |  | , | FALSE
TEMBLOR 2103CUST | EPSS | EPSS | EPSS | [36 empty] | EPSS, | EPSS | EPSS | EPSS, | EPSS | EPSS | EPSS, | EPSS | EPSS |  |  |  | , | FALSE
FIGARDEN 2102752669 | EPSS | EPSS | EPSS | [17 empty] | Ground Inspection | [18 empty] | EPSS, | EPSS | EPSS | EPSS, | EPSS | EPSS | EPSS,Ground Inspection, | EPSS Ground Inspection | EPSS Ground Inspection |  |  |  | , | FALSE
LAMONT 110280580 | EPSS | EPSS | EPSS | [36 empty] | EPSS, | EPSS | EPSS | EPSS, | EPSS | EPSS | EPSS, | EPSS | EPSS |  |  |  | , | FALSE
GOOSE LAKE 1106CB | EPSS | EPSS | EPSS | [36 empty] | EPSS, | EPSS | EPSS | EPSS, | EPSS | EPSS | EPSS, | EPSS | EPSS |  |  |  | , | FALSE
VACA DIXON 110355570 | EPSS | EPSS | EPSS | [16 empty] | Ground Inspection | [19 empty] | EPSS, | EPSS | EPSS | EPSS,Ground Inspection, | EPSS Ground Inspection | EPSS Ground Inspection | EPSS, | EPSS | EPSS |  |  |  | , | FALSE
MERCED 11144320 | EPSS | EPSS | EPSS | [36 empty] | EPSS, | EPSS | EPSS | EPSS, | EPSS | EPSS | EPSS, | EPSS | EPSS |  |  |  | , | FALSE
KERMAN 1104CB | EPSS | EPSS | EPSS | [36 empty] | EPSS, | EPSS | EPSS | EPSS, | EPSS | EPSS | EPSS, | EPSS | EPSS |  |  |  | , | FALSE
KINGSBURG 1113CB | EPSS | EPSS | EPSS | [36 empty] | EPSS, | EPSS | EPSS | EPSS, | EPSS | EPSS | EPSS, | EPSS | EPSS |  |  |  | , | FALSE
HENRIETTA 1108CB | EPSS | EPSS | EPSS | [36 empty] | EPSS, | EPSS | EPSS | EPSS, | EPSS | EPSS | EPSS, | EPSS | EPSS |  |  |  | , | FALSE
TEMPLETON 21085777 | EPSS | EPSS | EPSS | [14 empty] | Aerial Inspection | Ground Inspection | Ground Inspection | [19 empty] | EPSS,Ground Inspection, | EPSS Ground Inspection | EPSS Ground Inspection | EPSS,Ground Inspection, | EPSS Ground Inspection | EPSS Ground Inspection | EPSS,Aerial Inspection, | EPSS Aerial Inspection | EPSS Aerial Inspection |  |  |  | , | FALSE
PACIFICA 1101777484 | EPSS | EPSS | EPSS | [18 empty] | Non-Pole Backlog | [17 empty] | EPSS,Non-Pole Backlog, | EPSS Non-Pole Backlog | EPSS Non-Pole Backlog | EPSS, | EPSS | EPSS | EPSS, | EPSS | EPSS |  |  |  | , | FALSE
GUSTINE 11019120 | EPSS | EPSS | EPSS | [16 empty] | Ground Inspection | [19 empty] | EPSS, | EPSS | EPSS | EPSS,Ground Inspection, | EPSS Ground Inspection | EPSS Ground Inspection | EPSS, | EPSS | EPSS |  |  |  | , | FALSE
DUNNIGAN 110137552 | EPSS | EPSS | EPSS | [17 empty] | Ground Inspection | [18 empty] | EPSS, | EPSS | EPSS | EPSS, | EPSS | EPSS | EPSS,Ground Inspection, | EPSS Ground Inspection | EPSS Ground Inspection |  |  |  | , | FALSE
GERBER 1102585548 | EPSS | EPSS | EPSS | [36 empty] | EPSS, | EPSS | EPSS | EPSS, | EPSS | EPSS | EPSS, | EPSS | EPSS |  |  |  | , | FALSE
SANTA NELLA 1101594884 | EPSS | EPSS | EPSS | [36 empty] | EPSS, | EPSS | EPSS | EPSS, | EPSS | EPSS | EPSS, | EPSS | EPSS |  |  |  | , | FALSE
LAKEVILLE 1101CB | EPSS | EPSS | EPSS | [36 empty] | EPSS, | EPSS | EPSS | EPSS, | EPSS | EPSS | EPSS, | EPSS | EPSS |  |  |  | , | FALSE
MC MULLIN 11046310 | EPSS | EPSS | EPSS | [16 empty] | Ground Inspection | [19 empty] | EPSS, | EPSS | EPSS | EPSS,Ground Inspection, | EPSS Ground Inspection | EPSS Ground Inspection | EPSS, | EPSS | EPSS |  |  |  | , | FALSE
ARBUCKLE 110237526 | EPSS | EPSS | EPSS | [36 empty] | EPSS, | EPSS | EPSS | EPSS, | EPSS | EPSS | EPSS, | EPSS | EPSS |  |  |  | , | FALSE
BOWLES 110136522 | EPSS | EPSS | EPSS | [36 empty] | EPSS, | EPSS | EPSS | EPSS, | EPSS | EPSS | EPSS, | EPSS | EPSS |  |  |  | , | FALSE
COPUS 11041447 | EPSS | EPSS | EPSS | [17 empty] | Ground Inspection | [18 empty] | EPSS, | EPSS | EPSS | EPSS, | EPSS | EPSS | EPSS,Ground Inspection, | EPSS Ground Inspection | EPSS Ground Inspection |  |  |  | , | FALSE
WEEDPATCH 110668866 | EPSS | EPSS | EPSS | [15 empty] | Ground Inspection |  | Ground Inspection | [18 empty] | EPSS,Ground Inspection, | EPSS Ground Inspection | EPSS Ground Inspection | EPSS, | EPSS | EPSS | EPSS,Ground Inspection, | EPSS Ground Inspection | EPSS Ground Inspection |  |  |  | , | FALSE
BAKERSFIELD 210447676 | EPSS | EPSS | EPSS | [36 empty] | EPSS, | EPSS | EPSS | EPSS, | EPSS | EPSS | EPSS, | EPSS | EPSS |  |  |  | , | FALSE
WEEDPATCH 1106205044 | EPSS | EPSS | EPSS | [15 empty] | Ground Inspection | [20 empty] | EPSS,Ground Inspection, | EPSS Ground Inspection | EPSS Ground Inspection | EPSS, | EPSS | EPSS | EPSS, | EPSS | EPSS |  |  |  | , | FALSE
EAST NICOLAUS 11031258 | EPSS | EPSS | EPSS | [16 empty] | Ground Inspection | Ground Inspection | [18 empty] | EPSS, | EPSS | EPSS | EPSS,Ground Inspection, | EPSS Ground Inspection | EPSS Ground Inspection | EPSS,Ground Inspection, | EPSS Ground Inspection | EPSS Ground Inspection |  |  |  | , | FALSE
SPENCE 1103581602 | EPSS | EPSS | EPSS | [36 empty] | EPSS, | EPSS | EPSS | EPSS, | EPSS | EPSS | EPSS, | EPSS | EPSS |  |  |  | , | FALSE
RIVERBANK 17127154 | EPSS | EPSS | EPSS | [15 empty] | Ground Inspection |  | Ground Inspection | [18 empty] | EPSS,Ground Inspection, | EPSS Ground Inspection | EPSS Ground Inspection | EPSS, | EPSS | EPSS | EPSS,Ground Inspection, | EPSS Ground Inspection | EPSS Ground Inspection |  |  |  | , | FALSE
AVENA 170113538 | EPSS | EPSS | EPSS | [16 empty] | Ground Inspection | [19 empty] | EPSS, | EPSS | EPSS | EPSS,Ground Inspection, | EPSS Ground Inspection | EPSS Ground Inspection | EPSS, | EPSS | EPSS |  |  |  | , | FALSE
PANOCHE 1102CB | EPSS | EPSS | EPSS | [17 empty] | Ground Inspection | [18 empty] | EPSS, | EPSS | EPSS | EPSS, | EPSS | EPSS | EPSS,Ground Inspection, | EPSS Ground Inspection | EPSS Ground Inspection |  |  |  | , | FALSE
PEACHTON 110255948 | EPSS | EPSS | EPSS | [17 empty] | Ground Inspection | [18 empty] | EPSS, | EPSS | EPSS | EPSS, | EPSS | EPSS | EPSS,Ground Inspection, | EPSS Ground Inspection | EPSS Ground Inspection |  |  |  | , | FALSE
GATES 1101934088 | EPSS | EPSS | EPSS | [15 empty] | Ground Inspection | [20 empty] | EPSS,Ground Inspection, | EPSS Ground Inspection | EPSS Ground Inspection | EPSS, | EPSS | EPSS | EPSS, | EPSS | EPSS |  |  |  | , | FALSE
TUDOR 11027448 | EPSS | EPSS | EPSS | [15 empty] | Ground Inspection | Ground Inspection | [19 empty] | EPSS,Ground Inspection, | EPSS Ground Inspection | EPSS Ground Inspection | EPSS,Ground Inspection, | EPSS Ground Inspection | EPSS Ground Inspection | EPSS, | EPSS | EPSS |  |  |  | , | FALSE
MC CALL 11076090 | EPSS | EPSS | EPSS | [16 empty] | Ground Inspection | Ground Inspection | [18 empty] | EPSS, | EPSS | EPSS | EPSS,Ground Inspection, | EPSS Ground Inspection | EPSS Ground Inspection | EPSS,Ground Inspection, | EPSS Ground Inspection | EPSS Ground Inspection |  |  |  | , | FALSE
LAKEVILLE 1102530 | EPSS | EPSS | EPSS | [36 empty] | EPSS, | EPSS | EPSS | EPSS, | EPSS | EPSS | EPSS, | EPSS | EPSS |  |  |  | , | FALSE
KINGSBURG 11166000 | EPSS | EPSS | EPSS | [16 empty] | Ground Inspection | [19 empty] | EPSS, | EPSS | EPSS | EPSS,Ground Inspection, | EPSS Ground Inspection | EPSS Ground Inspection | EPSS, | EPSS | EPSS |  |  |  | , | FALSE
SAN MIGUEL 1106N38 | EPSS | EPSS | EPSS | [14 empty] | Aerial Inspection |  | Ground Inspection | [19 empty] | EPSS, | EPSS | EPSS | EPSS,Ground Inspection, | EPSS Ground Inspection | EPSS Ground Inspection | EPSS,Aerial Inspection, | EPSS Aerial Inspection | EPSS Aerial Inspection |  |  |  | , | FALSE
BONITA 1103974448 | EPSS | EPSS | EPSS | [36 empty] | EPSS, | EPSS | EPSS | EPSS, | EPSS | EPSS | EPSS, | EPSS | EPSS |  |  |  | , | FALSE
MC MULLIN 11066180 | EPSS | EPSS | EPSS | [16 empty] | Ground Inspection | [19 empty] | EPSS, | EPSS | EPSS | EPSS,Ground Inspection, | EPSS Ground Inspection | EPSS Ground Inspection | EPSS, | EPSS | EPSS |  |  |  | , | FALSE
KINGSBURG 11166340 | EPSS | EPSS | EPSS | [36 empty] | EPSS, | EPSS | EPSS | EPSS, | EPSS | EPSS | EPSS, | EPSS | EPSS |  |  |  | , | FALSE
GLENN 11012010 | EPSS | EPSS | EPSS | [36 empty] | EPSS, | EPSS | EPSS | EPSS, | EPSS | EPSS | EPSS, | EPSS | EPSS |  |  |  | , | FALSE
PIT NO 1 11019702 | EPSS | EPSS | EPSS | [17 empty] | Ground Inspection | [8 empty] | Down Conductor Detection (DCD) | [9 empty] | EPSS, | EPSS | EPSS | EPSS, | EPSS | EPSS | EPSS,Ground Inspection,Down Conductor Detection (DCD), | EPSS Ground Inspection Down Conductor Detection (DCD) | EPSS Ground Inspection Down Conductor Detection (DCD) |  |  |  | , | FALSE
GERBER 110253108 | EPSS | EPSS | EPSS | [36 empty] | EPSS, | EPSS | EPSS | EPSS, | EPSS | EPSS | EPSS, | EPSS | EPSS |  |  |  | , | FALSE
SAN BENITO 210163516 | EPSS | EPSS | EPSS | [36 empty] | EPSS, | EPSS | EPSS | EPSS, | EPSS | EPSS | EPSS, | EPSS | EPSS |  |  |  | , | FALSE
GUERNSEY 11028390 | EPSS | EPSS | EPSS | [36 empty] | EPSS, | EPSS | EPSS | EPSS, | EPSS | EPSS | EPSS, | EPSS | EPSS |  |  |  | , | FALSE
FIREBAUGH 110383056 | EPSS | EPSS | EPSS | [15 empty] | Ground Inspection | [20 empty] | EPSS,Ground Inspection, | EPSS Ground Inspection | EPSS Ground Inspection | EPSS, | EPSS | EPSS | EPSS, | EPSS | EPSS |  |  |  | , | FALSE
RICE 11043034 | EPSS | EPSS | EPSS | [17 empty] | Ground Inspection | [18 empty] | EPSS, | EPSS | EPSS | EPSS, | EPSS | EPSS | EPSS,Ground Inspection, | EPSS Ground Inspection | EPSS Ground Inspection |  |  |  | , | FALSE
HONCUT 110294298 | EPSS | EPSS | EPSS | [36 empty] | EPSS, | EPSS | EPSS | EPSS, | EPSS | EPSS | EPSS, | EPSS | EPSS |  |  |  | , | FALSE
SANGER 111837420 | EPSS | EPSS | EPSS | [16 empty] | Ground Inspection | [19 empty] | EPSS, | EPSS | EPSS | EPSS,Ground Inspection, | EPSS Ground Inspection | EPSS Ground Inspection | EPSS, | EPSS | EPSS |  |  |  | , | FALSE
SANTA RITA 1105CB | EPSS | EPSS | EPSS | [16 empty] | Ground Inspection | Ground Inspection | [18 empty] | EPSS, | EPSS | EPSS | EPSS,Ground Inspection, | EPSS Ground Inspection | EPSS Ground Inspection | EPSS,Ground Inspection, | EPSS Ground Inspection | EPSS Ground Inspection |  |  |  | , | FALSE
SHAFTER 11031197 | EPSS | EPSS | EPSS | [36 empty] | EPSS, | EPSS | EPSS | EPSS, | EPSS | EPSS | EPSS, | EPSS | EPSS |  |  |  | , | FALSE
GRAND ISLAND 22278862 | EPSS | EPSS | EPSS | [36 empty] | EPSS, | EPSS | EPSS | EPSS, | EPSS | EPSS | EPSS, | EPSS | EPSS |  |  |  | , | FALSE
AIRWAYS 1107752346 | EPSS | EPSS | EPSS | [16 empty] | Ground Inspection | [19 empty] | EPSS, | EPSS | EPSS | EPSS,Ground Inspection, | EPSS Ground Inspection | EPSS Ground Inspection | EPSS, | EPSS | EPSS |  |  |  | , | FALSE
HAMILTON A 110175208 | EPSS | EPSS | EPSS | [17 empty] | Ground Inspection | [18 empty] | EPSS, | EPSS | EPSS | EPSS, | EPSS | EPSS | EPSS,Ground Inspection, | EPSS Ground Inspection | EPSS Ground Inspection |  |  |  | , | FALSE
RIVERBANK 1714CB | EPSS | EPSS | EPSS | [15 empty] | Ground Inspection | Ground Inspection | Ground Inspection | [18 empty] | EPSS,Ground Inspection, | EPSS Ground Inspection | EPSS Ground Inspection | EPSS,Ground Inspection, | EPSS Ground Inspection | EPSS Ground Inspection | EPSS,Ground Inspection, | EPSS Ground Inspection | EPSS Ground Inspection |  |  |  | , | FALSE
WELLFIELD 11022842 | EPSS | EPSS | EPSS | [36 empty] | EPSS, | EPSS | EPSS | EPSS, | EPSS | EPSS | EPSS, | EPSS | EPSS |  |  |  | , | FALSE
MORGAN HILL 2109XR104 | EPSS | EPSS | EPSS | [27 empty] | Line Sensors | [8 empty] | EPSS,Line Sensors, | EPSS Line Sensors | EPSS Line Sensors | EPSS, | EPSS | EPSS | EPSS, | EPSS | EPSS |  |  |  | , | FALSE
GATES 1105107640 | EPSS | EPSS | EPSS | [36 empty] | EPSS, | EPSS | EPSS | EPSS, | EPSS | EPSS | EPSS, | EPSS | EPSS |  |  |  | , | FALSE
WILKINS SLOUGH 11011704 | EPSS | EPSS | EPSS | [16 empty] | Ground Inspection | [19 empty] | EPSS, | EPSS | EPSS | EPSS,Ground Inspection, | EPSS Ground Inspection | EPSS Ground Inspection | EPSS, | EPSS | EPSS |  |  |  | , | FALSE
RIVERBANK 17159030 | EPSS | EPSS | EPSS | [15 empty] | Ground Inspection | Ground Inspection | [19 empty] | EPSS,Ground Inspection, | EPSS Ground Inspection | EPSS Ground Inspection | EPSS,Ground Inspection, | EPSS Ground Inspection | EPSS Ground Inspection | EPSS, | EPSS | EPSS |  |  |  | , | FALSE
SALMON CREEK 1101668 | EPSS | EPSS | EPSS | [15 empty] | Ground Inspection | [20 empty] | EPSS,Ground Inspection, | EPSS Ground Inspection | EPSS Ground Inspection | EPSS, | EPSS | EPSS | EPSS, | EPSS | EPSS |  |  |  | , | FALSE
MC MULLIN 1106CB | EPSS | EPSS | EPSS | [16 empty] | Ground Inspection | [19 empty] | EPSS, | EPSS | EPSS | EPSS,Ground Inspection, | EPSS Ground Inspection | EPSS Ground Inspection | EPSS, | EPSS | EPSS |  |  |  | , | FALSE
BARRY 1102CB | EPSS | EPSS | EPSS | [15 empty] | Ground Inspection | [20 empty] | EPSS,Ground Inspection, | EPSS Ground Inspection | EPSS Ground Inspection | EPSS, | EPSS | EPSS | EPSS, | EPSS | EPSS |  |  |  | , | FALSE
KNIGHTS LANDING 11026872 | EPSS | EPSS | EPSS | [16 empty] | Ground Inspection | Ground Inspection | [18 empty] | EPSS, | EPSS | EPSS | EPSS,Ground Inspection, | EPSS Ground Inspection | EPSS Ground Inspection | EPSS,Ground Inspection, | EPSS Ground Inspection | EPSS Ground Inspection |  |  |  | , | FALSE
PUTAH CREEK 11052777 | EPSS | EPSS | EPSS | [15 empty] | Ground Inspection | [20 empty] | EPSS,Ground Inspection, | EPSS Ground Inspection | EPSS Ground Inspection | EPSS, | EPSS | EPSS | EPSS, | EPSS | EPSS |  |  |  | , | FALSE
LE GRAND 111212020 | EPSS | EPSS | EPSS | [36 empty] | EPSS, | EPSS | EPSS | EPSS, | EPSS | EPSS | EPSS, | EPSS | EPSS |  |  |  | , | FALSE
WELLFIELD 1102CB | EPSS | EPSS | EPSS | [15 empty] | Ground Inspection | [20 empty] | EPSS,Ground Inspection, | EPSS Ground Inspection | EPSS Ground Inspection | EPSS, | EPSS | EPSS | EPSS, | EPSS | EPSS |  |  |  | , | FALSE
NEWARK 21KV 2104LR562 | EPSS | EPSS | EPSS | [15 empty] | Ground Inspection | [20 empty] | EPSS,Ground Inspection, | EPSS Ground Inspection | EPSS Ground Inspection | EPSS, | EPSS | EPSS | EPSS, | EPSS | EPSS |  |  |  | , | FALSE
AIRWAYS 1107R1250 | EPSS | EPSS | EPSS | [16 empty] | Ground Inspection | [19 empty] | EPSS, | EPSS | EPSS | EPSS,Ground Inspection, | EPSS Ground Inspection | EPSS Ground Inspection | EPSS, | EPSS | EPSS |  |  |  | , | FALSE
LOGAN CREEK 210175318 | EPSS | EPSS | EPSS | [16 empty] | Ground Inspection | [19 empty] | EPSS, | EPSS | EPSS | EPSS,Ground Inspection, | EPSS Ground Inspection | EPSS Ground Inspection | EPSS, | EPSS | EPSS |  |  |  | , | FALSE
MIDWAY 1103CB | EPSS | EPSS | EPSS | [15 empty] | Ground Inspection | [20 empty] | EPSS,Ground Inspection, | EPSS Ground Inspection | EPSS Ground Inspection | EPSS, | EPSS | EPSS | EPSS, | EPSS | EPSS |  |  |  | , | FALSE
WHEATLAND 11027378 | EPSS | EPSS | EPSS | [15 empty] | Ground Inspection | [20 empty] | EPSS,Ground Inspection, | EPSS Ground Inspection | EPSS Ground Inspection | EPSS, | EPSS | EPSS | EPSS, | EPSS | EPSS |  |  |  | , | FALSE
DAIRYLAND 11135450 | EPSS | EPSS | EPSS | [16 empty] | Ground Inspection | [19 empty] | EPSS, | EPSS | EPSS | EPSS,Ground Inspection, | EPSS Ground Inspection | EPSS Ground Inspection | EPSS, | EPSS | EPSS |  |  |  | , | FALSE
COVELO 110196896 | EPSS | EPSS | EPSS | [24 empty] | Down Conductor Detection (DCD) | [11 empty] | EPSS,Down Conductor Detection (DCD), | EPSS Down Conductor Detection (DCD) | EPSS Down Conductor Detection (DCD) | EPSS, | EPSS | EPSS | EPSS, | EPSS | EPSS |  |  |  | , | FALSE
GOOSE LAKE 2104922100 | EPSS | EPSS | EPSS | [16 empty] | Ground Inspection | [19 empty] | EPSS, | EPSS | EPSS | EPSS,Ground Inspection, | EPSS Ground Inspection | EPSS Ground Inspection | EPSS, | EPSS | EPSS |  |  |  | , | FALSE
EL PECO 1105CB | EPSS | EPSS | EPSS | [36 empty] | EPSS, | EPSS | EPSS | EPSS, | EPSS | EPSS | EPSS, | EPSS | EPSS |  |  |  | , | FALSE
WILSON 1103873156 | EPSS | EPSS | EPSS | [36 empty] | EPSS, | EPSS | EPSS | EPSS, | EPSS | EPSS | EPSS, | EPSS | EPSS |  |  |  | , | FALSE
ORO LOMA 11153400 | EPSS | EPSS | EPSS | [17 empty] | Ground Inspection | [18 empty] | EPSS, | EPSS | EPSS | EPSS, | EPSS | EPSS | EPSS,Ground Inspection, | EPSS Ground Inspection | EPSS Ground Inspection |  |  |  | , | FALSE
WASCO 11011294 | EPSS | EPSS | EPSS | [36 empty] | EPSS, | EPSS | EPSS | EPSS, | EPSS | EPSS | EPSS, | EPSS | EPSS |  |  |  | , | FALSE
VACA DIXON 11036822 | EPSS | EPSS | EPSS | [15 empty] | Ground Inspection | Ground Inspection | Ground Inspection | [18 empty] | EPSS,Ground Inspection, | EPSS Ground Inspection | EPSS Ground Inspection | EPSS,Ground Inspection, | EPSS Ground Inspection | EPSS Ground Inspection | EPSS,Ground Inspection, | EPSS Ground Inspection | EPSS Ground Inspection |  |  |  | , | FALSE
REEDLEY 11127230 | EPSS | EPSS | EPSS | [16 empty] | Ground Inspection | [19 empty] | EPSS, | EPSS | EPSS | EPSS,Ground Inspection, | EPSS Ground Inspection | EPSS Ground Inspection | EPSS, | EPSS | EPSS |  |  |  | , | FALSE
CATLETT 110590956 | EPSS | EPSS | EPSS | [16 empty] | Ground Inspection | [19 empty] | EPSS, | EPSS | EPSS | EPSS,Ground Inspection, | EPSS Ground Inspection | EPSS Ground Inspection | EPSS, | EPSS | EPSS |  |  |  | , | FALSE
COLUSA 110137640 | EPSS | EPSS | EPSS | [16 empty] | Ground Inspection | [19 empty] | EPSS, | EPSS | EPSS | EPSS,Ground Inspection, | EPSS Ground Inspection | EPSS Ground Inspection | EPSS, | EPSS | EPSS |  |  |  | , | FALSE
KEARNEY 110497774 | EPSS | EPSS | EPSS | [16 empty] | Ground Inspection | [19 empty] | EPSS, | EPSS | EPSS | EPSS,Ground Inspection, | EPSS Ground Inspection | EPSS Ground Inspection | EPSS, | EPSS | EPSS |  |  |  | , | FALSE
CAMDEN 1103CB | EPSS | EPSS | EPSS | [15 empty] | Ground Inspection | [20 empty] | EPSS,Ground Inspection, | EPSS Ground Inspection | EPSS Ground Inspection | EPSS, | EPSS | EPSS | EPSS, | EPSS | EPSS |  |  |  | , | FALSE
TWISSELMAN 21053264 | EPSS | EPSS | EPSS | [16 empty] | Ground Inspection | [19 empty] | EPSS, | EPSS | EPSS | EPSS,Ground Inspection, | EPSS Ground Inspection | EPSS Ground Inspection | EPSS, | EPSS | EPSS |  |  |  | , | FALSE
CLEAR LAKE 110181976 | EPSS | EPSS | EPSS | [15 empty] | Ground Inspection |  | Ground Inspection | [18 empty] | EPSS,Ground Inspection, | EPSS Ground Inspection | EPSS Ground Inspection | EPSS, | EPSS | EPSS | EPSS,Ground Inspection, | EPSS Ground Inspection | EPSS Ground Inspection |  |  |  | , | FALSE
CHOWCHILLA 110411680 | EPSS | EPSS | EPSS | [15 empty] | Ground Inspection | Ground Inspection | [19 empty] | EPSS,Ground Inspection, | EPSS Ground Inspection | EPSS Ground Inspection | EPSS,Ground Inspection, | EPSS Ground Inspection | EPSS Ground Inspection | EPSS, | EPSS | EPSS |  |  |  | , | FALSE
DAIRYLAND 1112CB | EPSS | EPSS | EPSS | [16 empty] | Ground Inspection | [19 empty] | EPSS, | EPSS | EPSS | EPSS,Ground Inspection, | EPSS Ground Inspection | EPSS Ground Inspection | EPSS, | EPSS | EPSS |  |  |  | , | FALSE
WHEELER RIDGE 1102CB | EPSS | EPSS | EPSS | [15 empty] | Ground Inspection |  | Ground Inspection | [18 empty] | EPSS,Ground Inspection, | EPSS Ground Inspection | EPSS Ground Inspection | EPSS, | EPSS | EPSS | EPSS,Ground Inspection, | EPSS Ground Inspection | EPSS Ground Inspection |  |  |  | , | FALSE
LOS COCHES 1102CB | EPSS | EPSS | EPSS | [17 empty] | Ground Inspection | [18 empty] | EPSS, | EPSS | EPSS | EPSS, | EPSS | EPSS | EPSS,Ground Inspection, | EPSS Ground Inspection | EPSS Ground Inspection |  |  |  | , | FALSE
STOREY 11115390 | EPSS | EPSS | EPSS | [15 empty] | Ground Inspection | [20 empty] | EPSS,Ground Inspection, | EPSS Ground Inspection | EPSS Ground Inspection | EPSS, | EPSS | EPSS | EPSS, | EPSS | EPSS |  |  |  | , | FALSE
ORO LOMA 11063650 | EPSS | EPSS | EPSS | [16 empty] | Ground Inspection | [19 empty] | EPSS, | EPSS | EPSS | EPSS,Ground Inspection, | EPSS Ground Inspection | EPSS Ground Inspection | EPSS, | EPSS | EPSS |  |  |  | , | FALSE
GREEN VALLEY 21016625 | EPSS | EPSS | EPSS | [16 empty] | Ground Inspection | Ground Inspection | [18 empty] | EPSS, | EPSS | EPSS | EPSS,Ground Inspection, | EPSS Ground Inspection | EPSS Ground Inspection | EPSS,Ground Inspection, | EPSS Ground Inspection | EPSS Ground Inspection |  |  |  | , | FALSE
LAMONT 11069848 | EPSS | EPSS | EPSS | [36 empty] | EPSS, | EPSS | EPSS | EPSS, | EPSS | EPSS | EPSS, | EPSS | EPSS |  |  |  | , | FALSE
JACINTO 1101662526 | EPSS | EPSS | EPSS | [16 empty] | Ground Inspection | [19 empty] | EPSS, | EPSS | EPSS | EPSS,Ground Inspection, | EPSS Ground Inspection | EPSS Ground Inspection | EPSS, | EPSS | EPSS |  |  |  | , | FALSE
RICE 11023000 | EPSS | EPSS | EPSS | [17 empty] | Ground Inspection | [18 empty] | EPSS, | EPSS | EPSS | EPSS, | EPSS | EPSS | EPSS,Ground Inspection, | EPSS Ground Inspection | EPSS Ground Inspection |  |  |  | , | FALSE
MC MULLIN 11066700 | EPSS | EPSS | EPSS | [15 empty] | Ground Inspection | Ground Inspection | [19 empty] | EPSS,Ground Inspection, | EPSS Ground Inspection | EPSS Ground Inspection | EPSS,Ground Inspection, | EPSS Ground Inspection | EPSS Ground Inspection | EPSS, | EPSS | EPSS |  |  |  | , | FALSE
SISQUOC 1102113874 | EPSS | EPSS | EPSS | [36 empty] | EPSS, | EPSS | EPSS | EPSS, | EPSS | EPSS | EPSS, | EPSS | EPSS |  |  |  | , | FALSE
MENDOTA 1102CB | EPSS | EPSS | EPSS | [15 empty] | Ground Inspection |  | Ground Inspection | [18 empty] | EPSS,Ground Inspection, | EPSS Ground Inspection | EPSS Ground Inspection | EPSS, | EPSS | EPSS | EPSS,Ground Inspection, | EPSS Ground Inspection | EPSS Ground Inspection |  |  |  | , | FALSE
WESTLEY 1103434305 | EPSS | EPSS | EPSS | [36 empty] | EPSS, | EPSS | EPSS | EPSS, | EPSS | EPSS | EPSS, | EPSS | EPSS |  |  |  | , | FALSE
MARICOPA 11023082 | EPSS | EPSS | EPSS | [16 empty] | Ground Inspection | [19 empty] | EPSS, | EPSS | EPSS | EPSS,Ground Inspection, | EPSS Ground Inspection | EPSS Ground Inspection | EPSS, | EPSS | EPSS |  |  |  | , | FALSE
KEARNEY 1106481832 | EPSS | EPSS | EPSS | [36 empty] | EPSS, | EPSS | EPSS | EPSS, | EPSS | EPSS | EPSS, | EPSS | EPSS |  |  |  | , | FALSE
HARDWICK 1101CB | EPSS | EPSS | EPSS | [36 empty] | EPSS, | EPSS | EPSS | EPSS, | EPSS | EPSS | EPSS, | EPSS | EPSS |  |  |  | , | FALSE
TWISSELMAN 2105576496 | EPSS | EPSS | EPSS | [16 empty] | Ground Inspection | [19 empty] | EPSS, | EPSS | EPSS | EPSS,Ground Inspection, | EPSS Ground Inspection | EPSS Ground Inspection | EPSS, | EPSS | EPSS |  |  |  | , | FALSE
CALFLAX 1104CB | EPSS | EPSS | EPSS | [36 empty] | EPSS, | EPSS | EPSS | EPSS, | EPSS | EPSS | EPSS, | EPSS | EPSS |  |  |  | , | FALSE
ZAMORA 1106CB | EPSS | EPSS | EPSS | [16 empty] | Ground Inspection | Ground Inspection | [18 empty] | EPSS, | EPSS | EPSS | EPSS,Ground Inspection, | EPSS Ground Inspection | EPSS Ground Inspection | EPSS,Ground Inspection, | EPSS Ground Inspection | EPSS Ground Inspection |  |  |  | , | FALSE
BAHIA 1104CB | EPSS | EPSS | EPSS | [17 empty] | Ground Inspection | [18 empty] | EPSS, | EPSS | EPSS | EPSS, | EPSS | EPSS | EPSS,Ground Inspection, | EPSS Ground Inspection | EPSS Ground Inspection |  |  |  | , | FALSE
GONZALES 110422418 | EPSS | EPSS | EPSS | [14 empty] | Aerial Inspection | Ground Inspection | Ground Inspection | [9 empty] | Down Conductor Detection (DCD) | [9 empty] | EPSS,Ground Inspection, | EPSS Ground Inspection | EPSS Ground Inspection | EPSS,Ground Inspection, | EPSS Ground Inspection | EPSS Ground Inspection | EPSS,Aerial Inspection,Down Conductor Detection (DCD), | EPSS Aerial Inspection Down Conductor Detection (DCD) | EPSS Aerial Inspection Down Conductor Detection (DCD) |  |  |  | , | FALSE
TEMBLOR 110459326 | EPSS | EPSS | EPSS | [15 empty] | Ground Inspection | [20 empty] | EPSS,Ground Inspection, | EPSS Ground Inspection | EPSS Ground Inspection | EPSS, | EPSS | EPSS | EPSS, | EPSS | EPSS |  |  |  | , | FALSE
TEMPLETON 2111R38 | EPSS | EPSS | EPSS | [15 empty] | Ground Inspection | [20 empty] | EPSS,Ground Inspection, | EPSS Ground Inspection | EPSS Ground Inspection | EPSS, | EPSS | EPSS | EPSS, | EPSS | EPSS |  |  |  | , | FALSE
OLD RIVER 11013570 | EPSS | EPSS | EPSS | [17 empty] | Ground Inspection | [18 empty] | EPSS, | EPSS | EPSS | EPSS, | EPSS | EPSS | EPSS,Ground Inspection, | EPSS Ground Inspection | EPSS Ground Inspection |  |  |  | , | FALSE
BASALT 11062103 | EPSS | EPSS | EPSS | [15 empty] | Ground Inspection | Ground Inspection | [19 empty] | EPSS,Ground Inspection, | EPSS Ground Inspection | EPSS Ground Inspection | EPSS,Ground Inspection, | EPSS Ground Inspection | EPSS Ground Inspection | EPSS, | EPSS | EPSS |  |  |  | , | FALSE
CHEROKEE 110270772 | EPSS | EPSS | EPSS | [15 empty] | Ground Inspection | Ground Inspection | [19 empty] | EPSS,Ground Inspection, | EPSS Ground Inspection | EPSS Ground Inspection | EPSS,Ground Inspection, | EPSS Ground Inspection | EPSS Ground Inspection | EPSS, | EPSS | EPSS |  |  |  | , | FALSE
BUTTE 11072220 | EPSS | EPSS | EPSS | [36 empty] | EPSS, | EPSS | EPSS | EPSS, | EPSS | EPSS | EPSS, | EPSS | EPSS |  |  |  | , | FALSE
GUERNSEY 11028450 | EPSS | EPSS | EPSS | [36 empty] | EPSS, | EPSS | EPSS | EPSS, | EPSS | EPSS | EPSS, | EPSS | EPSS |  |  |  | , | FALSE
CUYAMA 2101CB | EPSS | EPSS | EPSS | [16 empty] | Ground Inspection | [19 empty] | EPSS, | EPSS | EPSS | EPSS,Ground Inspection, | EPSS Ground Inspection | EPSS Ground Inspection | EPSS, | EPSS | EPSS |  |  |  | , | FALSE
PANOCHE 1103CB | EPSS | EPSS | EPSS | [15 empty] | Ground Inspection |  | Ground Inspection | [18 empty] | EPSS,Ground Inspection, | EPSS Ground Inspection | EPSS Ground Inspection | EPSS, | EPSS | EPSS | EPSS,Ground Inspection, | EPSS Ground Inspection | EPSS Ground Inspection |  |  |  | , | FALSE
KING CITY 1106666728 | EPSS | EPSS | EPSS | [36 empty] | EPSS, | EPSS | EPSS | EPSS, | EPSS | EPSS | EPSS, | EPSS | EPSS |  |  |  | , | FALSE
SHAFTER 11031195 | EPSS | EPSS | EPSS | [36 empty] | EPSS, | EPSS | EPSS | EPSS, | EPSS | EPSS | EPSS, | EPSS | EPSS |  |  |  | , | FALSE
MOLINO 110381008 | EPSS | EPSS | EPSS | [17 empty] | Ground Inspection | [18 empty] | EPSS, | EPSS | EPSS | EPSS, | EPSS | EPSS | EPSS,Ground Inspection, | EPSS Ground Inspection | EPSS Ground Inspection |  |  |  | , | FALSE
WILLIAMS 110130592 | EPSS | EPSS | EPSS | [16 empty] | Ground Inspection | [19 empty] | EPSS, | EPSS | EPSS | EPSS,Ground Inspection, | EPSS Ground Inspection | EPSS Ground Inspection | EPSS, | EPSS | EPSS |  |  |  | , | FALSE
CATLETT 110577448 | EPSS | EPSS | EPSS | [16 empty] | Ground Inspection | [19 empty] | EPSS, | EPSS | EPSS | EPSS,Ground Inspection, | EPSS Ground Inspection | EPSS Ground Inspection | EPSS, | EPSS | EPSS |  |  |  | , | FALSE
PLAINFIELD 110620042 | EPSS | EPSS | EPSS | [16 empty] | Ground Inspection | [19 empty] | EPSS, | EPSS | EPSS | EPSS,Ground Inspection, | EPSS Ground Inspection | EPSS Ground Inspection | EPSS, | EPSS | EPSS |  |  |  | , | FALSE
UKIAH 1114544 | EPSS | EPSS | EPSS | [13 empty] | Aerial Inspection |  | Ground Inspection | Ground Inspection | [8 empty] | Down Conductor Detection (DCD) | [10 empty] | EPSS,Ground Inspection, | EPSS Ground Inspection | EPSS Ground Inspection | EPSS,Aerial Inspection,Ground Inspection,Down Conductor Detection (DCD), | EPSS Aerial Inspection Ground Inspection Down Conductor Detection (DCD) | EPSS Aerial Inspection Ground Inspection Down Conductor Detection (DCD) | EPSS, | EPSS | EPSS |  |  |  | , | FALSE
AVENA 17025494 | EPSS | EPSS | EPSS | [15 empty] | Ground Inspection |  | Ground Inspection | [18 empty] | EPSS,Ground Inspection, | EPSS Ground Inspection | EPSS Ground Inspection | EPSS, | EPSS | EPSS | EPSS,Ground Inspection, | EPSS Ground Inspection | EPSS Ground Inspection |  |  |  | , | FALSE
ECHO SUMMIT 1101507864 | EPSS | EPSS | EPSS | [16 empty] | Ground Inspection | Ground Inspection | [7 empty] | Down Conductor Detection (DCD) | [10 empty] | EPSS, | EPSS | EPSS | EPSS,Ground Inspection,Down Conductor Detection (DCD), | EPSS Ground Inspection Down Conductor Detection (DCD) | EPSS Ground Inspection Down Conductor Detection (DCD) | EPSS,Ground Inspection, | EPSS Ground Inspection | EPSS Ground Inspection |  |  |  | , | FALSE
GRAND ISLAND 22238852 | EPSS | EPSS | EPSS | [36 empty] | EPSS, | EPSS | EPSS | EPSS, | EPSS | EPSS | EPSS, | EPSS | EPSS |  |  |  | , | FALSE
MERCED 1108900772 | EPSS | EPSS | EPSS | [16 empty] | Ground Inspection | [19 empty] | EPSS, | EPSS | EPSS | EPSS,Ground Inspection, | EPSS Ground Inspection | EPSS Ground Inspection | EPSS, | EPSS | EPSS |  |  |  | , | FALSE
EIGHT MILE 210641522 | EPSS | EPSS | EPSS | [36 empty] | EPSS, | EPSS | EPSS | EPSS, | EPSS | EPSS | EPSS, | EPSS | EPSS |  |  |  | , | FALSE
STONE CORRAL 11107320 | EPSS | EPSS | EPSS | [16 empty] | Ground Inspection | [19 empty] | EPSS, | EPSS | EPSS | EPSS,Ground Inspection, | EPSS Ground Inspection | EPSS Ground Inspection | EPSS, | EPSS | EPSS |  |  |  | , | FALSE
RAINBOW 110694792 | EPSS | EPSS | EPSS | [16 empty] | Ground Inspection | Ground Inspection | [18 empty] | EPSS, | EPSS | EPSS | EPSS,Ground Inspection, | EPSS Ground Inspection | EPSS Ground Inspection | EPSS,Ground Inspection, | EPSS Ground Inspection | EPSS Ground Inspection |  |  |  | , | FALSE
MERIDIAN 110169484 | EPSS | EPSS | EPSS | [36 empty] | EPSS, | EPSS | EPSS | EPSS, | EPSS | EPSS | EPSS, | EPSS | EPSS |  |  |  | , | FALSE
PANOCHE 1103724590 | EPSS | EPSS | EPSS | [15 empty] | Ground Inspection |  | Ground Inspection | [18 empty] | EPSS,Ground Inspection, | EPSS Ground Inspection | EPSS Ground Inspection | EPSS, | EPSS | EPSS | EPSS,Ground Inspection, | EPSS Ground Inspection | EPSS Ground Inspection |  |  |  | , | FALSE
SCHINDLER 1112494245 | EPSS | EPSS | EPSS | [15 empty] | Ground Inspection |  | Ground Inspection | [18 empty] | EPSS,Ground Inspection, | EPSS Ground Inspection | EPSS Ground Inspection | EPSS, | EPSS | EPSS | EPSS,Ground Inspection, | EPSS Ground Inspection | EPSS Ground Inspection |  |  |  | , | FALSE
GONZALES 110436982 | EPSS | EPSS | EPSS | [15 empty] | Ground Inspection | [20 empty] | EPSS,Ground Inspection, | EPSS Ground Inspection | EPSS Ground Inspection | EPSS, | EPSS | EPSS | EPSS, | EPSS | EPSS |  |  |  | , | FALSE
LAMMERS 110113686 | EPSS | EPSS | EPSS | [36 empty] | EPSS, | EPSS | EPSS | EPSS, | EPSS | EPSS | EPSS, | EPSS | EPSS |  |  |  | , | FALSE
DAIRYLAND 11025570 | EPSS | EPSS | EPSS | [16 empty] | Ground Inspection | [19 empty] | EPSS, | EPSS | EPSS | EPSS,Ground Inspection, | EPSS Ground Inspection | EPSS Ground Inspection | EPSS, | EPSS | EPSS |  |  |  | , | FALSE
CALFLAX 1101CB | EPSS | EPSS | EPSS | [36 empty] | EPSS, | EPSS | EPSS | EPSS, | EPSS | EPSS | EPSS, | EPSS | EPSS |  |  |  | , | FALSE
RALSTON 11022028 | EPSS | EPSS | EPSS | [8 empty] | Expulsion Fuse Replacement | [8 empty] | Ground Inspection | Non-Pole Backlog | [7 empty] | Down Conductor Detection (DCD) | [9 empty] | EPSS,Non-Pole Backlog, | EPSS Non-Pole Backlog | EPSS Non-Pole Backlog | EPSS, | EPSS | EPSS | EPSS,Expulsion Fuse Replacement,Ground Inspection,Down Conductor Detection (DCD), | EPSS Expulsion Fuse Replacement Ground Inspection Down Conductor Detection (DCD) | EPSS Expulsion Fuse Replacement Ground Inspection Down Conductor Detection (DCD) |  |  |  | , | FALSE
LE GRAND 11124510 | EPSS | EPSS | EPSS | [36 empty] | EPSS, | EPSS | EPSS | EPSS, | EPSS | EPSS | EPSS, | EPSS | EPSS |  |  |  | , | FALSE
ARVIN 110194892 | EPSS | EPSS | EPSS | [15 empty] | Ground Inspection |  | Ground Inspection | [8 empty] | Down Conductor Detection (DCD) | [9 empty] | EPSS,Ground Inspection, | EPSS Ground Inspection | EPSS Ground Inspection | EPSS, | EPSS | EPSS | EPSS,Ground Inspection,Down Conductor Detection (DCD), | EPSS Ground Inspection Down Conductor Detection (DCD) | EPSS Ground Inspection Down Conductor Detection (DCD) |  |  |  | , | FALSE
KINGSBURG 11136390 | EPSS | EPSS | EPSS | [15 empty] | Ground Inspection | [20 empty] | EPSS,Ground Inspection, | EPSS Ground Inspection | EPSS Ground Inspection | EPSS, | EPSS | EPSS | EPSS, | EPSS | EPSS |  |  |  | , | FALSE
SALINAS 110678264 | EPSS | EPSS | EPSS | [36 empty] | EPSS, | EPSS | EPSS | EPSS, | EPSS | EPSS | EPSS, | EPSS | EPSS |  |  |  | , | FALSE
ARBUCKLE 110481378 | EPSS | EPSS | EPSS | [36 empty] | EPSS, | EPSS | EPSS | EPSS, | EPSS | EPSS | EPSS, | EPSS | EPSS |  |  |  | , | FALSE
SCHINDLER 1112935980 | EPSS | EPSS | EPSS | [17 empty] | Ground Inspection | [18 empty] | EPSS, | EPSS | EPSS | EPSS, | EPSS | EPSS | EPSS,Ground Inspection, | EPSS Ground Inspection | EPSS Ground Inspection |  |  |  | , | FALSE
BELLEVUE 110298544 | EPSS | EPSS | EPSS | [17 empty] | Ground Inspection | [18 empty] | EPSS, | EPSS | EPSS | EPSS, | EPSS | EPSS | EPSS,Ground Inspection, | EPSS Ground Inspection | EPSS Ground Inspection |  |  |  | , | FALSE
EL NIDO 11024110 | EPSS | EPSS | EPSS | [16 empty] | Ground Inspection | [19 empty] | EPSS, | EPSS | EPSS | EPSS,Ground Inspection, | EPSS Ground Inspection | EPSS Ground Inspection | EPSS, | EPSS | EPSS |  |  |  | , | FALSE
CATLETT 11022506 | EPSS | EPSS | EPSS | [16 empty] | Ground Inspection | Ground Inspection | [18 empty] | EPSS, | EPSS | EPSS | EPSS,Ground Inspection, | EPSS Ground Inspection | EPSS Ground Inspection | EPSS,Ground Inspection, | EPSS Ground Inspection | EPSS Ground Inspection |  |  |  | , | FALSE
SEMITROPIC 1110804864 | EPSS | EPSS | EPSS | [17 empty] | Ground Inspection | [18 empty] | EPSS, | EPSS | EPSS | EPSS, | EPSS | EPSS | EPSS,Ground Inspection, | EPSS Ground Inspection | EPSS Ground Inspection |  |  |  | , | FALSE
SEMITROPIC 11104552 | EPSS | EPSS | EPSS | [17 empty] | Ground Inspection | [18 empty] | EPSS, | EPSS | EPSS | EPSS, | EPSS | EPSS | EPSS,Ground Inspection, | EPSS Ground Inspection | EPSS Ground Inspection |  |  |  | , | FALSE
ALPAUGH 11038900 | EPSS | EPSS | EPSS | [15 empty] | Ground Inspection | [20 empty] | EPSS,Ground Inspection, | EPSS Ground Inspection | EPSS Ground Inspection | EPSS, | EPSS | EPSS | EPSS, | EPSS | EPSS |  |  |  | , | FALSE
DIXON 1106533554 | EPSS | EPSS | EPSS | [15 empty] | Ground Inspection | [20 empty] | EPSS,Ground Inspection, | EPSS Ground Inspection | EPSS Ground Inspection | EPSS, | EPSS | EPSS | EPSS, | EPSS | EPSS |  |  |  | , | FALSE
ANITA 1102CB | EPSS | EPSS | EPSS | [15 empty] | Ground Inspection | [20 empty] | EPSS,Ground Inspection, | EPSS Ground Inspection | EPSS Ground Inspection | EPSS, | EPSS | EPSS | EPSS, | EPSS | EPSS |  |  |  | , | FALSE
OLIVEHURST 110593288 | EPSS | EPSS | EPSS | [15 empty] | Ground Inspection | [20 empty] | EPSS,Ground Inspection, | EPSS Ground Inspection | EPSS Ground Inspection | EPSS, | EPSS | EPSS | EPSS, | EPSS | EPSS |  |  |  | , | FALSE
HOLLISTER 210683518 | EPSS | EPSS | EPSS | [36 empty] | EPSS, | EPSS | EPSS | EPSS, | EPSS | EPSS | EPSS, | EPSS | EPSS |  |  |  | , | FALSE
KINGSBURG 1111941436 | EPSS | EPSS | EPSS | [36 empty] | EPSS, | EPSS | EPSS | EPSS, | EPSS | EPSS | EPSS, | EPSS | EPSS |  |  |  | , | FALSE
TUPMAN 1103CB | EPSS | EPSS | EPSS | [15 empty] | Ground Inspection | Ground Inspection | Ground Inspection | [18 empty] | EPSS,Ground Inspection, | EPSS Ground Inspection | EPSS Ground Inspection | EPSS,Ground Inspection, | EPSS Ground Inspection | EPSS Ground Inspection | EPSS,Ground Inspection, | EPSS Ground Inspection | EPSS Ground Inspection |  |  |  | , | FALSE
HONCUT 110186530 | EPSS | EPSS | EPSS | [16 empty] | Ground Inspection | Ground Inspection | [18 empty] | EPSS, | EPSS | EPSS | EPSS,Ground Inspection, | EPSS Ground Inspection | EPSS Ground Inspection | EPSS,Ground Inspection, | EPSS Ground Inspection | EPSS Ground Inspection |  |  |  | , | FALSE
STROUD 1101CB | EPSS | EPSS | EPSS | [17 empty] | Ground Inspection | [18 empty] | EPSS, | EPSS | EPSS | EPSS, | EPSS | EPSS | EPSS,Ground Inspection, | EPSS Ground Inspection | EPSS Ground Inspection |  |  |  | , | FALSE
GABILAN 11013034 | EPSS | EPSS | EPSS | [14 empty] | Aerial Inspection |  | Ground Inspection | Ground Inspection | [7 empty] | Down Conductor Detection (DCD) | [10 empty] | EPSS, | EPSS | EPSS | EPSS,Ground Inspection,Down Conductor Detection (DCD), | EPSS Ground Inspection Down Conductor Detection (DCD) | EPSS Ground Inspection Down Conductor Detection (DCD) | EPSS,Aerial Inspection,Ground Inspection, | EPSS Aerial Inspection Ground Inspection | EPSS Aerial Inspection Ground Inspection |  |  |  | , | FALSE
DINUBA 1105510758 | EPSS | EPSS | EPSS | [15 empty] | Ground Inspection | [20 empty] | EPSS,Ground Inspection, | EPSS Ground Inspection | EPSS Ground Inspection | EPSS, | EPSS | EPSS | EPSS, | EPSS | EPSS |  |  |  | , | FALSE
HORSESHOE 110151538 | EPSS | EPSS | EPSS | [15 empty] | Ground Inspection | Ground Inspection | Ground Inspection | [18 empty] | EPSS,Ground Inspection, | EPSS Ground Inspection | EPSS Ground Inspection | EPSS,Ground Inspection, | EPSS Ground Inspection | EPSS Ground Inspection | EPSS,Ground Inspection, | EPSS Ground Inspection | EPSS Ground Inspection |  |  |  | , | FALSE
MIDDLE RIVER 1101CB | EPSS | EPSS | EPSS | [36 empty] | EPSS, | EPSS | EPSS | EPSS, | EPSS | EPSS | EPSS, | EPSS | EPSS |  |  |  | , | FALSE
CORCORAN 110644316 | EPSS | EPSS | EPSS | [15 empty] | Ground Inspection | [20 empty] | EPSS,Ground Inspection, | EPSS Ground Inspection | EPSS Ground Inspection | EPSS, | EPSS | EPSS | EPSS, | EPSS | EPSS |  |  |  | , | FALSE
AVENA 1701CUS7523 | EPSS | EPSS | EPSS | [36 empty] | EPSS, | EPSS | EPSS | EPSS, | EPSS | EPSS | EPSS, | EPSS | EPSS |  |  |  | , | FALSE
OCEANO 1106V32 | EPSS | EPSS | EPSS | [36 empty] | EPSS, | EPSS | EPSS | EPSS, | EPSS | EPSS | EPSS, | EPSS | EPSS |  |  |  | , | FALSE
AVENAL 21019070 | EPSS | EPSS | EPSS | [16 empty] | Ground Inspection | [19 empty] | EPSS, | EPSS | EPSS | EPSS,Ground Inspection, | EPSS Ground Inspection | EPSS Ground Inspection | EPSS, | EPSS | EPSS |  |  |  | , | FALSE
ATWATER 11082460 | EPSS | EPSS | EPSS | [16 empty] | Ground Inspection | Ground Inspection | [18 empty] | EPSS, | EPSS | EPSS | EPSS,Ground Inspection, | EPSS Ground Inspection | EPSS Ground Inspection | EPSS,Ground Inspection, | EPSS Ground Inspection | EPSS Ground Inspection |  |  |  | , | FALSE
EAST NICOLAUS 11037613 | EPSS | EPSS | EPSS | [17 empty] | Ground Inspection | [18 empty] | EPSS, | EPSS | EPSS | EPSS, | EPSS | EPSS | EPSS,Ground Inspection, | EPSS Ground Inspection | EPSS Ground Inspection |  |  |  | , | FALSE
COTTLE 17089290 | EPSS | EPSS | EPSS | [16 empty] | Ground Inspection | Ground Inspection | [18 empty] | EPSS, | EPSS | EPSS | EPSS,Ground Inspection, | EPSS Ground Inspection | EPSS Ground Inspection | EPSS,Ground Inspection, | EPSS Ground Inspection | EPSS Ground Inspection |  |  |  | , | FALSE
TUDOR 11011234 | EPSS | EPSS | EPSS | [15 empty] | Ground Inspection | Ground Inspection | [19 empty] | EPSS,Ground Inspection, | EPSS Ground Inspection | EPSS Ground Inspection | EPSS,Ground Inspection, | EPSS Ground Inspection | EPSS Ground Inspection | EPSS, | EPSS | EPSS |  |  |  | , | FALSE
CARUTHERS 11016900 | EPSS | EPSS | EPSS | [15 empty] | Ground Inspection | Ground Inspection | [19 empty] | EPSS,Ground Inspection, | EPSS Ground Inspection | EPSS Ground Inspection | EPSS,Ground Inspection, | EPSS Ground Inspection | EPSS Ground Inspection | EPSS, | EPSS | EPSS |  |  |  | , | FALSE
STONE CORRAL 11087310 | EPSS | EPSS | EPSS | [15 empty] | Ground Inspection | Ground Inspection | [19 empty] | EPSS,Ground Inspection, | EPSS Ground Inspection | EPSS Ground Inspection | EPSS,Ground Inspection, | EPSS Ground Inspection | EPSS Ground Inspection | EPSS, | EPSS | EPSS |  |  |  | , | FALSE
PEACHTON 110286036 | EPSS | EPSS | EPSS | [36 empty] | EPSS, | EPSS | EPSS | EPSS, | EPSS | EPSS | EPSS, | EPSS | EPSS |  |  |  | , | FALSE
CAMDEN 11036490 | EPSS | EPSS | EPSS | [15 empty] | Ground Inspection | [20 empty] | EPSS,Ground Inspection, | EPSS Ground Inspection | EPSS Ground Inspection | EPSS, | EPSS | EPSS | EPSS, | EPSS | EPSS |  |  |  | , | FALSE
ORO LOMA 111848328 | EPSS | EPSS | EPSS | [15 empty] | Ground Inspection | [20 empty] | EPSS,Ground Inspection, | EPSS Ground Inspection | EPSS Ground Inspection | EPSS, | EPSS | EPSS | EPSS, | EPSS | EPSS |  |  |  | , | FALSE
RIO BRAVO 11034349 | EPSS | EPSS | EPSS | [15 empty] | Ground Inspection | Ground Inspection | [19 empty] | EPSS,Ground Inspection, | EPSS Ground Inspection | EPSS Ground Inspection | EPSS,Ground Inspection, | EPSS Ground Inspection | EPSS Ground Inspection | EPSS, | EPSS | EPSS |  |  |  | , | FALSE
PARLIER 11036810 | EPSS | EPSS | EPSS | [17 empty] | Ground Inspection | [18 empty] | EPSS, | EPSS | EPSS | EPSS, | EPSS | EPSS | EPSS,Ground Inspection, | EPSS Ground Inspection | EPSS Ground Inspection |  |  |  | , | FALSE
KNIGHTS LANDING 11018952 | EPSS | EPSS | EPSS | [16 empty] | Ground Inspection | Ground Inspection | [18 empty] | EPSS, | EPSS | EPSS | EPSS,Ground Inspection, | EPSS Ground Inspection | EPSS Ground Inspection | EPSS,Ground Inspection, | EPSS Ground Inspection | EPSS Ground Inspection |  |  |  | , | FALSE
LIVE OAK 110448420 | EPSS | EPSS | EPSS | [17 empty] | Ground Inspection | [18 empty] | EPSS, | EPSS | EPSS | EPSS, | EPSS | EPSS | EPSS,Ground Inspection, | EPSS Ground Inspection | EPSS Ground Inspection |  |  |  | , | FALSE
BORDEN 11016079 | EPSS | EPSS | EPSS | [15 empty] | Ground Inspection |  | Ground Inspection | [18 empty] | EPSS,Ground Inspection, | EPSS Ground Inspection | EPSS Ground Inspection | EPSS, | EPSS | EPSS | EPSS,Ground Inspection, | EPSS Ground Inspection | EPSS Ground Inspection |  |  |  | , | FALSE
SCHINDLER 111488632 | EPSS | EPSS | EPSS | [36 empty] | EPSS, | EPSS | EPSS | EPSS, | EPSS | EPSS | EPSS, | EPSS | EPSS |  |  |  | , | FALSE
DIVIDE 1102M46 | EPSS | EPSS | EPSS | [17 empty] | Ground Inspection | [18 empty] | EPSS, | EPSS | EPSS | EPSS, | EPSS | EPSS | EPSS,Ground Inspection, | EPSS Ground Inspection | EPSS Ground Inspection |  |  |  | , | FALSE
LIVE OAK 110439602 | EPSS | EPSS | EPSS | [36 empty] | EPSS, | EPSS | EPSS | EPSS, | EPSS | EPSS | EPSS, | EPSS | EPSS |  |  |  | , | FALSE
TRACY 110266306 | EPSS | EPSS | EPSS | [16 empty] | Ground Inspection | [19 empty] | EPSS, | EPSS | EPSS | EPSS,Ground Inspection, | EPSS Ground Inspection | EPSS Ground Inspection | EPSS, | EPSS | EPSS |  |  |  | , | FALSE
UKIAH 1114911132 | EPSS | EPSS | EPSS | [13 empty] | Aerial Inspection |  | Ground Inspection | Ground Inspection | [8 empty] | Down Conductor Detection (DCD) | [10 empty] | EPSS,Ground Inspection, | EPSS Ground Inspection | EPSS Ground Inspection | EPSS,Aerial Inspection,Ground Inspection,Down Conductor Detection (DCD), | EPSS Aerial Inspection Ground Inspection Down Conductor Detection (DCD) | EPSS Aerial Inspection Ground Inspection Down Conductor Detection (DCD) | EPSS, | EPSS | EPSS |  |  |  | , | FALSE
CALFLAX 1102CB | EPSS | EPSS | EPSS | [36 empty] | EPSS, | EPSS | EPSS | EPSS, | EPSS | EPSS | EPSS, | EPSS | EPSS |  |  |  | , | FALSE
COLUSA 11013529 | EPSS | EPSS | EPSS | [15 empty] | Ground Inspection | [20 empty] | EPSS,Ground Inspection, | EPSS Ground Inspection | EPSS Ground Inspection | EPSS, | EPSS | EPSS | EPSS, | EPSS | EPSS |  |  |  | , | FALSE
DAIRYLAND 110565734 | EPSS | EPSS | EPSS | [16 empty] | Ground Inspection | [19 empty] | EPSS, | EPSS | EPSS | EPSS,Ground Inspection, | EPSS Ground Inspection | EPSS Ground Inspection | EPSS, | EPSS | EPSS |  |  |  | , | FALSE
MOLINO 11043281 | EPSS | EPSS | EPSS | [17 empty] | Ground Inspection | [18 empty] | EPSS, | EPSS | EPSS | EPSS, | EPSS | EPSS | EPSS,Ground Inspection, | EPSS Ground Inspection | EPSS Ground Inspection |  |  |  | , | FALSE
HOLLISTER 2105CB | EPSS | EPSS | EPSS | [17 empty] | Ground Inspection | [18 empty] | EPSS, | EPSS | EPSS | EPSS, | EPSS | EPSS | EPSS,Ground Inspection, | EPSS Ground Inspection | EPSS Ground Inspection |  |  |  | , | FALSE
HONCUT 11011956 | EPSS | EPSS | EPSS | [16 empty] | Ground Inspection | [19 empty] | EPSS, | EPSS | EPSS | EPSS,Ground Inspection, | EPSS Ground Inspection | EPSS Ground Inspection | EPSS, | EPSS | EPSS |  |  |  | , | FALSE
BUTTE 11032422 | EPSS | EPSS | EPSS | [36 empty] | EPSS, | EPSS | EPSS | EPSS, | EPSS | EPSS | EPSS, | EPSS | EPSS |  |  |  | , | FALSE
CATLETT 11052504 | EPSS | EPSS | EPSS | [16 empty] | Ground Inspection | [19 empty] | EPSS, | EPSS | EPSS | EPSS,Ground Inspection, | EPSS Ground Inspection | EPSS Ground Inspection | EPSS, | EPSS | EPSS |  |  |  | , | FALSE
CARUTHERS 11029060 | EPSS | EPSS | EPSS | [36 empty] | EPSS, | EPSS | EPSS | EPSS, | EPSS | EPSS | EPSS, | EPSS | EPSS |  |  |  | , | FALSE
STOREY 1109CB | EPSS | EPSS | EPSS | [36 empty] | EPSS, | EPSS | EPSS | EPSS, | EPSS | EPSS | EPSS, | EPSS | EPSS |  |  |  | , | FALSE
ORO LOMA 11089940 | EPSS | EPSS | EPSS | [16 empty] | Ground Inspection | Ground Inspection | [18 empty] | EPSS, | EPSS | EPSS | EPSS,Ground Inspection, | EPSS Ground Inspection | EPSS Ground Inspection | EPSS,Ground Inspection, | EPSS Ground Inspection | EPSS Ground Inspection |  |  |  | , | FALSE
ZAMORA 110769308 | EPSS | EPSS | EPSS | [17 empty] | Ground Inspection | [18 empty] | EPSS, | EPSS | EPSS | EPSS, | EPSS | EPSS | EPSS,Ground Inspection, | EPSS Ground Inspection | EPSS Ground Inspection |  |  |  | , | FALSE
ATWATER 110255354 | EPSS | EPSS | EPSS | [36 empty] | EPSS, | EPSS | EPSS | EPSS, | EPSS | EPSS | EPSS, | EPSS | EPSS |  |  |  | , | FALSE
ORTIGA 110611190 | EPSS | EPSS | EPSS | [16 empty] | Ground Inspection | [19 empty] | EPSS, | EPSS | EPSS | EPSS,Ground Inspection, | EPSS Ground Inspection | EPSS Ground Inspection | EPSS, | EPSS | EPSS |  |  |  | , | FALSE
MERCED 210247184 | EPSS | EPSS | EPSS | [36 empty] | EPSS, | EPSS | EPSS | EPSS, | EPSS | EPSS | EPSS, | EPSS | EPSS |  |  |  | , | FALSE
WEEDPATCH 11064171 | EPSS | EPSS | EPSS | [15 empty] | Ground Inspection | [20 empty] | EPSS,Ground Inspection, | EPSS Ground Inspection | EPSS Ground Inspection | EPSS, | EPSS | EPSS | EPSS, | EPSS | EPSS |  |  |  | , | FALSE
ARBUCKLE 11013070 | EPSS | EPSS | EPSS | [16 empty] | Ground Inspection | Ground Inspection | [18 empty] | EPSS, | EPSS | EPSS | EPSS,Ground Inspection, | EPSS Ground Inspection | EPSS Ground Inspection | EPSS,Ground Inspection, | EPSS Ground Inspection | EPSS Ground Inspection |  |  |  | , | FALSE
WAHTOKE 111033004 | EPSS | EPSS | EPSS | [36 empty] | EPSS, | EPSS | EPSS | EPSS, | EPSS | EPSS | EPSS, | EPSS | EPSS |  |  |  | , | FALSE
BIG LAGOON 1101314118 | EPSS | EPSS | EPSS | [36 empty] | EPSS, | EPSS | EPSS | EPSS, | EPSS | EPSS | EPSS, | EPSS | EPSS |  |  |  | , | FALSE
LE GRAND 11045050 | EPSS | EPSS | EPSS | [15 empty] | Ground Inspection | [20 empty] | EPSS,Ground Inspection, | EPSS Ground Inspection | EPSS Ground Inspection | EPSS, | EPSS | EPSS | EPSS, | EPSS | EPSS |  |  |  | , | FALSE
DUNNIGAN 110130002 | EPSS | EPSS | EPSS | [17 empty] | Ground Inspection | [18 empty] | EPSS, | EPSS | EPSS | EPSS, | EPSS | EPSS | EPSS,Ground Inspection, | EPSS Ground Inspection | EPSS Ground Inspection |  |  |  | , | FALSE
WILKINS SLOUGH 110118262 | EPSS | EPSS | EPSS | [16 empty] | Ground Inspection | Ground Inspection | [18 empty] | EPSS, | EPSS | EPSS | EPSS,Ground Inspection, | EPSS Ground Inspection | EPSS Ground Inspection | EPSS,Ground Inspection, | EPSS Ground Inspection | EPSS Ground Inspection |  |  |  | , | FALSE
HENRIETTA 111099242 | EPSS | EPSS | EPSS | [17 empty] | Ground Inspection | [18 empty] | EPSS, | EPSS | EPSS | EPSS, | EPSS | EPSS | EPSS,Ground Inspection, | EPSS Ground Inspection | EPSS Ground Inspection |  |  |  | , | FALSE
CORNING 11031628 | EPSS | EPSS | EPSS | [17 empty] | Ground Inspection | [18 empty] | EPSS, | EPSS | EPSS | EPSS, | EPSS | EPSS | EPSS,Ground Inspection, | EPSS Ground Inspection | EPSS Ground Inspection |  |  |  | , | FALSE
SKAGGS ISLAND 1101CB | EPSS | EPSS | EPSS | [36 empty] | EPSS, | EPSS | EPSS | EPSS, | EPSS | EPSS | EPSS, | EPSS | EPSS |  |  |  | , | FALSE
NORCO 1102CB | EPSS | EPSS | EPSS | [17 empty] | Ground Inspection | [18 empty] | EPSS, | EPSS | EPSS | EPSS, | EPSS | EPSS | EPSS,Ground Inspection, | EPSS Ground Inspection | EPSS Ground Inspection |  |  |  | , | FALSE
VACA DIXON 11035602 | EPSS | EPSS | EPSS | [16 empty] | Ground Inspection | Ground Inspection | [18 empty] | EPSS, | EPSS | EPSS | EPSS,Ground Inspection, | EPSS Ground Inspection | EPSS Ground Inspection | EPSS,Ground Inspection, | EPSS Ground Inspection | EPSS Ground Inspection |  |  |  | , | FALSE
DINUBA 11057120 | EPSS | EPSS | EPSS | [15 empty] | Ground Inspection | [20 empty] | EPSS,Ground Inspection, | EPSS Ground Inspection | EPSS Ground Inspection | EPSS, | EPSS | EPSS | EPSS, | EPSS | EPSS |  |  |  | , | FALSE
DINUBA 11047300 | EPSS | EPSS | EPSS | [15 empty] | Ground Inspection | [20 empty] | EPSS,Ground Inspection, | EPSS Ground Inspection | EPSS Ground Inspection | EPSS, | EPSS | EPSS | EPSS, | EPSS | EPSS |  |  |  | , | FALSE
LERDO 11127348 | EPSS | EPSS | EPSS | [15 empty] | Ground Inspection | [20 empty] | EPSS,Ground Inspection, | EPSS Ground Inspection | EPSS Ground Inspection | EPSS, | EPSS | EPSS | EPSS, | EPSS | EPSS |  |  |  | , | FALSE
LOCKEFORD 21022130 | EPSS | EPSS | EPSS | [27 empty] | Line Sensors | [8 empty] | EPSS,Line Sensors, | EPSS Line Sensors | EPSS Line Sensors | EPSS, | EPSS | EPSS | EPSS, | EPSS | EPSS |  |  |  | , | FALSE
LOGAN CREEK 210168978 | EPSS | EPSS | EPSS | [16 empty] | Ground Inspection | [19 empty] | EPSS, | EPSS | EPSS | EPSS,Ground Inspection, | EPSS Ground Inspection | EPSS Ground Inspection | EPSS, | EPSS | EPSS |  |  |  | , | FALSE
LIVE OAK 1101136102 | EPSS | EPSS | EPSS | [16 empty] | Ground Inspection | Ground Inspection | [18 empty] | EPSS, | EPSS | EPSS | EPSS,Ground Inspection, | EPSS Ground Inspection | EPSS Ground Inspection | EPSS,Ground Inspection, | EPSS Ground Inspection | EPSS Ground Inspection |  |  |  | , | FALSE
SISQUOC 1102CB | EPSS | EPSS | EPSS | [17 empty] | Ground Inspection | [18 empty] | EPSS, | EPSS | EPSS | EPSS, | EPSS | EPSS | EPSS,Ground Inspection, | EPSS Ground Inspection | EPSS Ground Inspection |  |  |  | , | FALSE
GABILAN 1101566352 | EPSS | EPSS | EPSS | [14 empty] | Aerial Inspection |  | Ground Inspection | Ground Inspection | [7 empty] | Down Conductor Detection (DCD) | [10 empty] | EPSS, | EPSS | EPSS | EPSS,Ground Inspection,Down Conductor Detection (DCD), | EPSS Ground Inspection Down Conductor Detection (DCD) | EPSS Ground Inspection Down Conductor Detection (DCD) | EPSS,Aerial Inspection,Ground Inspection, | EPSS Aerial Inspection Ground Inspection | EPSS Aerial Inspection Ground Inspection |  |  |  | , | FALSE
PETALUMA C 110835452 | EPSS | EPSS | EPSS | [13 empty] | Aerial Inspection |  | Ground Inspection |  | Ground Inspection | [7 empty] | Down Conductor Detection (DCD) | [10 empty] | EPSS,Ground Inspection, | EPSS Ground Inspection | EPSS Ground Inspection | EPSS,Aerial Inspection,Down Conductor Detection (DCD), | EPSS Aerial Inspection Down Conductor Detection (DCD) | EPSS Aerial Inspection Down Conductor Detection (DCD) | EPSS,Ground Inspection, | EPSS Ground Inspection | EPSS Ground Inspection |  |  |  | , | FALSE
WEST SACRAMENTO 11048422 | EPSS | EPSS | EPSS | [36 empty] | EPSS, | EPSS | EPSS | EPSS, | EPSS | EPSS | EPSS, | EPSS | EPSS |  |  |  | , | FALSE
WRIGHT 1110CB | EPSS | EPSS | EPSS | [16 empty] | Ground Inspection | [19 empty] | EPSS, | EPSS | EPSS | EPSS,Ground Inspection, | EPSS Ground Inspection | EPSS Ground Inspection | EPSS, | EPSS | EPSS |  |  |  | , | FALSE
NEWMAN 11011584 | EPSS | EPSS | EPSS | [15 empty] | Ground Inspection | Ground Inspection | [19 empty] | EPSS,Ground Inspection, | EPSS Ground Inspection | EPSS Ground Inspection | EPSS,Ground Inspection, | EPSS Ground Inspection | EPSS Ground Inspection | EPSS, | EPSS | EPSS |  |  |  | , | FALSE
BLUE LAKE 110294240 | EPSS | EPSS | EPSS | [15 empty] | Ground Inspection | [20 empty] | EPSS,Ground Inspection, | EPSS Ground Inspection | EPSS Ground Inspection | EPSS, | EPSS | EPSS | EPSS, | EPSS | EPSS |  |  |  | , | FALSE
WHEATLAND 11042220 | EPSS | EPSS | EPSS | [16 empty] | Ground Inspection | Ground Inspection | [18 empty] | EPSS, | EPSS | EPSS | EPSS,Ground Inspection, | EPSS Ground Inspection | EPSS Ground Inspection | EPSS,Ground Inspection, | EPSS Ground Inspection | EPSS Ground Inspection |  |  |  | , | FALSE
RAWSON 11031486 | EPSS | EPSS | EPSS | [15 empty] | Ground Inspection | [20 empty] | EPSS,Ground Inspection, | EPSS Ground Inspection | EPSS Ground Inspection | EPSS, | EPSS | EPSS | EPSS, | EPSS | EPSS |  |  |  | , | FALSE
FIREBAUGH 11013290 | EPSS | EPSS | EPSS | [15 empty] | Ground Inspection |  | Ground Inspection | [18 empty] | EPSS,Ground Inspection, | EPSS Ground Inspection | EPSS Ground Inspection | EPSS, | EPSS | EPSS | EPSS,Ground Inspection, | EPSS Ground Inspection | EPSS Ground Inspection |  |  |  | , | FALSE
MIDWAY 1101CB | EPSS | EPSS | EPSS | [15 empty] | Ground Inspection | [20 empty] | EPSS,Ground Inspection, | EPSS Ground Inspection | EPSS Ground Inspection | EPSS, | EPSS | EPSS | EPSS, | EPSS | EPSS |  |  |  | , | FALSE
BELMONT 11028918 | EPSS | EPSS | EPSS | [15 empty] | Ground Inspection | [20 empty] | EPSS,Ground Inspection, | EPSS Ground Inspection | EPSS Ground Inspection | EPSS, | EPSS | EPSS | EPSS, | EPSS | EPSS |  |  |  | , | FALSE
GATES 1104CB | EPSS | EPSS | EPSS | [15 empty] | Ground Inspection | [20 empty] | EPSS,Ground Inspection, | EPSS Ground Inspection | EPSS Ground Inspection | EPSS, | EPSS | EPSS | EPSS, | EPSS | EPSS |  |  |  | , | FALSE
RICE 110197036 | EPSS | EPSS | EPSS | [17 empty] | Ground Inspection | [18 empty] | EPSS, | EPSS | EPSS | EPSS, | EPSS | EPSS | EPSS,Ground Inspection, | EPSS Ground Inspection | EPSS Ground Inspection |  |  |  | , | FALSE
CLEAR LAKE 110237580 | EPSS | EPSS | EPSS | [14 empty] | Aerial Inspection | Ground Inspection | Ground Inspection | [19 empty] | EPSS,Ground Inspection, | EPSS Ground Inspection | EPSS Ground Inspection | EPSS,Ground Inspection, | EPSS Ground Inspection | EPSS Ground Inspection | EPSS,Aerial Inspection, | EPSS Aerial Inspection | EPSS Aerial Inspection |  |  |  | , | FALSE
WHEELER RIDGE 1103CB | EPSS | EPSS | EPSS | [15 empty] | Ground Inspection |  | Ground Inspection | [18 empty] | EPSS,Ground Inspection, | EPSS Ground Inspection | EPSS Ground Inspection | EPSS, | EPSS | EPSS | EPSS,Ground Inspection, | EPSS Ground Inspection | EPSS Ground Inspection |  |  |  | , | FALSE
GREEN VALLEY 210397492 | EPSS | EPSS | EPSS | [36 empty] | EPSS, | EPSS | EPSS | EPSS, | EPSS | EPSS | EPSS, | EPSS | EPSS |  |  |  | , | FALSE
BRENTWOOD 2105219013 | EPSS | EPSS | EPSS | [15 empty] | Ground Inspection |  | Ground Inspection | [18 empty] | EPSS,Ground Inspection, | EPSS Ground Inspection | EPSS Ground Inspection | EPSS, | EPSS | EPSS | EPSS,Ground Inspection, | EPSS Ground Inspection | EPSS Ground Inspection |  |  |  | , | FALSE
EL NIDO 11015890 | EPSS | EPSS | EPSS | [15 empty] | Ground Inspection | Ground Inspection | [19 empty] | EPSS,Ground Inspection, | EPSS Ground Inspection | EPSS Ground Inspection | EPSS,Ground Inspection, | EPSS Ground Inspection | EPSS Ground Inspection | EPSS, | EPSS | EPSS |  |  |  | , | FALSE
PEASE 11031246 | EPSS | EPSS | EPSS | [17 empty] | Ground Inspection | [18 empty] | EPSS, | EPSS | EPSS | EPSS, | EPSS | EPSS | EPSS,Ground Inspection, | EPSS Ground Inspection | EPSS Ground Inspection |  |  |  | , | FALSE
GUSTINE 11017014 | EPSS | EPSS | EPSS | [36 empty] | EPSS, | EPSS | EPSS | EPSS, | EPSS | EPSS | EPSS, | EPSS | EPSS |  |  |  | , | FALSE
CHOWCHILLA 110139006 | EPSS | EPSS | EPSS | [15 empty] | Ground Inspection | Ground Inspection | [19 empty] | EPSS,Ground Inspection, | EPSS Ground Inspection | EPSS Ground Inspection | EPSS,Ground Inspection, | EPSS Ground Inspection | EPSS Ground Inspection | EPSS, | EPSS | EPSS |  |  |  | , | FALSE
HONCUT 11011038 | EPSS | EPSS | EPSS | [16 empty] | Ground Inspection | [19 empty] | EPSS, | EPSS | EPSS | EPSS,Ground Inspection, | EPSS Ground Inspection | EPSS Ground Inspection | EPSS, | EPSS | EPSS |  |  |  | , | FALSE
MERCED 1114777666 | EPSS | EPSS | EPSS | [36 empty] | EPSS, | EPSS | EPSS | EPSS, | EPSS | EPSS | EPSS, | EPSS | EPSS |  |  |  | , | FALSE
PEACHTON 110137470 | EPSS | EPSS | EPSS | [16 empty] | Ground Inspection | Ground Inspection | [18 empty] | EPSS, | EPSS | EPSS | EPSS,Ground Inspection, | EPSS Ground Inspection | EPSS Ground Inspection | EPSS,Ground Inspection, | EPSS Ground Inspection | EPSS Ground Inspection |  |  |  | , | FALSE
CAMDEN 11025547F | EPSS | EPSS | EPSS | [15 empty] | Ground Inspection | [20 empty] | EPSS,Ground Inspection, | EPSS Ground Inspection | EPSS Ground Inspection | EPSS, | EPSS | EPSS | EPSS, | EPSS | EPSS |  |  |  | , | FALSE
MENDOTA 11023810 | EPSS | EPSS | EPSS | [36 empty] | EPSS, | EPSS | EPSS | EPSS, | EPSS | EPSS | EPSS, | EPSS | EPSS |  |  |  | , | FALSE
DAIRYLAND 1111967172 | EPSS | EPSS | EPSS | [15 empty] | Ground Inspection | Ground Inspection | [19 empty] | EPSS,Ground Inspection, | EPSS Ground Inspection | EPSS Ground Inspection | EPSS,Ground Inspection, | EPSS Ground Inspection | EPSS Ground Inspection | EPSS, | EPSS | EPSS |  |  |  | , | FALSE
HOLLISTER 21044676 | EPSS | EPSS | EPSS | [16 empty] | Ground Inspection | Ground Inspection | [18 empty] | EPSS, | EPSS | EPSS | EPSS,Ground Inspection, | EPSS Ground Inspection | EPSS Ground Inspection | EPSS,Ground Inspection, | EPSS Ground Inspection | EPSS Ground Inspection |  |  |  | , | FALSE
LAKEVIEW 1106CB | EPSS | EPSS | EPSS | [15 empty] | Ground Inspection |  | Ground Inspection | [18 empty] | EPSS,Ground Inspection, | EPSS Ground Inspection | EPSS Ground Inspection | EPSS, | EPSS | EPSS | EPSS,Ground Inspection, | EPSS Ground Inspection | EPSS Ground Inspection |  |  |  | , | FALSE
CORCORAN 11188170 | EPSS | EPSS | EPSS | [15 empty] | Ground Inspection | [20 empty] | EPSS,Ground Inspection, | EPSS Ground Inspection | EPSS Ground Inspection | EPSS, | EPSS | EPSS | EPSS, | EPSS | EPSS |  |  |  | , | FALSE
CARBONA 1101CB | EPSS | EPSS | EPSS | [14 empty] | Aerial Inspection | Ground Inspection |  | Ground Inspection | [18 empty] | EPSS,Ground Inspection, | EPSS Ground Inspection | EPSS Ground Inspection | EPSS, | EPSS | EPSS | EPSS,Aerial Inspection,Ground Inspection, | EPSS Aerial Inspection Ground Inspection | EPSS Aerial Inspection Ground Inspection |  |  |  | , | FALSE
ATWATER 11077080 | EPSS | EPSS | EPSS | [16 empty] | Ground Inspection | [19 empty] | EPSS, | EPSS | EPSS | EPSS,Ground Inspection, | EPSS Ground Inspection | EPSS Ground Inspection | EPSS, | EPSS | EPSS |  |  |  | , | FALSE
SISQUOC 1101CB | EPSS | EPSS | EPSS | [17 empty] | Ground Inspection | [18 empty] | EPSS, | EPSS | EPSS | EPSS, | EPSS | EPSS | EPSS,Ground Inspection, | EPSS Ground Inspection | EPSS Ground Inspection |  |  |  | , | FALSE
STOREY 11049300 | EPSS | EPSS | EPSS | [15 empty] | Ground Inspection | Ground Inspection | [19 empty] | EPSS,Ground Inspection, | EPSS Ground Inspection | EPSS Ground Inspection | EPSS,Ground Inspection, | EPSS Ground Inspection | EPSS Ground Inspection | EPSS, | EPSS | EPSS |  |  |  | , | FALSE
JACINTO 11012062 | EPSS | EPSS | EPSS | [16 empty] | Ground Inspection | [19 empty] | EPSS, | EPSS | EPSS | EPSS,Ground Inspection, | EPSS Ground Inspection | EPSS Ground Inspection | EPSS, | EPSS | EPSS |  |  |  | , | FALSE
MC MULLIN 11066770 | EPSS | EPSS | EPSS | [16 empty] | Ground Inspection | [19 empty] | EPSS, | EPSS | EPSS | EPSS,Ground Inspection, | EPSS Ground Inspection | EPSS Ground Inspection | EPSS, | EPSS | EPSS |  |  |  | , | FALSE
STROUD 11029480 | EPSS | EPSS | EPSS | [15 empty] | Ground Inspection | [20 empty] | EPSS,Ground Inspection, | EPSS Ground Inspection | EPSS Ground Inspection | EPSS, | EPSS | EPSS | EPSS, | EPSS | EPSS |  |  |  | , | FALSE
CORTINA 110137554 | EPSS | EPSS | EPSS | [16 empty] | Ground Inspection | [19 empty] | EPSS, | EPSS | EPSS | EPSS,Ground Inspection, | EPSS Ground Inspection | EPSS Ground Inspection | EPSS, | EPSS | EPSS |  |  |  | , | FALSE
REEDLEY 11107470 | EPSS | EPSS | EPSS | [15 empty] | Ground Inspection | [20 empty] | EPSS,Ground Inspection, | EPSS Ground Inspection | EPSS Ground Inspection | EPSS, | EPSS | EPSS | EPSS, | EPSS | EPSS |  |  |  | , | FALSE
SONOMA 1107606 | EPSS | EPSS | EPSS | [17 empty] | Ground Inspection | [18 empty] | EPSS, | EPSS | EPSS | EPSS, | EPSS | EPSS | EPSS,Ground Inspection, | EPSS Ground Inspection | EPSS Ground Inspection |  |  |  | , | FALSE
MERCED 11089990 | EPSS | EPSS | EPSS | [16 empty] | Ground Inspection | [19 empty] | EPSS, | EPSS | EPSS | EPSS,Ground Inspection, | EPSS Ground Inspection | EPSS Ground Inspection | EPSS, | EPSS | EPSS |  |  |  | , | FALSE
CLEAR LAKE 1102626634 | EPSS | EPSS | EPSS | [15 empty] | Ground Inspection |  | Ground Inspection | [18 empty] | EPSS,Ground Inspection, | EPSS Ground Inspection | EPSS Ground Inspection | EPSS, | EPSS | EPSS | EPSS,Ground Inspection, | EPSS Ground Inspection | EPSS Ground Inspection |  |  |  | , | FALSE
WRIGHT 111011942 | EPSS | EPSS | EPSS | [36 empty] | EPSS, | EPSS | EPSS | EPSS, | EPSS | EPSS | EPSS, | EPSS | EPSS |  |  |  | , | FALSE
MENLO 110358562 | EPSS | EPSS | EPSS | [16 empty] | Ground Inspection | Ground Inspection | [18 empty] | EPSS, | EPSS | EPSS | EPSS,Ground Inspection, | EPSS Ground Inspection | EPSS Ground Inspection | EPSS,Ground Inspection, | EPSS Ground Inspection | EPSS Ground Inspection |  |  |  | , | FALSE
MC ARTHUR 11011488 | EPSS | EPSS | EPSS | [6 empty] | Expulsion Fuse Replacement | [6 empty] | Aerial Inspection | Aerial Inspection | Ground Inspection | Ground Inspection | [7 empty] | Down Conductor Detection (DCD) | [11 empty] | EPSS,Expulsion Fuse Replacement,Ground Inspection,Down Conductor Detection (DCD), | EPSS Expulsion Fuse Replacement Ground Inspection Down Conductor Detection (DCD) | EPSS Expulsion Fuse Replacement Ground Inspection Down Conductor Detection (DCD) | EPSS,Aerial Inspection,Ground Inspection, | EPSS Aerial Inspection Ground Inspection | EPSS Aerial Inspection Ground Inspection | EPSS,Aerial Inspection, | EPSS Aerial Inspection | EPSS Aerial Inspection |  |  |  | , | FALSE
MAXWELL 110530456 | EPSS | EPSS | EPSS | [17 empty] | Ground Inspection | [18 empty] | EPSS, | EPSS | EPSS | EPSS, | EPSS | EPSS | EPSS,Ground Inspection, | EPSS Ground Inspection | EPSS Ground Inspection |  |  |  | , | FALSE
CORCORAN 1104149336 | EPSS | EPSS | EPSS | [15 empty] | Ground Inspection | [20 empty] | EPSS,Ground Inspection, | EPSS Ground Inspection | EPSS Ground Inspection | EPSS, | EPSS | EPSS | EPSS, | EPSS | EPSS |  |  |  | , | FALSE
ORO LOMA 11163190 | EPSS | EPSS | EPSS | [16 empty] | Ground Inspection | [19 empty] | EPSS, | EPSS | EPSS | EPSS,Ground Inspection, | EPSS Ground Inspection | EPSS Ground Inspection | EPSS, | EPSS | EPSS |  |  |  | , | FALSE
COALINGA NO 2 110541882 | EPSS | EPSS | EPSS | [15 empty] | Ground Inspection | [8 empty] | Down Conductor Detection (DCD) | [11 empty] | EPSS,Ground Inspection,Down Conductor Detection (DCD), | EPSS Ground Inspection Down Conductor Detection (DCD) | EPSS Ground Inspection Down Conductor Detection (DCD) | EPSS, | EPSS | EPSS | EPSS, | EPSS | EPSS |  |  |  | , | FALSE
MADISON 110323452 | EPSS | EPSS | EPSS | [17 empty] | Ground Inspection | [18 empty] | EPSS, | EPSS | EPSS | EPSS, | EPSS | EPSS | EPSS,Ground Inspection, | EPSS Ground Inspection | EPSS Ground Inspection |  |  |  | , | FALSE
LERDO 1112CB | EPSS | EPSS | EPSS | [15 empty] | Ground Inspection | Ground Inspection | [19 empty] | EPSS,Ground Inspection, | EPSS Ground Inspection | EPSS Ground Inspection | EPSS,Ground Inspection, | EPSS Ground Inspection | EPSS Ground Inspection | EPSS, | EPSS | EPSS |  |  |  | , | FALSE
MC ARTHUR 1102CB | EPSS | EPSS | EPSS | [36 empty] | EPSS, | EPSS | EPSS | EPSS, | EPSS | EPSS | EPSS, | EPSS | EPSS |  |  |  | , | FALSE
GREEN VALLEY 210211036 | EPSS | EPSS | EPSS | [17 empty] | Ground Inspection | [18 empty] | EPSS, | EPSS | EPSS | EPSS, | EPSS | EPSS | EPSS,Ground Inspection, | EPSS Ground Inspection | EPSS Ground Inspection |  |  |  | , | FALSE
CARUTHERS 11046737 | EPSS | EPSS | EPSS | [15 empty] | Ground Inspection | Ground Inspection | [19 empty] | EPSS,Ground Inspection, | EPSS Ground Inspection | EPSS Ground Inspection | EPSS,Ground Inspection, | EPSS Ground Inspection | EPSS Ground Inspection | EPSS, | EPSS | EPSS |  |  |  | , | FALSE
EL PECO 11055870 | EPSS | EPSS | EPSS | [17 empty] | Ground Inspection | [18 empty] | EPSS, | EPSS | EPSS | EPSS, | EPSS | EPSS | EPSS,Ground Inspection, | EPSS Ground Inspection | EPSS Ground Inspection |  |  |  | , | FALSE
WINTERS 110121302 | EPSS | EPSS | EPSS | [15 empty] | Ground Inspection |  | Ground Inspection | [18 empty] | EPSS,Ground Inspection, | EPSS Ground Inspection | EPSS Ground Inspection | EPSS, | EPSS | EPSS | EPSS,Ground Inspection, | EPSS Ground Inspection | EPSS Ground Inspection |  |  |  | , | FALSE
SCHINDLER 110599334 | EPSS | EPSS | EPSS | [36 empty] | EPSS, | EPSS | EPSS | EPSS, | EPSS | EPSS | EPSS, | EPSS | EPSS |  |  |  | , | FALSE
COLUMBUS 11054059 | EPSS | EPSS | EPSS | [16 empty] | Ground Inspection | [19 empty] | EPSS, | EPSS | EPSS | EPSS,Ground Inspection, | EPSS Ground Inspection | EPSS Ground Inspection | EPSS, | EPSS | EPSS |  |  |  | , | FALSE
VACA DIXON 110340832 | EPSS | EPSS | EPSS | [15 empty] | Ground Inspection | Ground Inspection | [19 empty] | EPSS,Ground Inspection, | EPSS Ground Inspection | EPSS Ground Inspection | EPSS,Ground Inspection, | EPSS Ground Inspection | EPSS Ground Inspection | EPSS, | EPSS | EPSS |  |  |  | , | FALSE
BORDEN 11035210 | EPSS | EPSS | EPSS | [17 empty] | Ground Inspection | [18 empty] | EPSS, | EPSS | EPSS | EPSS, | EPSS | EPSS | EPSS,Ground Inspection, | EPSS Ground Inspection | EPSS Ground Inspection |  |  |  | , | FALSE
HERDLYN 110311754 | EPSS | EPSS | EPSS | [15 empty] | Ground Inspection | Ground Inspection | [19 empty] | EPSS,Ground Inspection, | EPSS Ground Inspection | EPSS Ground Inspection | EPSS,Ground Inspection, | EPSS Ground Inspection | EPSS Ground Inspection | EPSS, | EPSS | EPSS |  |  |  | , | FALSE
MC FARLAND 1105128091 | EPSS | EPSS | EPSS | [16 empty] | Ground Inspection | [19 empty] | EPSS, | EPSS | EPSS | EPSS,Ground Inspection, | EPSS Ground Inspection | EPSS Ground Inspection | EPSS, | EPSS | EPSS |  |  |  | , | FALSE
TEMBLOR 11043013 | EPSS | EPSS | EPSS | [15 empty] | Ground Inspection | [20 empty] | EPSS,Ground Inspection, | EPSS Ground Inspection | EPSS Ground Inspection | EPSS, | EPSS | EPSS | EPSS, | EPSS | EPSS |  |  |  | , | FALSE
MENDOTA 1101CB | EPSS | EPSS | EPSS | [17 empty] | Ground Inspection | [18 empty] | EPSS, | EPSS | EPSS | EPSS, | EPSS | EPSS | EPSS,Ground Inspection, | EPSS Ground Inspection | EPSS Ground Inspection |  |  |  | , | FALSE
DINUBA 11047590 | EPSS | EPSS | EPSS | [36 empty] | EPSS, | EPSS | EPSS | EPSS, | EPSS | EPSS | EPSS, | EPSS | EPSS |  |  |  | , | FALSE
MISSION (X) 1128CB | EPSS | EPSS | EPSS | [15 empty] | Ground Inspection | [20 empty] | EPSS,Ground Inspection, | EPSS Ground Inspection | EPSS Ground Inspection | EPSS, | EPSS | EPSS | EPSS, | EPSS | EPSS |  |  |  | , | FALSE
SISQUOC 1103CB | EPSS | EPSS | EPSS | [36 empty] | EPSS, | EPSS | EPSS | EPSS, | EPSS | EPSS | EPSS, | EPSS | EPSS |  |  |  | , | FALSE
GREEN VALLEY 21036661 | EPSS | EPSS | EPSS | [17 empty] | Ground Inspection | [18 empty] | EPSS, | EPSS | EPSS | EPSS, | EPSS | EPSS | EPSS,Ground Inspection, | EPSS Ground Inspection | EPSS Ground Inspection |  |  |  | , | FALSE
CHOWCHILLA 11015550 | EPSS | EPSS | EPSS | [15 empty] | Ground Inspection | Ground Inspection | [19 empty] | EPSS,Ground Inspection, | EPSS Ground Inspection | EPSS Ground Inspection | EPSS,Ground Inspection, | EPSS Ground Inspection | EPSS Ground Inspection | EPSS, | EPSS | EPSS |  |  |  | , | FALSE
EL CAPITAN 110384120 | EPSS | EPSS | EPSS | [17 empty] | Ground Inspection | [18 empty] | EPSS, | EPSS | EPSS | EPSS, | EPSS | EPSS | EPSS,Ground Inspection, | EPSS Ground Inspection | EPSS Ground Inspection |  |  |  | , | FALSE
LE GRAND 110634924 | EPSS | EPSS | EPSS | [16 empty] | Ground Inspection | [19 empty] | EPSS, | EPSS | EPSS | EPSS,Ground Inspection, | EPSS Ground Inspection | EPSS Ground Inspection | EPSS, | EPSS | EPSS |  |  |  | , | FALSE
DOS PALOS 110190170 | EPSS | EPSS | EPSS | [16 empty] | Ground Inspection | Ground Inspection | [18 empty] | EPSS, | EPSS | EPSS | EPSS,Ground Inspection, | EPSS Ground Inspection | EPSS Ground Inspection | EPSS,Ground Inspection, | EPSS Ground Inspection | EPSS Ground Inspection |  |  |  | , | FALSE
SANTA YNEZ 110488746 | EPSS | EPSS | EPSS | [14 empty] | Aerial Inspection |  | Ground Inspection | Ground Inspection | [18 empty] | EPSS, | EPSS | EPSS | EPSS,Ground Inspection, | EPSS Ground Inspection | EPSS Ground Inspection | EPSS,Aerial Inspection,Ground Inspection, | EPSS Aerial Inspection Ground Inspection | EPSS Aerial Inspection Ground Inspection |  |  |  | , | FALSE
DUNNIGAN 11013050 | EPSS | EPSS | EPSS | [17 empty] | Ground Inspection | [18 empty] | EPSS, | EPSS | EPSS | EPSS, | EPSS | EPSS | EPSS,Ground Inspection, | EPSS Ground Inspection | EPSS Ground Inspection |  |  |  | , | FALSE
KINGSBURG 11116170 | EPSS | EPSS | EPSS | [15 empty] | Ground Inspection | [20 empty] | EPSS,Ground Inspection, | EPSS Ground Inspection | EPSS Ground Inspection | EPSS, | EPSS | EPSS | EPSS, | EPSS | EPSS |  |  |  | , | FALSE
MORMON 110277504 | EPSS | EPSS | EPSS | [15 empty] | Ground Inspection | [20 empty] | EPSS,Ground Inspection, | EPSS Ground Inspection | EPSS Ground Inspection | EPSS, | EPSS | EPSS | EPSS, | EPSS | EPSS |  |  |  | , | FALSE
GANSO 1104CB | EPSS | EPSS | EPSS | [36 empty] | EPSS, | EPSS | EPSS | EPSS, | EPSS | EPSS | EPSS, | EPSS | EPSS |  |  |  | , | FALSE
NEWHALL 1111CB | EPSS | EPSS | EPSS | [16 empty] | Ground Inspection | [19 empty] | EPSS, | EPSS | EPSS | EPSS,Ground Inspection, | EPSS Ground Inspection | EPSS Ground Inspection | EPSS, | EPSS | EPSS |  |  |  | , | FALSE
STOREY 11086010 | EPSS | EPSS | EPSS | [15 empty] | Ground Inspection |  | Ground Inspection | [18 empty] | EPSS,Ground Inspection, | EPSS Ground Inspection | EPSS Ground Inspection | EPSS, | EPSS | EPSS | EPSS,Ground Inspection, | EPSS Ground Inspection | EPSS Ground Inspection |  |  |  | , | FALSE
SAN BERNARD 1101438074 | EPSS | EPSS | EPSS | [17 empty] | Ground Inspection | [8 empty] | Down Conductor Detection (DCD) | [9 empty] | EPSS, | EPSS | EPSS | EPSS, | EPSS | EPSS | EPSS,Ground Inspection,Down Conductor Detection (DCD), | EPSS Ground Inspection Down Conductor Detection (DCD) | EPSS Ground Inspection Down Conductor Detection (DCD) |  |  |  | , | FALSE
KINGSBURG 1116794408 | EPSS | EPSS | EPSS | [36 empty] | EPSS, | EPSS | EPSS | EPSS, | EPSS | EPSS | EPSS, | EPSS | EPSS |  |  |  | , | FALSE
RIO DELL 110192712 | EPSS | EPSS | EPSS | [16 empty] | Ground Inspection | Ground Inspection | [18 empty] | EPSS, | EPSS | EPSS | EPSS,Ground Inspection, | EPSS Ground Inspection | EPSS Ground Inspection | EPSS,Ground Inspection, | EPSS Ground Inspection | EPSS Ground Inspection |  |  |  | , | FALSE
HARDWICK 11025050 | EPSS | EPSS | EPSS | [36 empty] | EPSS, | EPSS | EPSS | EPSS, | EPSS | EPSS | EPSS, | EPSS | EPSS |  |  |  | , | FALSE
LE GRAND 1110CB | EPSS | EPSS | EPSS | [15 empty] | Ground Inspection | [20 empty] | EPSS,Ground Inspection, | EPSS Ground Inspection | EPSS Ground Inspection | EPSS, | EPSS | EPSS | EPSS, | EPSS | EPSS |  |  |  | , | FALSE
GUERNSEY 110255746 | EPSS | EPSS | EPSS | [36 empty] | EPSS, | EPSS | EPSS | EPSS, | EPSS | EPSS | EPSS, | EPSS | EPSS |  |  |  | , | FALSE
MAXWELL 11053006 | EPSS | EPSS | EPSS | [36 empty] | EPSS, | EPSS | EPSS | EPSS, | EPSS | EPSS | EPSS, | EPSS | EPSS |  |  |  | , | FALSE
AIRWAYS 1107R1426 | EPSS | EPSS | EPSS | [16 empty] | Ground Inspection | [19 empty] | EPSS, | EPSS | EPSS | EPSS,Ground Inspection, | EPSS Ground Inspection | EPSS Ground Inspection | EPSS, | EPSS | EPSS |  |  |  | , | FALSE
NEWBURG 113190644 | EPSS | EPSS | EPSS | [17 empty] | Ground Inspection | [7 empty] | Down Conductor Detection (DCD) | [10 empty] | EPSS, | EPSS | EPSS | EPSS,Down Conductor Detection (DCD), | EPSS Down Conductor Detection (DCD) | EPSS Down Conductor Detection (DCD) | EPSS,Ground Inspection, | EPSS Ground Inspection | EPSS Ground Inspection |  |  |  | , | FALSE
SANGER 1108R544 | EPSS | EPSS | EPSS | [16 empty] | Ground Inspection | Ground Inspection | [18 empty] | EPSS, | EPSS | EPSS | EPSS,Ground Inspection, | EPSS Ground Inspection | EPSS Ground Inspection | EPSS,Ground Inspection, | EPSS Ground Inspection | EPSS Ground Inspection |  |  |  | , | FALSE
OROSI 110433456 | EPSS | EPSS | EPSS | [15 empty] | Ground Inspection | Ground Inspection | [19 empty] | EPSS,Ground Inspection, | EPSS Ground Inspection | EPSS Ground Inspection | EPSS,Ground Inspection, | EPSS Ground Inspection | EPSS Ground Inspection | EPSS, | EPSS | EPSS |  |  |  | , | FALSE
JACINTO 11022606 | EPSS | EPSS | EPSS | [16 empty] | Ground Inspection | [19 empty] | EPSS, | EPSS | EPSS | EPSS,Ground Inspection, | EPSS Ground Inspection | EPSS Ground Inspection | EPSS, | EPSS | EPSS |  |  |  | , | FALSE
SALINAS 11043018 | EPSS | EPSS | EPSS | [14 empty] | Aerial Inspection |  | Ground Inspection | [19 empty] | EPSS, | EPSS | EPSS | EPSS,Ground Inspection, | EPSS Ground Inspection | EPSS Ground Inspection | EPSS,Aerial Inspection, | EPSS Aerial Inspection | EPSS Aerial Inspection |  |  |  | , | FALSE
BIG RIVER 11012989 | EPSS | EPSS | EPSS | [13 empty] | Aerial Inspection |  | Ground Inspection |  | Ground Inspection | [6 empty] | Down Conductor Detection (DCD) | [11 empty] | EPSS,Ground Inspection,Down Conductor Detection (DCD), | EPSS Ground Inspection Down Conductor Detection (DCD) | EPSS Ground Inspection Down Conductor Detection (DCD) | EPSS,Aerial Inspection, | EPSS Aerial Inspection | EPSS Aerial Inspection | EPSS,Ground Inspection, | EPSS Ground Inspection | EPSS Ground Inspection |  |  |  | , | FALSE
TULARE LAKE 110675538 | EPSS | EPSS | EPSS | [15 empty] | Ground Inspection | Ground Inspection | [19 empty] | EPSS,Ground Inspection, | EPSS Ground Inspection | EPSS Ground Inspection | EPSS,Ground Inspection, | EPSS Ground Inspection | EPSS Ground Inspection | EPSS, | EPSS | EPSS |  |  |  | , | FALSE
MC CALL 11016779F | EPSS | EPSS | EPSS | [17 empty] | Ground Inspection | [18 empty] | EPSS, | EPSS | EPSS | EPSS, | EPSS | EPSS | EPSS,Ground Inspection, | EPSS Ground Inspection | EPSS Ground Inspection |  |  |  | , | FALSE
TUDOR 11022298 | EPSS | EPSS | EPSS | [15 empty] | Ground Inspection | [20 empty] | EPSS,Ground Inspection, | EPSS Ground Inspection | EPSS Ground Inspection | EPSS, | EPSS | EPSS | EPSS, | EPSS | EPSS |  |  |  | , | FALSE
MENDOTA 11023160 | EPSS | EPSS | EPSS | [17 empty] | Ground Inspection | [18 empty] | EPSS, | EPSS | EPSS | EPSS, | EPSS | EPSS | EPSS,Ground Inspection, | EPSS Ground Inspection | EPSS Ground Inspection |  |  |  | , | FALSE
MC CALL 11016790 | EPSS | EPSS | EPSS | [17 empty] | Ground Inspection | [18 empty] | EPSS, | EPSS | EPSS | EPSS, | EPSS | EPSS | EPSS,Ground Inspection, | EPSS Ground Inspection | EPSS Ground Inspection |  |  |  | , | FALSE
ROB ROY 21058281 | EPSS | EPSS | EPSS | [13 empty] | Aerial Inspection |  | Ground Inspection | Ground Inspection | [19 empty] | EPSS,Ground Inspection, | EPSS Ground Inspection | EPSS Ground Inspection | EPSS,Aerial Inspection,Ground Inspection, | EPSS Aerial Inspection Ground Inspection | EPSS Aerial Inspection Ground Inspection | EPSS, | EPSS | EPSS |  |  |  | , | FALSE
EL NIDO 1101889532 | EPSS | EPSS | EPSS | [15 empty] | Ground Inspection | [20 empty] | EPSS,Ground Inspection, | EPSS Ground Inspection | EPSS Ground Inspection | EPSS, | EPSS | EPSS | EPSS, | EPSS | EPSS |  |  |  | , | FALSE
ATWATER 11027180 | EPSS | EPSS | EPSS | [16 empty] | Ground Inspection | [19 empty] | EPSS, | EPSS | EPSS | EPSS,Ground Inspection, | EPSS Ground Inspection | EPSS Ground Inspection | EPSS, | EPSS | EPSS |  |  |  | , | FALSE
GOOSE LAKE 2104210300 | EPSS | EPSS | EPSS | [16 empty] | Ground Inspection | [19 empty] | EPSS, | EPSS | EPSS | EPSS,Ground Inspection, | EPSS Ground Inspection | EPSS Ground Inspection | EPSS, | EPSS | EPSS |  |  |  | , | FALSE
HARDWICK 11026350 | EPSS | EPSS | EPSS | [36 empty] | EPSS, | EPSS | EPSS | EPSS, | EPSS | EPSS | EPSS, | EPSS | EPSS |  |  |  | , | FALSE
CABRILLO 1104765792 | EPSS | EPSS | EPSS | [17 empty] | Ground Inspection | [18 empty] | EPSS, | EPSS | EPSS | EPSS, | EPSS | EPSS | EPSS,Ground Inspection, | EPSS Ground Inspection | EPSS Ground Inspection |  |  |  | , | FALSE
BAIR 110395364 | EPSS | EPSS | EPSS | [16 empty] | Ground Inspection | [19 empty] | EPSS, | EPSS | EPSS | EPSS,Ground Inspection, | EPSS Ground Inspection | EPSS Ground Inspection | EPSS, | EPSS | EPSS |  |  |  | , | FALSE
MORMON 110112446 | EPSS | EPSS | EPSS | [15 empty] | Ground Inspection | [20 empty] | EPSS,Ground Inspection, | EPSS Ground Inspection | EPSS Ground Inspection | EPSS, | EPSS | EPSS | EPSS, | EPSS | EPSS |  |  |  | , | FALSE
OLD RIVER 11014577 | EPSS | EPSS | EPSS | [17 empty] | Ground Inspection | [18 empty] | EPSS, | EPSS | EPSS | EPSS, | EPSS | EPSS | EPSS,Ground Inspection, | EPSS Ground Inspection | EPSS Ground Inspection |  |  |  | , | FALSE
MADISON 210120052 | EPSS | EPSS | EPSS | [16 empty] | Ground Inspection | [10 empty] | Line Sensors | [8 empty] | EPSS,Line Sensors, | EPSS Line Sensors | EPSS Line Sensors | EPSS,Ground Inspection, | EPSS Ground Inspection | EPSS Ground Inspection | EPSS, | EPSS | EPSS |  |  |  | , | FALSE
BALFOUR 1101611738 | EPSS | EPSS | EPSS | [15 empty] | Ground Inspection | [20 empty] | EPSS,Ground Inspection, | EPSS Ground Inspection | EPSS Ground Inspection | EPSS, | EPSS | EPSS | EPSS, | EPSS | EPSS |  |  |  | , | FALSE
CASSIDY 21076090 | EPSS | EPSS | EPSS | [15 empty] | Ground Inspection |  | Ground Inspection | [18 empty] | EPSS,Ground Inspection, | EPSS Ground Inspection | EPSS Ground Inspection | EPSS, | EPSS | EPSS | EPSS,Ground Inspection, | EPSS Ground Inspection | EPSS Ground Inspection |  |  |  | , | FALSE
BONITA 1103CB | EPSS | EPSS | EPSS | [36 empty] | EPSS, | EPSS | EPSS | EPSS, | EPSS | EPSS | EPSS, | EPSS | EPSS |  |  |  | , | FALSE
HONCUT 1102CB | EPSS | EPSS | EPSS | [16 empty] | Ground Inspection | Ground Inspection | [18 empty] | EPSS, | EPSS | EPSS | EPSS,Ground Inspection, | EPSS Ground Inspection | EPSS Ground Inspection | EPSS,Ground Inspection, | EPSS Ground Inspection | EPSS Ground Inspection |  |  |  | , | FALSE
SOLEDAD 21053720 | EPSS | EPSS | EPSS | [14 empty] | Aerial Inspection | Ground Inspection | Ground Inspection | [19 empty] | EPSS,Ground Inspection, | EPSS Ground Inspection | EPSS Ground Inspection | EPSS,Ground Inspection, | EPSS Ground Inspection | EPSS Ground Inspection | EPSS,Aerial Inspection, | EPSS Aerial Inspection | EPSS Aerial Inspection |  |  |  | , | FALSE
SCHINDLER 111494236 | EPSS | EPSS | EPSS | [36 empty] | EPSS, | EPSS | EPSS | EPSS, | EPSS | EPSS | EPSS, | EPSS | EPSS |  |  |  | , | FALSE
TEMBLOR 2103642990 | EPSS | EPSS | EPSS | [15 empty] | Ground Inspection | [20 empty] | EPSS,Ground Inspection, | EPSS Ground Inspection | EPSS Ground Inspection | EPSS, | EPSS | EPSS | EPSS, | EPSS | EPSS |  |  |  | , | FALSE
ANITA 11062496 | EPSS | EPSS | EPSS | [13 empty] | Aerial Inspection |  | Ground Inspection | Ground Inspection | [19 empty] | EPSS,Ground Inspection, | EPSS Ground Inspection | EPSS Ground Inspection | EPSS,Aerial Inspection,Ground Inspection, | EPSS Aerial Inspection Ground Inspection | EPSS Aerial Inspection Ground Inspection | EPSS, | EPSS | EPSS |  |  |  | , | FALSE
HONCUT 11015581 | EPSS | EPSS | EPSS | [16 empty] | Ground Inspection | [19 empty] | EPSS, | EPSS | EPSS | EPSS,Ground Inspection, | EPSS Ground Inspection | EPSS Ground Inspection | EPSS, | EPSS | EPSS |  |  |  | , | FALSE
PLUMAS 11017376 | EPSS | EPSS | EPSS | [15 empty] | Ground Inspection | Ground Inspection | [19 empty] | EPSS,Ground Inspection, | EPSS Ground Inspection | EPSS Ground Inspection | EPSS,Ground Inspection, | EPSS Ground Inspection | EPSS Ground Inspection | EPSS, | EPSS | EPSS |  |  |  | , | FALSE
CORTINA 110189686 | EPSS | EPSS | EPSS | [16 empty] | Ground Inspection | Ground Inspection | [18 empty] | EPSS, | EPSS | EPSS | EPSS,Ground Inspection, | EPSS Ground Inspection | EPSS Ground Inspection | EPSS,Ground Inspection, | EPSS Ground Inspection | EPSS Ground Inspection |  |  |  | , | FALSE
LERDO 11113610 | EPSS | EPSS | EPSS | [15 empty] | Ground Inspection | [20 empty] | EPSS,Ground Inspection, | EPSS Ground Inspection | EPSS Ground Inspection | EPSS, | EPSS | EPSS | EPSS, | EPSS | EPSS |  |  |  | , | FALSE
OAKLAND C 1133CB | EPSS | EPSS | EPSS | [15 empty] | Ground Inspection | Ground Inspection | [19 empty] | EPSS,Ground Inspection, | EPSS Ground Inspection | EPSS Ground Inspection | EPSS,Ground Inspection, | EPSS Ground Inspection | EPSS Ground Inspection | EPSS, | EPSS | EPSS |  |  |  | , | FALSE
CORCORAN 1118281454 | EPSS | EPSS | EPSS | [15 empty] | Ground Inspection | [20 empty] | EPSS,Ground Inspection, | EPSS Ground Inspection | EPSS Ground Inspection | EPSS, | EPSS | EPSS | EPSS, | EPSS | EPSS |  |  |  | , | FALSE
EEL RIVER 1103CB | EPSS | EPSS | EPSS | [13 empty] | Aerial Inspection |  | Ground Inspection |  | Ground Inspection | [18 empty] | EPSS,Ground Inspection, | EPSS Ground Inspection | EPSS Ground Inspection | EPSS,Aerial Inspection, | EPSS Aerial Inspection | EPSS Aerial Inspection | EPSS,Ground Inspection, | EPSS Ground Inspection | EPSS Ground Inspection |  |  |  | , | FALSE
WEEDPATCH 11014574 | EPSS | EPSS | EPSS | [15 empty] | Ground Inspection | [20 empty] | EPSS,Ground Inspection, | EPSS Ground Inspection | EPSS Ground Inspection | EPSS, | EPSS | EPSS | EPSS, | EPSS | EPSS |  |  |  | , | FALSE
CANTUA 1105CB | EPSS | EPSS | EPSS | [17 empty] | Ground Inspection | [18 empty] | EPSS, | EPSS | EPSS | EPSS, | EPSS | EPSS | EPSS,Ground Inspection, | EPSS Ground Inspection | EPSS Ground Inspection |  |  |  | , | FALSE
RIO BRAVO 11021578 | EPSS | EPSS | EPSS | [15 empty] | Ground Inspection | [20 empty] | EPSS,Ground Inspection, | EPSS Ground Inspection | EPSS Ground Inspection | EPSS, | EPSS | EPSS | EPSS, | EPSS | EPSS |  |  |  | , | FALSE
GERBER 110185172 | EPSS | EPSS | EPSS | [36 empty] | EPSS, | EPSS | EPSS | EPSS, | EPSS | EPSS | EPSS, | EPSS | EPSS |  |  |  | , | FALSE
PUTAH CREEK 11038362 | EPSS | EPSS | EPSS | [15 empty] | Ground Inspection | [8 empty] | Down Conductor Detection (DCD) | [11 empty] | EPSS,Ground Inspection,Down Conductor Detection (DCD), | EPSS Ground Inspection Down Conductor Detection (DCD) | EPSS Ground Inspection Down Conductor Detection (DCD) | EPSS, | EPSS | EPSS | EPSS, | EPSS | EPSS |  |  |  | , | FALSE
JACOBS CORNER 1101805158 | EPSS | EPSS | EPSS | [36 empty] | EPSS, | EPSS | EPSS | EPSS, | EPSS | EPSS | EPSS, | EPSS | EPSS |  |  |  | , | FALSE
LAMMERS 110714358 | EPSS | EPSS | EPSS | [15 empty] | Ground Inspection | [20 empty] | EPSS,Ground Inspection, | EPSS Ground Inspection | EPSS Ground Inspection | EPSS, | EPSS | EPSS | EPSS, | EPSS | EPSS |  |  |  | , | FALSE
CARUTHERS 110149650 | EPSS | EPSS | EPSS | [16 empty] | Ground Inspection | [19 empty] | EPSS, | EPSS | EPSS | EPSS,Ground Inspection, | EPSS Ground Inspection | EPSS Ground Inspection | EPSS, | EPSS | EPSS |  |  |  | , | FALSE
CLOVIS 1104CB | EPSS | EPSS | EPSS | [16 empty] | Ground Inspection | [19 empty] | EPSS, | EPSS | EPSS | EPSS,Ground Inspection, | EPSS Ground Inspection | EPSS Ground Inspection | EPSS, | EPSS | EPSS |  |  |  | , | FALSE
STAGG 21049948 | EPSS | EPSS | EPSS | [16 empty] | Ground Inspection | [19 empty] | EPSS, | EPSS | EPSS | EPSS,Ground Inspection, | EPSS Ground Inspection | EPSS Ground Inspection | EPSS, | EPSS | EPSS |  |  |  | , | FALSE
EL PECO 110290060 | EPSS | EPSS | EPSS | [36 empty] | EPSS, | EPSS | EPSS | EPSS, | EPSS | EPSS | EPSS, | EPSS | EPSS |  |  |  | , | FALSE
CANAL 11013040 | EPSS | EPSS | EPSS | [17 empty] | Ground Inspection | [18 empty] | EPSS, | EPSS | EPSS | EPSS, | EPSS | EPSS | EPSS,Ground Inspection, | EPSS Ground Inspection | EPSS Ground Inspection |  |  |  | , | FALSE
BRENTWOOD 210519062 | EPSS | EPSS | EPSS | [15 empty] | Ground Inspection | [20 empty] | EPSS,Ground Inspection, | EPSS Ground Inspection | EPSS Ground Inspection | EPSS, | EPSS | EPSS | EPSS, | EPSS | EPSS |  |  |  | , | FALSE
BAHIA 11026757 | EPSS | EPSS | EPSS | [17 empty] | Ground Inspection | [18 empty] | EPSS, | EPSS | EPSS | EPSS, | EPSS | EPSS | EPSS,Ground Inspection, | EPSS Ground Inspection | EPSS Ground Inspection |  |  |  | , | FALSE
PRUNEDALE 11073712 | EPSS | EPSS | EPSS | [17 empty] | Ground Inspection | [18 empty] | EPSS, | EPSS | EPSS | EPSS, | EPSS | EPSS | EPSS,Ground Inspection, | EPSS Ground Inspection | EPSS Ground Inspection |  |  |  | , | FALSE
RICE 110359260 | EPSS | EPSS | EPSS | [16 empty] | Ground Inspection | Ground Inspection | [18 empty] | EPSS, | EPSS | EPSS | EPSS,Ground Inspection, | EPSS Ground Inspection | EPSS Ground Inspection | EPSS,Ground Inspection, | EPSS Ground Inspection | EPSS Ground Inspection |  |  |  | , | FALSE
GUSTINE 11029100 | EPSS | EPSS | EPSS | [36 empty] | EPSS, | EPSS | EPSS | EPSS, | EPSS | EPSS | EPSS, | EPSS | EPSS |  |  |  | , | FALSE
CORNING 110485182 | EPSS | EPSS | EPSS | [17 empty] | Ground Inspection | [18 empty] | EPSS, | EPSS | EPSS | EPSS, | EPSS | EPSS | EPSS,Ground Inspection, | EPSS Ground Inspection | EPSS Ground Inspection |  |  |  | , | FALSE
OLEMA 11011686 | EPSS | EPSS | EPSS | [17 empty] | Ground Inspection | [18 empty] | EPSS, | EPSS | EPSS | EPSS, | EPSS | EPSS | EPSS,Ground Inspection, | EPSS Ground Inspection | EPSS Ground Inspection |  |  |  | , | FALSE
ALPAUGH 11048220 | EPSS | EPSS | EPSS | [16 empty] | Ground Inspection | [19 empty] | EPSS, | EPSS | EPSS | EPSS,Ground Inspection, | EPSS Ground Inspection | EPSS Ground Inspection | EPSS, | EPSS | EPSS |  |  |  | , | FALSE
TUPMAN 110616222 | EPSS | EPSS | EPSS | [15 empty] | Ground Inspection |  | Ground Inspection | [18 empty] | EPSS,Ground Inspection, | EPSS Ground Inspection | EPSS Ground Inspection | EPSS, | EPSS | EPSS | EPSS,Ground Inspection, | EPSS Ground Inspection | EPSS Ground Inspection |  |  |  | , | FALSE
MAGUNDEN 2108292736 | EPSS | EPSS | EPSS | [36 empty] | EPSS, | EPSS | EPSS | EPSS, | EPSS | EPSS | EPSS, | EPSS | EPSS |  |  |  | , | FALSE
OLD RIVER 1102CB | EPSS | EPSS | EPSS | [17 empty] | Ground Inspection | [18 empty] | EPSS, | EPSS | EPSS | EPSS, | EPSS | EPSS | EPSS,Ground Inspection, | EPSS Ground Inspection | EPSS Ground Inspection |  |  |  | , | FALSE
VALLEY HOME 170413112 | EPSS | EPSS | EPSS | [17 empty] | Ground Inspection | [18 empty] | EPSS, | EPSS | EPSS | EPSS, | EPSS | EPSS | EPSS,Ground Inspection, | EPSS Ground Inspection | EPSS Ground Inspection |  |  |  | , | FALSE
CALFLAX 1103CB | EPSS | EPSS | EPSS | [36 empty] | EPSS, | EPSS | EPSS | EPSS, | EPSS | EPSS | EPSS, | EPSS | EPSS |  |  |  | , | FALSE
COPUS 11034801 | EPSS | EPSS | EPSS | [17 empty] | Ground Inspection | [18 empty] | EPSS, | EPSS | EPSS | EPSS, | EPSS | EPSS | EPSS,Ground Inspection, | EPSS Ground Inspection | EPSS Ground Inspection |  |  |  | , | FALSE
HERDLYN 1103CB | EPSS | EPSS | EPSS | [15 empty] | Ground Inspection | Ground Inspection | [19 empty] | EPSS,Ground Inspection, | EPSS Ground Inspection | EPSS Ground Inspection | EPSS,Ground Inspection, | EPSS Ground Inspection | EPSS Ground Inspection | EPSS, | EPSS | EPSS |  |  |  | , | FALSE
KINGSBURG 1116377589 | EPSS | EPSS | EPSS | [36 empty] | EPSS, | EPSS | EPSS | EPSS, | EPSS | EPSS | EPSS, | EPSS | EPSS |  |  |  | , | FALSE
HOLLISTER 21064050 | EPSS | EPSS | EPSS | [36 empty] | EPSS, | EPSS | EPSS | EPSS, | EPSS | EPSS | EPSS, | EPSS | EPSS |  |  |  | , | FALSE
GATES 111084206 | EPSS | EPSS | EPSS | [36 empty] | EPSS, | EPSS | EPSS | EPSS, | EPSS | EPSS | EPSS, | EPSS | EPSS |  |  |  | , | FALSE
SANTA MARIA 111089336 | EPSS | EPSS | EPSS | [36 empty] | EPSS, | EPSS | EPSS | EPSS, | EPSS | EPSS | EPSS, | EPSS | EPSS |  |  |  | , | FALSE
MC MULLIN 11045190 | EPSS | EPSS | EPSS | [16 empty] | Ground Inspection | [19 empty] | EPSS, | EPSS | EPSS | EPSS,Ground Inspection, | EPSS Ground Inspection | EPSS Ground Inspection | EPSS, | EPSS | EPSS |  |  |  | , | FALSE
COTTONWOOD 110331548 | EPSS | EPSS | EPSS | [13 empty] | Aerial Inspection | Aerial Inspection | Ground Inspection | Ground Inspection | Ground Inspection | [18 empty] | EPSS,Ground Inspection, | EPSS Ground Inspection | EPSS Ground Inspection | EPSS,Aerial Inspection,Ground Inspection, | EPSS Aerial Inspection Ground Inspection | EPSS Aerial Inspection Ground Inspection | EPSS,Aerial Inspection,Ground Inspection, | EPSS Aerial Inspection Ground Inspection | EPSS Aerial Inspection Ground Inspection |  |  |  | , | FALSE
WOODWARD 2108R867 | EPSS | EPSS | EPSS | [17 empty] | Ground Inspection | [18 empty] | EPSS, | EPSS | EPSS | EPSS, | EPSS | EPSS | EPSS,Ground Inspection, | EPSS Ground Inspection | EPSS Ground Inspection |  |  |  | , | FALSE
JACOBS CORNER 11018160 | EPSS | EPSS | EPSS | [36 empty] | EPSS, | EPSS | EPSS | EPSS, | EPSS | EPSS | EPSS, | EPSS | EPSS |  |  |  | , | FALSE
DINUBA 1105752984 | EPSS | EPSS | EPSS | [15 empty] | Ground Inspection | [20 empty] | EPSS,Ground Inspection, | EPSS Ground Inspection | EPSS Ground Inspection | EPSS, | EPSS | EPSS | EPSS, | EPSS | EPSS |  |  |  | , | FALSE
MC MULLIN 1105CB | EPSS | EPSS | EPSS | [15 empty] | Ground Inspection | Ground Inspection | [19 empty] | EPSS,Ground Inspection, | EPSS Ground Inspection | EPSS Ground Inspection | EPSS,Ground Inspection, | EPSS Ground Inspection | EPSS Ground Inspection | EPSS, | EPSS | EPSS |  |  |  | , | FALSE
MC MULLIN 11046130 | EPSS | EPSS | EPSS | [16 empty] | Ground Inspection | [19 empty] | EPSS, | EPSS | EPSS | EPSS,Ground Inspection, | EPSS Ground Inspection | EPSS Ground Inspection | EPSS, | EPSS | EPSS |  |  |  | , | FALSE
LOS OSITOS 21037468 | EPSS | EPSS | EPSS | [14 empty] | Aerial Inspection |  | Ground Inspection | [10 empty] | Line Sensors | [8 empty] | EPSS,Line Sensors, | EPSS Line Sensors | EPSS Line Sensors | EPSS,Ground Inspection, | EPSS Ground Inspection | EPSS Ground Inspection | EPSS,Aerial Inspection, | EPSS Aerial Inspection | EPSS Aerial Inspection |  |  |  | , | FALSE
COVELO 11014678 | EPSS | EPSS | EPSS | [24 empty] | Down Conductor Detection (DCD) | [11 empty] | EPSS,Down Conductor Detection (DCD), | EPSS Down Conductor Detection (DCD) | EPSS Down Conductor Detection (DCD) | EPSS, | EPSS | EPSS | EPSS, | EPSS | EPSS |  |  |  | , | FALSE
ORO LOMA 1118CB | EPSS | EPSS | EPSS | [15 empty] | Ground Inspection | Ground Inspection | [19 empty] | EPSS,Ground Inspection, | EPSS Ground Inspection | EPSS Ground Inspection | EPSS,Ground Inspection, | EPSS Ground Inspection | EPSS Ground Inspection | EPSS, | EPSS | EPSS |  |  |  | , | FALSE
LEMOORE 11018010 | EPSS | EPSS | EPSS | [17 empty] | Ground Inspection | [18 empty] | EPSS, | EPSS | EPSS | EPSS, | EPSS | EPSS | EPSS,Ground Inspection, | EPSS Ground Inspection | EPSS Ground Inspection |  |  |  | , | FALSE
TULARE LAKE 1108943184 | EPSS | EPSS | EPSS | [16 empty] | Ground Inspection | [19 empty] | EPSS, | EPSS | EPSS | EPSS,Ground Inspection, | EPSS Ground Inspection | EPSS Ground Inspection | EPSS, | EPSS | EPSS |  |  |  | , | FALSE
REEDLEY 1110CB | EPSS | EPSS | EPSS | [15 empty] | Ground Inspection | [20 empty] | EPSS,Ground Inspection, | EPSS Ground Inspection | EPSS Ground Inspection | EPSS, | EPSS | EPSS | EPSS, | EPSS | EPSS |  |  |  | , | FALSE
EAST NICOLAUS 11011372 | EPSS | EPSS | EPSS | [16 empty] | Ground Inspection | [19 empty] | EPSS, | EPSS | EPSS | EPSS,Ground Inspection, | EPSS Ground Inspection | EPSS Ground Inspection | EPSS, | EPSS | EPSS |  |  |  | , | FALSE
BUTTE 11072500 | EPSS | EPSS | EPSS | [36 empty] | EPSS, | EPSS | EPSS | EPSS, | EPSS | EPSS | EPSS, | EPSS | EPSS |  |  |  | , | FALSE
MAXWELL 11063036 | EPSS | EPSS | EPSS | [15 empty] | Ground Inspection |  | Ground Inspection | [18 empty] | EPSS,Ground Inspection, | EPSS Ground Inspection | EPSS Ground Inspection | EPSS, | EPSS | EPSS | EPSS,Ground Inspection, | EPSS Ground Inspection | EPSS Ground Inspection |  |  |  | , | FALSE
BIOLA 110397862 | EPSS | EPSS | EPSS | [17 empty] | Ground Inspection | [18 empty] | EPSS, | EPSS | EPSS | EPSS, | EPSS | EPSS | EPSS,Ground Inspection, | EPSS Ground Inspection | EPSS Ground Inspection |  |  |  | , | FALSE
DAIRYLAND 1112977849 | EPSS | EPSS | EPSS | [16 empty] | Ground Inspection | [19 empty] | EPSS, | EPSS | EPSS | EPSS,Ground Inspection, | EPSS Ground Inspection | EPSS Ground Inspection | EPSS, | EPSS | EPSS |  |  |  | , | FALSE
EAST NICOLAUS 11021290 | EPSS | EPSS | EPSS | [16 empty] | Ground Inspection | [19 empty] | EPSS, | EPSS | EPSS | EPSS,Ground Inspection, | EPSS Ground Inspection | EPSS Ground Inspection | EPSS, | EPSS | EPSS |  |  |  | , | FALSE
MC ARTHUR 110151398 | EPSS | EPSS | EPSS | [36 empty] | EPSS, | EPSS | EPSS | EPSS, | EPSS | EPSS | EPSS, | EPSS | EPSS |  |  |  | , | FALSE
LOCKHEED NO 2 1108CB | EPSS | EPSS | EPSS | [17 empty] | Ground Inspection | [18 empty] | EPSS, | EPSS | EPSS | EPSS, | EPSS | EPSS | EPSS,Ground Inspection, | EPSS Ground Inspection | EPSS Ground Inspection |  |  |  | , | FALSE
LINDEN 11042458 | EPSS | EPSS | EPSS | [15 empty] | Ground Inspection | [20 empty] | EPSS,Ground Inspection, | EPSS Ground Inspection | EPSS Ground Inspection | EPSS, | EPSS | EPSS | EPSS, | EPSS | EPSS |  |  |  | , | FALSE
LINCOLN 11011398 | EPSS | EPSS | EPSS | [17 empty] | Ground Inspection | [18 empty] | EPSS, | EPSS | EPSS | EPSS, | EPSS | EPSS | EPSS,Ground Inspection, | EPSS Ground Inspection | EPSS Ground Inspection |  |  |  | , | FALSE
LOGAN CREEK 21022442 | EPSS | EPSS | EPSS | [27 empty] | Line Sensors | [8 empty] | EPSS,Line Sensors, | EPSS Line Sensors | EPSS Line Sensors | EPSS, | EPSS | EPSS | EPSS, | EPSS | EPSS |  |  |  | , | FALSE
CAMDEN 11036922F | EPSS | EPSS | EPSS | [15 empty] | Ground Inspection | [20 empty] | EPSS,Ground Inspection, | EPSS Ground Inspection | EPSS Ground Inspection | EPSS, | EPSS | EPSS | EPSS, | EPSS | EPSS |  |  |  | , | FALSE
MISSION (X) 1125CB | EPSS | EPSS | EPSS | [15 empty] | Ground Inspection | [20 empty] | EPSS,Ground Inspection, | EPSS Ground Inspection | EPSS Ground Inspection | EPSS, | EPSS | EPSS | EPSS, | EPSS | EPSS |  |  |  | , | FALSE
LOCKEFORD 210212466 | EPSS | EPSS | EPSS | [15 empty] | Ground Inspection | [11 empty] | Line Sensors | [8 empty] | EPSS,Ground Inspection,Line Sensors, | EPSS Ground Inspection Line Sensors | EPSS Ground Inspection Line Sensors | EPSS, | EPSS | EPSS | EPSS, | EPSS | EPSS |  |  |  | , | FALSE
SEMITROPIC 1112CB | EPSS | EPSS | EPSS | [17 empty] | Ground Inspection | [18 empty] | EPSS, | EPSS | EPSS | EPSS, | EPSS | EPSS | EPSS,Ground Inspection, | EPSS Ground Inspection | EPSS Ground Inspection |  |  |  | , | FALSE
TEMPLETON 2108CB | EPSS | EPSS | EPSS | [15 empty] | Ground Inspection | [20 empty] | EPSS,Ground Inspection, | EPSS Ground Inspection | EPSS Ground Inspection | EPSS, | EPSS | EPSS | EPSS, | EPSS | EPSS |  |  |  | , | FALSE
SCHINDLER 111081340 | EPSS | EPSS | EPSS | [15 empty] | Ground Inspection | [20 empty] | EPSS,Ground Inspection, | EPSS Ground Inspection | EPSS Ground Inspection | EPSS, | EPSS | EPSS | EPSS, | EPSS | EPSS |  |  |  | , | FALSE
DAVIS 110712822 | EPSS | EPSS | EPSS | [15 empty] | Ground Inspection | Ground Inspection | [19 empty] | EPSS,Ground Inspection, | EPSS Ground Inspection | EPSS Ground Inspection | EPSS,Ground Inspection, | EPSS Ground Inspection | EPSS Ground Inspection | EPSS, | EPSS | EPSS |  |  |  | , | FALSE
LERDO 1116CB | EPSS | EPSS | EPSS | [15 empty] | Ground Inspection | Ground Inspection | [19 empty] | EPSS,Ground Inspection, | EPSS Ground Inspection | EPSS Ground Inspection | EPSS,Ground Inspection, | EPSS Ground Inspection | EPSS Ground Inspection | EPSS, | EPSS | EPSS |  |  |  | , | FALSE
HOLLISTER 21044068 | EPSS | EPSS | EPSS | [16 empty] | Ground Inspection | Ground Inspection | [18 empty] | EPSS, | EPSS | EPSS | EPSS,Ground Inspection, | EPSS Ground Inspection | EPSS Ground Inspection | EPSS,Ground Inspection, | EPSS Ground Inspection | EPSS Ground Inspection |  |  |  | , | FALSE
ARVIN 110153388 | EPSS | EPSS | EPSS | [15 empty] | Ground Inspection | [20 empty] | EPSS,Ground Inspection, | EPSS Ground Inspection | EPSS Ground Inspection | EPSS, | EPSS | EPSS | EPSS, | EPSS | EPSS |  |  |  | , | FALSE
PANOCHE 1103735730 | EPSS | EPSS | EPSS | [15 empty] | Ground Inspection |  | Ground Inspection | [18 empty] | EPSS,Ground Inspection, | EPSS Ground Inspection | EPSS Ground Inspection | EPSS, | EPSS | EPSS | EPSS,Ground Inspection, | EPSS Ground Inspection | EPSS Ground Inspection |  |  |  | , | FALSE
MORMON 1102732178 | EPSS | EPSS | EPSS | [15 empty] | Ground Inspection | Ground Inspection | [19 empty] | EPSS,Ground Inspection, | EPSS Ground Inspection | EPSS Ground Inspection | EPSS,Ground Inspection, | EPSS Ground Inspection | EPSS Ground Inspection | EPSS, | EPSS | EPSS |  |  |  | , | FALSE
RIVERBANK 171120911 | EPSS | EPSS | EPSS | [15 empty] | Ground Inspection |  | Ground Inspection | [18 empty] | EPSS,Ground Inspection, | EPSS Ground Inspection | EPSS Ground Inspection | EPSS, | EPSS | EPSS | EPSS,Ground Inspection, | EPSS Ground Inspection | EPSS Ground Inspection |  |  |  | , | FALSE
PEACHTON 110135138 | EPSS | EPSS | EPSS | [16 empty] | Ground Inspection | [19 empty] | EPSS, | EPSS | EPSS | EPSS,Ground Inspection, | EPSS Ground Inspection | EPSS Ground Inspection | EPSS, | EPSS | EPSS |  |  |  | , | FALSE
BORDEN 110190050 | EPSS | EPSS | EPSS | [15 empty] | Ground Inspection |  | Ground Inspection | [18 empty] | EPSS,Ground Inspection, | EPSS Ground Inspection | EPSS Ground Inspection | EPSS, | EPSS | EPSS | EPSS,Ground Inspection, | EPSS Ground Inspection | EPSS Ground Inspection |  |  |  | , | FALSE
WILLIAMS 110249008 | EPSS | EPSS | EPSS | [15 empty] | Ground Inspection | Ground Inspection | [19 empty] | EPSS,Ground Inspection, | EPSS Ground Inspection | EPSS Ground Inspection | EPSS,Ground Inspection, | EPSS Ground Inspection | EPSS Ground Inspection | EPSS, | EPSS | EPSS |  |  |  | , | FALSE
TULARE LAKE 11089050 | EPSS | EPSS | EPSS | [16 empty] | Ground Inspection | [19 empty] | EPSS, | EPSS | EPSS | EPSS,Ground Inspection, | EPSS Ground Inspection | EPSS Ground Inspection | EPSS, | EPSS | EPSS |  |  |  | , | FALSE
GUSTINE 11029628 | EPSS | EPSS | EPSS | [14 empty] | Aerial Inspection |  | Ground Inspection | [19 empty] | EPSS, | EPSS | EPSS | EPSS,Ground Inspection, | EPSS Ground Inspection | EPSS Ground Inspection | EPSS,Aerial Inspection, | EPSS Aerial Inspection | EPSS Aerial Inspection |  |  |  | , | FALSE
COLUSA 110130252 | EPSS | EPSS | EPSS | [15 empty] | Ground Inspection |  | Ground Inspection | [18 empty] | EPSS,Ground Inspection, | EPSS Ground Inspection | EPSS Ground Inspection | EPSS, | EPSS | EPSS | EPSS,Ground Inspection, | EPSS Ground Inspection | EPSS Ground Inspection |  |  |  | , | FALSE
ORO LOMA 1115CB | EPSS | EPSS | EPSS | [15 empty] | Ground Inspection | Ground Inspection | [19 empty] | EPSS,Ground Inspection, | EPSS Ground Inspection | EPSS Ground Inspection | EPSS,Ground Inspection, | EPSS Ground Inspection | EPSS Ground Inspection | EPSS, | EPSS | EPSS |  |  |  | , | FALSE
COALINGA NO 2 1107CB | EPSS | EPSS | EPSS | [36 empty] | EPSS, | EPSS | EPSS | EPSS, | EPSS | EPSS | EPSS, | EPSS | EPSS |  |  |  | , | FALSE
LOCKEFORD 210148604 | EPSS | EPSS | EPSS | [36 empty] | EPSS, | EPSS | EPSS | EPSS, | EPSS | EPSS | EPSS, | EPSS | EPSS |  |  |  | , | FALSE
REEDLEY 1106CB | EPSS | EPSS | EPSS | [17 empty] | Ground Inspection | [18 empty] | EPSS, | EPSS | EPSS | EPSS, | EPSS | EPSS | EPSS,Ground Inspection, | EPSS Ground Inspection | EPSS Ground Inspection |  |  |  | , | FALSE
PRUNEDALE 11073062 | EPSS | EPSS | EPSS | [16 empty] | Ground Inspection | Ground Inspection | [18 empty] | EPSS, | EPSS | EPSS | EPSS,Ground Inspection, | EPSS Ground Inspection | EPSS Ground Inspection | EPSS,Ground Inspection, | EPSS Ground Inspection | EPSS Ground Inspection |  |  |  | , | FALSE
ATWATER 110211810 | EPSS | EPSS | EPSS | [16 empty] | Ground Inspection | Ground Inspection | [18 empty] | EPSS, | EPSS | EPSS | EPSS,Ground Inspection, | EPSS Ground Inspection | EPSS Ground Inspection | EPSS,Ground Inspection, | EPSS Ground Inspection | EPSS Ground Inspection |  |  |  | , | FALSE
RICE 110261906 | EPSS | EPSS | EPSS | [17 empty] | Ground Inspection | [18 empty] | EPSS, | EPSS | EPSS | EPSS, | EPSS | EPSS | EPSS,Ground Inspection, | EPSS Ground Inspection | EPSS Ground Inspection |  |  |  | , | FALSE
CORNING 110485336 | EPSS | EPSS | EPSS | [17 empty] | Ground Inspection | [18 empty] | EPSS, | EPSS | EPSS | EPSS, | EPSS | EPSS | EPSS,Ground Inspection, | EPSS Ground Inspection | EPSS Ground Inspection |  |  |  | , | FALSE
ALPAUGH 11048819F | EPSS | EPSS | EPSS | [16 empty] | Ground Inspection | [19 empty] | EPSS, | EPSS | EPSS | EPSS,Ground Inspection, | EPSS Ground Inspection | EPSS Ground Inspection | EPSS, | EPSS | EPSS |  |  |  | , | FALSE
SANTA YNEZ 1104Y28 | EPSS | EPSS | EPSS | [17 empty] | Ground Inspection | [18 empty] | EPSS, | EPSS | EPSS | EPSS, | EPSS | EPSS | EPSS,Ground Inspection, | EPSS Ground Inspection | EPSS Ground Inspection |  |  |  | , | FALSE
ORO LOMA 1106CB | EPSS | EPSS | EPSS | [15 empty] | Ground Inspection | Ground Inspection | [19 empty] | EPSS,Ground Inspection, | EPSS Ground Inspection | EPSS Ground Inspection | EPSS,Ground Inspection, | EPSS Ground Inspection | EPSS Ground Inspection | EPSS, | EPSS | EPSS |  |  |  | , | FALSE
ORO LOMA 110876656 | EPSS | EPSS | EPSS | [16 empty] | Ground Inspection | Ground Inspection | [18 empty] | EPSS, | EPSS | EPSS | EPSS,Ground Inspection, | EPSS Ground Inspection | EPSS Ground Inspection | EPSS,Ground Inspection, | EPSS Ground Inspection | EPSS Ground Inspection |  |  |  | , | FALSE
ARVIN 110115909 | EPSS | EPSS | EPSS | [15 empty] | Ground Inspection |  | Ground Inspection | [8 empty] | Down Conductor Detection (DCD) | [9 empty] | EPSS,Ground Inspection, | EPSS Ground Inspection | EPSS Ground Inspection | EPSS, | EPSS | EPSS | EPSS,Ground Inspection,Down Conductor Detection (DCD), | EPSS Ground Inspection Down Conductor Detection (DCD) | EPSS Ground Inspection Down Conductor Detection (DCD) |  |  |  | , | FALSE
PLUMAS 210650800 | EPSS | EPSS | EPSS | [16 empty] | Ground Inspection | [19 empty] | EPSS, | EPSS | EPSS | EPSS,Ground Inspection, | EPSS Ground Inspection | EPSS Ground Inspection | EPSS, | EPSS | EPSS |  |  |  | , | FALSE
KERN OIL 110646960 | EPSS | EPSS | EPSS | [13 empty] | Aerial Inspection |  | Ground Inspection | [9 empty] | Down Conductor Detection (DCD) | [10 empty] | EPSS,Ground Inspection, | EPSS Ground Inspection | EPSS Ground Inspection | EPSS,Aerial Inspection,Down Conductor Detection (DCD), | EPSS Aerial Inspection Down Conductor Detection (DCD) | EPSS Aerial Inspection Down Conductor Detection (DCD) | EPSS, | EPSS | EPSS |  |  |  | , | FALSE
PARLIER 110349150 | EPSS | EPSS | EPSS | [36 empty] | EPSS, | EPSS | EPSS | EPSS, | EPSS | EPSS | EPSS, | EPSS | EPSS |  |  |  | , | FALSE
OLIVEHURST 11031240 | EPSS | EPSS | EPSS | [15 empty] | Ground Inspection | [20 empty] | EPSS,Ground Inspection, | EPSS Ground Inspection | EPSS Ground Inspection | EPSS, | EPSS | EPSS | EPSS, | EPSS | EPSS |  |  |  | , | FALSE
CAMDEN 11046200 | EPSS | EPSS | EPSS | [15 empty] | Ground Inspection |  | Ground Inspection | [18 empty] | EPSS,Ground Inspection, | EPSS Ground Inspection | EPSS Ground Inspection | EPSS, | EPSS | EPSS | EPSS,Ground Inspection, | EPSS Ground Inspection | EPSS Ground Inspection |  |  |  | , | FALSE
ECHO SUMMIT 1101889106 | EPSS | EPSS | EPSS | [13 empty] | Aerial Inspection |  | Ground Inspection | Ground Inspection | Ground Inspection | [7 empty] | Down Conductor Detection (DCD) | [10 empty] | EPSS,Ground Inspection, | EPSS Ground Inspection | EPSS Ground Inspection | EPSS,Aerial Inspection,Ground Inspection,Down Conductor Detection (DCD), | EPSS Aerial Inspection Ground Inspection Down Conductor Detection (DCD) | EPSS Aerial Inspection Ground Inspection Down Conductor Detection (DCD) | EPSS,Ground Inspection, | EPSS Ground Inspection | EPSS Ground Inspection |  |  |  | , | FALSE
ATWATER 11037170 | EPSS | EPSS | EPSS | [16 empty] | Ground Inspection | [19 empty] | EPSS, | EPSS | EPSS | EPSS,Ground Inspection, | EPSS Ground Inspection | EPSS Ground Inspection | EPSS, | EPSS | EPSS |  |  |  | , | FALSE
OLD RIVER 11031647 | EPSS | EPSS | EPSS | [17 empty] | Ground Inspection | [18 empty] | EPSS, | EPSS | EPSS | EPSS, | EPSS | EPSS | EPSS,Ground Inspection, | EPSS Ground Inspection | EPSS Ground Inspection |  |  |  | , | FALSE
STONE CORRAL 11107481F | EPSS | EPSS | EPSS | [16 empty] | Ground Inspection | [19 empty] | EPSS, | EPSS | EPSS | EPSS,Ground Inspection, | EPSS Ground Inspection | EPSS Ground Inspection | EPSS, | EPSS | EPSS |  |  |  | , | FALSE
LEMOORE 11048650 | EPSS | EPSS | EPSS | [17 empty] | Ground Inspection | [18 empty] | EPSS, | EPSS | EPSS | EPSS, | EPSS | EPSS | EPSS,Ground Inspection, | EPSS Ground Inspection | EPSS Ground Inspection |  |  |  | , | FALSE
ARVIN 110154484 | EPSS | EPSS | EPSS | [15 empty] | Ground Inspection | [20 empty] | EPSS,Ground Inspection, | EPSS Ground Inspection | EPSS Ground Inspection | EPSS, | EPSS | EPSS | EPSS, | EPSS | EPSS |  |  |  | , | FALSE
BANTA 1103248582 | EPSS | EPSS | EPSS | [15 empty] | Ground Inspection | [20 empty] | EPSS,Ground Inspection, | EPSS Ground Inspection | EPSS Ground Inspection | EPSS, | EPSS | EPSS | EPSS, | EPSS | EPSS |  |  |  | , | FALSE
LIVINGSTON 11014210 | EPSS | EPSS | EPSS | [17 empty] | Ground Inspection | [18 empty] | EPSS, | EPSS | EPSS | EPSS, | EPSS | EPSS | EPSS,Ground Inspection, | EPSS Ground Inspection | EPSS Ground Inspection |  |  |  | , | FALSE
GIFFEN 11039325 | EPSS | EPSS | EPSS | [17 empty] | Ground Inspection | [18 empty] | EPSS, | EPSS | EPSS | EPSS, | EPSS | EPSS | EPSS,Ground Inspection, | EPSS Ground Inspection | EPSS Ground Inspection |  |  |  | , | FALSE
CAMDEN 11026240 | EPSS | EPSS | EPSS | [15 empty] | Ground Inspection |  | Ground Inspection | [18 empty] | EPSS,Ground Inspection, | EPSS Ground Inspection | EPSS Ground Inspection | EPSS, | EPSS | EPSS | EPSS,Ground Inspection, | EPSS Ground Inspection | EPSS Ground Inspection |  |  |  | , | FALSE
LOGAN CREEK 210268318 | EPSS | EPSS | EPSS | [27 empty] | Line Sensors | [8 empty] | EPSS,Line Sensors, | EPSS Line Sensors | EPSS Line Sensors | EPSS, | EPSS | EPSS | EPSS, | EPSS | EPSS |  |  |  | , | FALSE
BAIR 1103CB | EPSS | EPSS | EPSS | [16 empty] | Ground Inspection | [19 empty] | EPSS, | EPSS | EPSS | EPSS,Ground Inspection, | EPSS Ground Inspection | EPSS Ground Inspection | EPSS, | EPSS | EPSS |  |  |  | , | FALSE
MCKITTRICK 11013092 | EPSS | EPSS | EPSS | [15 empty] | Ground Inspection | [20 empty] | EPSS,Ground Inspection, | EPSS Ground Inspection | EPSS Ground Inspection | EPSS, | EPSS | EPSS | EPSS, | EPSS | EPSS |  |  |  | , | FALSE
MIDDLETOWN 1101851636 | EPSS | EPSS | EPSS | [13 empty] | Aerial Inspection | Aerial Inspection | Ground Inspection |  | Ground Inspection | [18 empty] | EPSS,Ground Inspection, | EPSS Ground Inspection | EPSS Ground Inspection | EPSS,Aerial Inspection, | EPSS Aerial Inspection | EPSS Aerial Inspection | EPSS,Aerial Inspection,Ground Inspection, | EPSS Aerial Inspection Ground Inspection | EPSS Aerial Inspection Ground Inspection |  |  |  | , | FALSE
GARDNER 0401CB | EPSS | EPSS | EPSS | [36 empty] | EPSS, | EPSS | EPSS | EPSS, | EPSS | EPSS | EPSS, | EPSS | EPSS |  |  |  | , | FALSE
LIVE OAK 11041282 | EPSS | EPSS | EPSS | [17 empty] | Ground Inspection | [18 empty] | EPSS, | EPSS | EPSS | EPSS, | EPSS | EPSS | EPSS,Ground Inspection, | EPSS Ground Inspection | EPSS Ground Inspection |  |  |  | , | FALSE
CAMDEN 11056740 | EPSS | EPSS | EPSS | [15 empty] | Ground Inspection | Ground Inspection | [19 empty] | EPSS,Ground Inspection, | EPSS Ground Inspection | EPSS Ground Inspection | EPSS,Ground Inspection, | EPSS Ground Inspection | EPSS Ground Inspection | EPSS, | EPSS | EPSS |  |  |  | , | FALSE
DIXON 11035932 | EPSS | EPSS | EPSS | [16 empty] | Ground Inspection | [19 empty] | EPSS, | EPSS | EPSS | EPSS,Ground Inspection, | EPSS Ground Inspection | EPSS Ground Inspection | EPSS, | EPSS | EPSS |  |  |  | , | FALSE
GIFFEN 11039620 | EPSS | EPSS | EPSS | [17 empty] | Ground Inspection | [18 empty] | EPSS, | EPSS | EPSS | EPSS, | EPSS | EPSS | EPSS,Ground Inspection, | EPSS Ground Inspection | EPSS Ground Inspection |  |  |  | , | FALSE
COLUSA 110179406 | EPSS | EPSS | EPSS | [15 empty] | Ground Inspection |  | Ground Inspection | [18 empty] | EPSS,Ground Inspection, | EPSS Ground Inspection | EPSS Ground Inspection | EPSS, | EPSS | EPSS | EPSS,Ground Inspection, | EPSS Ground Inspection | EPSS Ground Inspection |  |  |  | , | FALSE
BRENTWOOD 211221256 | EPSS | EPSS | EPSS | [17 empty] | Ground Inspection | [18 empty] | EPSS, | EPSS | EPSS | EPSS, | EPSS | EPSS | EPSS,Ground Inspection, | EPSS Ground Inspection | EPSS Ground Inspection |  |  |  | , | FALSE
SHEPHERD 2111537008 | EPSS | EPSS | EPSS | [13 empty] | Aerial Inspection |  | Ground Inspection |  | Ground Inspection | [18 empty] | EPSS,Ground Inspection, | EPSS Ground Inspection | EPSS Ground Inspection | EPSS,Aerial Inspection, | EPSS Aerial Inspection | EPSS Aerial Inspection | EPSS,Ground Inspection, | EPSS Ground Inspection | EPSS Ground Inspection |  |  |  | , | FALSE
COLUSA JUNCTION 11013010 | EPSS | EPSS | EPSS | [15 empty] | Ground Inspection | [20 empty] | EPSS,Ground Inspection, | EPSS Ground Inspection | EPSS Ground Inspection | EPSS, | EPSS | EPSS | EPSS, | EPSS | EPSS |  |  |  | , | FALSE
DIVIDE 1103CB | EPSS | EPSS | EPSS | [36 empty] | EPSS, | EPSS | EPSS | EPSS, | EPSS | EPSS | EPSS, | EPSS | EPSS |  |  |  | , | FALSE
STROUD 1102CB | EPSS | EPSS | EPSS | [15 empty] | Ground Inspection | [20 empty] | EPSS,Ground Inspection, | EPSS Ground Inspection | EPSS Ground Inspection | EPSS, | EPSS | EPSS | EPSS, | EPSS | EPSS |  |  |  | , | FALSE
GANSO 1104312168 | EPSS | EPSS | EPSS | [36 empty] | EPSS, | EPSS | EPSS | EPSS, | EPSS | EPSS | EPSS, | EPSS | EPSS |  |  |  | , | FALSE
SHAFTER 11121453 | EPSS | EPSS | EPSS | [17 empty] | Ground Inspection | [18 empty] | EPSS, | EPSS | EPSS | EPSS, | EPSS | EPSS | EPSS,Ground Inspection, | EPSS Ground Inspection | EPSS Ground Inspection |  |  |  | , | FALSE
CALFLAX 11039560 | EPSS | EPSS | EPSS | [36 empty] | EPSS, | EPSS | EPSS | EPSS, | EPSS | EPSS | EPSS, | EPSS | EPSS |  |  |  | , | FALSE
CAYUCOS 11014701 | EPSS | EPSS | EPSS | [15 empty] | Ground Inspection |  | Ground Inspection | [7 empty] | Down Conductor Detection (DCD) | [10 empty] | EPSS,Ground Inspection, | EPSS Ground Inspection | EPSS Ground Inspection | EPSS,Down Conductor Detection (DCD), | EPSS Down Conductor Detection (DCD) | EPSS Down Conductor Detection (DCD) | EPSS,Ground Inspection, | EPSS Ground Inspection | EPSS Ground Inspection |  |  |  | , | FALSE
RICE 110348674 | EPSS | EPSS | EPSS | [36 empty] | EPSS, | EPSS | EPSS | EPSS, | EPSS | EPSS | EPSS, | EPSS | EPSS |  |  |  | , | FALSE
ARCATA 11056544 | EPSS | EPSS | EPSS | [15 empty] | Ground Inspection | Ground Inspection | [19 empty] | EPSS,Ground Inspection, | EPSS Ground Inspection | EPSS Ground Inspection | EPSS,Ground Inspection, | EPSS Ground Inspection | EPSS Ground Inspection | EPSS, | EPSS | EPSS |  |  |  | , | FALSE
MENDOTA 1104681764 | EPSS | EPSS | EPSS | [15 empty] | Ground Inspection |  | Ground Inspection | [18 empty] | EPSS,Ground Inspection, | EPSS Ground Inspection | EPSS Ground Inspection | EPSS, | EPSS | EPSS | EPSS,Ground Inspection, | EPSS Ground Inspection | EPSS Ground Inspection |  |  |  | , | FALSE
MADERA 1119583476 | EPSS | EPSS | EPSS | [36 empty] | EPSS, | EPSS | EPSS | EPSS, | EPSS | EPSS | EPSS, | EPSS | EPSS |  |  |  | , | FALSE
ORO LOMA 11069790 | EPSS | EPSS | EPSS | [15 empty] | Ground Inspection | Ground Inspection | [19 empty] | EPSS,Ground Inspection, | EPSS Ground Inspection | EPSS Ground Inspection | EPSS,Ground Inspection, | EPSS Ground Inspection | EPSS Ground Inspection | EPSS, | EPSS | EPSS |  |  |  | , | FALSE
GANSO 11034885 | EPSS | EPSS | EPSS | [36 empty] | EPSS, | EPSS | EPSS | EPSS, | EPSS | EPSS | EPSS, | EPSS | EPSS |  |  |  | , | FALSE
SANGER 110892484 | EPSS | EPSS | EPSS | [16 empty] | Ground Inspection | [19 empty] | EPSS, | EPSS | EPSS | EPSS,Ground Inspection, | EPSS Ground Inspection | EPSS Ground Inspection | EPSS, | EPSS | EPSS |  |  |  | , | FALSE
CAMBRIA 1101CB | EPSS | EPSS | EPSS | [13 empty] | Aerial Inspection | Aerial Inspection | Ground Inspection | Ground Inspection | [19 empty] | EPSS,Ground Inspection, | EPSS Ground Inspection | EPSS Ground Inspection | EPSS,Aerial Inspection,Ground Inspection, | EPSS Aerial Inspection Ground Inspection | EPSS Aerial Inspection Ground Inspection | EPSS,Aerial Inspection, | EPSS Aerial Inspection | EPSS Aerial Inspection |  |  |  | , | FALSE
WAHTOKE 11087500 | EPSS | EPSS | EPSS | [17 empty] | Ground Inspection | [18 empty] | EPSS, | EPSS | EPSS | EPSS, | EPSS | EPSS | EPSS,Ground Inspection, | EPSS Ground Inspection | EPSS Ground Inspection |  |  |  | , | FALSE
ANITA 11022088 | EPSS | EPSS | EPSS | [15 empty] | Ground Inspection | [20 empty] | EPSS,Ground Inspection, | EPSS Ground Inspection | EPSS Ground Inspection | EPSS, | EPSS | EPSS | EPSS, | EPSS | EPSS |  |  |  | , | FALSE
OLD RIVER 1105684892 | EPSS | EPSS | EPSS | [17 empty] | Ground Inspection | [18 empty] | EPSS, | EPSS | EPSS | EPSS, | EPSS | EPSS | EPSS,Ground Inspection, | EPSS Ground Inspection | EPSS Ground Inspection |  |  |  | , | FALSE
CASTROVILLE 21033060 | EPSS | EPSS | EPSS | [17 empty] | Ground Inspection | [18 empty] | EPSS, | EPSS | EPSS | EPSS, | EPSS | EPSS | EPSS,Ground Inspection, | EPSS Ground Inspection | EPSS Ground Inspection |  |  |  | , | FALSE
TIVY VALLEY 11067150 | EPSS | EPSS | EPSS | [16 empty] | Ground Inspection | Ground Inspection | [18 empty] | EPSS, | EPSS | EPSS | EPSS,Ground Inspection, | EPSS Ground Inspection | EPSS Ground Inspection | EPSS,Ground Inspection, | EPSS Ground Inspection | EPSS Ground Inspection |  |  |  | , | FALSE
CASTROVILLE 2103196060 | EPSS | EPSS | EPSS | [16 empty] | Ground Inspection | [19 empty] | EPSS, | EPSS | EPSS | EPSS,Ground Inspection, | EPSS Ground Inspection | EPSS Ground Inspection | EPSS, | EPSS | EPSS |  |  |  | , | FALSE
GOOSE LAKE 2104CB | EPSS | EPSS | EPSS | [16 empty] | Ground Inspection | Ground Inspection | [18 empty] | EPSS, | EPSS | EPSS | EPSS,Ground Inspection, | EPSS Ground Inspection | EPSS Ground Inspection | EPSS,Ground Inspection, | EPSS Ground Inspection | EPSS Ground Inspection |  |  |  | , | FALSE
BELRIDGE 1A 1101CB | EPSS | EPSS | EPSS | [36 empty] | EPSS, | EPSS | EPSS | EPSS, | EPSS | EPSS | EPSS, | EPSS | EPSS |  |  |  | , | FALSE
OLD RIVER 11031653 | EPSS | EPSS | EPSS | [17 empty] | Ground Inspection | [18 empty] | EPSS, | EPSS | EPSS | EPSS, | EPSS | EPSS | EPSS,Ground Inspection, | EPSS Ground Inspection | EPSS Ground Inspection |  |  |  | , | FALSE
SCHINDLER 1112609842 | EPSS | EPSS | EPSS | [17 empty] | Ground Inspection | [18 empty] | EPSS, | EPSS | EPSS | EPSS, | EPSS | EPSS | EPSS,Ground Inspection, | EPSS Ground Inspection | EPSS Ground Inspection |  |  |  | , | FALSE
MIDWAY 1104CB | EPSS | EPSS | EPSS | [15 empty] | Ground Inspection | [20 empty] | EPSS,Ground Inspection, | EPSS Ground Inspection | EPSS Ground Inspection | EPSS, | EPSS | EPSS | EPSS, | EPSS | EPSS |  |  |  | , | FALSE
CAL WATER 1102135060 | EPSS | EPSS | EPSS | [13 empty] | Aerial Inspection |  | Ground Inspection | [20 empty] | EPSS,Ground Inspection, | EPSS Ground Inspection | EPSS Ground Inspection | EPSS,Aerial Inspection, | EPSS Aerial Inspection | EPSS Aerial Inspection | EPSS, | EPSS | EPSS |  |  |  | , | FALSE
VACA DIXON 110365434 | EPSS | EPSS | EPSS | [16 empty] | Ground Inspection | Ground Inspection | [18 empty] | EPSS, | EPSS | EPSS | EPSS,Ground Inspection, | EPSS Ground Inspection | EPSS Ground Inspection | EPSS,Ground Inspection, | EPSS Ground Inspection | EPSS Ground Inspection |  |  |  | , | FALSE
WOODWARD 2108D412 | EPSS | EPSS | EPSS | [17 empty] | Ground Inspection | [18 empty] | EPSS, | EPSS | EPSS | EPSS, | EPSS | EPSS | EPSS,Ground Inspection, | EPSS Ground Inspection | EPSS Ground Inspection |  |  |  | , | FALSE
SCHINDLER 1111541614 | EPSS | EPSS | EPSS | [17 empty] | Ground Inspection | [18 empty] | EPSS, | EPSS | EPSS | EPSS, | EPSS | EPSS | EPSS,Ground Inspection, | EPSS Ground Inspection | EPSS Ground Inspection |  |  |  | , | FALSE
VINA 11011572 | EPSS | EPSS | EPSS | [17 empty] | Ground Inspection | [18 empty] | EPSS, | EPSS | EPSS | EPSS, | EPSS | EPSS | EPSS,Ground Inspection, | EPSS Ground Inspection | EPSS Ground Inspection |  |  |  | , | FALSE
CARUTHERS 1102803408 | EPSS | EPSS | EPSS | [15 empty] | Ground Inspection | [20 empty] | EPSS,Ground Inspection, | EPSS Ground Inspection | EPSS Ground Inspection | EPSS, | EPSS | EPSS | EPSS, | EPSS | EPSS |  |  |  | , | FALSE
HURON 11169300 | EPSS | EPSS | EPSS | [36 empty] | EPSS, | EPSS | EPSS | EPSS, | EPSS | EPSS | EPSS, | EPSS | EPSS |  |  |  | , | FALSE
MIDWAY 1102CB | EPSS | EPSS | EPSS | [15 empty] | Ground Inspection | [20 empty] | EPSS,Ground Inspection, | EPSS Ground Inspection | EPSS Ground Inspection | EPSS, | EPSS | EPSS | EPSS, | EPSS | EPSS |  |  |  | , | FALSE
PEASE 11041228 | EPSS | EPSS | EPSS | [36 empty] | EPSS, | EPSS | EPSS | EPSS, | EPSS | EPSS | EPSS, | EPSS | EPSS |  |  |  | , | FALSE
TEJON 110595130 | EPSS | EPSS | EPSS | [15 empty] | Ground Inspection | [20 empty] | EPSS,Ground Inspection, | EPSS Ground Inspection | EPSS Ground Inspection | EPSS, | EPSS | EPSS | EPSS, | EPSS | EPSS |  |  |  | , | FALSE
BRENTWOOD 2112B542R | EPSS | EPSS | EPSS | [17 empty] | Ground Inspection | [18 empty] | EPSS, | EPSS | EPSS | EPSS, | EPSS | EPSS | EPSS,Ground Inspection, | EPSS Ground Inspection | EPSS Ground Inspection |  |  |  | , | FALSE
CARUTHERS 11046550 | EPSS | EPSS | EPSS | [15 empty] | Ground Inspection | Ground Inspection | [19 empty] | EPSS,Ground Inspection, | EPSS Ground Inspection | EPSS Ground Inspection | EPSS,Ground Inspection, | EPSS Ground Inspection | EPSS Ground Inspection | EPSS, | EPSS | EPSS |  |  |  | , | FALSE
CHOWCHILLA 11016108 | EPSS | EPSS | EPSS | [15 empty] | Ground Inspection | Ground Inspection | [19 empty] | EPSS,Ground Inspection, | EPSS Ground Inspection | EPSS Ground Inspection | EPSS,Ground Inspection, | EPSS Ground Inspection | EPSS Ground Inspection | EPSS, | EPSS | EPSS |  |  |  | , | FALSE
HENRIETTA 1110CB | EPSS | EPSS | EPSS | [17 empty] | Ground Inspection | [18 empty] | EPSS, | EPSS | EPSS | EPSS, | EPSS | EPSS | EPSS,Ground Inspection, | EPSS Ground Inspection | EPSS Ground Inspection |  |  |  | , | FALSE
WEBER 11022324 | EPSS | EPSS | EPSS | [15 empty] | Ground Inspection | Ground Inspection | Ground Inspection | [18 empty] | EPSS,Ground Inspection, | EPSS Ground Inspection | EPSS Ground Inspection | EPSS,Ground Inspection, | EPSS Ground Inspection | EPSS Ground Inspection | EPSS,Ground Inspection, | EPSS Ground Inspection | EPSS Ground Inspection |  |  |  | , | FALSE
GERBER 110241572 | EPSS | EPSS | EPSS | [36 empty] | EPSS, | EPSS | EPSS | EPSS, | EPSS | EPSS | EPSS, | EPSS | EPSS |  |  |  | , | FALSE
LAKEVIEW 11021009 | EPSS | EPSS | EPSS | [17 empty] | Ground Inspection | [18 empty] | EPSS, | EPSS | EPSS | EPSS, | EPSS | EPSS | EPSS,Ground Inspection, | EPSS Ground Inspection | EPSS Ground Inspection |  |  |  | , | FALSE
GATES 1110264200 | EPSS | EPSS | EPSS | [36 empty] | EPSS, | EPSS | EPSS | EPSS, | EPSS | EPSS | EPSS, | EPSS | EPSS |  |  |  | , | FALSE
HOLLISTER 210157338 | EPSS | EPSS | EPSS | [36 empty] | EPSS, | EPSS | EPSS | EPSS, | EPSS | EPSS | EPSS, | EPSS | EPSS |  |  |  | , | FALSE
JACINTO 110163962 | EPSS | EPSS | EPSS | [16 empty] | Ground Inspection | [19 empty] | EPSS, | EPSS | EPSS | EPSS,Ground Inspection, | EPSS Ground Inspection | EPSS Ground Inspection | EPSS, | EPSS | EPSS |  |  |  | , | FALSE
TUPMAN 11041742 | EPSS | EPSS | EPSS | [15 empty] | Ground Inspection | [20 empty] | EPSS,Ground Inspection, | EPSS Ground Inspection | EPSS Ground Inspection | EPSS, | EPSS | EPSS | EPSS, | EPSS | EPSS |  |  |  | , | FALSE
SALINAS 110997654 | EPSS | EPSS | EPSS | [15 empty] | Ground Inspection | [20 empty] | EPSS,Ground Inspection, | EPSS Ground Inspection | EPSS Ground Inspection | EPSS, | EPSS | EPSS | EPSS, | EPSS | EPSS |  |  |  | , | FALSE
DINUBA 1105630598 | EPSS | EPSS | EPSS | [15 empty] | Ground Inspection | [20 empty] | EPSS,Ground Inspection, | EPSS Ground Inspection | EPSS Ground Inspection | EPSS, | EPSS | EPSS | EPSS, | EPSS | EPSS |  |  |  | , | FALSE
REEDLEY 11127240 | EPSS | EPSS | EPSS | [13 empty] | Aerial Inspection |  | Ground Inspection | Ground Inspection | Ground Inspection | [7 empty] | Down Conductor Detection (DCD) | [10 empty] | EPSS,Ground Inspection, | EPSS Ground Inspection | EPSS Ground Inspection | EPSS,Aerial Inspection,Ground Inspection,Down Conductor Detection (DCD), | EPSS Aerial Inspection Ground Inspection Down Conductor Detection (DCD) | EPSS Aerial Inspection Ground Inspection Down Conductor Detection (DCD) | EPSS,Ground Inspection, | EPSS Ground Inspection | EPSS Ground Inspection |  |  |  | , | FALSE
TAMARACK 1102482896 | EPSS | EPSS | EPSS | [14 empty] | Aerial Inspection |  | Ground Inspection | Ground Inspection | [18 empty] | EPSS, | EPSS | EPSS | EPSS,Ground Inspection, | EPSS Ground Inspection | EPSS Ground Inspection | EPSS,Aerial Inspection,Ground Inspection, | EPSS Aerial Inspection Ground Inspection | EPSS Aerial Inspection Ground Inspection |  |  |  | , | FALSE
CROWS LANDING 110190590 | EPSS | EPSS | EPSS | [16 empty] | Ground Inspection | [19 empty] | EPSS, | EPSS | EPSS | EPSS,Ground Inspection, | EPSS Ground Inspection | EPSS Ground Inspection | EPSS, | EPSS | EPSS |  |  |  | , | FALSE
DAIRYLAND 1109735784 | EPSS | EPSS | EPSS | [36 empty] | EPSS, | EPSS | EPSS | EPSS, | EPSS | EPSS | EPSS, | EPSS | EPSS |  |  |  | , | FALSE
GLENN 110152954 | EPSS | EPSS | EPSS | [17 empty] | Ground Inspection | [18 empty] | EPSS, | EPSS | EPSS | EPSS, | EPSS | EPSS | EPSS,Ground Inspection, | EPSS Ground Inspection | EPSS Ground Inspection |  |  |  | , | FALSE
CORNING 110237396 | EPSS | EPSS | EPSS | [36 empty] | EPSS, | EPSS | EPSS | EPSS, | EPSS | EPSS | EPSS, | EPSS | EPSS |  |  |  | , | FALSE
LIVINGSTON 1104783470 | EPSS | EPSS | EPSS | [17 empty] | Ground Inspection | [18 empty] | EPSS, | EPSS | EPSS | EPSS, | EPSS | EPSS | EPSS,Ground Inspection, | EPSS Ground Inspection | EPSS Ground Inspection |  |  |  | , | FALSE
MESA 1104M08 | EPSS | EPSS | EPSS | [36 empty] | EPSS, | EPSS | EPSS | EPSS, | EPSS | EPSS | EPSS, | EPSS | EPSS |  |  |  | , | FALSE
PARLIER 11045180 | EPSS | EPSS | EPSS | [17 empty] | Ground Inspection | [18 empty] | EPSS, | EPSS | EPSS | EPSS, | EPSS | EPSS | EPSS,Ground Inspection, | EPSS Ground Inspection | EPSS Ground Inspection |  |  |  | , | FALSE
CHOLAME 2102CB | EPSS | EPSS | EPSS | [16 empty] | Ground Inspection | [19 empty] | EPSS, | EPSS | EPSS | EPSS,Ground Inspection, | EPSS Ground Inspection | EPSS Ground Inspection | EPSS, | EPSS | EPSS |  |  |  | , | FALSE
GIFFEN 1103CB | EPSS | EPSS | EPSS | [15 empty] | Ground Inspection |  | Ground Inspection | [18 empty] | EPSS,Ground Inspection, | EPSS Ground Inspection | EPSS Ground Inspection | EPSS, | EPSS | EPSS | EPSS,Ground Inspection, | EPSS Ground Inspection | EPSS Ground Inspection |  |  |  | , | FALSE
BOGUE 110696114 | EPSS | EPSS | EPSS | [15 empty] | Ground Inspection | [20 empty] | EPSS,Ground Inspection, | EPSS Ground Inspection | EPSS Ground Inspection | EPSS, | EPSS | EPSS | EPSS, | EPSS | EPSS |  |  |  | , | FALSE
PEACHTON 11031010 | EPSS | EPSS | EPSS | [16 empty] | Ground Inspection | Ground Inspection | [18 empty] | EPSS, | EPSS | EPSS | EPSS,Ground Inspection, | EPSS Ground Inspection | EPSS Ground Inspection | EPSS,Ground Inspection, | EPSS Ground Inspection | EPSS Ground Inspection |  |  |  | , | FALSE
LIVE OAK 110451586 | EPSS | EPSS | EPSS | [16 empty] | Ground Inspection | Ground Inspection | [18 empty] | EPSS, | EPSS | EPSS | EPSS,Ground Inspection, | EPSS Ground Inspection | EPSS Ground Inspection | EPSS,Ground Inspection, | EPSS Ground Inspection | EPSS Ground Inspection |  |  |  | , | FALSE
SAN JOAQUIN 1106D4628 | EPSS | EPSS | EPSS | [36 empty] | EPSS, | EPSS | EPSS | EPSS, | EPSS | EPSS | EPSS, | EPSS | EPSS |  |  |  | , | FALSE
EL NIDO 11034940 | EPSS | EPSS | EPSS | [15 empty] | Ground Inspection | [20 empty] | EPSS,Ground Inspection, | EPSS Ground Inspection | EPSS Ground Inspection | EPSS, | EPSS | EPSS | EPSS, | EPSS | EPSS |  |  |  | , | FALSE
TEJON 1105CB | EPSS | EPSS | EPSS | [15 empty] | Ground Inspection | [20 empty] | EPSS,Ground Inspection, | EPSS Ground Inspection | EPSS Ground Inspection | EPSS, | EPSS | EPSS | EPSS, | EPSS | EPSS |  |  |  | , | FALSE
GUERNSEY 11048380 | EPSS | EPSS | EPSS | [36 empty] | EPSS, | EPSS | EPSS | EPSS, | EPSS | EPSS | EPSS, | EPSS | EPSS |  |  |  | , | FALSE
GATES 110437824 | EPSS | EPSS | EPSS | [15 empty] | Ground Inspection | [20 empty] | EPSS,Ground Inspection, | EPSS Ground Inspection | EPSS Ground Inspection | EPSS, | EPSS | EPSS | EPSS, | EPSS | EPSS |  |  |  | , | FALSE
LINDEN 11033044 | EPSS | EPSS | EPSS | [15 empty] | Ground Inspection | [20 empty] | EPSS,Ground Inspection, | EPSS Ground Inspection | EPSS Ground Inspection | EPSS, | EPSS | EPSS | EPSS, | EPSS | EPSS |  |  |  | , | FALSE
GUERNSEY 110147746 | EPSS | EPSS | EPSS | [36 empty] | EPSS, | EPSS | EPSS | EPSS, | EPSS | EPSS | EPSS, | EPSS | EPSS |  |  |  | , | FALSE
FREMONT 1104MR339 | EPSS | EPSS | EPSS | [17 empty] | Ground Inspection | [18 empty] | EPSS, | EPSS | EPSS | EPSS, | EPSS | EPSS | EPSS,Ground Inspection, | EPSS Ground Inspection | EPSS Ground Inspection |  |  |  | , | FALSE
LOGAN CREEK 2102806 | EPSS | EPSS | EPSS | [27 empty] | Line Sensors | [8 empty] | EPSS,Line Sensors, | EPSS Line Sensors | EPSS Line Sensors | EPSS, | EPSS | EPSS | EPSS, | EPSS | EPSS |  |  |  | , | FALSE
SAN ARDO 1101824808 | EPSS | EPSS | EPSS | [36 empty] | EPSS, | EPSS | EPSS | EPSS, | EPSS | EPSS | EPSS, | EPSS | EPSS |  |  |  | , | FALSE
MC ARTHUR 110137344 | EPSS | EPSS | EPSS | [14 empty] | Aerial Inspection |  | Ground Inspection | [7 empty] | Down Conductor Detection (DCD) | [11 empty] | EPSS,Down Conductor Detection (DCD), | EPSS Down Conductor Detection (DCD) | EPSS Down Conductor Detection (DCD) | EPSS,Ground Inspection, | EPSS Ground Inspection | EPSS Ground Inspection | EPSS,Aerial Inspection, | EPSS Aerial Inspection | EPSS Aerial Inspection |  |  |  | , | FALSE
GATES 11028040 | EPSS | EPSS | EPSS | [15 empty] | Ground Inspection | [20 empty] | EPSS,Ground Inspection, | EPSS Ground Inspection | EPSS Ground Inspection | EPSS, | EPSS | EPSS | EPSS, | EPSS | EPSS |  |  |  | , | FALSE
MC MULLIN 1105CUS9322 | EPSS | EPSS | EPSS | [36 empty] | EPSS, | EPSS | EPSS | EPSS, | EPSS | EPSS | EPSS, | EPSS | EPSS |  |  |  | , | FALSE
EAST NICOLAUS 11011362 | EPSS | EPSS | EPSS | [16 empty] | Ground Inspection | [19 empty] | EPSS, | EPSS | EPSS | EPSS,Ground Inspection, | EPSS Ground Inspection | EPSS Ground Inspection | EPSS, | EPSS | EPSS |  |  |  | , | FALSE
CARUTHERS 1102188898 | EPSS | EPSS | EPSS | [15 empty] | Ground Inspection | [20 empty] | EPSS,Ground Inspection, | EPSS Ground Inspection | EPSS Ground Inspection | EPSS, | EPSS | EPSS | EPSS, | EPSS | EPSS |  |  |  | , | FALSE
CASTROVILLE 21033014 | EPSS | EPSS | EPSS | [17 empty] | Ground Inspection | [18 empty] | EPSS, | EPSS | EPSS | EPSS, | EPSS | EPSS | EPSS,Ground Inspection, | EPSS Ground Inspection | EPSS Ground Inspection |  |  |  | , | FALSE
HAMILTON A 11022210 | EPSS | EPSS | EPSS | [15 empty] | Ground Inspection | Ground Inspection | Ground Inspection | [18 empty] | EPSS,Ground Inspection, | EPSS Ground Inspection | EPSS Ground Inspection | EPSS,Ground Inspection, | EPSS Ground Inspection | EPSS Ground Inspection | EPSS,Ground Inspection, | EPSS Ground Inspection | EPSS Ground Inspection |  |  |  | , | FALSE
ESQUON 11022060 | EPSS | EPSS | EPSS | [36 empty] | EPSS, | EPSS | EPSS | EPSS, | EPSS | EPSS | EPSS, | EPSS | EPSS |  |  |  | , | FALSE
GUERNSEY 110668132 | EPSS | EPSS | EPSS | [36 empty] | EPSS, | EPSS | EPSS | EPSS, | EPSS | EPSS | EPSS, | EPSS | EPSS |  |  |  | , | FALSE
JACOBS CORNER 11018520 | EPSS | EPSS | EPSS | [36 empty] | EPSS, | EPSS | EPSS | EPSS, | EPSS | EPSS | EPSS, | EPSS | EPSS |  |  |  | , | FALSE
PIERCY 2111CB | EPSS | EPSS | EPSS | [15 empty] | Ground Inspection | [20 empty] | EPSS,Ground Inspection, | EPSS Ground Inspection | EPSS Ground Inspection | EPSS, | EPSS | EPSS | EPSS, | EPSS | EPSS |  |  |  | , | FALSE
KINGSBURG 1113891944 | EPSS | EPSS | EPSS | [15 empty] | Ground Inspection | [20 empty] | EPSS,Ground Inspection, | EPSS Ground Inspection | EPSS Ground Inspection | EPSS, | EPSS | EPSS | EPSS, | EPSS | EPSS |  |  |  | , | FALSE
BORDEN 1101CB | EPSS | EPSS | EPSS | [15 empty] | Ground Inspection |  | Ground Inspection | [18 empty] | EPSS,Ground Inspection, | EPSS Ground Inspection | EPSS Ground Inspection | EPSS, | EPSS | EPSS | EPSS,Ground Inspection, | EPSS Ground Inspection | EPSS Ground Inspection |  |  |  | , | FALSE
ELK CREEK 1101CB | EPSS | EPSS | EPSS | [13 empty] | Aerial Inspection |  | Ground Inspection | [20 empty] | EPSS,Ground Inspection, | EPSS Ground Inspection | EPSS Ground Inspection | EPSS,Aerial Inspection, | EPSS Aerial Inspection | EPSS Aerial Inspection | EPSS, | EPSS | EPSS |  |  |  | , | FALSE
WILLIAMS 110241772 | EPSS | EPSS | EPSS | [16 empty] | Ground Inspection | [19 empty] | EPSS, | EPSS | EPSS | EPSS,Ground Inspection, | EPSS Ground Inspection | EPSS Ground Inspection | EPSS, | EPSS | EPSS |  |  |  | , | FALSE
FIREBAUGH 110336942 | EPSS | EPSS | EPSS | [15 empty] | Ground Inspection | Ground Inspection | [19 empty] | EPSS,Ground Inspection, | EPSS Ground Inspection | EPSS Ground Inspection | EPSS,Ground Inspection, | EPSS Ground Inspection | EPSS Ground Inspection | EPSS, | EPSS | EPSS |  |  |  | , | FALSE
HONCUT 11021380 | EPSS | EPSS | EPSS | [17 empty] | Ground Inspection | [18 empty] | EPSS, | EPSS | EPSS | EPSS, | EPSS | EPSS | EPSS,Ground Inspection, | EPSS Ground Inspection | EPSS Ground Inspection |  |  |  | , | FALSE
ARBUCKLE 11023016 | EPSS | EPSS | EPSS | [36 empty] | EPSS, | EPSS | EPSS | EPSS, | EPSS | EPSS | EPSS, | EPSS | EPSS |  |  |  | , | FALSE
SISQUOC 1104CB | EPSS | EPSS | EPSS | [17 empty] | Ground Inspection | [18 empty] | EPSS, | EPSS | EPSS | EPSS, | EPSS | EPSS | EPSS,Ground Inspection, | EPSS Ground Inspection | EPSS Ground Inspection |  |  |  | , | FALSE
SAN BERNARD 1101830398 | EPSS | EPSS | EPSS | [15 empty] | Ground Inspection | [20 empty] | EPSS,Ground Inspection, | EPSS Ground Inspection | EPSS Ground Inspection | EPSS, | EPSS | EPSS | EPSS, | EPSS | EPSS |  |  |  | , | FALSE
SCHINDLER 110597252 | EPSS | EPSS | EPSS | [36 empty] | EPSS, | EPSS | EPSS | EPSS, | EPSS | EPSS | EPSS, | EPSS | EPSS |  |  |  | , | FALSE
TEMPLETON 2112CB | EPSS | EPSS | EPSS | [15 empty] | Ground Inspection | Ground Inspection | [19 empty] | EPSS,Ground Inspection, | EPSS Ground Inspection | EPSS Ground Inspection | EPSS,Ground Inspection, | EPSS Ground Inspection | EPSS Ground Inspection | EPSS, | EPSS | EPSS |  |  |  | , | FALSE
NEWMAN 110290410 | EPSS | EPSS | EPSS | [16 empty] | Ground Inspection | [19 empty] | EPSS, | EPSS | EPSS | EPSS,Ground Inspection, | EPSS Ground Inspection | EPSS Ground Inspection | EPSS, | EPSS | EPSS |  |  |  | , | FALSE
RICE 110175402 | EPSS | EPSS | EPSS | [36 empty] | EPSS, | EPSS | EPSS | EPSS, | EPSS | EPSS | EPSS, | EPSS | EPSS |  |  |  | , | FALSE
CAMDEN 11038920 | EPSS | EPSS | EPSS | [36 empty] | EPSS, | EPSS | EPSS | EPSS, | EPSS | EPSS | EPSS, | EPSS | EPSS |  |  |  | , | FALSE
HENRIETTA 1106CB | EPSS | EPSS | EPSS | [17 empty] | Ground Inspection | [18 empty] | EPSS, | EPSS | EPSS | EPSS, | EPSS | EPSS | EPSS,Ground Inspection, | EPSS Ground Inspection | EPSS Ground Inspection |  |  |  | , | FALSE
TEJON 11024525 | EPSS | EPSS | EPSS | [15 empty] | Ground Inspection | Ground Inspection | [19 empty] | EPSS,Ground Inspection, | EPSS Ground Inspection | EPSS Ground Inspection | EPSS,Ground Inspection, | EPSS Ground Inspection | EPSS Ground Inspection | EPSS, | EPSS | EPSS |  |  |  | , | FALSE
ALPAUGH 110396038 | EPSS | EPSS | EPSS | [15 empty] | Ground Inspection | Ground Inspection | [19 empty] | EPSS,Ground Inspection, | EPSS Ground Inspection | EPSS Ground Inspection | EPSS,Ground Inspection, | EPSS Ground Inspection | EPSS Ground Inspection | EPSS, | EPSS | EPSS |  |  |  | , | FALSE
GOOSE LAKE 21041472 | EPSS | EPSS | EPSS | [16 empty] | Ground Inspection | [19 empty] | EPSS, | EPSS | EPSS | EPSS,Ground Inspection, | EPSS Ground Inspection | EPSS Ground Inspection | EPSS, | EPSS | EPSS |  |  |  | , | FALSE
MAXWELL 1105910362 | EPSS | EPSS | EPSS | [36 empty] | EPSS, | EPSS | EPSS | EPSS, | EPSS | EPSS | EPSS, | EPSS | EPSS |  |  |  | , | FALSE
TUPMAN 1104CB | EPSS | EPSS | EPSS | [15 empty] | Ground Inspection |  | Ground Inspection | [18 empty] | EPSS,Ground Inspection, | EPSS Ground Inspection | EPSS Ground Inspection | EPSS, | EPSS | EPSS | EPSS,Ground Inspection, | EPSS Ground Inspection | EPSS Ground Inspection |  |  |  | , | FALSE
ZAMORA 11066992 | EPSS | EPSS | EPSS | [16 empty] | Ground Inspection | Ground Inspection | [18 empty] | EPSS, | EPSS | EPSS | EPSS,Ground Inspection, | EPSS Ground Inspection | EPSS Ground Inspection | EPSS,Ground Inspection, | EPSS Ground Inspection | EPSS Ground Inspection |  |  |  | , | FALSE
BRENTWOOD 2105B534R | EPSS | EPSS | EPSS | [13 empty] | Aerial Inspection |  | Ground Inspection | [20 empty] | EPSS,Ground Inspection, | EPSS Ground Inspection | EPSS Ground Inspection | EPSS,Aerial Inspection, | EPSS Aerial Inspection | EPSS Aerial Inspection | EPSS, | EPSS | EPSS |  |  |  | , | FALSE
MADISON 110353322 | EPSS | EPSS | EPSS | [16 empty] | Ground Inspection | [19 empty] | EPSS, | EPSS | EPSS | EPSS,Ground Inspection, | EPSS Ground Inspection | EPSS Ground Inspection | EPSS, | EPSS | EPSS |  |  |  | , | FALSE
CRESSEY 21049880 | EPSS | EPSS | EPSS | [15 empty] | Ground Inspection | [20 empty] | EPSS,Ground Inspection, | EPSS Ground Inspection | EPSS Ground Inspection | EPSS, | EPSS | EPSS | EPSS, | EPSS | EPSS |  |  |  | , | FALSE
DINUBA 11047020 | EPSS | EPSS | EPSS | [36 empty] | EPSS, | EPSS | EPSS | EPSS, | EPSS | EPSS | EPSS, | EPSS | EPSS |  |  |  | , | FALSE
SANTA RITA 1102177196 | EPSS | EPSS | EPSS | [36 empty] | EPSS, | EPSS | EPSS | EPSS, | EPSS | EPSS | EPSS, | EPSS | EPSS |  |  |  | , | FALSE
CAPAY 11012256 | EPSS | EPSS | EPSS | [15 empty] | Ground Inspection |  | Ground Inspection | [18 empty] | EPSS,Ground Inspection, | EPSS Ground Inspection | EPSS Ground Inspection | EPSS, | EPSS | EPSS | EPSS,Ground Inspection, | EPSS Ground Inspection | EPSS Ground Inspection |  |  |  | , | FALSE
TEMBLOR 2103768638 | EPSS | EPSS | EPSS | [15 empty] | Ground Inspection | [20 empty] | EPSS,Ground Inspection, | EPSS Ground Inspection | EPSS Ground Inspection | EPSS, | EPSS | EPSS | EPSS, | EPSS | EPSS |  |  |  | , | FALSE
CARUTHERS 1105CB | EPSS | EPSS | EPSS | [15 empty] | Ground Inspection | [20 empty] | EPSS,Ground Inspection, | EPSS Ground Inspection | EPSS Ground Inspection | EPSS, | EPSS | EPSS | EPSS, | EPSS | EPSS |  |  |  | , | FALSE
PANORAMA 11019092 | EPSS | EPSS | EPSS | [14 empty] | Aerial Inspection |  | Ground Inspection | [7 empty] | Down Conductor Detection (DCD) | [11 empty] | EPSS,Down Conductor Detection (DCD), | EPSS Down Conductor Detection (DCD) | EPSS Down Conductor Detection (DCD) | EPSS,Ground Inspection, | EPSS Ground Inspection | EPSS Ground Inspection | EPSS,Aerial Inspection, | EPSS Aerial Inspection | EPSS Aerial Inspection |  |  |  | , | FALSE
CORNING 11011440 | EPSS | EPSS | EPSS | [17 empty] | Ground Inspection | [18 empty] | EPSS, | EPSS | EPSS | EPSS, | EPSS | EPSS | EPSS,Ground Inspection, | EPSS Ground Inspection | EPSS Ground Inspection |  |  |  | , | FALSE
BALFOUR 1101744523 | EPSS | EPSS | EPSS | [15 empty] | Ground Inspection |  | Ground Inspection | [18 empty] | EPSS,Ground Inspection, | EPSS Ground Inspection | EPSS Ground Inspection | EPSS, | EPSS | EPSS | EPSS,Ground Inspection, | EPSS Ground Inspection | EPSS Ground Inspection |  |  |  | , | FALSE
ELK HILLS 1106639540 | EPSS | EPSS | EPSS | [17 empty] | Ground Inspection | [18 empty] | EPSS, | EPSS | EPSS | EPSS, | EPSS | EPSS | EPSS,Ground Inspection, | EPSS Ground Inspection | EPSS Ground Inspection |  |  |  | , | FALSE
TULARE LAKE 110876864 | EPSS | EPSS | EPSS | [16 empty] | Ground Inspection | [19 empty] | EPSS, | EPSS | EPSS | EPSS,Ground Inspection, | EPSS Ground Inspection | EPSS Ground Inspection | EPSS, | EPSS | EPSS |  |  |  | , | FALSE
CANTUA 11019890 | EPSS | EPSS | EPSS | [17 empty] | Ground Inspection | [18 empty] | EPSS, | EPSS | EPSS | EPSS, | EPSS | EPSS | EPSS,Ground Inspection, | EPSS Ground Inspection | EPSS Ground Inspection |  |  |  | , | FALSE
CABRILLO 1104Y08 | EPSS | EPSS | EPSS | [14 empty] | Aerial Inspection |  | Ground Inspection | Ground Inspection | [18 empty] | EPSS, | EPSS | EPSS | EPSS,Ground Inspection, | EPSS Ground Inspection | EPSS Ground Inspection | EPSS,Aerial Inspection,Ground Inspection, | EPSS Aerial Inspection Ground Inspection | EPSS Aerial Inspection Ground Inspection |  |  |  | , | FALSE
SCHINDLER 1112CB | EPSS | EPSS | EPSS | [17 empty] | Ground Inspection | [18 empty] | EPSS, | EPSS | EPSS | EPSS, | EPSS | EPSS | EPSS,Ground Inspection, | EPSS Ground Inspection | EPSS Ground Inspection |  |  |  | , | FALSE
JACINTO 11012608 | EPSS | EPSS | EPSS | [16 empty] | Ground Inspection | Ground Inspection | [18 empty] | EPSS, | EPSS | EPSS | EPSS,Ground Inspection, | EPSS Ground Inspection | EPSS Ground Inspection | EPSS,Ground Inspection, | EPSS Ground Inspection | EPSS Ground Inspection |  |  |  | , | FALSE
EL NIDO 1103661820 | EPSS | EPSS | EPSS | [15 empty] | Ground Inspection | [20 empty] | EPSS,Ground Inspection, | EPSS Ground Inspection | EPSS Ground Inspection | EPSS, | EPSS | EPSS | EPSS, | EPSS | EPSS |  |  |  | , | FALSE
HARDWICK 110175900 | EPSS | EPSS | EPSS | [17 empty] | Ground Inspection | [18 empty] | EPSS, | EPSS | EPSS | EPSS, | EPSS | EPSS | EPSS,Ground Inspection, | EPSS Ground Inspection | EPSS Ground Inspection |  |  |  | , | FALSE
CAMDEN 11036921F | EPSS | EPSS | EPSS | [15 empty] | Ground Inspection | [20 empty] | EPSS,Ground Inspection, | EPSS Ground Inspection | EPSS Ground Inspection | EPSS, | EPSS | EPSS | EPSS, | EPSS | EPSS |  |  |  | , | FALSE
RIVER ROCK 1101CB | EPSS | EPSS | EPSS | [17 empty] | Ground Inspection | [18 empty] | EPSS, | EPSS | EPSS | EPSS, | EPSS | EPSS | EPSS,Ground Inspection, | EPSS Ground Inspection | EPSS Ground Inspection |  |  |  | , | FALSE
LERDO 11131550 | EPSS | EPSS | EPSS | [36 empty] | EPSS, | EPSS | EPSS | EPSS, | EPSS | EPSS | EPSS, | EPSS | EPSS |  |  |  | , | FALSE
CRESSEY 210453374 | EPSS | EPSS | EPSS | [15 empty] | Ground Inspection |  | Ground Inspection | [18 empty] | EPSS,Ground Inspection, | EPSS Ground Inspection | EPSS Ground Inspection | EPSS, | EPSS | EPSS | EPSS,Ground Inspection, | EPSS Ground Inspection | EPSS Ground Inspection |  |  |  | , | FALSE
HARDWICK 1102CB | EPSS | EPSS | EPSS | [36 empty] | EPSS, | EPSS | EPSS | EPSS, | EPSS | EPSS | EPSS, | EPSS | EPSS |  |  |  | , | FALSE
GERBER 110246628 | EPSS | EPSS | EPSS | [36 empty] | EPSS, | EPSS | EPSS | EPSS, | EPSS | EPSS | EPSS, | EPSS | EPSS |  |  |  | , | FALSE
HARDWICK 11026050 | EPSS | EPSS | EPSS | [36 empty] | EPSS, | EPSS | EPSS | EPSS, | EPSS | EPSS | EPSS, | EPSS | EPSS |  |  |  | , | FALSE
PUTAH CREEK 110594238 | EPSS | EPSS | EPSS | [15 empty] | Ground Inspection | [20 empty] | EPSS,Ground Inspection, | EPSS Ground Inspection | EPSS Ground Inspection | EPSS, | EPSS | EPSS | EPSS, | EPSS | EPSS |  |  |  | , | FALSE
WHEATLAND 11042218 | EPSS | EPSS | EPSS | [16 empty] | Ground Inspection | Ground Inspection | [18 empty] | EPSS, | EPSS | EPSS | EPSS,Ground Inspection, | EPSS Ground Inspection | EPSS Ground Inspection | EPSS,Ground Inspection, | EPSS Ground Inspection | EPSS Ground Inspection |  |  |  | , | FALSE
ORLAND B 11012216 | EPSS | EPSS | EPSS | [36 empty] | EPSS, | EPSS | EPSS | EPSS, | EPSS | EPSS | EPSS, | EPSS | EPSS |  |  |  | , | FALSE
BUTTE 11032104 | EPSS | EPSS | EPSS | [36 empty] | EPSS, | EPSS | EPSS | EPSS, | EPSS | EPSS | EPSS, | EPSS | EPSS |  |  |  | , | FALSE
GANSO 1104602388 | EPSS | EPSS | EPSS | [36 empty] | EPSS, | EPSS | EPSS | EPSS, | EPSS | EPSS | EPSS, | EPSS | EPSS |  |  |  | , | FALSE
ARBUCKLE 110134756 | EPSS | EPSS | EPSS | [16 empty] | Ground Inspection | Ground Inspection | [18 empty] | EPSS, | EPSS | EPSS | EPSS,Ground Inspection, | EPSS Ground Inspection | EPSS Ground Inspection | EPSS,Ground Inspection, | EPSS Ground Inspection | EPSS Ground Inspection |  |  |  | , | FALSE
STONE CORRAL 1108CB | EPSS | EPSS | EPSS | [16 empty] | Ground Inspection | [19 empty] | EPSS, | EPSS | EPSS | EPSS,Ground Inspection, | EPSS Ground Inspection | EPSS Ground Inspection | EPSS, | EPSS | EPSS |  |  |  | , | FALSE
NEW HOPE 11021284 | EPSS | EPSS | EPSS | [17 empty] | Ground Inspection | [18 empty] | EPSS, | EPSS | EPSS | EPSS, | EPSS | EPSS | EPSS,Ground Inspection, | EPSS Ground Inspection | EPSS Ground Inspection |  |  |  | , | FALSE
COTTLE 17073290 | EPSS | EPSS | EPSS | [15 empty] | Ground Inspection | Ground Inspection | Ground Inspection | [18 empty] | EPSS,Ground Inspection, | EPSS Ground Inspection | EPSS Ground Inspection | EPSS,Ground Inspection, | EPSS Ground Inspection | EPSS Ground Inspection | EPSS,Ground Inspection, | EPSS Ground Inspection | EPSS Ground Inspection |  |  |  | , | FALSE
LOCKEFORD 21012488 | EPSS | EPSS | EPSS | [36 empty] | EPSS, | EPSS | EPSS | EPSS, | EPSS | EPSS | EPSS, | EPSS | EPSS |  |  |  | , | FALSE
LEMOORE 11048310 | EPSS | EPSS | EPSS | [17 empty] | Ground Inspection | [18 empty] | EPSS, | EPSS | EPSS | EPSS, | EPSS | EPSS | EPSS,Ground Inspection, | EPSS Ground Inspection | EPSS Ground Inspection |  |  |  | , | FALSE
TUPMAN 1106CB | EPSS | EPSS | EPSS | [15 empty] | Ground Inspection | Ground Inspection | Ground Inspection | [18 empty] | EPSS,Ground Inspection, | EPSS Ground Inspection | EPSS Ground Inspection | EPSS,Ground Inspection, | EPSS Ground Inspection | EPSS Ground Inspection | EPSS,Ground Inspection, | EPSS Ground Inspection | EPSS Ground Inspection |  |  |  | , | FALSE
BIOLA 1102CB | EPSS | EPSS | EPSS | [17 empty] | Ground Inspection | [18 empty] | EPSS, | EPSS | EPSS | EPSS, | EPSS | EPSS | EPSS,Ground Inspection, | EPSS Ground Inspection | EPSS Ground Inspection |  |  |  | , | FALSE
SISQUOC 1104M58 | EPSS | EPSS | EPSS | [36 empty] | EPSS, | EPSS | EPSS | EPSS, | EPSS | EPSS | EPSS, | EPSS | EPSS |  |  |  | , | FALSE
BORDEN 110110560 | EPSS | EPSS | EPSS | [17 empty] | Ground Inspection | [18 empty] | EPSS, | EPSS | EPSS | EPSS, | EPSS | EPSS | EPSS,Ground Inspection, | EPSS Ground Inspection | EPSS Ground Inspection |  |  |  | , | FALSE
VALLEY HOME 1703CB | EPSS | EPSS | EPSS | [17 empty] | Ground Inspection | [18 empty] | EPSS, | EPSS | EPSS | EPSS, | EPSS | EPSS | EPSS,Ground Inspection, | EPSS Ground Inspection | EPSS Ground Inspection |  |  |  | , | FALSE
LOS MOLINOS 11011308 | EPSS | EPSS | EPSS | [25 empty] | Down Conductor Detection (DCD) | [10 empty] | EPSS, | EPSS | EPSS | EPSS,Down Conductor Detection (DCD), | EPSS Down Conductor Detection (DCD) | EPSS Down Conductor Detection (DCD) | EPSS, | EPSS | EPSS |  |  |  | , | FALSE
GREEN VALLEY 2101128618 | EPSS | EPSS | EPSS | [13 empty] | Aerial Inspection |  | Ground Inspection | [20 empty] | EPSS,Ground Inspection, | EPSS Ground Inspection | EPSS Ground Inspection | EPSS,Aerial Inspection, | EPSS Aerial Inspection | EPSS Aerial Inspection | EPSS, | EPSS | EPSS |  |  |  | , | FALSE
LINDEN 11032359 | EPSS | EPSS | EPSS | [36 empty] | EPSS, | EPSS | EPSS | EPSS, | EPSS | EPSS | EPSS, | EPSS | EPSS |  |  |  | , | FALSE
DINUBA 11047876F | EPSS | EPSS | EPSS | [36 empty] | EPSS, | EPSS | EPSS | EPSS, | EPSS | EPSS | EPSS, | EPSS | EPSS |  |  |  | , | FALSE
ARVIN 110235412 | EPSS | EPSS | EPSS | [15 empty] | Ground Inspection |  | Ground Inspection | [18 empty] | EPSS,Ground Inspection, | EPSS Ground Inspection | EPSS Ground Inspection | EPSS, | EPSS | EPSS | EPSS,Ground Inspection, | EPSS Ground Inspection | EPSS Ground Inspection |  |  |  | , | FALSE
PANOCHE 1102892696 | EPSS | EPSS | EPSS | [36 empty] | EPSS, | EPSS | EPSS | EPSS, | EPSS | EPSS | EPSS, | EPSS | EPSS |  |  |  | , | FALSE
DAVIS 11079382 | EPSS | EPSS | EPSS | [15 empty] | Ground Inspection |  | Ground Inspection | [18 empty] | EPSS,Ground Inspection, | EPSS Ground Inspection | EPSS Ground Inspection | EPSS, | EPSS | EPSS | EPSS,Ground Inspection, | EPSS Ground Inspection | EPSS Ground Inspection |  |  |  | , | FALSE
SANTA YNEZ 1101CB | EPSS | EPSS | EPSS | [14 empty] | Aerial Inspection |  | Ground Inspection | Ground Inspection | [18 empty] | EPSS, | EPSS | EPSS | EPSS,Ground Inspection, | EPSS Ground Inspection | EPSS Ground Inspection | EPSS,Aerial Inspection,Ground Inspection, | EPSS Aerial Inspection Ground Inspection | EPSS Aerial Inspection Ground Inspection |  |  |  | , | FALSE
WESTLEY 110111734 | EPSS | EPSS | EPSS | [36 empty] | EPSS, | EPSS | EPSS | EPSS, | EPSS | EPSS | EPSS, | EPSS | EPSS |  |  |  | , | FALSE
ATWATER 110255392 | EPSS | EPSS | EPSS | [36 empty] | EPSS, | EPSS | EPSS | EPSS, | EPSS | EPSS | EPSS, | EPSS | EPSS |  |  |  | , | FALSE
WOODLAND 11068712 | EPSS | EPSS | EPSS | [17 empty] | Ground Inspection | [18 empty] | EPSS, | EPSS | EPSS | EPSS, | EPSS | EPSS | EPSS,Ground Inspection, | EPSS Ground Inspection | EPSS Ground Inspection |  |  |  | , | FALSE
LIVINGSTON 1105187702 | EPSS | EPSS | EPSS | [17 empty] | Ground Inspection | [18 empty] | EPSS, | EPSS | EPSS | EPSS, | EPSS | EPSS | EPSS,Ground Inspection, | EPSS Ground Inspection | EPSS Ground Inspection |  |  |  | , | FALSE
EEL RIVER 1102680 | EPSS | EPSS | EPSS | [36 empty] | EPSS, | EPSS | EPSS | EPSS, | EPSS | EPSS | EPSS, | EPSS | EPSS |  |  |  | , | FALSE
CHARCA 1102826046 | EPSS | EPSS | EPSS | [17 empty] | Ground Inspection | [18 empty] | EPSS, | EPSS | EPSS | EPSS, | EPSS | EPSS | EPSS,Ground Inspection, | EPSS Ground Inspection | EPSS Ground Inspection |  |  |  | , | FALSE
CASSIDY 2107CB | EPSS | EPSS | EPSS | [15 empty] | Ground Inspection |  | Ground Inspection | [18 empty] | EPSS,Ground Inspection, | EPSS Ground Inspection | EPSS Ground Inspection | EPSS, | EPSS | EPSS | EPSS,Ground Inspection, | EPSS Ground Inspection | EPSS Ground Inspection |  |  |  | , | FALSE
LOS OSITOS 210366936 | EPSS | EPSS | EPSS | [16 empty] | Ground Inspection | [10 empty] | Line Sensors | [8 empty] | EPSS,Line Sensors, | EPSS Line Sensors | EPSS Line Sensors | EPSS,Ground Inspection, | EPSS Ground Inspection | EPSS Ground Inspection | EPSS, | EPSS | EPSS |  |  |  | , | FALSE
CAPAY 11022086 | EPSS | EPSS | EPSS | [17 empty] | Ground Inspection | [18 empty] | EPSS, | EPSS | EPSS | EPSS, | EPSS | EPSS | EPSS,Ground Inspection, | EPSS Ground Inspection | EPSS Ground Inspection |  |  |  | , | FALSE
FIGARDEN 21126200 | EPSS | EPSS | EPSS | [17 empty] | Ground Inspection | [18 empty] | EPSS, | EPSS | EPSS | EPSS, | EPSS | EPSS | EPSS,Ground Inspection, | EPSS Ground Inspection | EPSS Ground Inspection |  |  |  | , | FALSE
GRAND ISLAND 22279452 | EPSS | EPSS | EPSS | [16 empty] | Ground Inspection | Ground Inspection | [18 empty] | EPSS, | EPSS | EPSS | EPSS,Ground Inspection, | EPSS Ground Inspection | EPSS Ground Inspection | EPSS,Ground Inspection, | EPSS Ground Inspection | EPSS Ground Inspection |  |  |  | , | FALSE
SANGER 110896048 | EPSS | EPSS | EPSS | [16 empty] | Ground Inspection | [19 empty] | EPSS, | EPSS | EPSS | EPSS,Ground Inspection, | EPSS Ground Inspection | EPSS Ground Inspection | EPSS, | EPSS | EPSS |  |  |  | , | FALSE
CAMDEN 1104548526 | EPSS | EPSS | EPSS | [15 empty] | Ground Inspection | [20 empty] | EPSS,Ground Inspection, | EPSS Ground Inspection | EPSS Ground Inspection | EPSS, | EPSS | EPSS | EPSS, | EPSS | EPSS |  |  |  | , | FALSE
STROUD 11019520 | EPSS | EPSS | EPSS | [17 empty] | Ground Inspection | [18 empty] | EPSS, | EPSS | EPSS | EPSS, | EPSS | EPSS | EPSS,Ground Inspection, | EPSS Ground Inspection | EPSS Ground Inspection |  |  |  | , | FALSE
HARDWICK 11026100 | EPSS | EPSS | EPSS | [36 empty] | EPSS, | EPSS | EPSS | EPSS, | EPSS | EPSS | EPSS, | EPSS | EPSS |  |  |  | , | FALSE
PUTAH CREEK 11058812 | EPSS | EPSS | EPSS | [15 empty] | Ground Inspection | Ground Inspection | [19 empty] | EPSS,Ground Inspection, | EPSS Ground Inspection | EPSS Ground Inspection | EPSS,Ground Inspection, | EPSS Ground Inspection | EPSS Ground Inspection | EPSS, | EPSS | EPSS |  |  |  | , | FALSE
OROSI 1101939642 | EPSS | EPSS | EPSS | [15 empty] | Ground Inspection | [20 empty] | EPSS,Ground Inspection, | EPSS Ground Inspection | EPSS Ground Inspection | EPSS, | EPSS | EPSS | EPSS, | EPSS | EPSS |  |  |  | , | FALSE
OLIVEHURST 11051242 | EPSS | EPSS | EPSS | [15 empty] | Ground Inspection | [20 empty] | EPSS,Ground Inspection, | EPSS Ground Inspection | EPSS Ground Inspection | EPSS, | EPSS | EPSS | EPSS, | EPSS | EPSS |  |  |  | , | FALSE
CAMDEN 1104744839 | EPSS | EPSS | EPSS | [15 empty] | Ground Inspection | [20 empty] | EPSS,Ground Inspection, | EPSS Ground Inspection | EPSS Ground Inspection | EPSS, | EPSS | EPSS | EPSS, | EPSS | EPSS |  |  |  | , | FALSE
RIO BRAVO 1106CB | EPSS | EPSS | EPSS | [15 empty] | Ground Inspection | [20 empty] | EPSS,Ground Inspection, | EPSS Ground Inspection | EPSS Ground Inspection | EPSS, | EPSS | EPSS | EPSS, | EPSS | EPSS |  |  |  | , | FALSE
KINGSBURG 1113312897 | EPSS | EPSS | EPSS | [36 empty] | EPSS, | EPSS | EPSS | EPSS, | EPSS | EPSS | EPSS, | EPSS | EPSS |  |  |  | , | FALSE
LIVINGSTON 110553156 | EPSS | EPSS | EPSS | [17 empty] | Ground Inspection | [18 empty] | EPSS, | EPSS | EPSS | EPSS, | EPSS | EPSS | EPSS,Ground Inspection, | EPSS Ground Inspection | EPSS Ground Inspection |  |  |  | , | FALSE
OROSI 1103CB | EPSS | EPSS | EPSS | [15 empty] | Ground Inspection | Ground Inspection | [19 empty] | EPSS,Ground Inspection, | EPSS Ground Inspection | EPSS Ground Inspection | EPSS,Ground Inspection, | EPSS Ground Inspection | EPSS Ground Inspection | EPSS, | EPSS | EPSS |  |  |  | , | FALSE
MADISON 11057712 | EPSS | EPSS | EPSS | [16 empty] | Ground Inspection | [19 empty] | EPSS, | EPSS | EPSS | EPSS,Ground Inspection, | EPSS Ground Inspection | EPSS Ground Inspection | EPSS, | EPSS | EPSS |  |  |  | , | FALSE
CANTUA 11019880 | EPSS | EPSS | EPSS | [17 empty] | Ground Inspection | [18 empty] | EPSS, | EPSS | EPSS | EPSS, | EPSS | EPSS | EPSS,Ground Inspection, | EPSS Ground Inspection | EPSS Ground Inspection |  |  |  | , | FALSE
KINGSBURG 11116380 | EPSS | EPSS | EPSS | [36 empty] | EPSS, | EPSS | EPSS | EPSS, | EPSS | EPSS | EPSS, | EPSS | EPSS |  |  |  | , | FALSE
CAPAY 110289646 | EPSS | EPSS | EPSS | [17 empty] | Ground Inspection | [18 empty] | EPSS, | EPSS | EPSS | EPSS, | EPSS | EPSS | EPSS,Ground Inspection, | EPSS Ground Inspection | EPSS Ground Inspection |  |  |  | , | FALSE
KERMAN 110649702 | EPSS | EPSS | EPSS | [36 empty] | EPSS, | EPSS | EPSS | EPSS, | EPSS | EPSS | EPSS, | EPSS | EPSS |  |  |  | , | FALSE
RANDOLPH 0401CB | EPSS | EPSS | EPSS | [17 empty] | Ground Inspection | [18 empty] | EPSS, | EPSS | EPSS | EPSS, | EPSS | EPSS | EPSS,Ground Inspection, | EPSS Ground Inspection | EPSS Ground Inspection |  |  |  | , | FALSE
OROSI 1102CB | EPSS | EPSS | EPSS | [14 empty] | Aerial Inspection | Ground Inspection | Ground Inspection | [19 empty] | EPSS,Ground Inspection, | EPSS Ground Inspection | EPSS Ground Inspection | EPSS,Ground Inspection, | EPSS Ground Inspection | EPSS Ground Inspection | EPSS,Aerial Inspection, | EPSS Aerial Inspection | EPSS Aerial Inspection |  |  |  | , | FALSE
LOCKEFORD 210257876 | EPSS | EPSS | EPSS | [27 empty] | Line Sensors | [8 empty] | EPSS,Line Sensors, | EPSS Line Sensors | EPSS Line Sensors | EPSS, | EPSS | EPSS | EPSS, | EPSS | EPSS |  |  |  | , | FALSE
MC CALL 1107622818 | EPSS | EPSS | EPSS | [16 empty] | Ground Inspection | [19 empty] | EPSS, | EPSS | EPSS | EPSS,Ground Inspection, | EPSS Ground Inspection | EPSS Ground Inspection | EPSS, | EPSS | EPSS |  |  |  | , | FALSE
CASTROVILLE 21033693 | EPSS | EPSS | EPSS | [16 empty] | Ground Inspection | [19 empty] | EPSS, | EPSS | EPSS | EPSS,Ground Inspection, | EPSS Ground Inspection | EPSS Ground Inspection | EPSS, | EPSS | EPSS |  |  |  | , | FALSE
SANTA RITA 11029930 | EPSS | EPSS | EPSS | [17 empty] | Ground Inspection | [18 empty] | EPSS, | EPSS | EPSS | EPSS, | EPSS | EPSS | EPSS,Ground Inspection, | EPSS Ground Inspection | EPSS Ground Inspection |  |  |  | , | FALSE
GATES 110699914 | EPSS | EPSS | EPSS | [15 empty] | Ground Inspection | [20 empty] | EPSS,Ground Inspection, | EPSS Ground Inspection | EPSS Ground Inspection | EPSS, | EPSS | EPSS | EPSS, | EPSS | EPSS |  |  |  | , | FALSE
GATES 1102754356 | EPSS | EPSS | EPSS | [15 empty] | Ground Inspection | [20 empty] | EPSS,Ground Inspection, | EPSS Ground Inspection | EPSS Ground Inspection | EPSS, | EPSS | EPSS | EPSS, | EPSS | EPSS |  |  |  | , | FALSE
SF H 1104CB | EPSS | EPSS | EPSS | [16 empty] | Ground Inspection | Ground Inspection | [18 empty] | EPSS, | EPSS | EPSS | EPSS,Ground Inspection, | EPSS Ground Inspection | EPSS Ground Inspection | EPSS,Ground Inspection, | EPSS Ground Inspection | EPSS Ground Inspection |  |  |  | , | FALSE
JACOBS CORNER 11018230 | EPSS | EPSS | EPSS | [36 empty] | EPSS, | EPSS | EPSS | EPSS, | EPSS | EPSS | EPSS, | EPSS | EPSS |  |  |  | , | FALSE
CAMDEN 11036570 | EPSS | EPSS | EPSS | [15 empty] | Ground Inspection |  | Ground Inspection | [18 empty] | EPSS,Ground Inspection, | EPSS Ground Inspection | EPSS Ground Inspection | EPSS, | EPSS | EPSS | EPSS,Ground Inspection, | EPSS Ground Inspection | EPSS Ground Inspection |  |  |  | , | FALSE
GIFFEN 1102CB | EPSS | EPSS | EPSS | [17 empty] | Ground Inspection | [18 empty] | EPSS, | EPSS | EPSS | EPSS, | EPSS | EPSS | EPSS,Ground Inspection, | EPSS Ground Inspection | EPSS Ground Inspection |  |  |  | , | FALSE
HARDWICK 11016840 | EPSS | EPSS | EPSS | [36 empty] | EPSS, | EPSS | EPSS | EPSS, | EPSS | EPSS | EPSS, | EPSS | EPSS |  |  |  | , | FALSE
GUSTINE 110179806 | EPSS | EPSS | EPSS | [17 empty] | Ground Inspection | [18 empty] | EPSS, | EPSS | EPSS | EPSS, | EPSS | EPSS | EPSS,Ground Inspection, | EPSS Ground Inspection | EPSS Ground Inspection |  |  |  | , | FALSE
WILKINS SLOUGH 11026272 | EPSS | EPSS | EPSS | [16 empty] | Ground Inspection | [19 empty] | EPSS, | EPSS | EPSS | EPSS,Ground Inspection, | EPSS Ground Inspection | EPSS Ground Inspection | EPSS, | EPSS | EPSS |  |  |  | , | FALSE
KERMAN 1106CB | EPSS | EPSS | EPSS | [36 empty] | EPSS, | EPSS | EPSS | EPSS, | EPSS | EPSS | EPSS, | EPSS | EPSS |  |  |  | , | FALSE
MERCED 111490220 | EPSS | EPSS | EPSS | [36 empty] | EPSS, | EPSS | EPSS | EPSS, | EPSS | EPSS | EPSS, | EPSS | EPSS |  |  |  | , | FALSE
GLENN 11012550 | EPSS | EPSS | EPSS | [36 empty] | EPSS, | EPSS | EPSS | EPSS, | EPSS | EPSS | EPSS, | EPSS | EPSS |  |  |  | , | FALSE
KINGSBURG 11116960 | EPSS | EPSS | EPSS | [36 empty] | EPSS, | EPSS | EPSS | EPSS, | EPSS | EPSS | EPSS, | EPSS | EPSS |  |  |  | , | FALSE
REEDLEY 11127013 | EPSS | EPSS | EPSS | [16 empty] | Ground Inspection | [19 empty] | EPSS, | EPSS | EPSS | EPSS,Ground Inspection, | EPSS Ground Inspection | EPSS Ground Inspection | EPSS, | EPSS | EPSS |  |  |  | , | FALSE
EL NIDO 11034490 | EPSS | EPSS | EPSS | [15 empty] | Ground Inspection | [20 empty] | EPSS,Ground Inspection, | EPSS Ground Inspection | EPSS Ground Inspection | EPSS, | EPSS | EPSS | EPSS, | EPSS | EPSS |  |  |  | , | FALSE
LOGAN CREEK 21012430 | EPSS | EPSS | EPSS | [16 empty] | Ground Inspection | [19 empty] | EPSS, | EPSS | EPSS | EPSS,Ground Inspection, | EPSS Ground Inspection | EPSS Ground Inspection | EPSS, | EPSS | EPSS |  |  |  | , | FALSE
BRENTWOOD 210577560 | EPSS | EPSS | EPSS | [15 empty] | Ground Inspection | [20 empty] | EPSS,Ground Inspection, | EPSS Ground Inspection | EPSS Ground Inspection | EPSS, | EPSS | EPSS | EPSS, | EPSS | EPSS |  |  |  | , | FALSE
ANITA 110648098 | EPSS | EPSS | EPSS | [15 empty] | Ground Inspection | [20 empty] | EPSS,Ground Inspection, | EPSS Ground Inspection | EPSS Ground Inspection | EPSS, | EPSS | EPSS | EPSS, | EPSS | EPSS |  |  |  | , | FALSE
COPPERMINE 110496648 | EPSS | EPSS | EPSS | [17 empty] | Ground Inspection | [18 empty] | EPSS, | EPSS | EPSS | EPSS, | EPSS | EPSS | EPSS,Ground Inspection, | EPSS Ground Inspection | EPSS Ground Inspection |  |  |  | , | FALSE
HARDWICK 11026360 | EPSS | EPSS | EPSS | [36 empty] | EPSS, | EPSS | EPSS | EPSS, | EPSS | EPSS | EPSS, | EPSS | EPSS |  |  |  | , | FALSE
CLEAR LAKE 1101444 | EPSS | EPSS | EPSS | [15 empty] | Ground Inspection |  | Ground Inspection | [7 empty] | Down Conductor Detection (DCD) | [10 empty] | EPSS,Ground Inspection, | EPSS Ground Inspection | EPSS Ground Inspection | EPSS,Down Conductor Detection (DCD), | EPSS Down Conductor Detection (DCD) | EPSS Down Conductor Detection (DCD) | EPSS,Ground Inspection, | EPSS Ground Inspection | EPSS Ground Inspection |  |  |  | , | FALSE
RICE 11023104 | EPSS | EPSS | EPSS | [16 empty] | Ground Inspection | [19 empty] | EPSS, | EPSS | EPSS | EPSS,Ground Inspection, | EPSS Ground Inspection | EPSS Ground Inspection | EPSS, | EPSS | EPSS |  |  |  | , | FALSE
BORDEN 110381648 | EPSS | EPSS | EPSS | [17 empty] | Ground Inspection | [18 empty] | EPSS, | EPSS | EPSS | EPSS, | EPSS | EPSS | EPSS,Ground Inspection, | EPSS Ground Inspection | EPSS Ground Inspection |  |  |  | , | FALSE
TEJON 11062436 | EPSS | EPSS | EPSS | [15 empty] | Ground Inspection | [20 empty] | EPSS,Ground Inspection, | EPSS Ground Inspection | EPSS Ground Inspection | EPSS, | EPSS | EPSS | EPSS, | EPSS | EPSS |  |  |  | , | FALSE
TERMINOUS 110285346 | EPSS | EPSS | EPSS | [36 empty] | EPSS, | EPSS | EPSS | EPSS, | EPSS | EPSS | EPSS, | EPSS | EPSS |  |  |  | , | FALSE
LINCOLN 110451756 | EPSS | EPSS | EPSS | [17 empty] | Ground Inspection | [7 empty] | Down Conductor Detection (DCD) | [10 empty] | EPSS, | EPSS | EPSS | EPSS,Down Conductor Detection (DCD), | EPSS Down Conductor Detection (DCD) | EPSS Down Conductor Detection (DCD) | EPSS,Ground Inspection, | EPSS Ground Inspection | EPSS Ground Inspection |  |  |  | , | FALSE
DIVIDE 1101M78 | EPSS | EPSS | EPSS | [17 empty] | Ground Inspection | [18 empty] | EPSS, | EPSS | EPSS | EPSS, | EPSS | EPSS | EPSS,Ground Inspection, | EPSS Ground Inspection | EPSS Ground Inspection |  |  |  | , | FALSE
CORCORAN 1104996334 | EPSS | EPSS | EPSS | [36 empty] | EPSS, | EPSS | EPSS | EPSS, | EPSS | EPSS | EPSS, | EPSS | EPSS |  |  |  | , | FALSE
OCEANO 1106V26 | EPSS | EPSS | EPSS | [36 empty] | EPSS, | EPSS | EPSS | EPSS, | EPSS | EPSS | EPSS, | EPSS | EPSS |  |  |  | , | FALSE
COTTLE 17026318 | EPSS | EPSS | EPSS | [15 empty] | Ground Inspection |  | Ground Inspection | [18 empty] | EPSS,Ground Inspection, | EPSS Ground Inspection | EPSS Ground Inspection | EPSS, | EPSS | EPSS | EPSS,Ground Inspection, | EPSS Ground Inspection | EPSS Ground Inspection |  |  |  | , | FALSE
GATES 1106879496 | EPSS | EPSS | EPSS | [15 empty] | Ground Inspection | [20 empty] | EPSS,Ground Inspection, | EPSS Ground Inspection | EPSS Ground Inspection | EPSS, | EPSS | EPSS | EPSS, | EPSS | EPSS |  |  |  | , | FALSE
COTATI 11058459 | EPSS | EPSS | EPSS | [13 empty] | Aerial Inspection |  | Ground Inspection |  | Ground Inspection | [6 empty] | Down Conductor Detection (DCD) | [11 empty] | EPSS,Ground Inspection,Down Conductor Detection (DCD), | EPSS Ground Inspection Down Conductor Detection (DCD) | EPSS Ground Inspection Down Conductor Detection (DCD) | EPSS,Aerial Inspection, | EPSS Aerial Inspection | EPSS Aerial Inspection | EPSS,Ground Inspection, | EPSS Ground Inspection | EPSS Ground Inspection |  |  |  | , | FALSE
EAST MARYSVILLE 11051704 | EPSS | EPSS | EPSS | [36 empty] | EPSS, | EPSS | EPSS | EPSS, | EPSS | EPSS | EPSS, | EPSS | EPSS |  |  |  | , | FALSE
VALLEY HOME 1702CB | EPSS | EPSS | EPSS | [17 empty] | Ground Inspection | [18 empty] | EPSS, | EPSS | EPSS | EPSS, | EPSS | EPSS | EPSS,Ground Inspection, | EPSS Ground Inspection | EPSS Ground Inspection |  |  |  | , | FALSE
ORO LOMA 11163370 | EPSS | EPSS | EPSS | [15 empty] | Ground Inspection | Ground Inspection | [19 empty] | EPSS,Ground Inspection, | EPSS Ground Inspection | EPSS Ground Inspection | EPSS,Ground Inspection, | EPSS Ground Inspection | EPSS Ground Inspection | EPSS, | EPSS | EPSS |  |  |  | , | FALSE
WHEATLAND 1104CB | EPSS | EPSS | EPSS | [15 empty] | Ground Inspection | Ground Inspection | Ground Inspection | [18 empty] | EPSS,Ground Inspection, | EPSS Ground Inspection | EPSS Ground Inspection | EPSS,Ground Inspection, | EPSS Ground Inspection | EPSS Ground Inspection | EPSS,Ground Inspection, | EPSS Ground Inspection | EPSS Ground Inspection |  |  |  | , | FALSE
CORRAL 110112304 | EPSS | EPSS | EPSS | [25 empty] | Down Conductor Detection (DCD) | [10 empty] | EPSS, | EPSS | EPSS | EPSS,Down Conductor Detection (DCD), | EPSS Down Conductor Detection (DCD) | EPSS Down Conductor Detection (DCD) | EPSS, | EPSS | EPSS |  |  |  | , | FALSE
SCHINDLER 11119420 | EPSS | EPSS | EPSS | [17 empty] | Ground Inspection | [18 empty] | EPSS, | EPSS | EPSS | EPSS, | EPSS | EPSS | EPSS,Ground Inspection, | EPSS Ground Inspection | EPSS Ground Inspection |  |  |  | , | FALSE
JACINTO 110285076 | EPSS | EPSS | EPSS | [16 empty] | Ground Inspection | Ground Inspection | [18 empty] | EPSS, | EPSS | EPSS | EPSS,Ground Inspection, | EPSS Ground Inspection | EPSS Ground Inspection | EPSS,Ground Inspection, | EPSS Ground Inspection | EPSS Ground Inspection |  |  |  | , | FALSE
TULARE LAKE 11089910 | EPSS | EPSS | EPSS | [16 empty] | Ground Inspection | [19 empty] | EPSS, | EPSS | EPSS | EPSS,Ground Inspection, | EPSS Ground Inspection | EPSS Ground Inspection | EPSS, | EPSS | EPSS |  |  |  | , | FALSE
HAMMONDS 110212140 | EPSS | EPSS | EPSS | [15 empty] | Ground Inspection | [20 empty] | EPSS,Ground Inspection, | EPSS Ground Inspection | EPSS Ground Inspection | EPSS, | EPSS | EPSS | EPSS, | EPSS | EPSS |  |  |  | , | FALSE
HOLLISTER 21014792 | EPSS | EPSS | EPSS | [36 empty] | EPSS, | EPSS | EPSS | EPSS, | EPSS | EPSS | EPSS, | EPSS | EPSS |  |  |  | , | FALSE
GOOSE LAKE 11033244 | EPSS | EPSS | EPSS | [15 empty] | Ground Inspection | Ground Inspection | [19 empty] | EPSS,Ground Inspection, | EPSS Ground Inspection | EPSS Ground Inspection | EPSS,Ground Inspection, | EPSS Ground Inspection | EPSS Ground Inspection | EPSS, | EPSS | EPSS |  |  |  | , | FALSE
CANTUA 1103CB | EPSS | EPSS | EPSS | [17 empty] | Ground Inspection | [18 empty] | EPSS, | EPSS | EPSS | EPSS, | EPSS | EPSS | EPSS,Ground Inspection, | EPSS Ground Inspection | EPSS Ground Inspection |  |  |  | , | FALSE
GABILAN 11013722 | EPSS | EPSS | EPSS | [36 empty] | EPSS, | EPSS | EPSS | EPSS, | EPSS | EPSS | EPSS, | EPSS | EPSS |  |  |  | , | FALSE
CLOVIS 110285140 | EPSS | EPSS | EPSS | [16 empty] | Ground Inspection | [19 empty] | EPSS, | EPSS | EPSS | EPSS,Ground Inspection, | EPSS Ground Inspection | EPSS Ground Inspection | EPSS, | EPSS | EPSS |  |  |  | , | FALSE
DIXON 11039732 | EPSS | EPSS | EPSS | [15 empty] | Ground Inspection | Ground Inspection | [19 empty] | EPSS,Ground Inspection, | EPSS Ground Inspection | EPSS Ground Inspection | EPSS,Ground Inspection, | EPSS Ground Inspection | EPSS Ground Inspection | EPSS, | EPSS | EPSS |  |  |  | , | FALSE
TWISSELMAN 2105CB | EPSS | EPSS | EPSS | [16 empty] | Ground Inspection | [19 empty] | EPSS, | EPSS | EPSS | EPSS,Ground Inspection, | EPSS Ground Inspection | EPSS Ground Inspection | EPSS, | EPSS | EPSS |  |  |  | , | FALSE
TIVY VALLEY 1106R1450 | EPSS | EPSS | EPSS | [16 empty] | Ground Inspection | [19 empty] | EPSS, | EPSS | EPSS | EPSS,Ground Inspection, | EPSS Ground Inspection | EPSS Ground Inspection | EPSS, | EPSS | EPSS |  |  |  | , | FALSE
CAL WATER 11023802 | EPSS | EPSS | EPSS | [36 empty] | EPSS, | EPSS | EPSS | EPSS, | EPSS | EPSS | EPSS, | EPSS | EPSS |  |  |  | , | FALSE
RIO BRAVO 11022676 | EPSS | EPSS | EPSS | [36 empty] | EPSS, | EPSS | EPSS | EPSS, | EPSS | EPSS | EPSS, | EPSS | EPSS |  |  |  | , | FALSE
PALMER 1101CUSTREC | EPSS | EPSS | EPSS | [36 empty] | EPSS, | EPSS | EPSS | EPSS, | EPSS | EPSS | EPSS, | EPSS | EPSS |  |  |  | , | FALSE
HONCUT 110275350 | EPSS | EPSS | EPSS | [17 empty] | Ground Inspection | [18 empty] | EPSS, | EPSS | EPSS | EPSS, | EPSS | EPSS | EPSS,Ground Inspection, | EPSS Ground Inspection | EPSS Ground Inspection |  |  |  | , | FALSE
PENRYN 110550548 | EPSS | EPSS | EPSS | [16 empty] | Ground Inspection | Ground Inspection | [18 empty] | EPSS, | EPSS | EPSS | EPSS,Ground Inspection, | EPSS Ground Inspection | EPSS Ground Inspection | EPSS,Ground Inspection, | EPSS Ground Inspection | EPSS Ground Inspection |  |  |  | , | FALSE
BRENTWOOD 2105502672 | EPSS | EPSS | EPSS | [15 empty] | Ground Inspection | [9 empty] | Down Conductor Detection (DCD) | [10 empty] | EPSS,Ground Inspection, | EPSS Ground Inspection | EPSS Ground Inspection | EPSS,Down Conductor Detection (DCD), | EPSS Down Conductor Detection (DCD) | EPSS Down Conductor Detection (DCD) | EPSS, | EPSS | EPSS |  |  |  | , | FALSE
CASSIDY 2108186620 | EPSS | EPSS | EPSS | [15 empty] | Ground Inspection |  | Ground Inspection | [18 empty] | EPSS,Ground Inspection, | EPSS Ground Inspection | EPSS Ground Inspection | EPSS, | EPSS | EPSS | EPSS,Ground Inspection, | EPSS Ground Inspection | EPSS Ground Inspection |  |  |  | , | FALSE
WATERLOO 110112970 | EPSS | EPSS | EPSS | [15 empty] | Ground Inspection |  | Ground Inspection | [18 empty] | EPSS,Ground Inspection, | EPSS Ground Inspection | EPSS Ground Inspection | EPSS, | EPSS | EPSS | EPSS,Ground Inspection, | EPSS Ground Inspection | EPSS Ground Inspection |  |  |  | , | FALSE
LEMOORE 110369392 | EPSS | EPSS | EPSS | [17 empty] | Ground Inspection | [18 empty] | EPSS, | EPSS | EPSS | EPSS, | EPSS | EPSS | EPSS,Ground Inspection, | EPSS Ground Inspection | EPSS Ground Inspection |  |  |  | , | FALSE
MADISON 11057552 | EPSS | EPSS | EPSS | [17 empty] | Ground Inspection | [18 empty] | EPSS, | EPSS | EPSS | EPSS, | EPSS | EPSS | EPSS,Ground Inspection, | EPSS Ground Inspection | EPSS Ground Inspection |  |  |  | , | FALSE
CAPAY 1101CB | EPSS | EPSS | EPSS | [17 empty] | Ground Inspection | [18 empty] | EPSS, | EPSS | EPSS | EPSS, | EPSS | EPSS | EPSS,Ground Inspection, | EPSS Ground Inspection | EPSS Ground Inspection |  |  |  | , | FALSE
CORNING 110283910 | EPSS | EPSS | EPSS | [36 empty] | EPSS, | EPSS | EPSS | EPSS, | EPSS | EPSS | EPSS, | EPSS | EPSS |  |  |  | , | FALSE
CAL WATER 1102329532 | EPSS | EPSS | EPSS | [36 empty] | EPSS, | EPSS | EPSS | EPSS, | EPSS | EPSS | EPSS, | EPSS | EPSS |  |  |  | , | FALSE
BURNEY 1102CB | EPSS | EPSS | EPSS | [15 empty] | Ground Inspection |  | Ground Inspection | [18 empty] | EPSS,Ground Inspection, | EPSS Ground Inspection | EPSS Ground Inspection | EPSS, | EPSS | EPSS | EPSS,Ground Inspection, | EPSS Ground Inspection | EPSS Ground Inspection |  |  |  | , | FALSE
SISQUOC 1102M26 | EPSS | EPSS | EPSS | [36 empty] | EPSS, | EPSS | EPSS | EPSS, | EPSS | EPSS | EPSS, | EPSS | EPSS |  |  |  | , | FALSE
ORLAND B 11032092 | EPSS | EPSS | EPSS | [17 empty] | Ground Inspection | [18 empty] | EPSS, | EPSS | EPSS | EPSS, | EPSS | EPSS | EPSS,Ground Inspection, | EPSS Ground Inspection | EPSS Ground Inspection |  |  |  | , | FALSE
GABILAN 11013090 | EPSS | EPSS | EPSS | [16 empty] | Ground Inspection | [19 empty] | EPSS, | EPSS | EPSS | EPSS,Ground Inspection, | EPSS Ground Inspection | EPSS Ground Inspection | EPSS, | EPSS | EPSS |  |  |  | , | FALSE
SANTA RITA 11053520 | EPSS | EPSS | EPSS | [17 empty] | Ground Inspection | [18 empty] | EPSS, | EPSS | EPSS | EPSS, | EPSS | EPSS | EPSS,Ground Inspection, | EPSS Ground Inspection | EPSS Ground Inspection |  |  |  | , | FALSE
ESQUON 1101CB | EPSS | EPSS | EPSS | [36 empty] | EPSS, | EPSS | EPSS | EPSS, | EPSS | EPSS | EPSS, | EPSS | EPSS |  |  |  | , | FALSE
PASO ROBLES 1108P28 | EPSS | EPSS | EPSS | [16 empty] | Ground Inspection | [19 empty] | EPSS, | EPSS | EPSS | EPSS,Ground Inspection, | EPSS Ground Inspection | EPSS Ground Inspection | EPSS, | EPSS | EPSS |  |  |  | , | FALSE
LOS OSITOS 21037082 | EPSS | EPSS | EPSS | [16 empty] | Ground Inspection | [10 empty] | Line Sensors | [8 empty] | EPSS,Line Sensors, | EPSS Line Sensors | EPSS Line Sensors | EPSS,Ground Inspection, | EPSS Ground Inspection | EPSS Ground Inspection | EPSS, | EPSS | EPSS |  |  |  | , | FALSE
WESTLEY 11037150 | EPSS | EPSS | EPSS | [36 empty] | EPSS, | EPSS | EPSS | EPSS, | EPSS | EPSS | EPSS, | EPSS | EPSS |  |  |  | , | FALSE
CORNING 1102861542 | EPSS | EPSS | EPSS | [36 empty] | EPSS, | EPSS | EPSS | EPSS, | EPSS | EPSS | EPSS, | EPSS | EPSS |  |  |  | , | FALSE
REEDLEY 11067913F | EPSS | EPSS | EPSS | [36 empty] | EPSS, | EPSS | EPSS | EPSS, | EPSS | EPSS | EPSS, | EPSS | EPSS |  |  |  | , | FALSE
DAIRYLAND 110595970 | EPSS | EPSS | EPSS | [16 empty] | Ground Inspection | [19 empty] | EPSS, | EPSS | EPSS | EPSS,Ground Inspection, | EPSS Ground Inspection | EPSS Ground Inspection | EPSS, | EPSS | EPSS |  |  |  | , | FALSE
BLACKWELL 11023241 | EPSS | EPSS | EPSS | [16 empty] | Ground Inspection | [19 empty] | EPSS, | EPSS | EPSS | EPSS,Ground Inspection, | EPSS Ground Inspection | EPSS Ground Inspection | EPSS, | EPSS | EPSS |  |  |  | , | FALSE
DUNNIGAN 110136956 | EPSS | EPSS | EPSS | [17 empty] | Ground Inspection | [18 empty] | EPSS, | EPSS | EPSS | EPSS, | EPSS | EPSS | EPSS,Ground Inspection, | EPSS Ground Inspection | EPSS Ground Inspection |  |  |  | , | FALSE
LAMONT 110217566 | EPSS | EPSS | EPSS | [25 empty] | Down Conductor Detection (DCD) | [10 empty] | EPSS, | EPSS | EPSS | EPSS,Down Conductor Detection (DCD), | EPSS Down Conductor Detection (DCD) | EPSS Down Conductor Detection (DCD) | EPSS, | EPSS | EPSS |  |  |  | , | FALSE
PUTAH CREEK 110258340 | EPSS | EPSS | EPSS | [15 empty] | Ground Inspection | [20 empty] | EPSS,Ground Inspection, | EPSS Ground Inspection | EPSS Ground Inspection | EPSS, | EPSS | EPSS | EPSS, | EPSS | EPSS |  |  |  | , | FALSE
HORSESHOE 11012714 | EPSS | EPSS | EPSS | [15 empty] | Ground Inspection | [20 empty] | EPSS,Ground Inspection, | EPSS Ground Inspection | EPSS Ground Inspection | EPSS, | EPSS | EPSS | EPSS, | EPSS | EPSS |  |  |  | , | FALSE
LIVE OAK 110464196 | EPSS | EPSS | EPSS | [17 empty] | Ground Inspection | [18 empty] | EPSS, | EPSS | EPSS | EPSS, | EPSS | EPSS | EPSS,Ground Inspection, | EPSS Ground Inspection | EPSS Ground Inspection |  |  |  | , | FALSE
FIGARDEN 2113R1967 | EPSS | EPSS | EPSS | [17 empty] | Ground Inspection | [18 empty] | EPSS, | EPSS | EPSS | EPSS, | EPSS | EPSS | EPSS,Ground Inspection, | EPSS Ground Inspection | EPSS Ground Inspection |  |  |  | , | FALSE
MIDWAY 11011470 | EPSS | EPSS | EPSS | [15 empty] | Ground Inspection | [20 empty] | EPSS,Ground Inspection, | EPSS Ground Inspection | EPSS Ground Inspection | EPSS, | EPSS | EPSS | EPSS, | EPSS | EPSS |  |  |  | , | FALSE
LINCOLN 110289506 | EPSS | EPSS | EPSS | [17 empty] | Ground Inspection | [18 empty] | EPSS, | EPSS | EPSS | EPSS, | EPSS | EPSS | EPSS,Ground Inspection, | EPSS Ground Inspection | EPSS Ground Inspection |  |  |  | , | FALSE
CASSIDY 21089510 | EPSS | EPSS | EPSS | [17 empty] | Ground Inspection | [18 empty] | EPSS, | EPSS | EPSS | EPSS, | EPSS | EPSS | EPSS,Ground Inspection, | EPSS Ground Inspection | EPSS Ground Inspection |  |  |  | , | FALSE
CHOWCHILLA 110311490 | EPSS | EPSS | EPSS | [15 empty] | Ground Inspection | [20 empty] | EPSS,Ground Inspection, | EPSS Ground Inspection | EPSS Ground Inspection | EPSS, | EPSS | EPSS | EPSS, | EPSS | EPSS |  |  |  | , | FALSE
ATWATER 11029650 | EPSS | EPSS | EPSS | [16 empty] | Ground Inspection | Ground Inspection | [18 empty] | EPSS, | EPSS | EPSS | EPSS,Ground Inspection, | EPSS Ground Inspection | EPSS Ground Inspection | EPSS,Ground Inspection, | EPSS Ground Inspection | EPSS Ground Inspection |  |  |  | , | FALSE
HONCUT 110137324 | EPSS | EPSS | EPSS | [16 empty] | Ground Inspection | Ground Inspection | [18 empty] | EPSS, | EPSS | EPSS | EPSS,Ground Inspection, | EPSS Ground Inspection | EPSS Ground Inspection | EPSS,Ground Inspection, | EPSS Ground Inspection | EPSS Ground Inspection |  |  |  | , | FALSE
NEW HOPE 11019796 | EPSS | EPSS | EPSS | [17 empty] | Ground Inspection | [18 empty] | EPSS, | EPSS | EPSS | EPSS, | EPSS | EPSS | EPSS,Ground Inspection, | EPSS Ground Inspection | EPSS Ground Inspection |  |  |  | , | FALSE
TEMBLOR 11049126 | EPSS | EPSS | EPSS | [15 empty] | Ground Inspection | [20 empty] | EPSS,Ground Inspection, | EPSS Ground Inspection | EPSS Ground Inspection | EPSS, | EPSS | EPSS | EPSS, | EPSS | EPSS |  |  |  | , | FALSE
ELK HILLS 1106CB | EPSS | EPSS | EPSS | [36 empty] | EPSS, | EPSS | EPSS | EPSS, | EPSS | EPSS | EPSS, | EPSS | EPSS |  |  |  | , | FALSE
RAINBOW 1106D4879 | EPSS | EPSS | EPSS | [16 empty] | Ground Inspection | [19 empty] | EPSS, | EPSS | EPSS | EPSS,Ground Inspection, | EPSS Ground Inspection | EPSS Ground Inspection | EPSS, | EPSS | EPSS |  |  |  | , | FALSE
WILLIAMS 110230332 | EPSS | EPSS | EPSS | [15 empty] | Ground Inspection | Ground Inspection | [19 empty] | EPSS,Ground Inspection, | EPSS Ground Inspection | EPSS Ground Inspection | EPSS,Ground Inspection, | EPSS Ground Inspection | EPSS Ground Inspection | EPSS, | EPSS | EPSS |  |  |  | , | FALSE
STROUD 1104342914 | EPSS | EPSS | EPSS | [36 empty] | EPSS, | EPSS | EPSS | EPSS, | EPSS | EPSS | EPSS, | EPSS | EPSS |  |  |  | , | FALSE
PANORAMA 11021526 | EPSS | EPSS | EPSS | [25 empty] | Down Conductor Detection (DCD) | [10 empty] | EPSS, | EPSS | EPSS | EPSS,Down Conductor Detection (DCD), | EPSS Down Conductor Detection (DCD) | EPSS Down Conductor Detection (DCD) | EPSS, | EPSS | EPSS |  |  |  | , | FALSE
MIDDLE RIVER 1103CB | EPSS | EPSS | EPSS | [15 empty] | Ground Inspection | [20 empty] | EPSS,Ground Inspection, | EPSS Ground Inspection | EPSS Ground Inspection | EPSS, | EPSS | EPSS | EPSS, | EPSS | EPSS |  |  |  | , | FALSE
RIVERBANK 171338800 | EPSS | EPSS | EPSS | [15 empty] | Ground Inspection | [20 empty] | EPSS,Ground Inspection, | EPSS Ground Inspection | EPSS Ground Inspection | EPSS, | EPSS | EPSS | EPSS, | EPSS | EPSS |  |  |  | , | FALSE
RICE 110146616 | EPSS | EPSS | EPSS | [36 empty] | EPSS, | EPSS | EPSS | EPSS, | EPSS | EPSS | EPSS, | EPSS | EPSS |  |  |  | , | FALSE
ORICK 1102CB | EPSS | EPSS | EPSS | [16 empty] | Ground Inspection | [19 empty] | EPSS, | EPSS | EPSS | EPSS,Ground Inspection, | EPSS Ground Inspection | EPSS Ground Inspection | EPSS, | EPSS | EPSS |  |  |  | , | FALSE
MC CALL 11076150 | EPSS | EPSS | EPSS | [17 empty] | Ground Inspection | [18 empty] | EPSS, | EPSS | EPSS | EPSS, | EPSS | EPSS | EPSS,Ground Inspection, | EPSS Ground Inspection | EPSS Ground Inspection |  |  |  | , | FALSE
LOCKEFORD 2102D6873 | EPSS | EPSS | EPSS | [27 empty] | Line Sensors | [8 empty] | EPSS,Line Sensors, | EPSS Line Sensors | EPSS Line Sensors | EPSS, | EPSS | EPSS | EPSS, | EPSS | EPSS |  |  |  | , | FALSE
MARICOPA 1101931236 | EPSS | EPSS | EPSS | [17 empty] | Ground Inspection | [18 empty] | EPSS, | EPSS | EPSS | EPSS, | EPSS | EPSS | EPSS,Ground Inspection, | EPSS Ground Inspection | EPSS Ground Inspection |  |  |  | , | FALSE
TUPMAN 11031190 | EPSS | EPSS | EPSS | [15 empty] | Ground Inspection | Ground Inspection | [19 empty] | EPSS,Ground Inspection, | EPSS Ground Inspection | EPSS Ground Inspection | EPSS,Ground Inspection, | EPSS Ground Inspection | EPSS Ground Inspection | EPSS, | EPSS | EPSS |  |  |  | , | FALSE
CORNING 11031368 | EPSS | EPSS | EPSS | [17 empty] | Ground Inspection | [18 empty] | EPSS, | EPSS | EPSS | EPSS, | EPSS | EPSS | EPSS,Ground Inspection, | EPSS Ground Inspection | EPSS Ground Inspection |  |  |  | , | FALSE
KETTLEMAN HILLS 1101CB | EPSS | EPSS | EPSS | [15 empty] | Ground Inspection | Ground Inspection | [19 empty] | EPSS,Ground Inspection, | EPSS Ground Inspection | EPSS Ground Inspection | EPSS,Ground Inspection, | EPSS Ground Inspection | EPSS Ground Inspection | EPSS, | EPSS | EPSS |  |  |  | , | FALSE
HONCUT 11015013 | EPSS | EPSS | EPSS | [16 empty] | Ground Inspection | [19 empty] | EPSS, | EPSS | EPSS | EPSS,Ground Inspection, | EPSS Ground Inspection | EPSS Ground Inspection | EPSS, | EPSS | EPSS |  |  |  | , | FALSE
PLAINFIELD 1101603390 | EPSS | EPSS | EPSS | [15 empty] | Ground Inspection | [20 empty] | EPSS,Ground Inspection, | EPSS Ground Inspection | EPSS Ground Inspection | EPSS, | EPSS | EPSS | EPSS, | EPSS | EPSS |  |  |  | , | FALSE
VACA DIXON 110339500 | EPSS | EPSS | EPSS | [15 empty] | Ground Inspection | [20 empty] | EPSS,Ground Inspection, | EPSS Ground Inspection | EPSS Ground Inspection | EPSS, | EPSS | EPSS | EPSS, | EPSS | EPSS |  |  |  | , | FALSE
HENRIETTA 11108210 | EPSS | EPSS | EPSS | [15 empty] | Ground Inspection |  | Ground Inspection | [18 empty] | EPSS,Ground Inspection, | EPSS Ground Inspection | EPSS Ground Inspection | EPSS, | EPSS | EPSS | EPSS,Ground Inspection, | EPSS Ground Inspection | EPSS Ground Inspection |  |  |  | , | FALSE
SMYRNA 11061200 | EPSS | EPSS | EPSS | [16 empty] | Ground Inspection | Ground Inspection | [18 empty] | EPSS, | EPSS | EPSS | EPSS,Ground Inspection, | EPSS Ground Inspection | EPSS Ground Inspection | EPSS,Ground Inspection, | EPSS Ground Inspection | EPSS Ground Inspection |  |  |  | , | FALSE
TERMINOUS 110311906 | EPSS | EPSS | EPSS | [17 empty] | Ground Inspection | [18 empty] | EPSS, | EPSS | EPSS | EPSS, | EPSS | EPSS | EPSS,Ground Inspection, | EPSS Ground Inspection | EPSS Ground Inspection |  |  |  | , | FALSE
COPPERMINE 1106CB | EPSS | EPSS | EPSS | [17 empty] | Ground Inspection | [18 empty] | EPSS, | EPSS | EPSS | EPSS, | EPSS | EPSS | EPSS,Ground Inspection, | EPSS Ground Inspection | EPSS Ground Inspection |  |  |  | , | FALSE
KINGSBURG 1116605430 | EPSS | EPSS | EPSS | [16 empty] | Ground Inspection | [19 empty] | EPSS, | EPSS | EPSS | EPSS,Ground Inspection, | EPSS Ground Inspection | EPSS Ground Inspection | EPSS, | EPSS | EPSS |  |  |  | , | FALSE
WYANDOTTE 11095575 | EPSS | EPSS | EPSS | [24 empty] | Down Conductor Detection (DCD) | [11 empty] | EPSS,Down Conductor Detection (DCD), | EPSS Down Conductor Detection (DCD) | EPSS Down Conductor Detection (DCD) | EPSS, | EPSS | EPSS | EPSS, | EPSS | EPSS |  |  |  | , | FALSE
GONZALES 110422420 | EPSS | EPSS | EPSS | [15 empty] | Ground Inspection | [20 empty] | EPSS,Ground Inspection, | EPSS Ground Inspection | EPSS Ground Inspection | EPSS, | EPSS | EPSS | EPSS, | EPSS | EPSS |  |  |  | , | FALSE
SANGER 1114R2960 | EPSS | EPSS | EPSS | [16 empty] | Ground Inspection | [19 empty] | EPSS, | EPSS | EPSS | EPSS,Ground Inspection, | EPSS Ground Inspection | EPSS Ground Inspection | EPSS, | EPSS | EPSS |  |  |  | , | FALSE
ELK HILLS 110489376 | EPSS | EPSS | EPSS | [36 empty] | EPSS, | EPSS | EPSS | EPSS, | EPSS | EPSS | EPSS, | EPSS | EPSS |  |  |  | , | FALSE
RICE 110430010 | EPSS | EPSS | EPSS | [36 empty] | EPSS, | EPSS | EPSS | EPSS, | EPSS | EPSS | EPSS, | EPSS | EPSS |  |  |  | , | FALSE
KING CITY 1106202402 | EPSS | EPSS | EPSS | [36 empty] | EPSS, | EPSS | EPSS | EPSS, | EPSS | EPSS | EPSS, | EPSS | EPSS |  |  |  | , | FALSE
SISQUOC 1104301229 | EPSS | EPSS | EPSS | [36 empty] | EPSS, | EPSS | EPSS | EPSS, | EPSS | EPSS | EPSS, | EPSS | EPSS |  |  |  | , | FALSE
SEMITROPIC 1108CB | EPSS | EPSS | EPSS | [17 empty] | Ground Inspection | [18 empty] | EPSS, | EPSS | EPSS | EPSS, | EPSS | EPSS | EPSS,Ground Inspection, | EPSS Ground Inspection | EPSS Ground Inspection |  |  |  | , | FALSE
TEMPLETON 2112R28 | EPSS | EPSS | EPSS | [16 empty] | Ground Inspection | [8 empty] | Down Conductor Detection (DCD) | [10 empty] | EPSS, | EPSS | EPSS | EPSS,Ground Inspection,Down Conductor Detection (DCD), | EPSS Ground Inspection Down Conductor Detection (DCD) | EPSS Ground Inspection Down Conductor Detection (DCD) | EPSS, | EPSS | EPSS |  |  |  | , | FALSE
CASTROVILLE 210375558 | EPSS | EPSS | EPSS | [13 empty] | Aerial Inspection |  | Ground Inspection |  | Ground Inspection | [18 empty] | EPSS,Ground Inspection, | EPSS Ground Inspection | EPSS Ground Inspection | EPSS,Aerial Inspection, | EPSS Aerial Inspection | EPSS Aerial Inspection | EPSS,Ground Inspection, | EPSS Ground Inspection | EPSS Ground Inspection |  |  |  | , | FALSE
CHARCA 1102CB | EPSS | EPSS | EPSS | [17 empty] | Ground Inspection | [18 empty] | EPSS, | EPSS | EPSS | EPSS, | EPSS | EPSS | EPSS,Ground Inspection, | EPSS Ground Inspection | EPSS Ground Inspection |  |  |  | , | FALSE
HENRIETTA 1104CB | EPSS | EPSS | EPSS | [36 empty] | EPSS, | EPSS | EPSS | EPSS, | EPSS | EPSS | EPSS, | EPSS | EPSS |  |  |  | , | FALSE
PANOCHE 11023490 | EPSS | EPSS | EPSS | [17 empty] | Ground Inspection | [18 empty] | EPSS, | EPSS | EPSS | EPSS, | EPSS | EPSS | EPSS,Ground Inspection, | EPSS Ground Inspection | EPSS Ground Inspection |  |  |  | , | FALSE
DEEPWATER 110720212 | EPSS | EPSS | EPSS | [15 empty] | Ground Inspection | [20 empty] | EPSS,Ground Inspection, | EPSS Ground Inspection | EPSS Ground Inspection | EPSS, | EPSS | EPSS | EPSS, | EPSS | EPSS |  |  |  | , | FALSE
ALPAUGH 110398006 | EPSS | EPSS | EPSS | [15 empty] | Ground Inspection | [20 empty] | EPSS,Ground Inspection, | EPSS Ground Inspection | EPSS Ground Inspection | EPSS, | EPSS | EPSS | EPSS, | EPSS | EPSS |  |  |  | , | FALSE
EEL RIVER 1102530 | EPSS | EPSS | EPSS | [13 empty] | Aerial Inspection | Aerial Inspection | Ground Inspection | Ground Inspection | [7 empty] | Down Conductor Detection (DCD) | [11 empty] | EPSS,Ground Inspection,Down Conductor Detection (DCD), | EPSS Ground Inspection Down Conductor Detection (DCD) | EPSS Ground Inspection Down Conductor Detection (DCD) | EPSS,Aerial Inspection,Ground Inspection, | EPSS Aerial Inspection Ground Inspection | EPSS Aerial Inspection Ground Inspection | EPSS,Aerial Inspection, | EPSS Aerial Inspection | EPSS Aerial Inspection |  |  |  | , | FALSE
PEABODY 210765584 | EPSS | EPSS | EPSS | [17 empty] | Ground Inspection | [18 empty] | EPSS, | EPSS | EPSS | EPSS, | EPSS | EPSS | EPSS,Ground Inspection, | EPSS Ground Inspection | EPSS Ground Inspection |  |  |  | , | FALSE
CARUTHERS 1102389798 | EPSS | EPSS | EPSS | [15 empty] | Ground Inspection | [20 empty] | EPSS,Ground Inspection, | EPSS Ground Inspection | EPSS Ground Inspection | EPSS, | EPSS | EPSS | EPSS, | EPSS | EPSS |  |  |  | , | FALSE
GUERNSEY 110192702 | EPSS | EPSS | EPSS | [36 empty] | EPSS, | EPSS | EPSS | EPSS, | EPSS | EPSS | EPSS, | EPSS | EPSS |  |  |  | , | FALSE
SAN ARDO 1102CB | EPSS | EPSS | EPSS | [15 empty] | Ground Inspection | [20 empty] | EPSS,Ground Inspection, | EPSS Ground Inspection | EPSS Ground Inspection | EPSS, | EPSS | EPSS | EPSS, | EPSS | EPSS |  |  |  | , | FALSE
GANSO 11043655 | EPSS | EPSS | EPSS | [36 empty] | EPSS, | EPSS | EPSS | EPSS, | EPSS | EPSS | EPSS, | EPSS | EPSS |  |  |  | , | FALSE
MENDOTA 11043630 | EPSS | EPSS | EPSS | [15 empty] | Ground Inspection |  | Ground Inspection | [18 empty] | EPSS,Ground Inspection, | EPSS Ground Inspection | EPSS Ground Inspection | EPSS, | EPSS | EPSS | EPSS,Ground Inspection, | EPSS Ground Inspection | EPSS Ground Inspection |  |  |  | , | FALSE
COPUS 11043551 | EPSS | EPSS | EPSS | [17 empty] | Ground Inspection | [18 empty] | EPSS, | EPSS | EPSS | EPSS, | EPSS | EPSS | EPSS,Ground Inspection, | EPSS Ground Inspection | EPSS Ground Inspection |  |  |  | , | FALSE
RIO BRAVO 11062635 | EPSS | EPSS | EPSS | [15 empty] | Ground Inspection | [20 empty] | EPSS,Ground Inspection, | EPSS Ground Inspection | EPSS Ground Inspection | EPSS, | EPSS | EPSS | EPSS, | EPSS | EPSS |  |  |  | , | FALSE
SHAFTER 1112795622 | EPSS | EPSS | EPSS | [36 empty] | EPSS, | EPSS | EPSS | EPSS, | EPSS | EPSS | EPSS, | EPSS | EPSS |  |  |  | , | FALSE
TULARE LAKE 1106CB | EPSS | EPSS | EPSS | [15 empty] | Ground Inspection | Ground Inspection | [19 empty] | EPSS,Ground Inspection, | EPSS Ground Inspection | EPSS Ground Inspection | EPSS,Ground Inspection, | EPSS Ground Inspection | EPSS Ground Inspection | EPSS, | EPSS | EPSS |  |  |  | , | FALSE
RED BLUFF 11011334 | EPSS | EPSS | EPSS | [14 empty] | Aerial Inspection | Ground Inspection | Ground Inspection | [7 empty] | Down Conductor Detection (DCD) | [11 empty] | EPSS,Ground Inspection,Down Conductor Detection (DCD), | EPSS Ground Inspection Down Conductor Detection (DCD) | EPSS Ground Inspection Down Conductor Detection (DCD) | EPSS,Ground Inspection, | EPSS Ground Inspection | EPSS Ground Inspection | EPSS,Aerial Inspection, | EPSS Aerial Inspection | EPSS Aerial Inspection |  |  |  | , | FALSE
GATES 1105661396 | EPSS | EPSS | EPSS | [36 empty] | EPSS, | EPSS | EPSS | EPSS, | EPSS | EPSS | EPSS, | EPSS | EPSS |  |  |  | , | FALSE
PANOCHE 11023450 | EPSS | EPSS | EPSS | [36 empty] | EPSS, | EPSS | EPSS | EPSS, | EPSS | EPSS | EPSS, | EPSS | EPSS |  |  |  | , | FALSE
WAHTOKE 1111267760 | EPSS | EPSS | EPSS | [36 empty] | EPSS, | EPSS | EPSS | EPSS, | EPSS | EPSS | EPSS, | EPSS | EPSS |  |  |  | , | FALSE
DUNNIGAN 110192472 | EPSS | EPSS | EPSS | [17 empty] | Ground Inspection | [18 empty] | EPSS, | EPSS | EPSS | EPSS, | EPSS | EPSS | EPSS,Ground Inspection, | EPSS Ground Inspection | EPSS Ground Inspection |  |  |  | , | FALSE
BALFOUR 1101547810 | EPSS | EPSS | EPSS | [15 empty] | Ground Inspection | Ground Inspection | Ground Inspection | [18 empty] | EPSS,Ground Inspection, | EPSS Ground Inspection | EPSS Ground Inspection | EPSS,Ground Inspection, | EPSS Ground Inspection | EPSS Ground Inspection | EPSS,Ground Inspection, | EPSS Ground Inspection | EPSS Ground Inspection |  |  |  | , | FALSE
SANTA YNEZ 1101673618 | EPSS | EPSS | EPSS | [14 empty] | Aerial Inspection |  | Ground Inspection | Ground Inspection | [18 empty] | EPSS, | EPSS | EPSS | EPSS,Ground Inspection, | EPSS Ground Inspection | EPSS Ground Inspection | EPSS,Aerial Inspection,Ground Inspection, | EPSS Aerial Inspection Ground Inspection | EPSS Aerial Inspection Ground Inspection |  |  |  | , | FALSE
RICE 110284580 | EPSS | EPSS | EPSS | [15 empty] | Ground Inspection | [20 empty] | EPSS,Ground Inspection, | EPSS Ground Inspection | EPSS Ground Inspection | EPSS, | EPSS | EPSS | EPSS, | EPSS | EPSS |  |  |  | , | FALSE
LOS MOLINOS 11023302 | EPSS | EPSS | EPSS | [36 empty] | EPSS, | EPSS | EPSS | EPSS, | EPSS | EPSS | EPSS, | EPSS | EPSS |  |  |  | , | FALSE
EL PECO 11025590 | EPSS | EPSS | EPSS | [36 empty] | EPSS, | EPSS | EPSS | EPSS, | EPSS | EPSS | EPSS, | EPSS | EPSS |  |  |  | , | FALSE
ARBUCKLE 11023014 | EPSS | EPSS | EPSS | [17 empty] | Ground Inspection | [18 empty] | EPSS, | EPSS | EPSS | EPSS, | EPSS | EPSS | EPSS,Ground Inspection, | EPSS Ground Inspection | EPSS Ground Inspection |  |  |  | , | FALSE
LIVINGSTON 11053900 | EPSS | EPSS | EPSS | [17 empty] | Ground Inspection | [18 empty] | EPSS, | EPSS | EPSS | EPSS, | EPSS | EPSS | EPSS,Ground Inspection, | EPSS Ground Inspection | EPSS Ground Inspection |  |  |  | , | FALSE
GANSO 11041120 | EPSS | EPSS | EPSS | [36 empty] | EPSS, | EPSS | EPSS | EPSS, | EPSS | EPSS | EPSS, | EPSS | EPSS |  |  |  | , | FALSE
SEMITROPIC 11044549 | EPSS | EPSS | EPSS | [36 empty] | EPSS, | EPSS | EPSS | EPSS, | EPSS | EPSS | EPSS, | EPSS | EPSS |  |  |  | , | FALSE
CORNING 11021460 | EPSS | EPSS | EPSS | [36 empty] | EPSS, | EPSS | EPSS | EPSS, | EPSS | EPSS | EPSS, | EPSS | EPSS |  |  |  | , | FALSE
PASO ROBLES 110789148 | EPSS | EPSS | EPSS | [16 empty] | Ground Inspection | [19 empty] | EPSS, | EPSS | EPSS | EPSS,Ground Inspection, | EPSS Ground Inspection | EPSS Ground Inspection | EPSS, | EPSS | EPSS |  |  |  | , | FALSE
RIVERBANK 171439736 | EPSS | EPSS | EPSS | [15 empty] | Ground Inspection | [20 empty] | EPSS,Ground Inspection, | EPSS Ground Inspection | EPSS Ground Inspection | EPSS, | EPSS | EPSS | EPSS, | EPSS | EPSS |  |  |  | , | FALSE
OCEANO 1108478286 | EPSS | EPSS | EPSS | [17 empty] | Ground Inspection | [18 empty] | EPSS, | EPSS | EPSS | EPSS, | EPSS | EPSS | EPSS,Ground Inspection, | EPSS Ground Inspection | EPSS Ground Inspection |  |  |  | , | FALSE
NEWMAN 11069140 | EPSS | EPSS | EPSS | [15 empty] | Ground Inspection | Ground Inspection | Ground Inspection | [18 empty] | EPSS,Ground Inspection, | EPSS Ground Inspection | EPSS Ground Inspection | EPSS,Ground Inspection, | EPSS Ground Inspection | EPSS Ground Inspection | EPSS,Ground Inspection, | EPSS Ground Inspection | EPSS Ground Inspection |  |  |  | , | FALSE
MC FARLAND 1102CB | EPSS | EPSS | EPSS | [16 empty] | Ground Inspection | Ground Inspection | [18 empty] | EPSS, | EPSS | EPSS | EPSS,Ground Inspection, | EPSS Ground Inspection | EPSS Ground Inspection | EPSS,Ground Inspection, | EPSS Ground Inspection | EPSS Ground Inspection |  |  |  | , | FALSE
SAN LUIS OBISPO 1103486690 | EPSS | EPSS | EPSS | [25 empty] | Down Conductor Detection (DCD) | [10 empty] | EPSS, | EPSS | EPSS | EPSS,Down Conductor Detection (DCD), | EPSS Down Conductor Detection (DCD) | EPSS Down Conductor Detection (DCD) | EPSS, | EPSS | EPSS |  |  |  | , | FALSE
HERDLYN 11038048 | EPSS | EPSS | EPSS | [15 empty] | Ground Inspection | Ground Inspection | [19 empty] | EPSS,Ground Inspection, | EPSS Ground Inspection | EPSS Ground Inspection | EPSS,Ground Inspection, | EPSS Ground Inspection | EPSS Ground Inspection | EPSS, | EPSS | EPSS |  |  |  | , | FALSE
HURON 111637370 | EPSS | EPSS | EPSS | [36 empty] | EPSS, | EPSS | EPSS | EPSS, | EPSS | EPSS | EPSS, | EPSS | EPSS |  |  |  | , | FALSE
CRESSEY 21034350 | EPSS | EPSS | EPSS | [36 empty] | EPSS, | EPSS | EPSS | EPSS, | EPSS | EPSS | EPSS, | EPSS | EPSS |  |  |  | , | FALSE
KERN OIL 11062794 | EPSS | EPSS | EPSS | [36 empty] | EPSS, | EPSS | EPSS | EPSS, | EPSS | EPSS | EPSS, | EPSS | EPSS |  |  |  | , | FALSE
MC MULLIN 11065402F | EPSS | EPSS | EPSS | [16 empty] | Ground Inspection | [19 empty] | EPSS, | EPSS | EPSS | EPSS,Ground Inspection, | EPSS Ground Inspection | EPSS Ground Inspection | EPSS, | EPSS | EPSS |  |  |  | , | FALSE
BANTA 1103406410 | EPSS | EPSS | EPSS | [36 empty] | EPSS, | EPSS | EPSS | EPSS, | EPSS | EPSS | EPSS, | EPSS | EPSS |  |  |  | , | FALSE
PEASE 11037274 | EPSS | EPSS | EPSS | [36 empty] | EPSS, | EPSS | EPSS | EPSS, | EPSS | EPSS | EPSS, | EPSS | EPSS |  |  |  | , | FALSE
LINDEN 110144878 | EPSS | EPSS | EPSS | [36 empty] | EPSS, | EPSS | EPSS | EPSS, | EPSS | EPSS | EPSS, | EPSS | EPSS |  |  |  | , | FALSE
WRIGHT 11103800 | EPSS | EPSS | EPSS | [36 empty] | EPSS, | EPSS | EPSS | EPSS, | EPSS | EPSS | EPSS, | EPSS | EPSS |  |  |  | , | FALSE
TUPMAN 11031188 | EPSS | EPSS | EPSS | [15 empty] | Ground Inspection | Ground Inspection | [19 empty] | EPSS,Ground Inspection, | EPSS Ground Inspection | EPSS Ground Inspection | EPSS,Ground Inspection, | EPSS Ground Inspection | EPSS Ground Inspection | EPSS, | EPSS | EPSS |  |  |  | , | FALSE
RIVERBANK 1712CB | EPSS | EPSS | EPSS | [16 empty] | Ground Inspection | Ground Inspection | [18 empty] | EPSS, | EPSS | EPSS | EPSS,Ground Inspection, | EPSS Ground Inspection | EPSS Ground Inspection | EPSS,Ground Inspection, | EPSS Ground Inspection | EPSS Ground Inspection |  |  |  | , | FALSE
RIO BRAVO 1106CUS7788 | EPSS | EPSS | EPSS | [36 empty] | EPSS, | EPSS | EPSS | EPSS, | EPSS | EPSS | EPSS, | EPSS | EPSS |  |  |  | , | FALSE
PASO ROBLES 1103CB | EPSS | EPSS | EPSS | [16 empty] | Ground Inspection | [19 empty] | EPSS, | EPSS | EPSS | EPSS,Ground Inspection, | EPSS Ground Inspection | EPSS Ground Inspection | EPSS, | EPSS | EPSS |  |  |  | , | FALSE
DEVILS DEN 1101CB | EPSS | EPSS | EPSS | [16 empty] | Ground Inspection | [19 empty] | EPSS, | EPSS | EPSS | EPSS,Ground Inspection, | EPSS Ground Inspection | EPSS Ground Inspection | EPSS, | EPSS | EPSS |  |  |  | , | FALSE
PLUMAS 210750638 | EPSS | EPSS | EPSS | [16 empty] | Ground Inspection | [19 empty] | EPSS, | EPSS | EPSS | EPSS,Ground Inspection, | EPSS Ground Inspection | EPSS Ground Inspection | EPSS, | EPSS | EPSS |  |  |  | , | FALSE
EL NIDO 11024760 | EPSS | EPSS | EPSS | [15 empty] | Ground Inspection |  | Ground Inspection | [18 empty] | EPSS,Ground Inspection, | EPSS Ground Inspection | EPSS Ground Inspection | EPSS, | EPSS | EPSS | EPSS,Ground Inspection, | EPSS Ground Inspection | EPSS Ground Inspection |  |  |  | , | FALSE
HUMBOLDT BAY 11024724 | EPSS | EPSS | EPSS | [36 empty] | EPSS, | EPSS | EPSS | EPSS, | EPSS | EPSS | EPSS, | EPSS | EPSS |  |  |  | , | FALSE
HAMILTON A 11012036 | EPSS | EPSS | EPSS | [15 empty] | Ground Inspection |  | Ground Inspection | [18 empty] | EPSS,Ground Inspection, | EPSS Ground Inspection | EPSS Ground Inspection | EPSS, | EPSS | EPSS | EPSS,Ground Inspection, | EPSS Ground Inspection | EPSS Ground Inspection |  |  |  | , | FALSE
ELK HILLS 1104CB | EPSS | EPSS | EPSS | [36 empty] | EPSS, | EPSS | EPSS | EPSS, | EPSS | EPSS | EPSS, | EPSS | EPSS |  |  |  | , | FALSE
EAST NICOLAUS 11031252 | EPSS | EPSS | EPSS | [17 empty] | Ground Inspection | [18 empty] | EPSS, | EPSS | EPSS | EPSS, | EPSS | EPSS | EPSS,Ground Inspection, | EPSS Ground Inspection | EPSS Ground Inspection |  |  |  | , | FALSE
DAIRYLAND 11055170 | EPSS | EPSS | EPSS | [16 empty] | Ground Inspection | [19 empty] | EPSS, | EPSS | EPSS | EPSS,Ground Inspection, | EPSS Ground Inspection | EPSS Ground Inspection | EPSS, | EPSS | EPSS |  |  |  | , | FALSE
TRES PINOS 1111203126 | EPSS | EPSS | EPSS | [14 empty] | Aerial Inspection |  | Ground Inspection | Ground Inspection | [8 empty] | Down Conductor Detection (DCD) | [9 empty] | EPSS, | EPSS | EPSS | EPSS,Ground Inspection, | EPSS Ground Inspection | EPSS Ground Inspection | EPSS,Aerial Inspection,Ground Inspection,Down Conductor Detection (DCD), | EPSS Aerial Inspection Ground Inspection Down Conductor Detection (DCD) | EPSS Aerial Inspection Ground Inspection Down Conductor Detection (DCD) |  |  |  | , | FALSE
TUPMAN 11041527 | EPSS | EPSS | EPSS | [15 empty] | Ground Inspection | [20 empty] | EPSS,Ground Inspection, | EPSS Ground Inspection | EPSS Ground Inspection | EPSS, | EPSS | EPSS | EPSS, | EPSS | EPSS |  |  |  | , | FALSE
MAXWELL 11053302 | EPSS | EPSS | EPSS | [15 empty] | Ground Inspection | [20 empty] | EPSS,Ground Inspection, | EPSS Ground Inspection | EPSS Ground Inspection | EPSS, | EPSS | EPSS | EPSS, | EPSS | EPSS |  |  |  | , | FALSE
GANSO 1104579706 | EPSS | EPSS | EPSS | [36 empty] | EPSS, | EPSS | EPSS | EPSS, | EPSS | EPSS | EPSS, | EPSS | EPSS |  |  |  | , | FALSE
CUYAMA 2102CB | EPSS | EPSS | EPSS | [16 empty] | Ground Inspection | [19 empty] | EPSS, | EPSS | EPSS | EPSS,Ground Inspection, | EPSS Ground Inspection | EPSS Ground Inspection | EPSS, | EPSS | EPSS |  |  |  | , | FALSE
LOS OSITOS 2102624200 | EPSS | EPSS | EPSS | [36 empty] | EPSS, | EPSS | EPSS | EPSS, | EPSS | EPSS | EPSS, | EPSS | EPSS |  |  |  | , | FALSE
OROSI 1101CB | EPSS | EPSS | EPSS | [15 empty] | Ground Inspection | Ground Inspection | [19 empty] | EPSS,Ground Inspection, | EPSS Ground Inspection | EPSS Ground Inspection | EPSS,Ground Inspection, | EPSS Ground Inspection | EPSS Ground Inspection | EPSS, | EPSS | EPSS |  |  |  | , | FALSE
ANITA 11062074 | EPSS | EPSS | EPSS | [15 empty] | Ground Inspection | [20 empty] | EPSS,Ground Inspection, | EPSS Ground Inspection | EPSS Ground Inspection | EPSS, | EPSS | EPSS | EPSS, | EPSS | EPSS |  |  |  | , | FALSE
SANTA RITA 11023560 | EPSS | EPSS | EPSS | [17 empty] | Ground Inspection | [18 empty] | EPSS, | EPSS | EPSS | EPSS, | EPSS | EPSS | EPSS,Ground Inspection, | EPSS Ground Inspection | EPSS Ground Inspection |  |  |  | , | FALSE
DOLAN ROAD 110169466 | EPSS | EPSS | EPSS | [14 empty] | Aerial Inspection |  | Ground Inspection | Ground Inspection | [18 empty] | EPSS, | EPSS | EPSS | EPSS,Ground Inspection, | EPSS Ground Inspection | EPSS Ground Inspection | EPSS,Aerial Inspection,Ground Inspection, | EPSS Aerial Inspection Ground Inspection | EPSS Aerial Inspection Ground Inspection |  |  |  | , | FALSE
RAINBOW 1106D7399 | EPSS | EPSS | EPSS | [16 empty] | Ground Inspection | [19 empty] | EPSS, | EPSS | EPSS | EPSS,Ground Inspection, | EPSS Ground Inspection | EPSS Ground Inspection | EPSS, | EPSS | EPSS |  |  |  | , | FALSE
ARBUCKLE 110494886 | EPSS | EPSS | EPSS | [16 empty] | Ground Inspection | [19 empty] | EPSS, | EPSS | EPSS | EPSS,Ground Inspection, | EPSS Ground Inspection | EPSS Ground Inspection | EPSS, | EPSS | EPSS |  |  |  | , | FALSE
RICE 1101247272 | EPSS | EPSS | EPSS | [17 empty] | Ground Inspection | [18 empty] | EPSS, | EPSS | EPSS | EPSS, | EPSS | EPSS | EPSS,Ground Inspection, | EPSS Ground Inspection | EPSS Ground Inspection |  |  |  | , | FALSE
LINCOLN 11051278 | EPSS | EPSS | EPSS | [17 empty] | Ground Inspection | [18 empty] | EPSS, | EPSS | EPSS | EPSS, | EPSS | EPSS | EPSS,Ground Inspection, | EPSS Ground Inspection | EPSS Ground Inspection |  |  |  | , | FALSE
HOLLISTER 21024908 | EPSS | EPSS | EPSS | [15 empty] | Ground Inspection | Ground Inspection | Ground Inspection | [18 empty] | EPSS,Ground Inspection, | EPSS Ground Inspection | EPSS Ground Inspection | EPSS,Ground Inspection, | EPSS Ground Inspection | EPSS Ground Inspection | EPSS,Ground Inspection, | EPSS Ground Inspection | EPSS Ground Inspection |  |  |  | , | FALSE
REEDLEY 11047892F | EPSS | EPSS | EPSS | [36 empty] | EPSS, | EPSS | EPSS | EPSS, | EPSS | EPSS | EPSS, | EPSS | EPSS |  |  |  | , | FALSE
WINTERS 1102CB | EPSS | EPSS | EPSS | [15 empty] | Ground Inspection | [20 empty] | EPSS,Ground Inspection, | EPSS Ground Inspection | EPSS Ground Inspection | EPSS, | EPSS | EPSS | EPSS, | EPSS | EPSS |  |  |  | , | FALSE
CARRIZO PLAINS 1101384116 | EPSS | EPSS | EPSS | [15 empty] | Ground Inspection | [9 empty] | Down Conductor Detection (DCD) | [10 empty] | EPSS,Ground Inspection, | EPSS Ground Inspection | EPSS Ground Inspection | EPSS,Down Conductor Detection (DCD), | EPSS Down Conductor Detection (DCD) | EPSS Down Conductor Detection (DCD) | EPSS, | EPSS | EPSS |  |  |  | , | FALSE
ORLAND B 11032252 | EPSS | EPSS | EPSS | [16 empty] | Ground Inspection | Ground Inspection | [18 empty] | EPSS, | EPSS | EPSS | EPSS,Ground Inspection, | EPSS Ground Inspection | EPSS Ground Inspection | EPSS,Ground Inspection, | EPSS Ground Inspection | EPSS Ground Inspection |  |  |  | , | FALSE
TEMPLETON 2110CB | EPSS | EPSS | EPSS | [15 empty] | Ground Inspection | [20 empty] | EPSS,Ground Inspection, | EPSS Ground Inspection | EPSS Ground Inspection | EPSS, | EPSS | EPSS | EPSS, | EPSS | EPSS |  |  |  | , | FALSE
SAN JOAQUIN 110669621 | EPSS | EPSS | EPSS | [36 empty] | EPSS, | EPSS | EPSS | EPSS, | EPSS | EPSS | EPSS, | EPSS | EPSS |  |  |  | , | FALSE
SCHINDLER 110590342 | EPSS | EPSS | EPSS | [36 empty] | EPSS, | EPSS | EPSS | EPSS, | EPSS | EPSS | EPSS, | EPSS | EPSS |  |  |  | , | FALSE
LAKEVILLE 1102272 | EPSS | EPSS | EPSS | [15 empty] | Ground Inspection | [20 empty] | EPSS,Ground Inspection, | EPSS Ground Inspection | EPSS Ground Inspection | EPSS, | EPSS | EPSS | EPSS, | EPSS | EPSS |  |  |  | , | FALSE
SAN JOAQUIN 1112R487 | EPSS | EPSS | EPSS | [17 empty] | Ground Inspection | [18 empty] | EPSS, | EPSS | EPSS | EPSS, | EPSS | EPSS | EPSS,Ground Inspection, | EPSS Ground Inspection | EPSS Ground Inspection |  |  |  | , | FALSE
MERCED 1116705950 | EPSS | EPSS | EPSS | [36 empty] | EPSS, | EPSS | EPSS | EPSS, | EPSS | EPSS | EPSS, | EPSS | EPSS |  |  |  | , | FALSE
WYANDOTTE 110613046 | EPSS | EPSS | EPSS | [15 empty] | Ground Inspection | Ground Inspection | Ground Inspection | [18 empty] | EPSS,Ground Inspection, | EPSS Ground Inspection | EPSS Ground Inspection | EPSS,Ground Inspection, | EPSS Ground Inspection | EPSS Ground Inspection | EPSS,Ground Inspection, | EPSS Ground Inspection | EPSS Ground Inspection |  |  |  | , | FALSE
SALMON CREEK 1101571972 | EPSS | EPSS | EPSS | [15 empty] | Ground Inspection | [20 empty] | EPSS,Ground Inspection, | EPSS Ground Inspection | EPSS Ground Inspection | EPSS, | EPSS | EPSS | EPSS, | EPSS | EPSS |  |  |  | , | FALSE
CORNING 11041498 | EPSS | EPSS | EPSS | [17 empty] | Ground Inspection | [18 empty] | EPSS, | EPSS | EPSS | EPSS, | EPSS | EPSS | EPSS,Ground Inspection, | EPSS Ground Inspection | EPSS Ground Inspection |  |  |  | , | FALSE
LOCKEFORD 21024045 | EPSS | EPSS | EPSS | [27 empty] | Line Sensors | [8 empty] | EPSS,Line Sensors, | EPSS Line Sensors | EPSS Line Sensors | EPSS, | EPSS | EPSS | EPSS, | EPSS | EPSS |  |  |  | , | FALSE
KETTLEMAN HILLS 110149656 | EPSS | EPSS | EPSS | [15 empty] | Ground Inspection | Ground Inspection | [19 empty] | EPSS,Ground Inspection, | EPSS Ground Inspection | EPSS Ground Inspection | EPSS,Ground Inspection, | EPSS Ground Inspection | EPSS Ground Inspection | EPSS, | EPSS | EPSS |  |  |  | , | FALSE
SCHINDLER 111638456 | EPSS | EPSS | EPSS | [17 empty] | Ground Inspection | [18 empty] | EPSS, | EPSS | EPSS | EPSS, | EPSS | EPSS | EPSS,Ground Inspection, | EPSS Ground Inspection | EPSS Ground Inspection |  |  |  | , | FALSE
SANGER 110864662 | EPSS | EPSS | EPSS | [16 empty] | Ground Inspection | [19 empty] | EPSS, | EPSS | EPSS | EPSS,Ground Inspection, | EPSS Ground Inspection | EPSS Ground Inspection | EPSS, | EPSS | EPSS |  |  |  | , | FALSE
MC ARTHUR 1102LR-RC-B | EPSS | EPSS | EPSS | [36 empty] | EPSS, | EPSS | EPSS | EPSS, | EPSS | EPSS | EPSS, | EPSS | EPSS |  |  |  | , | FALSE
GIFFEN 11029590 | EPSS | EPSS | EPSS | [17 empty] | Ground Inspection | [18 empty] | EPSS, | EPSS | EPSS | EPSS, | EPSS | EPSS | EPSS,Ground Inspection, | EPSS Ground Inspection | EPSS Ground Inspection |  |  |  | , | FALSE
SANGER 1114R2940 | EPSS | EPSS | EPSS | [16 empty] | Ground Inspection | [19 empty] | EPSS, | EPSS | EPSS | EPSS,Ground Inspection, | EPSS Ground Inspection | EPSS Ground Inspection | EPSS, | EPSS | EPSS |  |  |  | , | FALSE
KERMAN 1106R421 | EPSS | EPSS | EPSS | [36 empty] | EPSS, | EPSS | EPSS | EPSS, | EPSS | EPSS | EPSS, | EPSS | EPSS |  |  |  | , | FALSE
COLONY 110214022 | EPSS | EPSS | EPSS | [17 empty] | Ground Inspection | [18 empty] | EPSS, | EPSS | EPSS | EPSS, | EPSS | EPSS | EPSS,Ground Inspection, | EPSS Ground Inspection | EPSS Ground Inspection |  |  |  | , | FALSE
ESQUON 1103CB | EPSS | EPSS | EPSS | [36 empty] | EPSS, | EPSS | EPSS | EPSS, | EPSS | EPSS | EPSS, | EPSS | EPSS |  |  |  | , | FALSE
ALPAUGH 110437392 | EPSS | EPSS | EPSS | [16 empty] | Ground Inspection | [19 empty] | EPSS, | EPSS | EPSS | EPSS,Ground Inspection, | EPSS Ground Inspection | EPSS Ground Inspection | EPSS, | EPSS | EPSS |  |  |  | , | FALSE
TWISSELMAN 2105CUS4824 | EPSS | EPSS | EPSS | [36 empty] | EPSS, | EPSS | EPSS | EPSS, | EPSS | EPSS | EPSS, | EPSS | EPSS |  |  |  | , | FALSE
VACA DIXON 11035187 | EPSS | EPSS | EPSS | [16 empty] | Ground Inspection | Ground Inspection | [18 empty] | EPSS, | EPSS | EPSS | EPSS,Ground Inspection, | EPSS Ground Inspection | EPSS Ground Inspection | EPSS,Ground Inspection, | EPSS Ground Inspection | EPSS Ground Inspection |  |  |  | , | FALSE
LINCOLN 11042306 | EPSS | EPSS | EPSS | [17 empty] | Ground Inspection | [18 empty] | EPSS, | EPSS | EPSS | EPSS, | EPSS | EPSS | EPSS,Ground Inspection, | EPSS Ground Inspection | EPSS Ground Inspection |  |  |  | , | FALSE
SHAFTER 11023621 | EPSS | EPSS | EPSS | [36 empty] | EPSS, | EPSS | EPSS | EPSS, | EPSS | EPSS | EPSS, | EPSS | EPSS |  |  |  | , | FALSE
GOOSE LAKE 110356686 | EPSS | EPSS | EPSS | [36 empty] | EPSS, | EPSS | EPSS | EPSS, | EPSS | EPSS | EPSS, | EPSS | EPSS |  |  |  | , | FALSE
LINDEN 1104CB | EPSS | EPSS | EPSS | [15 empty] | Ground Inspection | [20 empty] | EPSS,Ground Inspection, | EPSS Ground Inspection | EPSS Ground Inspection | EPSS, | EPSS | EPSS | EPSS, | EPSS | EPSS |  |  |  | , | FALSE
CANAL 11033640 | EPSS | EPSS | EPSS | [17 empty] | Ground Inspection | [18 empty] | EPSS, | EPSS | EPSS | EPSS, | EPSS | EPSS | EPSS,Ground Inspection, | EPSS Ground Inspection | EPSS Ground Inspection |  |  |  | , | FALSE
ESQUON 11012054 | EPSS | EPSS | EPSS | [17 empty] | Ground Inspection | [18 empty] | EPSS, | EPSS | EPSS | EPSS, | EPSS | EPSS | EPSS,Ground Inspection, | EPSS Ground Inspection | EPSS Ground Inspection |  |  |  | , | FALSE
HOLLISTER 21024780 | EPSS | EPSS | EPSS | [16 empty] | Ground Inspection | [19 empty] | EPSS, | EPSS | EPSS | EPSS,Ground Inspection, | EPSS Ground Inspection | EPSS Ground Inspection | EPSS, | EPSS | EPSS |  |  |  | , | FALSE
ALPAUGH 11068470 | EPSS | EPSS | EPSS | [16 empty] | Ground Inspection | [19 empty] | EPSS, | EPSS | EPSS | EPSS,Ground Inspection, | EPSS Ground Inspection | EPSS Ground Inspection | EPSS, | EPSS | EPSS |  |  |  | , | FALSE
LOGAN CREEK 21012432 | EPSS | EPSS | EPSS | [16 empty] | Ground Inspection | [19 empty] | EPSS, | EPSS | EPSS | EPSS,Ground Inspection, | EPSS Ground Inspection | EPSS Ground Inspection | EPSS, | EPSS | EPSS |  |  |  | , | FALSE
CUYAMA 11033539 | EPSS | EPSS | EPSS | [16 empty] | Ground Inspection | [19 empty] | EPSS, | EPSS | EPSS | EPSS,Ground Inspection, | EPSS Ground Inspection | EPSS Ground Inspection | EPSS, | EPSS | EPSS |  |  |  | , | FALSE
CORTINA 11013056 | EPSS | EPSS | EPSS | [16 empty] | Ground Inspection | Ground Inspection | [18 empty] | EPSS, | EPSS | EPSS | EPSS,Ground Inspection, | EPSS Ground Inspection | EPSS Ground Inspection | EPSS,Ground Inspection, | EPSS Ground Inspection | EPSS Ground Inspection |  |  |  | , | FALSE
CATLETT 11022502 | EPSS | EPSS | EPSS | [16 empty] | Ground Inspection | Ground Inspection | [18 empty] | EPSS, | EPSS | EPSS | EPSS,Ground Inspection, | EPSS Ground Inspection | EPSS Ground Inspection | EPSS,Ground Inspection, | EPSS Ground Inspection | EPSS Ground Inspection |  |  |  | , | FALSE
CAMDEN 1103453786 | EPSS | EPSS | EPSS | [15 empty] | Ground Inspection | [20 empty] | EPSS,Ground Inspection, | EPSS Ground Inspection | EPSS Ground Inspection | EPSS, | EPSS | EPSS | EPSS, | EPSS | EPSS |  |  |  | , | FALSE
GONZALES 1101522356 | EPSS | EPSS | EPSS | [14 empty] | Aerial Inspection |  | Ground Inspection | [8 empty] | Down Conductor Detection (DCD) | [10 empty] | EPSS, | EPSS | EPSS | EPSS,Ground Inspection,Down Conductor Detection (DCD), | EPSS Ground Inspection Down Conductor Detection (DCD) | EPSS Ground Inspection Down Conductor Detection (DCD) | EPSS,Aerial Inspection, | EPSS Aerial Inspection | EPSS Aerial Inspection |  |  |  | , | FALSE
CANAL 11032990 | EPSS | EPSS | EPSS | [36 empty] | EPSS, | EPSS | EPSS | EPSS, | EPSS | EPSS | EPSS, | EPSS | EPSS |  |  |  | , | FALSE
CORRAL 110175204 | EPSS | EPSS | EPSS | [14 empty] | Aerial Inspection |  | Ground Inspection | [8 empty] | Down Conductor Detection (DCD) | [10 empty] | EPSS, | EPSS | EPSS | EPSS,Ground Inspection,Down Conductor Detection (DCD), | EPSS Ground Inspection Down Conductor Detection (DCD) | EPSS Ground Inspection Down Conductor Detection (DCD) | EPSS,Aerial Inspection, | EPSS Aerial Inspection | EPSS Aerial Inspection |  |  |  | , | FALSE
COALINGA NO 2 1106CB | EPSS | EPSS | EPSS | [15 empty] | Ground Inspection | [20 empty] | EPSS,Ground Inspection, | EPSS Ground Inspection | EPSS Ground Inspection | EPSS, | EPSS | EPSS | EPSS, | EPSS | EPSS |  |  |  | , | FALSE
KERMAN 110456116 | EPSS | EPSS | EPSS | [36 empty] | EPSS, | EPSS | EPSS | EPSS, | EPSS | EPSS | EPSS, | EPSS | EPSS |  |  |  | , | FALSE
EL NIDO 11014480 | EPSS | EPSS | EPSS | [15 empty] | Ground Inspection | Ground Inspection | [19 empty] | EPSS,Ground Inspection, | EPSS Ground Inspection | EPSS Ground Inspection | EPSS,Ground Inspection, | EPSS Ground Inspection | EPSS Ground Inspection | EPSS, | EPSS | EPSS |  |  |  | , | FALSE
LIVINGSTON 11017010 | EPSS | EPSS | EPSS | [17 empty] | Ground Inspection | [18 empty] | EPSS, | EPSS | EPSS | EPSS, | EPSS | EPSS | EPSS,Ground Inspection, | EPSS Ground Inspection | EPSS Ground Inspection |  |  |  | , | FALSE
LOCKEFORD 210212686 | EPSS | EPSS | EPSS | [17 empty] | Ground Inspection | [9 empty] | Line Sensors | [8 empty] | EPSS,Line Sensors, | EPSS Line Sensors | EPSS Line Sensors | EPSS, | EPSS | EPSS | EPSS,Ground Inspection, | EPSS Ground Inspection | EPSS Ground Inspection |  |  |  | , | FALSE
FIREBAUGH 11033830 | EPSS | EPSS | EPSS | [15 empty] | Ground Inspection | Ground Inspection | Ground Inspection | [18 empty] | EPSS,Ground Inspection, | EPSS Ground Inspection | EPSS Ground Inspection | EPSS,Ground Inspection, | EPSS Ground Inspection | EPSS Ground Inspection | EPSS,Ground Inspection, | EPSS Ground Inspection | EPSS Ground Inspection |  |  |  | , | FALSE
CRESSEY 2104551990 | EPSS | EPSS | EPSS | [15 empty] | Ground Inspection | [20 empty] | EPSS,Ground Inspection, | EPSS Ground Inspection | EPSS Ground Inspection | EPSS, | EPSS | EPSS | EPSS, | EPSS | EPSS |  |  |  | , | FALSE
WELLFIELD 1104CB | EPSS | EPSS | EPSS | [36 empty] | EPSS, | EPSS | EPSS | EPSS, | EPSS | EPSS | EPSS, | EPSS | EPSS |  |  |  | , | FALSE
RIO BRAVO 1103CB | EPSS | EPSS | EPSS | [15 empty] | Ground Inspection | Ground Inspection | [19 empty] | EPSS,Ground Inspection, | EPSS Ground Inspection | EPSS Ground Inspection | EPSS,Ground Inspection, | EPSS Ground Inspection | EPSS Ground Inspection | EPSS, | EPSS | EPSS |  |  |  | , | FALSE
CAYUCOS 1102CB | EPSS | EPSS | EPSS | [15 empty] | Ground Inspection |  | Ground Inspection | [18 empty] | EPSS,Ground Inspection, | EPSS Ground Inspection | EPSS Ground Inspection | EPSS, | EPSS | EPSS | EPSS,Ground Inspection, | EPSS Ground Inspection | EPSS Ground Inspection |  |  |  | , | FALSE
ARBUCKLE 11043042 | EPSS | EPSS | EPSS | [36 empty] | EPSS, | EPSS | EPSS | EPSS, | EPSS | EPSS | EPSS, | EPSS | EPSS |  |  |  | , | FALSE
HIGHWAY 1101738 | EPSS | EPSS | EPSS | [16 empty] | Ground Inspection | Ground Inspection | [18 empty] | EPSS, | EPSS | EPSS | EPSS,Ground Inspection, | EPSS Ground Inspection | EPSS Ground Inspection | EPSS,Ground Inspection, | EPSS Ground Inspection | EPSS Ground Inspection |  |  |  | , | FALSE
TAFT 11033068 | EPSS | EPSS | EPSS | [15 empty] | Ground Inspection | Ground Inspection | [19 empty] | EPSS,Ground Inspection, | EPSS Ground Inspection | EPSS Ground Inspection | EPSS,Ground Inspection, | EPSS Ground Inspection | EPSS Ground Inspection | EPSS, | EPSS | EPSS |  |  |  | , | FALSE
SAN JOAQUIN 1112R1160 | EPSS | EPSS | EPSS | [36 empty] | EPSS, | EPSS | EPSS | EPSS, | EPSS | EPSS | EPSS, | EPSS | EPSS |  |  |  | , | FALSE
LAKEVIEW 11023548 | EPSS | EPSS | EPSS | [17 empty] | Ground Inspection | [18 empty] | EPSS, | EPSS | EPSS | EPSS, | EPSS | EPSS | EPSS,Ground Inspection, | EPSS Ground Inspection | EPSS Ground Inspection |  |  |  | , | FALSE
CAPAY 11012254 | EPSS | EPSS | EPSS | [17 empty] | Ground Inspection | [18 empty] | EPSS, | EPSS | EPSS | EPSS, | EPSS | EPSS | EPSS,Ground Inspection, | EPSS Ground Inspection | EPSS Ground Inspection |  |  |  | , | FALSE
LAKEVIEW 11034488 | EPSS | EPSS | EPSS | [15 empty] | Ground Inspection |  | Ground Inspection | [18 empty] | EPSS,Ground Inspection, | EPSS Ground Inspection | EPSS Ground Inspection | EPSS, | EPSS | EPSS | EPSS,Ground Inspection, | EPSS Ground Inspection | EPSS Ground Inspection |  |  |  | , | FALSE
EEL RIVER 11028416 | EPSS | EPSS | EPSS | [17 empty] | Ground Inspection | [18 empty] | EPSS, | EPSS | EPSS | EPSS, | EPSS | EPSS | EPSS,Ground Inspection, | EPSS Ground Inspection | EPSS Ground Inspection |  |  |  | , | FALSE
MC MULLIN 11056450 | EPSS | EPSS | EPSS | [15 empty] | Ground Inspection | Ground Inspection | [19 empty] | EPSS,Ground Inspection, | EPSS Ground Inspection | EPSS Ground Inspection | EPSS,Ground Inspection, | EPSS Ground Inspection | EPSS Ground Inspection | EPSS, | EPSS | EPSS |  |  |  | , | FALSE
COLUSA 11013537 | EPSS | EPSS | EPSS | [15 empty] | Ground Inspection | [20 empty] | EPSS,Ground Inspection, | EPSS Ground Inspection | EPSS Ground Inspection | EPSS, | EPSS | EPSS | EPSS, | EPSS | EPSS |  |  |  | , | FALSE
REEDLEY 1104274990 | EPSS | EPSS | EPSS | [16 empty] | Ground Inspection | [19 empty] | EPSS, | EPSS | EPSS | EPSS,Ground Inspection, | EPSS Ground Inspection | EPSS Ground Inspection | EPSS, | EPSS | EPSS |  |  |  | , | FALSE
GERBER 11011444 | EPSS | EPSS | EPSS | [36 empty] | EPSS, | EPSS | EPSS | EPSS, | EPSS | EPSS | EPSS, | EPSS | EPSS |  |  |  | , | FALSE
BONITA 11015940 | EPSS | EPSS | EPSS | [15 empty] | Ground Inspection | [20 empty] | EPSS,Ground Inspection, | EPSS Ground Inspection | EPSS Ground Inspection | EPSS, | EPSS | EPSS | EPSS, | EPSS | EPSS |  |  |  | , | FALSE
DALY CITY 11045437 | EPSS | EPSS | EPSS | [15 empty] | Ground Inspection | [20 empty] | EPSS,Ground Inspection, | EPSS Ground Inspection | EPSS Ground Inspection | EPSS, | EPSS | EPSS | EPSS, | EPSS | EPSS |  |  |  | , | FALSE
PANOCHE 1101752874 | EPSS | EPSS | EPSS | [15 empty] | Ground Inspection | [20 empty] | EPSS,Ground Inspection, | EPSS Ground Inspection | EPSS Ground Inspection | EPSS, | EPSS | EPSS | EPSS, | EPSS | EPSS |  |  |  | , | FALSE
LAKEVIEW 11074490 | EPSS | EPSS | EPSS | [17 empty] | Ground Inspection | [18 empty] | EPSS, | EPSS | EPSS | EPSS, | EPSS | EPSS | EPSS,Ground Inspection, | EPSS Ground Inspection | EPSS Ground Inspection |  |  |  | , | FALSE
MCKITTRICK 11013043 | EPSS | EPSS | EPSS | [36 empty] | EPSS, | EPSS | EPSS | EPSS, | EPSS | EPSS | EPSS, | EPSS | EPSS |  |  |  | , | FALSE
CORCORAN 111285080 | EPSS | EPSS | EPSS | [15 empty] | Ground Inspection | [20 empty] | EPSS,Ground Inspection, | EPSS Ground Inspection | EPSS Ground Inspection | EPSS, | EPSS | EPSS | EPSS, | EPSS | EPSS |  |  |  | , | FALSE
PUTAH CREEK 110385768 | EPSS | EPSS | EPSS | [15 empty] | Ground Inspection | [20 empty] | EPSS,Ground Inspection, | EPSS Ground Inspection | EPSS Ground Inspection | EPSS, | EPSS | EPSS | EPSS, | EPSS | EPSS |  |  |  | , | FALSE
CAMDEN 110356058 | EPSS | EPSS | EPSS | [17 empty] | Ground Inspection | [18 empty] | EPSS, | EPSS | EPSS | EPSS, | EPSS | EPSS | EPSS,Ground Inspection, | EPSS Ground Inspection | EPSS Ground Inspection |  |  |  | , | FALSE
CARNERAS 1102CB | EPSS | EPSS | EPSS | [16 empty] | Ground Inspection | [19 empty] | EPSS, | EPSS | EPSS | EPSS,Ground Inspection, | EPSS Ground Inspection | EPSS Ground Inspection | EPSS, | EPSS | EPSS |  |  |  | , | FALSE
EEL RIVER 11024396 | EPSS | EPSS | EPSS | [36 empty] | EPSS, | EPSS | EPSS | EPSS, | EPSS | EPSS | EPSS, | EPSS | EPSS |  |  |  | , | FALSE
KINGSBURG 1114828488 | EPSS | EPSS | EPSS | [36 empty] | EPSS, | EPSS | EPSS | EPSS, | EPSS | EPSS | EPSS, | EPSS | EPSS |  |  |  | , | FALSE
MAXWELL 1105429752 | EPSS | EPSS | EPSS | [36 empty] | EPSS, | EPSS | EPSS | EPSS, | EPSS | EPSS | EPSS, | EPSS | EPSS |  |  |  | , | FALSE
OILFIELDS 11037006 | EPSS | EPSS | EPSS | [12 empty] | Aerial Inspection |  | Aerial Inspection | Ground Inspection | Ground Inspection | [7 empty] | Down Conductor Detection (DCD) | [11 empty] | EPSS,Aerial Inspection,Ground Inspection,Down Conductor Detection (DCD), | EPSS Aerial Inspection Ground Inspection Down Conductor Detection (DCD) | EPSS Aerial Inspection Ground Inspection Down Conductor Detection (DCD) | EPSS,Ground Inspection, | EPSS Ground Inspection | EPSS Ground Inspection | EPSS,Aerial Inspection, | EPSS Aerial Inspection | EPSS Aerial Inspection |  |  |  | , | FALSE
MORMON 1102773114 | EPSS | EPSS | EPSS | [36 empty] | EPSS, | EPSS | EPSS | EPSS, | EPSS | EPSS | EPSS, | EPSS | EPSS |  |  |  | , | FALSE
CARUTHERS 1102426884 | EPSS | EPSS | EPSS | [15 empty] | Ground Inspection | [20 empty] | EPSS,Ground Inspection, | EPSS Ground Inspection | EPSS Ground Inspection | EPSS, | EPSS | EPSS | EPSS, | EPSS | EPSS |  |  |  | , | FALSE
COTTLE 17086229 | EPSS | EPSS | EPSS | [17 empty] | Ground Inspection | [18 empty] | EPSS, | EPSS | EPSS | EPSS, | EPSS | EPSS | EPSS,Ground Inspection, | EPSS Ground Inspection | EPSS Ground Inspection |  |  |  | , | FALSE
BUTTE 11042440 | EPSS | EPSS | EPSS | [36 empty] | EPSS, | EPSS | EPSS | EPSS, | EPSS | EPSS | EPSS, | EPSS | EPSS |  |  |  | , | FALSE
EL PECO 110590066 | EPSS | EPSS | EPSS | [36 empty] | EPSS, | EPSS | EPSS | EPSS, | EPSS | EPSS | EPSS, | EPSS | EPSS |  |  |  | , | FALSE
STOREY 11096250 | EPSS | EPSS | EPSS | [15 empty] | Ground Inspection | [20 empty] | EPSS,Ground Inspection, | EPSS Ground Inspection | EPSS Ground Inspection | EPSS, | EPSS | EPSS | EPSS, | EPSS | EPSS |  |  |  | , | FALSE
WESTLEY 11018660 | EPSS | EPSS | EPSS | [36 empty] | EPSS, | EPSS | EPSS | EPSS, | EPSS | EPSS | EPSS, | EPSS | EPSS |  |  |  | , | FALSE
LLAGAS 2101XR264 | EPSS | EPSS | EPSS | [15 empty] | Ground Inspection |  | Ground Inspection | [18 empty] | EPSS,Ground Inspection, | EPSS Ground Inspection | EPSS Ground Inspection | EPSS, | EPSS | EPSS | EPSS,Ground Inspection, | EPSS Ground Inspection | EPSS Ground Inspection |  |  |  | , | FALSE
WATERLOO 11014437 | EPSS | EPSS | EPSS | [15 empty] | Ground Inspection | [20 empty] | EPSS,Ground Inspection, | EPSS Ground Inspection | EPSS Ground Inspection | EPSS, | EPSS | EPSS | EPSS, | EPSS | EPSS |  |  |  | , | FALSE
NORCO 11013965 | EPSS | EPSS | EPSS | [17 empty] | Ground Inspection | [18 empty] | EPSS, | EPSS | EPSS | EPSS, | EPSS | EPSS | EPSS,Ground Inspection, | EPSS Ground Inspection | EPSS Ground Inspection |  |  |  | , | FALSE
DAVIS 110611072 | EPSS | EPSS | EPSS | [16 empty] | Ground Inspection | [19 empty] | EPSS, | EPSS | EPSS | EPSS,Ground Inspection, | EPSS Ground Inspection | EPSS Ground Inspection | EPSS, | EPSS | EPSS |  |  |  | , | FALSE
KERMAN 1104R1173 | EPSS | EPSS | EPSS | [36 empty] | EPSS, | EPSS | EPSS | EPSS, | EPSS | EPSS | EPSS, | EPSS | EPSS |  |  |  | , | FALSE
SAN LUIS OBISPO 1104798282 | EPSS | EPSS | EPSS | [25 empty] | Down Conductor Detection (DCD) | [10 empty] | EPSS, | EPSS | EPSS | EPSS,Down Conductor Detection (DCD), | EPSS Down Conductor Detection (DCD) | EPSS Down Conductor Detection (DCD) | EPSS, | EPSS | EPSS |  |  |  | , | FALSE
BELLEVUE 1102839 | EPSS | EPSS | EPSS | [17 empty] | Ground Inspection | [18 empty] | EPSS, | EPSS | EPSS | EPSS, | EPSS | EPSS | EPSS,Ground Inspection, | EPSS Ground Inspection | EPSS Ground Inspection |  |  |  | , | FALSE
TECUYA 1101CB | EPSS | EPSS | EPSS | [15 empty] | Ground Inspection | [20 empty] | EPSS,Ground Inspection, | EPSS Ground Inspection | EPSS Ground Inspection | EPSS, | EPSS | EPSS | EPSS, | EPSS | EPSS |  |  |  | , | FALSE
SMYRNA 11064550 | EPSS | EPSS | EPSS | [17 empty] | Ground Inspection | [18 empty] | EPSS, | EPSS | EPSS | EPSS, | EPSS | EPSS | EPSS,Ground Inspection, | EPSS Ground Inspection | EPSS Ground Inspection |  |  |  | , | FALSE
SOLEDAD 2105125484 | EPSS | EPSS | EPSS | [14 empty] | Aerial Inspection | Ground Inspection | Ground Inspection | [19 empty] | EPSS,Ground Inspection, | EPSS Ground Inspection | EPSS Ground Inspection | EPSS,Ground Inspection, | EPSS Ground Inspection | EPSS Ground Inspection | EPSS,Aerial Inspection, | EPSS Aerial Inspection | EPSS Aerial Inspection |  |  |  | , | FALSE
STONE CORRAL 11107778F | EPSS | EPSS | EPSS | [16 empty] | Ground Inspection | [19 empty] | EPSS, | EPSS | EPSS | EPSS,Ground Inspection, | EPSS Ground Inspection | EPSS Ground Inspection | EPSS, | EPSS | EPSS |  |  |  | , | FALSE
ALPAUGH 110636528 | EPSS | EPSS | EPSS | [16 empty] | Ground Inspection | [19 empty] | EPSS, | EPSS | EPSS | EPSS,Ground Inspection, | EPSS Ground Inspection | EPSS Ground Inspection | EPSS, | EPSS | EPSS |  |  |  | , | FALSE
MC MULLIN 11055200 | EPSS | EPSS | EPSS | [15 empty] | Ground Inspection | [20 empty] | EPSS,Ground Inspection, | EPSS Ground Inspection | EPSS Ground Inspection | EPSS, | EPSS | EPSS | EPSS, | EPSS | EPSS |  |  |  | , | FALSE
ORLAND B 11032204 | EPSS | EPSS | EPSS | [16 empty] | Ground Inspection | Ground Inspection | [18 empty] | EPSS, | EPSS | EPSS | EPSS,Ground Inspection, | EPSS Ground Inspection | EPSS Ground Inspection | EPSS,Ground Inspection, | EPSS Ground Inspection | EPSS Ground Inspection |  |  |  | , | FALSE
LOCKEFORD 210212472 | EPSS | EPSS | EPSS | [17 empty] | Ground Inspection | [9 empty] | Line Sensors | [8 empty] | EPSS,Line Sensors, | EPSS Line Sensors | EPSS Line Sensors | EPSS, | EPSS | EPSS | EPSS,Ground Inspection, | EPSS Ground Inspection | EPSS Ground Inspection |  |  |  | , | FALSE
SANTA MARIA 1110M76 | EPSS | EPSS | EPSS | [36 empty] | EPSS, | EPSS | EPSS | EPSS, | EPSS | EPSS | EPSS, | EPSS | EPSS |  |  |  | , | FALSE
MC FARLAND 11021418 | EPSS | EPSS | EPSS | [17 empty] | Ground Inspection | [18 empty] | EPSS, | EPSS | EPSS | EPSS, | EPSS | EPSS | EPSS,Ground Inspection, | EPSS Ground Inspection | EPSS Ground Inspection |  |  |  | , | FALSE
NORCO 1101CB | EPSS | EPSS | EPSS | [17 empty] | Ground Inspection | [18 empty] | EPSS, | EPSS | EPSS | EPSS, | EPSS | EPSS | EPSS,Ground Inspection, | EPSS Ground Inspection | EPSS Ground Inspection |  |  |  | , | FALSE
PARLIER 1105740598 | EPSS | EPSS | EPSS | [16 empty] | Ground Inspection | Ground Inspection | [18 empty] | EPSS, | EPSS | EPSS | EPSS,Ground Inspection, | EPSS Ground Inspection | EPSS Ground Inspection | EPSS,Ground Inspection, | EPSS Ground Inspection | EPSS Ground Inspection |  |  |  | , | FALSE
GUSTINE 11026926 | EPSS | EPSS | EPSS | [36 empty] | EPSS, | EPSS | EPSS | EPSS, | EPSS | EPSS | EPSS, | EPSS | EPSS |  |  |  | , | FALSE
PEABODY 210515812 | EPSS | EPSS | EPSS | [16 empty] | Ground Inspection | Ground Inspection | [18 empty] | EPSS, | EPSS | EPSS | EPSS,Ground Inspection, | EPSS Ground Inspection | EPSS Ground Inspection | EPSS,Ground Inspection, | EPSS Ground Inspection | EPSS Ground Inspection |  |  |  | , | FALSE
SCHINDLER 111449248 | EPSS | EPSS | EPSS | [36 empty] | EPSS, | EPSS | EPSS | EPSS, | EPSS | EPSS | EPSS, | EPSS | EPSS |  |  |  | , | FALSE
TIVY VALLEY 11067210 | EPSS | EPSS | EPSS | [16 empty] | Ground Inspection | Ground Inspection | [18 empty] | EPSS, | EPSS | EPSS | EPSS,Ground Inspection, | EPSS Ground Inspection | EPSS Ground Inspection | EPSS,Ground Inspection, | EPSS Ground Inspection | EPSS Ground Inspection |  |  |  | , | FALSE
MC FARLAND 1104521389 | EPSS | EPSS | EPSS | [36 empty] | EPSS, | EPSS | EPSS | EPSS, | EPSS | EPSS | EPSS, | EPSS | EPSS |  |  |  | , | FALSE
KERMAN 1101R2875 | EPSS | EPSS | EPSS | [36 empty] | EPSS, | EPSS | EPSS | EPSS, | EPSS | EPSS | EPSS, | EPSS | EPSS |  |  |  | , | FALSE
CHARCA 11021192 | EPSS | EPSS | EPSS | [17 empty] | Ground Inspection | [18 empty] | EPSS, | EPSS | EPSS | EPSS, | EPSS | EPSS | EPSS,Ground Inspection, | EPSS Ground Inspection | EPSS Ground Inspection |  |  |  | , | FALSE
LIVINGSTON 110190480 | EPSS | EPSS | EPSS | [16 empty] | Ground Inspection | Ground Inspection | [18 empty] | EPSS, | EPSS | EPSS | EPSS,Ground Inspection, | EPSS Ground Inspection | EPSS Ground Inspection | EPSS,Ground Inspection, | EPSS Ground Inspection | EPSS Ground Inspection |  |  |  | , | FALSE
SAN JOAQUIN 1112D3025 | EPSS | EPSS | EPSS | [36 empty] | EPSS, | EPSS | EPSS | EPSS, | EPSS | EPSS | EPSS, | EPSS | EPSS |  |  |  | , | FALSE
SCHINDLER 111059862 | EPSS | EPSS | EPSS | [36 empty] | EPSS, | EPSS | EPSS | EPSS, | EPSS | EPSS | EPSS, | EPSS | EPSS |  |  |  | , | FALSE
AVENAL 2101602496 | EPSS | EPSS | EPSS | [16 empty] | Ground Inspection | [19 empty] | EPSS, | EPSS | EPSS | EPSS,Ground Inspection, | EPSS Ground Inspection | EPSS Ground Inspection | EPSS, | EPSS | EPSS |  |  |  | , | FALSE
CAMPHORA 110177978 | EPSS | EPSS | EPSS | [15 empty] | Ground Inspection | [20 empty] | EPSS,Ground Inspection, | EPSS Ground Inspection | EPSS Ground Inspection | EPSS, | EPSS | EPSS | EPSS, | EPSS | EPSS |  |  |  | , | FALSE
WILKINS SLOUGH 1102799542 | EPSS | EPSS | EPSS | [36 empty] | EPSS, | EPSS | EPSS | EPSS, | EPSS | EPSS | EPSS, | EPSS | EPSS |  |  |  | , | FALSE
WESTLEY 1103CB | EPSS | EPSS | EPSS | [36 empty] | EPSS, | EPSS | EPSS | EPSS, | EPSS | EPSS | EPSS, | EPSS | EPSS |  |  |  | , | FALSE
RICE 110230422 | EPSS | EPSS | EPSS | [15 empty] | Ground Inspection | Ground Inspection | [19 empty] | EPSS,Ground Inspection, | EPSS Ground Inspection | EPSS Ground Inspection | EPSS,Ground Inspection, | EPSS Ground Inspection | EPSS Ground Inspection | EPSS, | EPSS | EPSS |  |  |  | , | FALSE
HARDWICK 11016510 | EPSS | EPSS | EPSS | [17 empty] | Ground Inspection | [18 empty] | EPSS, | EPSS | EPSS | EPSS, | EPSS | EPSS | EPSS,Ground Inspection, | EPSS Ground Inspection | EPSS Ground Inspection |  |  |  | , | FALSE
WOODLAND 110120252 | EPSS | EPSS | EPSS | [36 empty] | EPSS, | EPSS | EPSS | EPSS, | EPSS | EPSS | EPSS, | EPSS | EPSS |  |  |  | , | FALSE
RAINBOW 110556456 | EPSS | EPSS | EPSS | [16 empty] | Ground Inspection | [19 empty] | EPSS, | EPSS | EPSS | EPSS,Ground Inspection, | EPSS Ground Inspection | EPSS Ground Inspection | EPSS, | EPSS | EPSS |  |  |  | , | FALSE
HENRIETTA 11048240 | EPSS | EPSS | EPSS | [36 empty] | EPSS, | EPSS | EPSS | EPSS, | EPSS | EPSS | EPSS, | EPSS | EPSS |  |  |  | , | FALSE
ELK HILLS 11043522 | EPSS | EPSS | EPSS | [15 empty] | Ground Inspection | [20 empty] | EPSS,Ground Inspection, | EPSS Ground Inspection | EPSS Ground Inspection | EPSS, | EPSS | EPSS | EPSS, | EPSS | EPSS |  |  |  | , | FALSE
CORNING 11011620 | EPSS | EPSS | EPSS | [17 empty] | Ground Inspection | [18 empty] | EPSS, | EPSS | EPSS | EPSS, | EPSS | EPSS | EPSS,Ground Inspection, | EPSS Ground Inspection | EPSS Ground Inspection |  |  |  | , | FALSE
MADERA 11196552 | EPSS | EPSS | EPSS | [17 empty] | Ground Inspection | [18 empty] | EPSS, | EPSS | EPSS | EPSS, | EPSS | EPSS | EPSS,Ground Inspection, | EPSS Ground Inspection | EPSS Ground Inspection |  |  |  | , | FALSE
BLACKWELL 1102CB | EPSS | EPSS | EPSS | [16 empty] | Ground Inspection | Ground Inspection | [18 empty] | EPSS, | EPSS | EPSS | EPSS,Ground Inspection, | EPSS Ground Inspection | EPSS Ground Inspection | EPSS,Ground Inspection, | EPSS Ground Inspection | EPSS Ground Inspection |  |  |  | , | FALSE
CRESSEY 2103596130 | EPSS | EPSS | EPSS | [36 empty] | EPSS, | EPSS | EPSS | EPSS, | EPSS | EPSS | EPSS, | EPSS | EPSS |  |  |  | , | FALSE
SMYRNA 11021183 | EPSS | EPSS | EPSS | [17 empty] | Ground Inspection | [18 empty] | EPSS, | EPSS | EPSS | EPSS, | EPSS | EPSS | EPSS,Ground Inspection, | EPSS Ground Inspection | EPSS Ground Inspection |  |  |  | , | FALSE
PASO ROBLES 1102R64 | EPSS | EPSS | EPSS | [16 empty] | Ground Inspection | [19 empty] | EPSS, | EPSS | EPSS | EPSS,Ground Inspection, | EPSS Ground Inspection | EPSS Ground Inspection | EPSS, | EPSS | EPSS |  |  |  | , | FALSE
AIRWAYS 1107671922 | EPSS | EPSS | EPSS | [16 empty] | Ground Inspection | [19 empty] | EPSS, | EPSS | EPSS | EPSS,Ground Inspection, | EPSS Ground Inspection | EPSS Ground Inspection | EPSS, | EPSS | EPSS |  |  |  | , | FALSE
GLENN 11012552 | EPSS | EPSS | EPSS | [17 empty] | Ground Inspection | [18 empty] | EPSS, | EPSS | EPSS | EPSS, | EPSS | EPSS | EPSS,Ground Inspection, | EPSS Ground Inspection | EPSS Ground Inspection |  |  |  | , | FALSE
OCEANO 1106Q02 | EPSS | EPSS | EPSS | [36 empty] | EPSS, | EPSS | EPSS | EPSS, | EPSS | EPSS | EPSS, | EPSS | EPSS |  |  |  | , | FALSE
GOOSE LAKE 11061162 | EPSS | EPSS | EPSS | [17 empty] | Ground Inspection | [18 empty] | EPSS, | EPSS | EPSS | EPSS, | EPSS | EPSS | EPSS,Ground Inspection, | EPSS Ground Inspection | EPSS Ground Inspection |  |  |  | , | FALSE
EL NIDO 11044470 | EPSS | EPSS | EPSS | [36 empty] | EPSS, | EPSS | EPSS | EPSS, | EPSS | EPSS | EPSS, | EPSS | EPSS |  |  |  | , | FALSE
GEYSERVILLE 1101975350 | EPSS | EPSS | EPSS | [14 empty] | Aerial Inspection |  | Ground Inspection | [19 empty] | EPSS, | EPSS | EPSS | EPSS,Ground Inspection, | EPSS Ground Inspection | EPSS Ground Inspection | EPSS,Aerial Inspection, | EPSS Aerial Inspection | EPSS Aerial Inspection |  |  |  | , | FALSE
MORMON 1101922274 | EPSS | EPSS | EPSS | [15 empty] | Ground Inspection | [20 empty] | EPSS,Ground Inspection, | EPSS Ground Inspection | EPSS Ground Inspection | EPSS, | EPSS | EPSS | EPSS, | EPSS | EPSS |  |  |  | , | FALSE
TRES VIAS 11011982 | EPSS | EPSS | EPSS | [17 empty] | Ground Inspection | [18 empty] | EPSS, | EPSS | EPSS | EPSS, | EPSS | EPSS | EPSS,Ground Inspection, | EPSS Ground Inspection | EPSS Ground Inspection |  |  |  | , | FALSE
LIVINGSTON 110529612 | EPSS | EPSS | EPSS | [17 empty] | Ground Inspection | [18 empty] | EPSS, | EPSS | EPSS | EPSS, | EPSS | EPSS | EPSS,Ground Inspection, | EPSS Ground Inspection | EPSS Ground Inspection |  |  |  | , | FALSE
OROSI 110495092 | EPSS | EPSS | EPSS | [15 empty] | Ground Inspection | [20 empty] | EPSS,Ground Inspection, | EPSS Ground Inspection | EPSS Ground Inspection | EPSS, | EPSS | EPSS | EPSS, | EPSS | EPSS |  |  |  | , | FALSE
LOCKEFORD 2102206884 | EPSS | EPSS | EPSS | [17 empty] | Ground Inspection | [9 empty] | Line Sensors | [8 empty] | EPSS,Line Sensors, | EPSS Line Sensors | EPSS Line Sensors | EPSS, | EPSS | EPSS | EPSS,Ground Inspection, | EPSS Ground Inspection | EPSS Ground Inspection |  |  |  | , | FALSE
DAIRYLAND 11122060 | EPSS | EPSS | EPSS | [36 empty] | EPSS, | EPSS | EPSS | EPSS, | EPSS | EPSS | EPSS, | EPSS | EPSS |  |  |  | , | FALSE
TRES PINOS 11114032 | EPSS | EPSS | EPSS | [14 empty] | Aerial Inspection |  | Ground Inspection | [19 empty] | EPSS, | EPSS | EPSS | EPSS,Ground Inspection, | EPSS Ground Inspection | EPSS Ground Inspection | EPSS,Aerial Inspection, | EPSS Aerial Inspection | EPSS Aerial Inspection |  |  |  | , | FALSE
SANTA YNEZ 1104685160 | EPSS | EPSS | EPSS | [17 empty] | Ground Inspection | [18 empty] | EPSS, | EPSS | EPSS | EPSS, | EPSS | EPSS | EPSS,Ground Inspection, | EPSS Ground Inspection | EPSS Ground Inspection |  |  |  | , | FALSE
CORCORAN 11188180 | EPSS | EPSS | EPSS | [15 empty] | Ground Inspection | [20 empty] | EPSS,Ground Inspection, | EPSS Ground Inspection | EPSS Ground Inspection | EPSS, | EPSS | EPSS | EPSS, | EPSS | EPSS |  |  |  | , | FALSE
FAMOSO 110797800 | EPSS | EPSS | EPSS | [15 empty] | Ground Inspection | [20 empty] | EPSS,Ground Inspection, | EPSS Ground Inspection | EPSS Ground Inspection | EPSS, | EPSS | EPSS | EPSS, | EPSS | EPSS |  |  |  | , | FALSE
STONE CORRAL 11087100 | EPSS | EPSS | EPSS | [16 empty] | Ground Inspection | [19 empty] | EPSS, | EPSS | EPSS | EPSS,Ground Inspection, | EPSS Ground Inspection | EPSS Ground Inspection | EPSS, | EPSS | EPSS |  |  |  | , | FALSE
COPUS 1102CB | EPSS | EPSS | EPSS | [17 empty] | Ground Inspection | [18 empty] | EPSS, | EPSS | EPSS | EPSS, | EPSS | EPSS | EPSS,Ground Inspection, | EPSS Ground Inspection | EPSS Ground Inspection |  |  |  | , | FALSE
OILFIELDS 1103441010 | EPSS | EPSS | EPSS | [17 empty] | Ground Inspection | [6 empty] | Down Conductor Detection (DCD) | [11 empty] | EPSS,Down Conductor Detection (DCD), | EPSS Down Conductor Detection (DCD) | EPSS Down Conductor Detection (DCD) | EPSS, | EPSS | EPSS | EPSS,Ground Inspection, | EPSS Ground Inspection | EPSS Ground Inspection |  |  |  | , | FALSE
GANSO 11033276 | EPSS | EPSS | EPSS | [36 empty] | EPSS, | EPSS | EPSS | EPSS, | EPSS | EPSS | EPSS, | EPSS | EPSS |  |  |  | , | FALSE
OCEANO 1104337754 | EPSS | EPSS | EPSS | [13 empty] | Aerial Inspection |  | Ground Inspection | [20 empty] | EPSS,Ground Inspection, | EPSS Ground Inspection | EPSS Ground Inspection | EPSS,Aerial Inspection, | EPSS Aerial Inspection | EPSS Aerial Inspection | EPSS, | EPSS | EPSS |  |  |  | , | FALSE
GUSTINE 110264140 | EPSS | EPSS | EPSS | [36 empty] | EPSS, | EPSS | EPSS | EPSS, | EPSS | EPSS | EPSS, | EPSS | EPSS |  |  |  | , | FALSE
NEWHALL 11096000 | EPSS | EPSS | EPSS | [15 empty] | Ground Inspection | [20 empty] | EPSS,Ground Inspection, | EPSS Ground Inspection | EPSS Ground Inspection | EPSS, | EPSS | EPSS | EPSS, | EPSS | EPSS |  |  |  | , | FALSE
IGNACIO 1104469764 | EPSS | EPSS | EPSS | [16 empty] | Ground Inspection | Ground Inspection | [7 empty] | Down Conductor Detection (DCD) | [10 empty] | EPSS, | EPSS | EPSS | EPSS,Ground Inspection,Down Conductor Detection (DCD), | EPSS Ground Inspection Down Conductor Detection (DCD) | EPSS Ground Inspection Down Conductor Detection (DCD) | EPSS,Ground Inspection, | EPSS Ground Inspection | EPSS Ground Inspection |  |  |  | , | FALSE
CARUTHERS 1105749586 | EPSS | EPSS | EPSS | [15 empty] | Ground Inspection | [20 empty] | EPSS,Ground Inspection, | EPSS Ground Inspection | EPSS Ground Inspection | EPSS, | EPSS | EPSS | EPSS, | EPSS | EPSS |  |  |  | , | FALSE
ALPAUGH 11038030 | EPSS | EPSS | EPSS | [15 empty] | Ground Inspection | [20 empty] | EPSS,Ground Inspection, | EPSS Ground Inspection | EPSS Ground Inspection | EPSS, | EPSS | EPSS | EPSS, | EPSS | EPSS |  |  |  | , | FALSE
WAHTOKE 11087460 | EPSS | EPSS | EPSS | [16 empty] | Ground Inspection | Ground Inspection | [18 empty] | EPSS, | EPSS | EPSS | EPSS,Ground Inspection, | EPSS Ground Inspection | EPSS Ground Inspection | EPSS,Ground Inspection, | EPSS Ground Inspection | EPSS Ground Inspection |  |  |  | , | FALSE
WAHTOKE 11087570 | EPSS | EPSS | EPSS | [17 empty] | Ground Inspection | [18 empty] | EPSS, | EPSS | EPSS | EPSS, | EPSS | EPSS | EPSS,Ground Inspection, | EPSS Ground Inspection | EPSS Ground Inspection |  |  |  | , | FALSE
MC MULLIN 11066780 | EPSS | EPSS | EPSS | [15 empty] | Ground Inspection | Ground Inspection | [19 empty] | EPSS,Ground Inspection, | EPSS Ground Inspection | EPSS Ground Inspection | EPSS,Ground Inspection, | EPSS Ground Inspection | EPSS Ground Inspection | EPSS, | EPSS | EPSS |  |  |  | , | FALSE
GOOSE LAKE 2104573054 | EPSS | EPSS | EPSS | [16 empty] | Ground Inspection | [19 empty] | EPSS, | EPSS | EPSS | EPSS,Ground Inspection, | EPSS Ground Inspection | EPSS Ground Inspection | EPSS, | EPSS | EPSS |  |  |  | , | FALSE
MARYSVILLE 1108150116 | EPSS | EPSS | EPSS | [36 empty] | EPSS, | EPSS | EPSS | EPSS, | EPSS | EPSS | EPSS, | EPSS | EPSS |  |  |  | , | FALSE
AVENA 170212876 | EPSS | EPSS | EPSS | [15 empty] | Ground Inspection | [20 empty] | EPSS,Ground Inspection, | EPSS Ground Inspection | EPSS Ground Inspection | EPSS, | EPSS | EPSS | EPSS, | EPSS | EPSS |  |  |  | , | FALSE
SAN BENITO 210275262 | EPSS | EPSS | EPSS | [17 empty] | Ground Inspection | [18 empty] | EPSS, | EPSS | EPSS | EPSS, | EPSS | EPSS | EPSS,Ground Inspection, | EPSS Ground Inspection | EPSS Ground Inspection |  |  |  | , | FALSE
KINGSBURG 11136070 | EPSS | EPSS | EPSS | [36 empty] | EPSS, | EPSS | EPSS | EPSS, | EPSS | EPSS | EPSS, | EPSS | EPSS |  |  |  | , | FALSE
CHOWCHILLA 110652144 | EPSS | EPSS | EPSS | [15 empty] | Ground Inspection | [20 empty] | EPSS,Ground Inspection, | EPSS Ground Inspection | EPSS Ground Inspection | EPSS, | EPSS | EPSS | EPSS, | EPSS | EPSS |  |  |  | , | FALSE
FIREBAUGH 1101738194 | EPSS | EPSS | EPSS | [15 empty] | Ground Inspection | [20 empty] | EPSS,Ground Inspection, | EPSS Ground Inspection | EPSS Ground Inspection | EPSS, | EPSS | EPSS | EPSS, | EPSS | EPSS |  |  |  | , | FALSE
SEMITROPIC 111037810 | EPSS | EPSS | EPSS | [17 empty] | Ground Inspection | [18 empty] | EPSS, | EPSS | EPSS | EPSS, | EPSS | EPSS | EPSS,Ground Inspection, | EPSS Ground Inspection | EPSS Ground Inspection |  |  |  | , | FALSE
WAHTOKE 11087180 | EPSS | EPSS | EPSS | [16 empty] | Ground Inspection | Ground Inspection | [18 empty] | EPSS, | EPSS | EPSS | EPSS,Ground Inspection, | EPSS Ground Inspection | EPSS Ground Inspection | EPSS,Ground Inspection, | EPSS Ground Inspection | EPSS Ground Inspection |  |  |  | , | FALSE
STONE CORRAL 111075288 | EPSS | EPSS | EPSS | [16 empty] | Ground Inspection | [19 empty] | EPSS, | EPSS | EPSS | EPSS,Ground Inspection, | EPSS Ground Inspection | EPSS Ground Inspection | EPSS, | EPSS | EPSS |  |  |  | , | FALSE
MADISON 11038822 | EPSS | EPSS | EPSS | [16 empty] | Ground Inspection | [19 empty] | EPSS, | EPSS | EPSS | EPSS,Ground Inspection, | EPSS Ground Inspection | EPSS Ground Inspection | EPSS, | EPSS | EPSS |  |  |  | , | FALSE
EL CAPITAN 110311670 | EPSS | EPSS | EPSS | [15 empty] | Ground Inspection | [20 empty] | EPSS,Ground Inspection, | EPSS Ground Inspection | EPSS Ground Inspection | EPSS, | EPSS | EPSS | EPSS, | EPSS | EPSS |  |  |  | , | FALSE
HARDWICK 11026020 | EPSS | EPSS | EPSS | [15 empty] | Ground Inspection | [20 empty] | EPSS,Ground Inspection, | EPSS Ground Inspection | EPSS Ground Inspection | EPSS, | EPSS | EPSS | EPSS, | EPSS | EPSS |  |  |  | , | FALSE
GIFFEN 1103301980 | EPSS | EPSS | EPSS | [17 empty] | Ground Inspection | [18 empty] | EPSS, | EPSS | EPSS | EPSS, | EPSS | EPSS | EPSS,Ground Inspection, | EPSS Ground Inspection | EPSS Ground Inspection |  |  |  | , | FALSE
LAKEVILLE 1101266 | EPSS | EPSS | EPSS | [17 empty] | Ground Inspection | [18 empty] | EPSS, | EPSS | EPSS | EPSS, | EPSS | EPSS | EPSS,Ground Inspection, | EPSS Ground Inspection | EPSS Ground Inspection |  |  |  | , | FALSE
DALY CITY 110442434 | EPSS | EPSS | EPSS | [15 empty] | Ground Inspection | [20 empty] | EPSS,Ground Inspection, | EPSS Ground Inspection | EPSS Ground Inspection | EPSS, | EPSS | EPSS | EPSS, | EPSS | EPSS |  |  |  | , | FALSE
ROUGH AND READY ISLA 110211559 | EPSS | EPSS | EPSS | [36 empty] | EPSS, | EPSS | EPSS | EPSS, | EPSS | EPSS | EPSS, | EPSS | EPSS |  |  |  | , | FALSE
ANGIOLA 11038123F | EPSS | EPSS | EPSS | [16 empty] | Ground Inspection | [19 empty] | EPSS, | EPSS | EPSS | EPSS,Ground Inspection, | EPSS Ground Inspection | EPSS Ground Inspection | EPSS, | EPSS | EPSS |  |  |  | , | FALSE
CAMDEN 11046030 | EPSS | EPSS | EPSS | [15 empty] | Ground Inspection | [20 empty] | EPSS,Ground Inspection, | EPSS Ground Inspection | EPSS Ground Inspection | EPSS, | EPSS | EPSS | EPSS, | EPSS | EPSS |  |  |  | , | FALSE
MIDWAY 11021482 | EPSS | EPSS | EPSS | [15 empty] | Ground Inspection | [20 empty] | EPSS,Ground Inspection, | EPSS Ground Inspection | EPSS Ground Inspection | EPSS, | EPSS | EPSS | EPSS, | EPSS | EPSS |  |  |  | , | FALSE
PANOCHE 11013690 | EPSS | EPSS | EPSS | [36 empty] | EPSS, | EPSS | EPSS | EPSS, | EPSS | EPSS | EPSS, | EPSS | EPSS |  |  |  | , | FALSE
CHOLAME 2102X22 | EPSS | EPSS | EPSS | [15 empty] | Ground Inspection | Ground Inspection | [19 empty] | EPSS,Ground Inspection, | EPSS Ground Inspection | EPSS Ground Inspection | EPSS,Ground Inspection, | EPSS Ground Inspection | EPSS Ground Inspection | EPSS, | EPSS | EPSS |  |  |  | , | FALSE
CORNING 11043304 | EPSS | EPSS | EPSS | [17 empty] | Ground Inspection | [18 empty] | EPSS, | EPSS | EPSS | EPSS, | EPSS | EPSS | EPSS,Ground Inspection, | EPSS Ground Inspection | EPSS Ground Inspection |  |  |  | , | FALSE
MENDOTA 1102514238 | EPSS | EPSS | EPSS | [15 empty] | Ground Inspection |  | Ground Inspection | [18 empty] | EPSS,Ground Inspection, | EPSS Ground Inspection | EPSS Ground Inspection | EPSS, | EPSS | EPSS | EPSS,Ground Inspection, | EPSS Ground Inspection | EPSS Ground Inspection |  |  |  | , | FALSE
REEDLEY 1104882458 | EPSS | EPSS | EPSS | [36 empty] | EPSS, | EPSS | EPSS | EPSS, | EPSS | EPSS | EPSS, | EPSS | EPSS |  |  |  | , | FALSE
CAPAY 11022264 | EPSS | EPSS | EPSS | [17 empty] | Ground Inspection | [18 empty] | EPSS, | EPSS | EPSS | EPSS, | EPSS | EPSS | EPSS,Ground Inspection, | EPSS Ground Inspection | EPSS Ground Inspection |  |  |  | , | FALSE
GANSO 1103635704 | EPSS | EPSS | EPSS | [36 empty] | EPSS, | EPSS | EPSS | EPSS, | EPSS | EPSS | EPSS, | EPSS | EPSS |  |  |  | , | FALSE
LLAGAS 2106XR146 | EPSS | EPSS | EPSS | [15 empty] | Ground Inspection | Ground Inspection | [19 empty] | EPSS,Ground Inspection, | EPSS Ground Inspection | EPSS Ground Inspection | EPSS,Ground Inspection, | EPSS Ground Inspection | EPSS Ground Inspection | EPSS, | EPSS | EPSS |  |  |  | , | FALSE
CHARCA 11024769 | EPSS | EPSS | EPSS | [17 empty] | Ground Inspection | [18 empty] | EPSS, | EPSS | EPSS | EPSS, | EPSS | EPSS | EPSS,Ground Inspection, | EPSS Ground Inspection | EPSS Ground Inspection |  |  |  | , | FALSE
SMYRNA 1102122328 | EPSS | EPSS | EPSS | [17 empty] | Ground Inspection | [18 empty] | EPSS, | EPSS | EPSS | EPSS, | EPSS | EPSS | EPSS,Ground Inspection, | EPSS Ground Inspection | EPSS Ground Inspection |  |  |  | , | FALSE
HAMMONDS 1104CB | EPSS | EPSS | EPSS | [15 empty] | Ground Inspection | [20 empty] | EPSS,Ground Inspection, | EPSS Ground Inspection | EPSS Ground Inspection | EPSS, | EPSS | EPSS | EPSS, | EPSS | EPSS |  |  |  | , | FALSE
GANSO 110454276 | EPSS | EPSS | EPSS | [36 empty] | EPSS, | EPSS | EPSS | EPSS, | EPSS | EPSS | EPSS, | EPSS | EPSS |  |  |  | , | FALSE
DELEVAN 1101CB | EPSS | EPSS | EPSS | [36 empty] | EPSS, | EPSS | EPSS | EPSS, | EPSS | EPSS | EPSS, | EPSS | EPSS |  |  |  | , | FALSE
CAL WATER 1103CB | EPSS | EPSS | EPSS | [36 empty] | EPSS, | EPSS | EPSS | EPSS, | EPSS | EPSS | EPSS, | EPSS | EPSS |  |  |  | , | FALSE
MIDDLE RIVER 110292188 | EPSS | EPSS | EPSS | [36 empty] | EPSS, | EPSS | EPSS | EPSS, | EPSS | EPSS | EPSS, | EPSS | EPSS |  |  |  | , | FALSE
COALINGA NO 1 11099210 | EPSS | EPSS | EPSS | [13 empty] | Aerial Inspection |  | Ground Inspection | [20 empty] | EPSS,Ground Inspection, | EPSS Ground Inspection | EPSS Ground Inspection | EPSS,Aerial Inspection, | EPSS Aerial Inspection | EPSS Aerial Inspection | EPSS, | EPSS | EPSS |  |  |  | , | FALSE
SMYRNA 1102CB | EPSS | EPSS | EPSS | [17 empty] | Ground Inspection | [18 empty] | EPSS, | EPSS | EPSS | EPSS, | EPSS | EPSS | EPSS,Ground Inspection, | EPSS Ground Inspection | EPSS Ground Inspection |  |  |  | , | FALSE
LINDEN 110111944 | EPSS | EPSS | EPSS | [16 empty] | Ground Inspection | [19 empty] | EPSS, | EPSS | EPSS | EPSS,Ground Inspection, | EPSS Ground Inspection | EPSS Ground Inspection | EPSS, | EPSS | EPSS |  |  |  | , | FALSE
PLAINFIELD 110512792 | EPSS | EPSS | EPSS | [16 empty] | Ground Inspection | [19 empty] | EPSS, | EPSS | EPSS | EPSS,Ground Inspection, | EPSS Ground Inspection | EPSS Ground Inspection | EPSS, | EPSS | EPSS |  |  |  | , | FALSE
SCHINDLER 1110190384 | EPSS | EPSS | EPSS | [17 empty] | Ground Inspection | [18 empty] | EPSS, | EPSS | EPSS | EPSS, | EPSS | EPSS | EPSS,Ground Inspection, | EPSS Ground Inspection | EPSS Ground Inspection |  |  |  | , | FALSE
COTTLE 17089860 | EPSS | EPSS | EPSS | [16 empty] | Ground Inspection | Ground Inspection | [18 empty] | EPSS, | EPSS | EPSS | EPSS,Ground Inspection, | EPSS Ground Inspection | EPSS Ground Inspection | EPSS,Ground Inspection, | EPSS Ground Inspection | EPSS Ground Inspection |  |  |  | , | FALSE
SANTA MARIA 1112M148 | EPSS | EPSS | EPSS | [36 empty] | EPSS, | EPSS | EPSS | EPSS, | EPSS | EPSS | EPSS, | EPSS | EPSS |  |  |  | , | FALSE
EIGHT MILE 210614839 | EPSS | EPSS | EPSS | [36 empty] | EPSS, | EPSS | EPSS | EPSS, | EPSS | EPSS | EPSS, | EPSS | EPSS |  |  |  | , | FALSE
GRAND ISLAND 222418332 | EPSS | EPSS | EPSS | [36 empty] | EPSS, | EPSS | EPSS | EPSS, | EPSS | EPSS | EPSS, | EPSS | EPSS |  |  |  | , | FALSE
CHOLAME 210249414 | EPSS | EPSS | EPSS | [16 empty] | Ground Inspection | [19 empty] | EPSS, | EPSS | EPSS | EPSS,Ground Inspection, | EPSS Ground Inspection | EPSS Ground Inspection | EPSS, | EPSS | EPSS |  |  |  | , | FALSE
MORGAN HILL 2105XR312 | EPSS | EPSS | EPSS | [15 empty] | Ground Inspection | [11 empty] | Line Sensors | [8 empty] | EPSS,Ground Inspection,Line Sensors, | EPSS Ground Inspection Line Sensors | EPSS Ground Inspection Line Sensors | EPSS, | EPSS | EPSS | EPSS, | EPSS | EPSS |  |  |  | , | FALSE
DIVIDE 1101CB | EPSS | EPSS | EPSS | [36 empty] | EPSS, | EPSS | EPSS | EPSS, | EPSS | EPSS | EPSS, | EPSS | EPSS |  |  |  | , | FALSE
WATERLOO 11011375 | EPSS | EPSS | EPSS | [15 empty] | Ground Inspection | Ground Inspection | [19 empty] | EPSS,Ground Inspection, | EPSS Ground Inspection | EPSS Ground Inspection | EPSS,Ground Inspection, | EPSS Ground Inspection | EPSS Ground Inspection | EPSS, | EPSS | EPSS |  |  |  | , | FALSE
CHOLAME 2102X24 | EPSS | EPSS | EPSS | [15 empty] | Ground Inspection | Ground Inspection | [19 empty] | EPSS,Ground Inspection, | EPSS Ground Inspection | EPSS Ground Inspection | EPSS,Ground Inspection, | EPSS Ground Inspection | EPSS Ground Inspection | EPSS, | EPSS | EPSS |  |  |  | , | FALSE
STONE CORRAL 1110CB | EPSS | EPSS | EPSS | [16 empty] | Ground Inspection | [19 empty] | EPSS, | EPSS | EPSS | EPSS,Ground Inspection, | EPSS Ground Inspection | EPSS Ground Inspection | EPSS, | EPSS | EPSS |  |  |  | , | FALSE
COLUMBUS 11054055 | EPSS | EPSS | EPSS | [36 empty] | EPSS, | EPSS | EPSS | EPSS, | EPSS | EPSS | EPSS, | EPSS | EPSS |  |  |  | , | FALSE
LOS OSITOS 21027592 | EPSS | EPSS | EPSS | [16 empty] | Ground Inspection | [19 empty] | EPSS, | EPSS | EPSS | EPSS,Ground Inspection, | EPSS Ground Inspection | EPSS Ground Inspection | EPSS, | EPSS | EPSS |  |  |  | , | FALSE
WILSON 110348236 | EPSS | EPSS | EPSS | [36 empty] | EPSS, | EPSS | EPSS | EPSS, | EPSS | EPSS | EPSS, | EPSS | EPSS |  |  |  | , | FALSE
BUTTE 1107551918 | EPSS | EPSS | EPSS | [36 empty] | EPSS, | EPSS | EPSS | EPSS, | EPSS | EPSS | EPSS, | EPSS | EPSS |  |  |  | , | FALSE
TUPMAN 11064890 | EPSS | EPSS | EPSS | [17 empty] | Ground Inspection | [18 empty] | EPSS, | EPSS | EPSS | EPSS, | EPSS | EPSS | EPSS,Ground Inspection, | EPSS Ground Inspection | EPSS Ground Inspection |  |  |  | , | FALSE
STONE CORRAL 11087592F | EPSS | EPSS | EPSS | [16 empty] | Ground Inspection | [19 empty] | EPSS, | EPSS | EPSS | EPSS,Ground Inspection, | EPSS Ground Inspection | EPSS Ground Inspection | EPSS, | EPSS | EPSS |  |  |  | , | FALSE
TUPMAN 110375380 | EPSS | EPSS | EPSS | [15 empty] | Ground Inspection | Ground Inspection | [19 empty] | EPSS,Ground Inspection, | EPSS Ground Inspection | EPSS Ground Inspection | EPSS,Ground Inspection, | EPSS Ground Inspection | EPSS Ground Inspection | EPSS, | EPSS | EPSS |  |  |  | , | FALSE
HOLLISTER 21044782 | EPSS | EPSS | EPSS | [16 empty] | Ground Inspection | Ground Inspection | [18 empty] | EPSS, | EPSS | EPSS | EPSS,Ground Inspection, | EPSS Ground Inspection | EPSS Ground Inspection | EPSS,Ground Inspection, | EPSS Ground Inspection | EPSS Ground Inspection |  |  |  | , | FALSE
BERRENDA C 0401CB | EPSS | EPSS | EPSS | [36 empty] | EPSS, | EPSS | EPSS | EPSS, | EPSS | EPSS | EPSS, | EPSS | EPSS |  |  |  | , | FALSE
CHARCA 11034333 | EPSS | EPSS | EPSS | [17 empty] | Ground Inspection | [18 empty] | EPSS, | EPSS | EPSS | EPSS, | EPSS | EPSS | EPSS,Ground Inspection, | EPSS Ground Inspection | EPSS Ground Inspection |  |  |  | , | FALSE
TUPMAN 11064981 | EPSS | EPSS | EPSS | [17 empty] | Ground Inspection | [18 empty] | EPSS, | EPSS | EPSS | EPSS, | EPSS | EPSS | EPSS,Ground Inspection, | EPSS Ground Inspection | EPSS Ground Inspection |  |  |  | , | FALSE
EL CAPITAN 110354922 | EPSS | EPSS | EPSS | [17 empty] | Ground Inspection | [18 empty] | EPSS, | EPSS | EPSS | EPSS, | EPSS | EPSS | EPSS,Ground Inspection, | EPSS Ground Inspection | EPSS Ground Inspection |  |  |  | , | FALSE
EDENVALE 210589634 | EPSS | EPSS | EPSS | [36 empty] | EPSS, | EPSS | EPSS | EPSS, | EPSS | EPSS | EPSS, | EPSS | EPSS |  |  |  | , | FALSE
LINDEN 11042456 | EPSS | EPSS | EPSS | [15 empty] | Ground Inspection | [20 empty] | EPSS,Ground Inspection, | EPSS Ground Inspection | EPSS Ground Inspection | EPSS, | EPSS | EPSS | EPSS, | EPSS | EPSS |  |  |  | , | FALSE
CORNING 11041706 | EPSS | EPSS | EPSS | [17 empty] | Ground Inspection | [18 empty] | EPSS, | EPSS | EPSS | EPSS, | EPSS | EPSS | EPSS,Ground Inspection, | EPSS Ground Inspection | EPSS Ground Inspection |  |  |  | , | FALSE
EL NIDO 1102840410 | EPSS | EPSS | EPSS | [16 empty] | Ground Inspection | Ground Inspection | [18 empty] | EPSS, | EPSS | EPSS | EPSS,Ground Inspection, | EPSS Ground Inspection | EPSS Ground Inspection | EPSS,Ground Inspection, | EPSS Ground Inspection | EPSS Ground Inspection |  |  |  | , | FALSE
HOLLISTER 210228421 | EPSS | EPSS | EPSS | [15 empty] | Ground Inspection | [20 empty] | EPSS,Ground Inspection, | EPSS Ground Inspection | EPSS Ground Inspection | EPSS, | EPSS | EPSS | EPSS, | EPSS | EPSS |  |  |  | , | FALSE
LOGAN CREEK 21022428 | EPSS | EPSS | EPSS | [15 empty] | Ground Inspection | [11 empty] | Line Sensors | [8 empty] | EPSS,Ground Inspection,Line Sensors, | EPSS Ground Inspection Line Sensors | EPSS Ground Inspection Line Sensors | EPSS, | EPSS | EPSS | EPSS, | EPSS | EPSS |  |  |  | , | FALSE
PRUNEDALE 110725695 | EPSS | EPSS | EPSS | [17 empty] | Ground Inspection | [18 empty] | EPSS, | EPSS | EPSS | EPSS, | EPSS | EPSS | EPSS,Ground Inspection, | EPSS Ground Inspection | EPSS Ground Inspection |  |  |  | , | FALSE
SANTA MARIA 1112M74 | EPSS | EPSS | EPSS | [36 empty] | EPSS, | EPSS | EPSS | EPSS, | EPSS | EPSS | EPSS, | EPSS | EPSS |  |  |  | , | FALSE
MC ARTHUR 110138998 | EPSS | EPSS | EPSS | [14 empty] | Aerial Inspection |  | Ground Inspection | [7 empty] | Down Conductor Detection (DCD) | [11 empty] | EPSS,Down Conductor Detection (DCD), | EPSS Down Conductor Detection (DCD) | EPSS Down Conductor Detection (DCD) | EPSS,Ground Inspection, | EPSS Ground Inspection | EPSS Ground Inspection | EPSS,Aerial Inspection, | EPSS Aerial Inspection | EPSS Aerial Inspection |  |  |  | , | FALSE
TEMPLETON 2109R74 | EPSS | EPSS | EPSS | [16 empty] | Ground Inspection | [19 empty] | EPSS, | EPSS | EPSS | EPSS,Ground Inspection, | EPSS Ground Inspection | EPSS Ground Inspection | EPSS, | EPSS | EPSS |  |  |  | , | FALSE
ANGIOLA 11038680 | EPSS | EPSS | EPSS | [16 empty] | Ground Inspection | [19 empty] | EPSS, | EPSS | EPSS | EPSS,Ground Inspection, | EPSS Ground Inspection | EPSS Ground Inspection | EPSS, | EPSS | EPSS |  |  |  | , | FALSE
EL CAPITAN 1103182416 | EPSS | EPSS | EPSS | [36 empty] | EPSS, | EPSS | EPSS | EPSS, | EPSS | EPSS | EPSS, | EPSS | EPSS |  |  |  | , | FALSE
STONE CORRAL 111048350 | EPSS | EPSS | EPSS | [16 empty] | Ground Inspection | [19 empty] | EPSS, | EPSS | EPSS | EPSS,Ground Inspection, | EPSS Ground Inspection | EPSS Ground Inspection | EPSS, | EPSS | EPSS |  |  |  | , | FALSE
PLEASANT GROVE 21106128 | EPSS | EPSS | EPSS | [17 empty] | Ground Inspection | [18 empty] | EPSS, | EPSS | EPSS | EPSS, | EPSS | EPSS | EPSS,Ground Inspection, | EPSS Ground Inspection | EPSS Ground Inspection |  |  |  | , | FALSE
STOREY 1108191286 | EPSS | EPSS | EPSS | [15 empty] | Ground Inspection |  | Ground Inspection | [18 empty] | EPSS,Ground Inspection, | EPSS Ground Inspection | EPSS Ground Inspection | EPSS, | EPSS | EPSS | EPSS,Ground Inspection, | EPSS Ground Inspection | EPSS Ground Inspection |  |  |  | , | FALSE
ARBUCKLE 11044508 | EPSS | EPSS | EPSS | [16 empty] | Ground Inspection | Ground Inspection | [18 empty] | EPSS, | EPSS | EPSS | EPSS,Ground Inspection, | EPSS Ground Inspection | EPSS Ground Inspection | EPSS,Ground Inspection, | EPSS Ground Inspection | EPSS Ground Inspection |  |  |  | , | FALSE
EL CAPITAN 110311820 | EPSS | EPSS | EPSS | [36 empty] | EPSS, | EPSS | EPSS | EPSS, | EPSS | EPSS | EPSS, | EPSS | EPSS |  |  |  | , | FALSE
SAN ARDO 11027066 | EPSS | EPSS | EPSS | [15 empty] | Ground Inspection | [20 empty] | EPSS,Ground Inspection, | EPSS Ground Inspection | EPSS Ground Inspection | EPSS, | EPSS | EPSS | EPSS, | EPSS | EPSS |  |  |  | , | FALSE
MADISON 21019512 | EPSS | EPSS | EPSS | [17 empty] | Ground Inspection | [9 empty] | Line Sensors | [8 empty] | EPSS,Line Sensors, | EPSS Line Sensors | EPSS Line Sensors | EPSS, | EPSS | EPSS | EPSS,Ground Inspection, | EPSS Ground Inspection | EPSS Ground Inspection |  |  |  | , | FALSE
FAMOSO 1102CB | EPSS | EPSS | EPSS | [16 empty] | Ground Inspection | Ground Inspection | [18 empty] | EPSS, | EPSS | EPSS | EPSS,Ground Inspection, | EPSS Ground Inspection | EPSS Ground Inspection | EPSS,Ground Inspection, | EPSS Ground Inspection | EPSS Ground Inspection |  |  |  | , | FALSE
DUNNIGAN 11014706 | EPSS | EPSS | EPSS | [17 empty] | Ground Inspection | [18 empty] | EPSS, | EPSS | EPSS | EPSS, | EPSS | EPSS | EPSS,Ground Inspection, | EPSS Ground Inspection | EPSS Ground Inspection |  |  |  | , | FALSE
ZAMORA 110723472 | EPSS | EPSS | EPSS | [17 empty] | Ground Inspection | [18 empty] | EPSS, | EPSS | EPSS | EPSS, | EPSS | EPSS | EPSS,Ground Inspection, | EPSS Ground Inspection | EPSS Ground Inspection |  |  |  | , | FALSE
KERMAN 110447386 | EPSS | EPSS | EPSS | [36 empty] | EPSS, | EPSS | EPSS | EPSS, | EPSS | EPSS | EPSS, | EPSS | EPSS |  |  |  | , | FALSE
LOCKEFORD 21024484 | EPSS | EPSS | EPSS | [27 empty] | Line Sensors | [8 empty] | EPSS,Line Sensors, | EPSS Line Sensors | EPSS Line Sensors | EPSS, | EPSS | EPSS | EPSS, | EPSS | EPSS |  |  |  | , | FALSE
ORO LOMA 11089770 | EPSS | EPSS | EPSS | [16 empty] | Ground Inspection | [19 empty] | EPSS, | EPSS | EPSS | EPSS,Ground Inspection, | EPSS Ground Inspection | EPSS Ground Inspection | EPSS, | EPSS | EPSS |  |  |  | , | FALSE
ELK HILLS 11044306 | EPSS | EPSS | EPSS | [15 empty] | Ground Inspection | [20 empty] | EPSS,Ground Inspection, | EPSS Ground Inspection | EPSS Ground Inspection | EPSS, | EPSS | EPSS | EPSS, | EPSS | EPSS |  |  |  | , | FALSE
PANOCHE 11023460 | EPSS | EPSS | EPSS | [15 empty] | Ground Inspection |  | Ground Inspection | [18 empty] | EPSS,Ground Inspection, | EPSS Ground Inspection | EPSS Ground Inspection | EPSS, | EPSS | EPSS | EPSS,Ground Inspection, | EPSS Ground Inspection | EPSS Ground Inspection |  |  |  | , | FALSE
DAIRYLAND 111254694 | EPSS | EPSS | EPSS | [16 empty] | Ground Inspection | Ground Inspection | [18 empty] | EPSS, | EPSS | EPSS | EPSS,Ground Inspection, | EPSS Ground Inspection | EPSS Ground Inspection | EPSS,Ground Inspection, | EPSS Ground Inspection | EPSS Ground Inspection |  |  |  | , | FALSE
STOREY 1108239026 | EPSS | EPSS | EPSS | [17 empty] | Ground Inspection | [18 empty] | EPSS, | EPSS | EPSS | EPSS, | EPSS | EPSS | EPSS,Ground Inspection, | EPSS Ground Inspection | EPSS Ground Inspection |  |  |  | , | FALSE
SAN MIGUEL 1104R58 | EPSS | EPSS | EPSS | [14 empty] | Aerial Inspection |  | Ground Inspection | Ground Inspection | [18 empty] | EPSS, | EPSS | EPSS | EPSS,Ground Inspection, | EPSS Ground Inspection | EPSS Ground Inspection | EPSS,Aerial Inspection,Ground Inspection, | EPSS Aerial Inspection Ground Inspection | EPSS Aerial Inspection Ground Inspection |  |  |  | , | FALSE
PANOCHE 1101CB | EPSS | EPSS | EPSS | [15 empty] | Ground Inspection |  | Ground Inspection | [18 empty] | EPSS,Ground Inspection, | EPSS Ground Inspection | EPSS Ground Inspection | EPSS, | EPSS | EPSS | EPSS,Ground Inspection, | EPSS Ground Inspection | EPSS Ground Inspection |  |  |  | , | FALSE
WILSON 1102332156 | EPSS | EPSS | EPSS | [36 empty] | EPSS, | EPSS | EPSS | EPSS, | EPSS | EPSS | EPSS, | EPSS | EPSS |  |  |  | , | FALSE
ATWATER 11027160 | EPSS | EPSS | EPSS | [16 empty] | Ground Inspection | Ground Inspection | [18 empty] | EPSS, | EPSS | EPSS | EPSS,Ground Inspection, | EPSS Ground Inspection | EPSS Ground Inspection | EPSS,Ground Inspection, | EPSS Ground Inspection | EPSS Ground Inspection |  |  |  | , | FALSE
COTTLE 17033292 | EPSS | EPSS | EPSS | [16 empty] | Ground Inspection | Ground Inspection | [18 empty] | EPSS, | EPSS | EPSS | EPSS,Ground Inspection, | EPSS Ground Inspection | EPSS Ground Inspection | EPSS,Ground Inspection, | EPSS Ground Inspection | EPSS Ground Inspection |  |  |  | , | FALSE
PANOCHE 11023700 | EPSS | EPSS | EPSS | [15 empty] | Ground Inspection |  | Ground Inspection | [18 empty] | EPSS,Ground Inspection, | EPSS Ground Inspection | EPSS Ground Inspection | EPSS, | EPSS | EPSS | EPSS,Ground Inspection, | EPSS Ground Inspection | EPSS Ground Inspection |  |  |  | , | FALSE
LOGAN CREEK 210237316 | EPSS | EPSS | EPSS | [15 empty] | Ground Inspection | [11 empty] | Line Sensors | [8 empty] | EPSS,Ground Inspection,Line Sensors, | EPSS Ground Inspection Line Sensors | EPSS Ground Inspection Line Sensors | EPSS, | EPSS | EPSS | EPSS, | EPSS | EPSS |  |  |  | , | FALSE
CORCORAN 11048150 | EPSS | EPSS | EPSS | [36 empty] | EPSS, | EPSS | EPSS | EPSS, | EPSS | EPSS | EPSS, | EPSS | EPSS |  |  |  | , | FALSE
TUDOR 11011236 | EPSS | EPSS | EPSS | [16 empty] | Ground Inspection | [19 empty] | EPSS, | EPSS | EPSS | EPSS,Ground Inspection, | EPSS Ground Inspection | EPSS Ground Inspection | EPSS, | EPSS | EPSS |  |  |  | , | FALSE
GANSO 1103CB | EPSS | EPSS | EPSS | [36 empty] | EPSS, | EPSS | EPSS | EPSS, | EPSS | EPSS | EPSS, | EPSS | EPSS |  |  |  | , | FALSE
NORCO 1101309854 | EPSS | EPSS | EPSS | [17 empty] | Ground Inspection | [18 empty] | EPSS, | EPSS | EPSS | EPSS, | EPSS | EPSS | EPSS,Ground Inspection, | EPSS Ground Inspection | EPSS Ground Inspection |  |  |  | , | FALSE
REEDLEY 11127919F | EPSS | EPSS | EPSS | [16 empty] | Ground Inspection | [8 empty] | Down Conductor Detection (DCD) | [10 empty] | EPSS, | EPSS | EPSS | EPSS,Ground Inspection,Down Conductor Detection (DCD), | EPSS Ground Inspection Down Conductor Detection (DCD) | EPSS Ground Inspection Down Conductor Detection (DCD) | EPSS, | EPSS | EPSS |  |  |  | , | FALSE
PASO ROBLES 1103P08 | EPSS | EPSS | EPSS | [16 empty] | Ground Inspection | [19 empty] | EPSS, | EPSS | EPSS | EPSS,Ground Inspection, | EPSS Ground Inspection | EPSS Ground Inspection | EPSS, | EPSS | EPSS |  |  |  | , | FALSE
STOREY 11095140 | EPSS | EPSS | EPSS | [15 empty] | Ground Inspection | Ground Inspection | [19 empty] | EPSS,Ground Inspection, | EPSS Ground Inspection | EPSS Ground Inspection | EPSS,Ground Inspection, | EPSS Ground Inspection | EPSS Ground Inspection | EPSS, | EPSS | EPSS |  |  |  | , | FALSE
TYLER 11041522 | EPSS | EPSS | EPSS | [36 empty] | EPSS, | EPSS | EPSS | EPSS, | EPSS | EPSS | EPSS, | EPSS | EPSS |  |  |  | , | FALSE
ARBUCKLE 110195678 | EPSS | EPSS | EPSS | [16 empty] | Ground Inspection | Ground Inspection | [18 empty] | EPSS, | EPSS | EPSS | EPSS,Ground Inspection, | EPSS Ground Inspection | EPSS Ground Inspection | EPSS,Ground Inspection, | EPSS Ground Inspection | EPSS Ground Inspection |  |  |  | , | FALSE
DELEVAN 1102CB | EPSS | EPSS | EPSS | [36 empty] | EPSS, | EPSS | EPSS | EPSS, | EPSS | EPSS | EPSS, | EPSS | EPSS |  |  |  | , | FALSE
WHEELER RIDGE 110170228 | EPSS | EPSS | EPSS | [15 empty] | Ground Inspection | [20 empty] | EPSS,Ground Inspection, | EPSS Ground Inspection | EPSS Ground Inspection | EPSS, | EPSS | EPSS | EPSS, | EPSS | EPSS |  |  |  | , | FALSE
ARBUCKLE 1104499738 | EPSS | EPSS | EPSS | [16 empty] | Ground Inspection | [19 empty] | EPSS, | EPSS | EPSS | EPSS,Ground Inspection, | EPSS Ground Inspection | EPSS Ground Inspection | EPSS, | EPSS | EPSS |  |  |  | , | FALSE
COTATI 1103310 | EPSS | EPSS | EPSS | [13 empty] | Aerial Inspection |  | Ground Inspection | Ground Inspection | [7 empty] | Down Conductor Detection (DCD) | [11 empty] | EPSS,Ground Inspection,Down Conductor Detection (DCD), | EPSS Ground Inspection Down Conductor Detection (DCD) | EPSS Ground Inspection Down Conductor Detection (DCD) | EPSS,Aerial Inspection,Ground Inspection, | EPSS Aerial Inspection Ground Inspection | EPSS Aerial Inspection Ground Inspection | EPSS, | EPSS | EPSS |  |  |  | , | FALSE
KINGSBURG 1110CB | EPSS | EPSS | EPSS | [36 empty] | EPSS, | EPSS | EPSS | EPSS, | EPSS | EPSS | EPSS, | EPSS | EPSS |  |  |  | , | FALSE
BUENA VISTA 1102555392 | EPSS | EPSS | EPSS | [36 empty] | EPSS, | EPSS | EPSS | EPSS, | EPSS | EPSS | EPSS, | EPSS | EPSS |  |  |  | , | FALSE
CHARCA 11034618 | EPSS | EPSS | EPSS | [16 empty] | Ground Inspection | Ground Inspection | [18 empty] | EPSS, | EPSS | EPSS | EPSS,Ground Inspection, | EPSS Ground Inspection | EPSS Ground Inspection | EPSS,Ground Inspection, | EPSS Ground Inspection | EPSS Ground Inspection |  |  |  | , | FALSE
PIPER BANK 0401CB | EPSS | EPSS | EPSS | [16 empty] | Ground Inspection | [19 empty] | EPSS, | EPSS | EPSS | EPSS,Ground Inspection, | EPSS Ground Inspection | EPSS Ground Inspection | EPSS, | EPSS | EPSS |  |  |  | , | FALSE
GERBER 11023771 | EPSS | EPSS | EPSS | [36 empty] | EPSS, | EPSS | EPSS | EPSS, | EPSS | EPSS | EPSS, | EPSS | EPSS |  |  |  | , | FALSE
HAMMONDS 1101CB | EPSS | EPSS | EPSS | [15 empty] | Ground Inspection | [20 empty] | EPSS,Ground Inspection, | EPSS Ground Inspection | EPSS Ground Inspection | EPSS, | EPSS | EPSS | EPSS, | EPSS | EPSS |  |  |  | , | FALSE
SANTA YNEZ 1104564710 | EPSS | EPSS | EPSS | [6 empty] | Expulsion Fuse Replacement | [29 empty] | EPSS,Expulsion Fuse Replacement, | EPSS Expulsion Fuse Replacement | EPSS Expulsion Fuse Replacement | EPSS, | EPSS | EPSS | EPSS, | EPSS | EPSS |  |  |  | , | FALSE
COTTLE 170194082 | EPSS | EPSS | EPSS | [15 empty] | Ground Inspection | Ground Inspection | Ground Inspection | [18 empty] | EPSS,Ground Inspection, | EPSS Ground Inspection | EPSS Ground Inspection | EPSS,Ground Inspection, | EPSS Ground Inspection | EPSS Ground Inspection | EPSS,Ground Inspection, | EPSS Ground Inspection | EPSS Ground Inspection |  |  |  | , | FALSE
WEEDPATCH 110613390 | EPSS | EPSS | EPSS | [17 empty] | Ground Inspection | [18 empty] | EPSS, | EPSS | EPSS | EPSS, | EPSS | EPSS | EPSS,Ground Inspection, | EPSS Ground Inspection | EPSS Ground Inspection |  |  |  | , | FALSE
SMYRNA 1101CB | EPSS | EPSS | EPSS | [17 empty] | Ground Inspection | [18 empty] | EPSS, | EPSS | EPSS | EPSS, | EPSS | EPSS | EPSS,Ground Inspection, | EPSS Ground Inspection | EPSS Ground Inspection |  |  |  | , | FALSE
WESTLEY 11038640 | EPSS | EPSS | EPSS | [15 empty] | Ground Inspection | [20 empty] | EPSS,Ground Inspection, | EPSS Ground Inspection | EPSS Ground Inspection | EPSS, | EPSS | EPSS | EPSS, | EPSS | EPSS |  |  |  | , | FALSE
GOOSE LAKE 11063290 | EPSS | EPSS | EPSS | [36 empty] | EPSS, | EPSS | EPSS | EPSS, | EPSS | EPSS | EPSS, | EPSS | EPSS |  |  |  | , | FALSE
DEVILS DEN 1102460850 | EPSS | EPSS | EPSS | [16 empty] | Ground Inspection | [19 empty] | EPSS, | EPSS | EPSS | EPSS,Ground Inspection, | EPSS Ground Inspection | EPSS Ground Inspection | EPSS, | EPSS | EPSS |  |  |  | , | FALSE
CORCORAN 111677788 | EPSS | EPSS | EPSS | [15 empty] | Ground Inspection | [20 empty] | EPSS,Ground Inspection, | EPSS Ground Inspection | EPSS Ground Inspection | EPSS, | EPSS | EPSS | EPSS, | EPSS | EPSS |  |  |  | , | FALSE
RIVERBANK 171499660 | EPSS | EPSS | EPSS | [15 empty] | Ground Inspection | [20 empty] | EPSS,Ground Inspection, | EPSS Ground Inspection | EPSS Ground Inspection | EPSS, | EPSS | EPSS | EPSS, | EPSS | EPSS |  |  |  | , | FALSE
ANTELOPE 1101CB | EPSS | EPSS | EPSS | [16 empty] | Ground Inspection | [19 empty] | EPSS, | EPSS | EPSS | EPSS,Ground Inspection, | EPSS Ground Inspection | EPSS Ground Inspection | EPSS, | EPSS | EPSS |  |  |  | , | FALSE
EL PECO 110511700 | EPSS | EPSS | EPSS | [15 empty] | Ground Inspection | Ground Inspection | [19 empty] | EPSS,Ground Inspection, | EPSS Ground Inspection | EPSS Ground Inspection | EPSS,Ground Inspection, | EPSS Ground Inspection | EPSS Ground Inspection | EPSS, | EPSS | EPSS |  |  |  | , | FALSE
ORO LOMA 1116CB | EPSS | EPSS | EPSS | [15 empty] | Ground Inspection | Ground Inspection | [19 empty] | EPSS,Ground Inspection, | EPSS Ground Inspection | EPSS Ground Inspection | EPSS,Ground Inspection, | EPSS Ground Inspection | EPSS Ground Inspection | EPSS, | EPSS | EPSS |  |  |  | , | FALSE
PANOCHE 110110480 | EPSS | EPSS | EPSS | [15 empty] | Ground Inspection | [20 empty] | EPSS,Ground Inspection, | EPSS Ground Inspection | EPSS Ground Inspection | EPSS, | EPSS | EPSS | EPSS, | EPSS | EPSS |  |  |  | , | FALSE
ORO LOMA 111711020 | EPSS | EPSS | EPSS | [15 empty] | Ground Inspection | Ground Inspection | [19 empty] | EPSS,Ground Inspection, | EPSS Ground Inspection | EPSS Ground Inspection | EPSS,Ground Inspection, | EPSS Ground Inspection | EPSS Ground Inspection | EPSS, | EPSS | EPSS |  |  |  | , | FALSE
REEDLEY 11127917F | EPSS | EPSS | EPSS | [36 empty] | EPSS, | EPSS | EPSS | EPSS, | EPSS | EPSS | EPSS, | EPSS | EPSS |  |  |  | , | FALSE
PLAINFIELD 11019323 | EPSS | EPSS | EPSS | [36 empty] | EPSS, | EPSS | EPSS | EPSS, | EPSS | EPSS | EPSS, | EPSS | EPSS |  |  |  | , | FALSE
MC MULLIN 11056720 | EPSS | EPSS | EPSS | [15 empty] | Ground Inspection | [20 empty] | EPSS,Ground Inspection, | EPSS Ground Inspection | EPSS Ground Inspection | EPSS, | EPSS | EPSS | EPSS, | EPSS | EPSS |  |  |  | , | FALSE
TULARE LAKE 1104884818 | EPSS | EPSS | EPSS | [16 empty] | Ground Inspection | [19 empty] | EPSS, | EPSS | EPSS | EPSS,Ground Inspection, | EPSS Ground Inspection | EPSS Ground Inspection | EPSS, | EPSS | EPSS |  |  |  | , | FALSE
LINDEN 11033042 | EPSS | EPSS | EPSS | [15 empty] | Ground Inspection |  | Ground Inspection | [18 empty] | EPSS,Ground Inspection, | EPSS Ground Inspection | EPSS Ground Inspection | EPSS, | EPSS | EPSS | EPSS,Ground Inspection, | EPSS Ground Inspection | EPSS Ground Inspection |  |  |  | , | FALSE
CORCORAN 1116472331 | EPSS | EPSS | EPSS | [36 empty] | EPSS, | EPSS | EPSS | EPSS, | EPSS | EPSS | EPSS, | EPSS | EPSS |  |  |  | , | FALSE
LINCOLN 11042308 | EPSS | EPSS | EPSS | [17 empty] | Ground Inspection | [18 empty] | EPSS, | EPSS | EPSS | EPSS, | EPSS | EPSS | EPSS,Ground Inspection, | EPSS Ground Inspection | EPSS Ground Inspection |  |  |  | , | FALSE
KINGSBURG 11117090 | EPSS | EPSS | EPSS | [15 empty] | Ground Inspection | [20 empty] | EPSS,Ground Inspection, | EPSS Ground Inspection | EPSS Ground Inspection | EPSS, | EPSS | EPSS | EPSS, | EPSS | EPSS |  |  |  | , | FALSE
LOS COCHES 110275272 | EPSS | EPSS | EPSS | [17 empty] | Ground Inspection | [18 empty] | EPSS, | EPSS | EPSS | EPSS, | EPSS | EPSS | EPSS,Ground Inspection, | EPSS Ground Inspection | EPSS Ground Inspection |  |  |  | , | FALSE
RUSSELL (SMUD) 2101CB | EPSS | EPSS | EPSS | [36 empty] | EPSS, | EPSS | EPSS | EPSS, | EPSS | EPSS | EPSS, | EPSS | EPSS |  |  |  | , | FALSE
PASO ROBLES 1106CB | EPSS | EPSS | EPSS | [16 empty] | Ground Inspection | [19 empty] | EPSS, | EPSS | EPSS | EPSS,Ground Inspection, | EPSS Ground Inspection | EPSS Ground Inspection | EPSS, | EPSS | EPSS |  |  |  | , | FALSE
GOOSE LAKE 1103CB | EPSS | EPSS | EPSS | [17 empty] | Ground Inspection | [18 empty] | EPSS, | EPSS | EPSS | EPSS, | EPSS | EPSS | EPSS,Ground Inspection, | EPSS Ground Inspection | EPSS Ground Inspection |  |  |  | , | FALSE
COLUSA 11013557 | EPSS | EPSS | EPSS | [15 empty] | Ground Inspection | [20 empty] | EPSS,Ground Inspection, | EPSS Ground Inspection | EPSS Ground Inspection | EPSS, | EPSS | EPSS | EPSS, | EPSS | EPSS |  |  |  | , | FALSE
SAN ARDO 110294020 | EPSS | EPSS | EPSS | [36 empty] | EPSS, | EPSS | EPSS | EPSS, | EPSS | EPSS | EPSS, | EPSS | EPSS |  |  |  | , | FALSE
WOODLAND 11139422 | EPSS | EPSS | EPSS | [17 empty] | Ground Inspection | [18 empty] | EPSS, | EPSS | EPSS | EPSS, | EPSS | EPSS | EPSS,Ground Inspection, | EPSS Ground Inspection | EPSS Ground Inspection |  |  |  | , | FALSE
SAN ARDO 110291894 | EPSS | EPSS | EPSS | [15 empty] | Ground Inspection | [20 empty] | EPSS,Ground Inspection, | EPSS Ground Inspection | EPSS Ground Inspection | EPSS, | EPSS | EPSS | EPSS, | EPSS | EPSS |  |  |  | , | FALSE
LINCOLN 11051276 | EPSS | EPSS | EPSS | [17 empty] | Ground Inspection | [18 empty] | EPSS, | EPSS | EPSS | EPSS, | EPSS | EPSS | EPSS,Ground Inspection, | EPSS Ground Inspection | EPSS Ground Inspection |  |  |  | , | FALSE
CARUTHERS 11056300 | EPSS | EPSS | EPSS | [15 empty] | Ground Inspection | [20 empty] | EPSS,Ground Inspection, | EPSS Ground Inspection | EPSS Ground Inspection | EPSS, | EPSS | EPSS | EPSS, | EPSS | EPSS |  |  |  | , | FALSE
HOLLISTER 210542224 | EPSS | EPSS | EPSS | [36 empty] | EPSS, | EPSS | EPSS | EPSS, | EPSS | EPSS | EPSS, | EPSS | EPSS |  |  |  | , | FALSE
NEWHALL 1111408296 | EPSS | EPSS | EPSS | [16 empty] | Ground Inspection | [19 empty] | EPSS, | EPSS | EPSS | EPSS,Ground Inspection, | EPSS Ground Inspection | EPSS Ground Inspection | EPSS, | EPSS | EPSS |  |  |  | , | FALSE
BUTTE 11072434 | EPSS | EPSS | EPSS | [36 empty] | EPSS, | EPSS | EPSS | EPSS, | EPSS | EPSS | EPSS, | EPSS | EPSS |  |  |  | , | FALSE
TUPMAN 1105CB | EPSS | EPSS | EPSS | [17 empty] | Ground Inspection | [18 empty] | EPSS, | EPSS | EPSS | EPSS, | EPSS | EPSS | EPSS,Ground Inspection, | EPSS Ground Inspection | EPSS Ground Inspection |  |  |  | , | FALSE
VALLEY HOME 17031558 | EPSS | EPSS | EPSS | [15 empty] | Ground Inspection |  | Ground Inspection | [18 empty] | EPSS,Ground Inspection, | EPSS Ground Inspection | EPSS Ground Inspection | EPSS, | EPSS | EPSS | EPSS,Ground Inspection, | EPSS Ground Inspection | EPSS Ground Inspection |  |  |  | , | FALSE
ANGIOLA 11038530 | EPSS | EPSS | EPSS | [16 empty] | Ground Inspection | [19 empty] | EPSS, | EPSS | EPSS | EPSS,Ground Inspection, | EPSS Ground Inspection | EPSS Ground Inspection | EPSS, | EPSS | EPSS |  |  |  | , | FALSE
DIXON 11038202 | EPSS | EPSS | EPSS | [16 empty] | Ground Inspection | [19 empty] | EPSS, | EPSS | EPSS | EPSS,Ground Inspection, | EPSS Ground Inspection | EPSS Ground Inspection | EPSS, | EPSS | EPSS |  |  |  | , | FALSE
FOOTHILL 1101645910 | EPSS | EPSS | EPSS | [17 empty] | Ground Inspection | [7 empty] | Down Conductor Detection (DCD) | [10 empty] | EPSS, | EPSS | EPSS | EPSS,Down Conductor Detection (DCD), | EPSS Down Conductor Detection (DCD) | EPSS Down Conductor Detection (DCD) | EPSS,Ground Inspection, | EPSS Ground Inspection | EPSS Ground Inspection |  |  |  | , | FALSE
CORTINA 110130262 | EPSS | EPSS | EPSS | [16 empty] | Ground Inspection | Ground Inspection | [18 empty] | EPSS, | EPSS | EPSS | EPSS,Ground Inspection, | EPSS Ground Inspection | EPSS Ground Inspection | EPSS,Ground Inspection, | EPSS Ground Inspection | EPSS Ground Inspection |  |  |  | , | FALSE
VINA 11011570 | EPSS | EPSS | EPSS | [17 empty] | Ground Inspection | [18 empty] | EPSS, | EPSS | EPSS | EPSS, | EPSS | EPSS | EPSS,Ground Inspection, | EPSS Ground Inspection | EPSS Ground Inspection |  |  |  | , | FALSE
COLUMBUS 11093953 | EPSS | EPSS | EPSS | [36 empty] | EPSS, | EPSS | EPSS | EPSS, | EPSS | EPSS | EPSS, | EPSS | EPSS |  |  |  | , | FALSE
DAIRYLAND 111168650 | EPSS | EPSS | EPSS | [15 empty] | Ground Inspection | [20 empty] | EPSS,Ground Inspection, | EPSS Ground Inspection | EPSS Ground Inspection | EPSS, | EPSS | EPSS | EPSS, | EPSS | EPSS |  |  |  | , | FALSE
WYANDOTTE 11021502 | EPSS | EPSS | EPSS | [16 empty] | Ground Inspection | Ground Inspection | [18 empty] | EPSS, | EPSS | EPSS | EPSS,Ground Inspection, | EPSS Ground Inspection | EPSS Ground Inspection | EPSS,Ground Inspection, | EPSS Ground Inspection | EPSS Ground Inspection |  |  |  | , | FALSE
STOREY 11086460 | EPSS | EPSS | EPSS | [15 empty] | Ground Inspection | [20 empty] | EPSS,Ground Inspection, | EPSS Ground Inspection | EPSS Ground Inspection | EPSS, | EPSS | EPSS | EPSS, | EPSS | EPSS |  |  |  | , | FALSE
CATLETT 110237358 | EPSS | EPSS | EPSS | [17 empty] | Ground Inspection | [18 empty] | EPSS, | EPSS | EPSS | EPSS, | EPSS | EPSS | EPSS,Ground Inspection, | EPSS Ground Inspection | EPSS Ground Inspection |  |  |  | , | FALSE
NEW HOPE 11021286 | EPSS | EPSS | EPSS | [17 empty] | Ground Inspection | [18 empty] | EPSS, | EPSS | EPSS | EPSS, | EPSS | EPSS | EPSS,Ground Inspection, | EPSS Ground Inspection | EPSS Ground Inspection |  |  |  | , | FALSE
KERN OIL 11043843 | EPSS | EPSS | EPSS | [16 empty] | Ground Inspection | [19 empty] | EPSS, | EPSS | EPSS | EPSS,Ground Inspection, | EPSS Ground Inspection | EPSS Ground Inspection | EPSS, | EPSS | EPSS |  |  |  | , | FALSE
MADISON 1105961978 | EPSS | EPSS | EPSS | [17 empty] | Ground Inspection | [18 empty] | EPSS, | EPSS | EPSS | EPSS, | EPSS | EPSS | EPSS,Ground Inspection, | EPSS Ground Inspection | EPSS Ground Inspection |  |  |  | , | FALSE
SEMITROPIC 11064553 | EPSS | EPSS | EPSS | [17 empty] | Ground Inspection | [18 empty] | EPSS, | EPSS | EPSS | EPSS, | EPSS | EPSS | EPSS,Ground Inspection, | EPSS Ground Inspection | EPSS Ground Inspection |  |  |  | , | FALSE
MC ARTHUR 110153120 | EPSS | EPSS | EPSS | [14 empty] | Aerial Inspection |  | Ground Inspection | [9 empty] | Down Conductor Detection (DCD) | [9 empty] | EPSS, | EPSS | EPSS | EPSS,Ground Inspection, | EPSS Ground Inspection | EPSS Ground Inspection | EPSS,Aerial Inspection,Down Conductor Detection (DCD), | EPSS Aerial Inspection Down Conductor Detection (DCD) | EPSS Aerial Inspection Down Conductor Detection (DCD) |  |  |  | , | FALSE
HAMMONDS 11043660 | EPSS | EPSS | EPSS | [15 empty] | Ground Inspection | [20 empty] | EPSS,Ground Inspection, | EPSS Ground Inspection | EPSS Ground Inspection | EPSS, | EPSS | EPSS | EPSS, | EPSS | EPSS |  |  |  | , | FALSE
KING CITY 110699446 | EPSS | EPSS | EPSS | [36 empty] | EPSS, | EPSS | EPSS | EPSS, | EPSS | EPSS | EPSS, | EPSS | EPSS |  |  |  | , | FALSE
GIFFEN 11029140 | EPSS | EPSS | EPSS | [15 empty] | Ground Inspection |  | Ground Inspection | [18 empty] | EPSS,Ground Inspection, | EPSS Ground Inspection | EPSS Ground Inspection | EPSS, | EPSS | EPSS | EPSS,Ground Inspection, | EPSS Ground Inspection | EPSS Ground Inspection |  |  |  | , | FALSE
GANSO 11033217 | EPSS | EPSS | EPSS | [36 empty] | EPSS, | EPSS | EPSS | EPSS, | EPSS | EPSS | EPSS, | EPSS | EPSS |  |  |  | , | FALSE
EAST MARYSVILLE 1108900690 | EPSS | EPSS | EPSS | [13 empty] | Aerial Inspection |  | Ground Inspection |  | Ground Inspection | [18 empty] | EPSS,Ground Inspection, | EPSS Ground Inspection | EPSS Ground Inspection | EPSS,Aerial Inspection, | EPSS Aerial Inspection | EPSS Aerial Inspection | EPSS,Ground Inspection, | EPSS Ground Inspection | EPSS Ground Inspection |  |  |  | , | FALSE
WHEATLAND 11041348 | EPSS | EPSS | EPSS | [17 empty] | Ground Inspection | [18 empty] | EPSS, | EPSS | EPSS | EPSS, | EPSS | EPSS | EPSS,Ground Inspection, | EPSS Ground Inspection | EPSS Ground Inspection |  |  |  | , | FALSE
RICE 11033106 | EPSS | EPSS | EPSS | [17 empty] | Ground Inspection | [18 empty] | EPSS, | EPSS | EPSS | EPSS, | EPSS | EPSS | EPSS,Ground Inspection, | EPSS Ground Inspection | EPSS Ground Inspection |  |  |  | , | FALSE
VINA 11012681 | EPSS | EPSS | EPSS | [36 empty] | EPSS, | EPSS | EPSS | EPSS, | EPSS | EPSS | EPSS, | EPSS | EPSS |  |  |  | , | FALSE
NEWBURG 11313446 | EPSS | EPSS | EPSS | [13 empty] | Aerial Inspection |  | Ground Inspection |  | Ground Inspection | [7 empty] | Down Conductor Detection (DCD) | [10 empty] | EPSS,Ground Inspection, | EPSS Ground Inspection | EPSS Ground Inspection | EPSS,Aerial Inspection,Down Conductor Detection (DCD), | EPSS Aerial Inspection Down Conductor Detection (DCD) | EPSS Aerial Inspection Down Conductor Detection (DCD) | EPSS,Ground Inspection, | EPSS Ground Inspection | EPSS Ground Inspection |  |  |  | , | FALSE
RUSSELL (SMUD) 210141212 | EPSS | EPSS | EPSS | [36 empty] | EPSS, | EPSS | EPSS | EPSS, | EPSS | EPSS | EPSS, | EPSS | EPSS |  |  |  | , | FALSE
KETTLEMAN HILLS 11019180 | EPSS | EPSS | EPSS | [16 empty] | Ground Inspection | [19 empty] | EPSS, | EPSS | EPSS | EPSS,Ground Inspection, | EPSS Ground Inspection | EPSS Ground Inspection | EPSS, | EPSS | EPSS |  |  |  | , | FALSE
HAMMONDS 11043670 | EPSS | EPSS | EPSS | [15 empty] | Ground Inspection |  | Ground Inspection | [18 empty] | EPSS,Ground Inspection, | EPSS Ground Inspection | EPSS Ground Inspection | EPSS, | EPSS | EPSS | EPSS,Ground Inspection, | EPSS Ground Inspection | EPSS Ground Inspection |  |  |  | , | FALSE
KING CITY 11047092 | EPSS | EPSS | EPSS | [36 empty] | EPSS, | EPSS | EPSS | EPSS, | EPSS | EPSS | EPSS, | EPSS | EPSS |  |  |  | , | FALSE
BLACKWELL 11024745 | EPSS | EPSS | EPSS | [16 empty] | Ground Inspection | [19 empty] | EPSS, | EPSS | EPSS | EPSS,Ground Inspection, | EPSS Ground Inspection | EPSS Ground Inspection | EPSS, | EPSS | EPSS |  |  |  | , | FALSE
RAINBOW 1106R1500 | EPSS | EPSS | EPSS | [16 empty] | Ground Inspection | [19 empty] | EPSS, | EPSS | EPSS | EPSS,Ground Inspection, | EPSS Ground Inspection | EPSS Ground Inspection | EPSS, | EPSS | EPSS |  |  |  | , | FALSE
SANTA NELLA 11013680 | EPSS | EPSS | EPSS | [36 empty] | EPSS, | EPSS | EPSS | EPSS, | EPSS | EPSS | EPSS, | EPSS | EPSS |  |  |  | , | FALSE
PLAINFIELD 1105907648 | EPSS | EPSS | EPSS | [16 empty] | Ground Inspection | [19 empty] | EPSS, | EPSS | EPSS | EPSS,Ground Inspection, | EPSS Ground Inspection | EPSS Ground Inspection | EPSS, | EPSS | EPSS |  |  |  | , | FALSE
GUERNSEY 1106184691 | EPSS | EPSS | EPSS | [36 empty] | EPSS, | EPSS | EPSS | EPSS, | EPSS | EPSS | EPSS, | EPSS | EPSS |  |  |  | , | FALSE
COTTLE 1701246168 | EPSS | EPSS | EPSS | [15 empty] | Ground Inspection | Ground Inspection | Ground Inspection | [18 empty] | EPSS,Ground Inspection, | EPSS Ground Inspection | EPSS Ground Inspection | EPSS,Ground Inspection, | EPSS Ground Inspection | EPSS Ground Inspection | EPSS,Ground Inspection, | EPSS Ground Inspection | EPSS Ground Inspection |  |  |  | , | FALSE
KING CITY 11067032 | EPSS | EPSS | EPSS | [36 empty] | EPSS, | EPSS | EPSS | EPSS, | EPSS | EPSS | EPSS, | EPSS | EPSS |  |  |  | , | FALSE
COPPERMINE 110438474 | EPSS | EPSS | EPSS | [17 empty] | Ground Inspection | [7 empty] | Down Conductor Detection (DCD) | [10 empty] | EPSS, | EPSS | EPSS | EPSS,Down Conductor Detection (DCD), | EPSS Down Conductor Detection (DCD) | EPSS Down Conductor Detection (DCD) | EPSS,Ground Inspection, | EPSS Ground Inspection | EPSS Ground Inspection |  |  |  | , | FALSE
CHOLAME 2102X20 | EPSS | EPSS | EPSS | [15 empty] | Ground Inspection | [20 empty] | EPSS,Ground Inspection, | EPSS Ground Inspection | EPSS Ground Inspection | EPSS, | EPSS | EPSS | EPSS, | EPSS | EPSS |  |  |  | , | FALSE
WYANDOTTE 1106304014 | EPSS | EPSS | EPSS | [17 empty] | Ground Inspection | [18 empty] | EPSS, | EPSS | EPSS | EPSS, | EPSS | EPSS | EPSS,Ground Inspection, | EPSS Ground Inspection | EPSS Ground Inspection |  |  |  | , | FALSE
LE GRAND 1106761734 | EPSS | EPSS | EPSS | [15 empty] | Ground Inspection | [20 empty] | EPSS,Ground Inspection, | EPSS Ground Inspection | EPSS Ground Inspection | EPSS, | EPSS | EPSS | EPSS, | EPSS | EPSS |  |  |  | , | FALSE
SAN ARDO 11027000 | EPSS | EPSS | EPSS | [15 empty] | Ground Inspection | [20 empty] | EPSS,Ground Inspection, | EPSS Ground Inspection | EPSS Ground Inspection | EPSS, | EPSS | EPSS | EPSS, | EPSS | EPSS |  |  |  | , | FALSE
NEWHALL 11119800 | EPSS | EPSS | EPSS | [15 empty] | Ground Inspection | [20 empty] | EPSS,Ground Inspection, | EPSS Ground Inspection | EPSS Ground Inspection | EPSS, | EPSS | EPSS | EPSS, | EPSS | EPSS |  |  |  | , | FALSE
SMYRNA 110578536 | EPSS | EPSS | EPSS | [17 empty] | Ground Inspection | [18 empty] | EPSS, | EPSS | EPSS | EPSS, | EPSS | EPSS | EPSS,Ground Inspection, | EPSS Ground Inspection | EPSS Ground Inspection |  |  |  | , | FALSE
GRAND ISLAND 222418122 | EPSS | EPSS | EPSS | [36 empty] | EPSS, | EPSS | EPSS | EPSS, | EPSS | EPSS | EPSS, | EPSS | EPSS |  |  |  | , | FALSE
MOLINO 110313219 | EPSS | EPSS | EPSS | [36 empty] | EPSS, | EPSS | EPSS | EPSS, | EPSS | EPSS | EPSS, | EPSS | EPSS |  |  |  | , | FALSE
COALINGA NO 2 11069150 | EPSS | EPSS | EPSS | [15 empty] | Ground Inspection | [20 empty] | EPSS,Ground Inspection, | EPSS Ground Inspection | EPSS Ground Inspection | EPSS, | EPSS | EPSS | EPSS, | EPSS | EPSS |  |  |  | , | FALSE
TULARE LAKE 110693686 | EPSS | EPSS | EPSS | [16 empty] | Ground Inspection | [19 empty] | EPSS, | EPSS | EPSS | EPSS,Ground Inspection, | EPSS Ground Inspection | EPSS Ground Inspection | EPSS, | EPSS | EPSS |  |  |  | , | FALSE
GUERNSEY 1101491366 | EPSS | EPSS | EPSS | [36 empty] | EPSS, | EPSS | EPSS | EPSS, | EPSS | EPSS | EPSS, | EPSS | EPSS |  |  |  | , | FALSE
DAIRYLAND 11129830 | EPSS | EPSS | EPSS | [36 empty] | EPSS, | EPSS | EPSS | EPSS, | EPSS | EPSS | EPSS, | EPSS | EPSS |  |  |  | , | FALSE
DEVILS DEN 1102CB | EPSS | EPSS | EPSS | [16 empty] | Ground Inspection | [19 empty] | EPSS, | EPSS | EPSS | EPSS,Ground Inspection, | EPSS Ground Inspection | EPSS Ground Inspection | EPSS, | EPSS | EPSS |  |  |  | , | FALSE
BIOLA 1103R2666 | EPSS | EPSS | EPSS | [36 empty] | EPSS, | EPSS | EPSS | EPSS, | EPSS | EPSS | EPSS, | EPSS | EPSS |  |  |  | , | FALSE
CROWS LANDING 110164846 | EPSS | EPSS | EPSS | [15 empty] | Ground Inspection | Ground Inspection | [19 empty] | EPSS,Ground Inspection, | EPSS Ground Inspection | EPSS Ground Inspection | EPSS,Ground Inspection, | EPSS Ground Inspection | EPSS Ground Inspection | EPSS, | EPSS | EPSS |  |  |  | , | FALSE
CARBONA 110446431 | EPSS | EPSS | EPSS | [36 empty] | EPSS, | EPSS | EPSS | EPSS, | EPSS | EPSS | EPSS, | EPSS | EPSS |  |  |  | , | FALSE
WESTLEY 11039010 | EPSS | EPSS | EPSS | [36 empty] | EPSS, | EPSS | EPSS | EPSS, | EPSS | EPSS | EPSS, | EPSS | EPSS |  |  |  | , | FALSE
GUSTINE 11011524 | EPSS | EPSS | EPSS | [17 empty] | Ground Inspection | [18 empty] | EPSS, | EPSS | EPSS | EPSS, | EPSS | EPSS | EPSS,Ground Inspection, | EPSS Ground Inspection | EPSS Ground Inspection |  |  |  | , | FALSE
GLENN 1101546764 | EPSS | EPSS | EPSS | [17 empty] | Ground Inspection | [18 empty] | EPSS, | EPSS | EPSS | EPSS, | EPSS | EPSS | EPSS,Ground Inspection, | EPSS Ground Inspection | EPSS Ground Inspection |  |  |  | , | FALSE
DUNNIGAN 110130004 | EPSS | EPSS | EPSS | [17 empty] | Ground Inspection | [18 empty] | EPSS, | EPSS | EPSS | EPSS, | EPSS | EPSS | EPSS,Ground Inspection, | EPSS Ground Inspection | EPSS Ground Inspection |  |  |  | , | FALSE
CAPAY 1102575698 | EPSS | EPSS | EPSS | [17 empty] | Ground Inspection | [18 empty] | EPSS, | EPSS | EPSS | EPSS, | EPSS | EPSS | EPSS,Ground Inspection, | EPSS Ground Inspection | EPSS Ground Inspection |  |  |  | , | FALSE
MC FARLAND 1104956589 | EPSS | EPSS | EPSS | [36 empty] | EPSS, | EPSS | EPSS | EPSS, | EPSS | EPSS | EPSS, | EPSS | EPSS |  |  |  | , | FALSE
CANTUA 1102CB | EPSS | EPSS | EPSS | [17 empty] | Ground Inspection | [18 empty] | EPSS, | EPSS | EPSS | EPSS, | EPSS | EPSS | EPSS,Ground Inspection, | EPSS Ground Inspection | EPSS Ground Inspection |  |  |  | , | FALSE
MARINA (F) 1101CB | EPSS | EPSS | EPSS | [36 empty] | EPSS, | EPSS | EPSS | EPSS, | EPSS | EPSS | EPSS, | EPSS | EPSS |  |  |  | , | FALSE
HONCUT 110137322 | EPSS | EPSS | EPSS | [15 empty] | Ground Inspection | Ground Inspection | Ground Inspection | [18 empty] | EPSS,Ground Inspection, | EPSS Ground Inspection | EPSS Ground Inspection | EPSS,Ground Inspection, | EPSS Ground Inspection | EPSS Ground Inspection | EPSS,Ground Inspection, | EPSS Ground Inspection | EPSS Ground Inspection |  |  |  | , | FALSE
ORO LOMA 11163983 | EPSS | EPSS | EPSS | [16 empty] | Ground Inspection | [19 empty] | EPSS, | EPSS | EPSS | EPSS,Ground Inspection, | EPSS Ground Inspection | EPSS Ground Inspection | EPSS, | EPSS | EPSS |  |  |  | , | FALSE
MC FARLAND 1104950506 | EPSS | EPSS | EPSS | [36 empty] | EPSS, | EPSS | EPSS | EPSS, | EPSS | EPSS | EPSS, | EPSS | EPSS |  |  |  | , | FALSE
PASO ROBLES 110355374 | EPSS | EPSS | EPSS | [16 empty] | Ground Inspection | [8 empty] | Down Conductor Detection (DCD) | [10 empty] | EPSS, | EPSS | EPSS | EPSS,Ground Inspection,Down Conductor Detection (DCD), | EPSS Ground Inspection Down Conductor Detection (DCD) | EPSS Ground Inspection Down Conductor Detection (DCD) | EPSS, | EPSS | EPSS |  |  |  | , | FALSE
PANOCHE 110211830 | EPSS | EPSS | EPSS | [15 empty] | Ground Inspection | [20 empty] | EPSS,Ground Inspection, | EPSS Ground Inspection | EPSS Ground Inspection | EPSS, | EPSS | EPSS | EPSS, | EPSS | EPSS |  |  |  | , | FALSE
REEDLEY 11067260 | EPSS | EPSS | EPSS | [17 empty] | Ground Inspection | [18 empty] | EPSS, | EPSS | EPSS | EPSS, | EPSS | EPSS | EPSS,Ground Inspection, | EPSS Ground Inspection | EPSS Ground Inspection |  |  |  | , | FALSE
LIVINGSTON 110190010 | EPSS | EPSS | EPSS | [17 empty] | Ground Inspection | [18 empty] | EPSS, | EPSS | EPSS | EPSS, | EPSS | EPSS | EPSS,Ground Inspection, | EPSS Ground Inspection | EPSS Ground Inspection |  |  |  | , | FALSE
WYANDOTTE 11061512 | EPSS | EPSS | EPSS | [15 empty] | Ground Inspection |  | Ground Inspection | [18 empty] | EPSS,Ground Inspection, | EPSS Ground Inspection | EPSS Ground Inspection | EPSS, | EPSS | EPSS | EPSS,Ground Inspection, | EPSS Ground Inspection | EPSS Ground Inspection |  |  |  | , | FALSE
MC MULLIN 1106498152 | EPSS | EPSS | EPSS | [36 empty] | EPSS, | EPSS | EPSS | EPSS, | EPSS | EPSS | EPSS, | EPSS | EPSS |  |  |  | , | FALSE
RIO BRAVO 11067273 | EPSS | EPSS | EPSS | [15 empty] | Ground Inspection | [20 empty] | EPSS,Ground Inspection, | EPSS Ground Inspection | EPSS Ground Inspection | EPSS, | EPSS | EPSS | EPSS, | EPSS | EPSS |  |  |  | , | FALSE
WILLIAMS 110230232 | EPSS | EPSS | EPSS | [16 empty] | Ground Inspection | Ground Inspection | [18 empty] | EPSS, | EPSS | EPSS | EPSS,Ground Inspection, | EPSS Ground Inspection | EPSS Ground Inspection | EPSS,Ground Inspection, | EPSS Ground Inspection | EPSS Ground Inspection |  |  |  | , | FALSE
CORDELIA 110448536 | EPSS | EPSS | EPSS | [36 empty] | EPSS, | EPSS | EPSS | EPSS, | EPSS | EPSS | EPSS, | EPSS | EPSS |  |  |  | , | FALSE
KERN OIL 11063301 | EPSS | EPSS | EPSS | [13 empty] | Aerial Inspection |  | Ground Inspection | Ground Inspection | Ground Inspection | [18 empty] | EPSS,Ground Inspection, | EPSS Ground Inspection | EPSS Ground Inspection | EPSS,Aerial Inspection,Ground Inspection, | EPSS Aerial Inspection Ground Inspection | EPSS Aerial Inspection Ground Inspection | EPSS,Ground Inspection, | EPSS Ground Inspection | EPSS Ground Inspection |  |  |  | , | FALSE
SMYRNA 1105488088 | EPSS | EPSS | EPSS | [17 empty] | Ground Inspection | [18 empty] | EPSS, | EPSS | EPSS | EPSS, | EPSS | EPSS | EPSS,Ground Inspection, | EPSS Ground Inspection | EPSS Ground Inspection |  |  |  | , | FALSE
LIVE OAK 11041300 | EPSS | EPSS | EPSS | [15 empty] | Ground Inspection | Ground Inspection | Ground Inspection | [18 empty] | EPSS,Ground Inspection, | EPSS Ground Inspection | EPSS Ground Inspection | EPSS,Ground Inspection, | EPSS Ground Inspection | EPSS Ground Inspection | EPSS,Ground Inspection, | EPSS Ground Inspection | EPSS Ground Inspection |  |  |  | , | FALSE
COTATI 1103252 | EPSS | EPSS | EPSS | [13 empty] | Aerial Inspection |  | Ground Inspection | Ground Inspection | [7 empty] | Down Conductor Detection (DCD) | [11 empty] | EPSS,Ground Inspection,Down Conductor Detection (DCD), | EPSS Ground Inspection Down Conductor Detection (DCD) | EPSS Ground Inspection Down Conductor Detection (DCD) | EPSS,Aerial Inspection,Ground Inspection, | EPSS Aerial Inspection Ground Inspection | EPSS Aerial Inspection Ground Inspection | EPSS, | EPSS | EPSS |  |  |  | , | FALSE
FELLOWS 2104274456 | EPSS | EPSS | EPSS | [36 empty] | EPSS, | EPSS | EPSS | EPSS, | EPSS | EPSS | EPSS, | EPSS | EPSS |  |  |  | , | FALSE
ANGIOLA 11038140 | EPSS | EPSS | EPSS | [16 empty] | Ground Inspection | [19 empty] | EPSS, | EPSS | EPSS | EPSS,Ground Inspection, | EPSS Ground Inspection | EPSS Ground Inspection | EPSS, | EPSS | EPSS |  |  |  | , | FALSE
LIVINGSTON 110155936 | EPSS | EPSS | EPSS | [17 empty] | Ground Inspection | [18 empty] | EPSS, | EPSS | EPSS | EPSS, | EPSS | EPSS | EPSS,Ground Inspection, | EPSS Ground Inspection | EPSS Ground Inspection |  |  |  | , | FALSE
HONCUT 11026130 | EPSS | EPSS | EPSS | [17 empty] | Ground Inspection | [18 empty] | EPSS, | EPSS | EPSS | EPSS, | EPSS | EPSS | EPSS,Ground Inspection, | EPSS Ground Inspection | EPSS Ground Inspection |  |  |  | , | FALSE
GLENN 110137496 | EPSS | EPSS | EPSS | [15 empty] | Ground Inspection | [20 empty] | EPSS,Ground Inspection, | EPSS Ground Inspection | EPSS Ground Inspection | EPSS, | EPSS | EPSS | EPSS, | EPSS | EPSS |  |  |  | , | FALSE
COTTLE 17028100 | EPSS | EPSS | EPSS | [17 empty] | Ground Inspection | [18 empty] | EPSS, | EPSS | EPSS | EPSS, | EPSS | EPSS | EPSS,Ground Inspection, | EPSS Ground Inspection | EPSS Ground Inspection |  |  |  | , | FALSE
SF J 0407CB | EPSS | EPSS | EPSS | [15 empty] | Ground Inspection | [20 empty] | EPSS,Ground Inspection, | EPSS Ground Inspection | EPSS Ground Inspection | EPSS, | EPSS | EPSS | EPSS, | EPSS | EPSS |  |  |  | , | FALSE
CORDELIA 11048772 | EPSS | EPSS | EPSS | [36 empty] | EPSS, | EPSS | EPSS | EPSS, | EPSS | EPSS | EPSS, | EPSS | EPSS |  |  |  | , | FALSE
JACINTO 11012460 | EPSS | EPSS | EPSS | [16 empty] | Ground Inspection | [19 empty] | EPSS, | EPSS | EPSS | EPSS,Ground Inspection, | EPSS Ground Inspection | EPSS Ground Inspection | EPSS, | EPSS | EPSS |  |  |  | , | FALSE
CHOWCHILLA 110483552 | EPSS | EPSS | EPSS | [15 empty] | Ground Inspection | Ground Inspection | [19 empty] | EPSS,Ground Inspection, | EPSS Ground Inspection | EPSS Ground Inspection | EPSS,Ground Inspection, | EPSS Ground Inspection | EPSS Ground Inspection | EPSS, | EPSS | EPSS |  |  |  | , | FALSE
CARNERAS 11031584 | EPSS | EPSS | EPSS | [16 empty] | Ground Inspection | [19 empty] | EPSS, | EPSS | EPSS | EPSS,Ground Inspection, | EPSS Ground Inspection | EPSS Ground Inspection | EPSS, | EPSS | EPSS |  |  |  | , | FALSE
KINGSBURG 111629517 | EPSS | EPSS | EPSS | [36 empty] | EPSS, | EPSS | EPSS | EPSS, | EPSS | EPSS | EPSS, | EPSS | EPSS |  |  |  | , | FALSE
CHOWCHILLA 110286280 | EPSS | EPSS | EPSS | [15 empty] | Ground Inspection | [20 empty] | EPSS,Ground Inspection, | EPSS Ground Inspection | EPSS Ground Inspection | EPSS, | EPSS | EPSS | EPSS, | EPSS | EPSS |  |  |  | , | FALSE
TWISSELMAN 21051139 | EPSS | EPSS | EPSS | [16 empty] | Ground Inspection | [19 empty] | EPSS, | EPSS | EPSS | EPSS,Ground Inspection, | EPSS Ground Inspection | EPSS Ground Inspection | EPSS, | EPSS | EPSS |  |  |  | , | FALSE
DAIRYLAND 1113406044 | EPSS | EPSS | EPSS | [16 empty] | Ground Inspection | [19 empty] | EPSS, | EPSS | EPSS | EPSS,Ground Inspection, | EPSS Ground Inspection | EPSS Ground Inspection | EPSS, | EPSS | EPSS |  |  |  | , | FALSE
TEVIS 21011007 | EPSS | EPSS | EPSS | [16 empty] | Ground Inspection | Ground Inspection | [18 empty] | EPSS, | EPSS | EPSS | EPSS,Ground Inspection, | EPSS Ground Inspection | EPSS Ground Inspection | EPSS,Ground Inspection, | EPSS Ground Inspection | EPSS Ground Inspection |  |  |  | , | FALSE
TULARE LAKE 1106565102 | EPSS | EPSS | EPSS | [15 empty] | Ground Inspection | Ground Inspection | [19 empty] | EPSS,Ground Inspection, | EPSS Ground Inspection | EPSS Ground Inspection | EPSS,Ground Inspection, | EPSS Ground Inspection | EPSS Ground Inspection | EPSS, | EPSS | EPSS |  |  |  | , | FALSE
EL NIDO 110441394 | EPSS | EPSS | EPSS | [15 empty] | Ground Inspection | Ground Inspection | [19 empty] | EPSS,Ground Inspection, | EPSS Ground Inspection | EPSS Ground Inspection | EPSS,Ground Inspection, | EPSS Ground Inspection | EPSS Ground Inspection | EPSS, | EPSS | EPSS |  |  |  | , | FALSE
OAKLAND J 1112CR274 | EPSS | EPSS | EPSS | [17 empty] | Ground Inspection | [18 empty] | EPSS, | EPSS | EPSS | EPSS, | EPSS | EPSS | EPSS,Ground Inspection, | EPSS Ground Inspection | EPSS Ground Inspection |  |  |  | , | FALSE
CHOLAME 1101CB | EPSS | EPSS | EPSS | [16 empty] | Ground Inspection | [19 empty] | EPSS, | EPSS | EPSS | EPSS,Ground Inspection, | EPSS Ground Inspection | EPSS Ground Inspection | EPSS, | EPSS | EPSS |  |  |  | , | FALSE
MORMON 110296462 | EPSS | EPSS | EPSS | [15 empty] | Ground Inspection | Ground Inspection | [19 empty] | EPSS,Ground Inspection, | EPSS Ground Inspection | EPSS Ground Inspection | EPSS,Ground Inspection, | EPSS Ground Inspection | EPSS Ground Inspection | EPSS, | EPSS | EPSS |  |  |  | , | FALSE
TEMPLETON 2109313404 | EPSS | EPSS | EPSS | [16 empty] | Ground Inspection | [19 empty] | EPSS, | EPSS | EPSS | EPSS,Ground Inspection, | EPSS Ground Inspection | EPSS Ground Inspection | EPSS, | EPSS | EPSS |  |  |  | , | FALSE
SAN MIGUEL 1104CB | EPSS | EPSS | EPSS | [16 empty] | Ground Inspection | [19 empty] | EPSS, | EPSS | EPSS | EPSS,Ground Inspection, | EPSS Ground Inspection | EPSS Ground Inspection | EPSS, | EPSS | EPSS |  |  |  | , | FALSE
STONE CORRAL 1109CB | EPSS | EPSS | EPSS | [16 empty] | Ground Inspection | [19 empty] | EPSS, | EPSS | EPSS | EPSS,Ground Inspection, | EPSS Ground Inspection | EPSS Ground Inspection | EPSS, | EPSS | EPSS |  |  |  | , | FALSE
WINTERS 110223202 | EPSS | EPSS | EPSS | [15 empty] | Ground Inspection | [20 empty] | EPSS,Ground Inspection, | EPSS Ground Inspection | EPSS Ground Inspection | EPSS, | EPSS | EPSS | EPSS, | EPSS | EPSS |  |  |  | , | FALSE
EL NIDO 110196140 | EPSS | EPSS | EPSS | [15 empty] | Ground Inspection | Ground Inspection | [19 empty] | EPSS,Ground Inspection, | EPSS Ground Inspection | EPSS Ground Inspection | EPSS,Ground Inspection, | EPSS Ground Inspection | EPSS Ground Inspection | EPSS, | EPSS | EPSS |  |  |  | , | FALSE
BUTTE 11072222 | EPSS | EPSS | EPSS | [36 empty] | EPSS, | EPSS | EPSS | EPSS, | EPSS | EPSS | EPSS, | EPSS | EPSS |  |  |  | , | FALSE
LINDEN 1103385228 | EPSS | EPSS | EPSS | [36 empty] | EPSS, | EPSS | EPSS | EPSS, | EPSS | EPSS | EPSS, | EPSS | EPSS |  |  |  | , | FALSE
PEABODY 21079784 | EPSS | EPSS | EPSS | [36 empty] | EPSS, | EPSS | EPSS | EPSS, | EPSS | EPSS | EPSS, | EPSS | EPSS |  |  |  | , | FALSE
COALINGA NO 2 110770250 | EPSS | EPSS | EPSS | [36 empty] | EPSS, | EPSS | EPSS | EPSS, | EPSS | EPSS | EPSS, | EPSS | EPSS |  |  |  | , | FALSE
CRESSEY 21049410 | EPSS | EPSS | EPSS | [15 empty] | Ground Inspection | [20 empty] | EPSS,Ground Inspection, | EPSS Ground Inspection | EPSS Ground Inspection | EPSS, | EPSS | EPSS | EPSS, | EPSS | EPSS |  |  |  | , | FALSE
LINDEN 11033046 | EPSS | EPSS | EPSS | [15 empty] | Ground Inspection | [20 empty] | EPSS,Ground Inspection, | EPSS Ground Inspection | EPSS Ground Inspection | EPSS, | EPSS | EPSS | EPSS, | EPSS | EPSS |  |  |  | , | FALSE
STOREY 110890070 | EPSS | EPSS | EPSS | [15 empty] | Ground Inspection | [20 empty] | EPSS,Ground Inspection, | EPSS Ground Inspection | EPSS Ground Inspection | EPSS, | EPSS | EPSS | EPSS, | EPSS | EPSS |  |  |  | , | FALSE
SAN ARDO 11017945 | EPSS | EPSS | EPSS | [36 empty] | EPSS, | EPSS | EPSS | EPSS, | EPSS | EPSS | EPSS, | EPSS | EPSS |  |  |  | , | FALSE
LOCKEFORD 21026414 | EPSS | EPSS | EPSS | [17 empty] | Ground Inspection | [9 empty] | Line Sensors | [8 empty] | EPSS,Line Sensors, | EPSS Line Sensors | EPSS Line Sensors | EPSS, | EPSS | EPSS | EPSS,Ground Inspection, | EPSS Ground Inspection | EPSS Ground Inspection |  |  |  | , | FALSE
FAMOSO 11033652 | EPSS | EPSS | EPSS | [16 empty] | Ground Inspection | [19 empty] | EPSS, | EPSS | EPSS | EPSS,Ground Inspection, | EPSS Ground Inspection | EPSS Ground Inspection | EPSS, | EPSS | EPSS |  |  |  | , | FALSE
CRESSEY 21039390 | EPSS | EPSS | EPSS | [15 empty] | Ground Inspection | [20 empty] | EPSS,Ground Inspection, | EPSS Ground Inspection | EPSS Ground Inspection | EPSS, | EPSS | EPSS | EPSS, | EPSS | EPSS |  |  |  | , | FALSE
BUTTE 11072498 | EPSS | EPSS | EPSS | [36 empty] | EPSS, | EPSS | EPSS | EPSS, | EPSS | EPSS | EPSS, | EPSS | EPSS |  |  |  | , | FALSE
SMYRNA 1102793576 | EPSS | EPSS | EPSS | [17 empty] | Ground Inspection | [18 empty] | EPSS, | EPSS | EPSS | EPSS, | EPSS | EPSS | EPSS,Ground Inspection, | EPSS Ground Inspection | EPSS Ground Inspection |  |  |  | , | FALSE
OROSI 11017839F | EPSS | EPSS | EPSS | [16 empty] | Ground Inspection | [19 empty] | EPSS, | EPSS | EPSS | EPSS,Ground Inspection, | EPSS Ground Inspection | EPSS Ground Inspection | EPSS, | EPSS | EPSS |  |  |  | , | FALSE
OAKLAND J 1112CR364 | EPSS | EPSS | EPSS | [17 empty] | Ground Inspection | [18 empty] | EPSS, | EPSS | EPSS | EPSS, | EPSS | EPSS | EPSS,Ground Inspection, | EPSS Ground Inspection | EPSS Ground Inspection |  |  |  | , | FALSE
MIDWAY 11021401 | EPSS | EPSS | EPSS | [15 empty] | Ground Inspection | [20 empty] | EPSS,Ground Inspection, | EPSS Ground Inspection | EPSS Ground Inspection | EPSS, | EPSS | EPSS | EPSS, | EPSS | EPSS |  |  |  | , | FALSE
TWISSELMAN 1102CB | EPSS | EPSS | EPSS | [16 empty] | Ground Inspection | Ground Inspection | [18 empty] | EPSS, | EPSS | EPSS | EPSS,Ground Inspection, | EPSS Ground Inspection | EPSS Ground Inspection | EPSS,Ground Inspection, | EPSS Ground Inspection | EPSS Ground Inspection |  |  |  | , | FALSE
SEMITROPIC 11122673 | EPSS | EPSS | EPSS | [15 empty] | Ground Inspection |  | Ground Inspection | [18 empty] | EPSS,Ground Inspection, | EPSS Ground Inspection | EPSS Ground Inspection | EPSS, | EPSS | EPSS | EPSS,Ground Inspection, | EPSS Ground Inspection | EPSS Ground Inspection |  |  |  | , | FALSE
MENDOTA 110196158 | EPSS | EPSS | EPSS | [15 empty] | Ground Inspection | [20 empty] | EPSS,Ground Inspection, | EPSS Ground Inspection | EPSS Ground Inspection | EPSS, | EPSS | EPSS | EPSS, | EPSS | EPSS |  |  |  | , | FALSE
RIO BRAVO 1106702014 | EPSS | EPSS | EPSS | [36 empty] | EPSS, | EPSS | EPSS | EPSS, | EPSS | EPSS | EPSS, | EPSS | EPSS |  |  |  | , | FALSE
DEVILS DEN 11029340 | EPSS | EPSS | EPSS | [16 empty] | Ground Inspection | [19 empty] | EPSS, | EPSS | EPSS | EPSS,Ground Inspection, | EPSS Ground Inspection | EPSS Ground Inspection | EPSS, | EPSS | EPSS |  |  |  | , | FALSE
DUNNIGAN 110199650 | EPSS | EPSS | EPSS | [17 empty] | Ground Inspection | [18 empty] | EPSS, | EPSS | EPSS | EPSS, | EPSS | EPSS | EPSS,Ground Inspection, | EPSS Ground Inspection | EPSS Ground Inspection |  |  |  | , | FALSE
ELK HILLS 1106556750 | EPSS | EPSS | EPSS | [36 empty] | EPSS, | EPSS | EPSS | EPSS, | EPSS | EPSS | EPSS, | EPSS | EPSS |  |  |  | , | FALSE
CAMDEN 11036500 | EPSS | EPSS | EPSS | [36 empty] | EPSS, | EPSS | EPSS | EPSS, | EPSS | EPSS | EPSS, | EPSS | EPSS |  |  |  | , | FALSE
MAXWELL 11023306 | EPSS | EPSS | EPSS | [15 empty] | Ground Inspection | Ground Inspection | [19 empty] | EPSS,Ground Inspection, | EPSS Ground Inspection | EPSS Ground Inspection | EPSS,Ground Inspection, | EPSS Ground Inspection | EPSS Ground Inspection | EPSS, | EPSS | EPSS |  |  |  | , | FALSE
ANTELOPE 11013609 | EPSS | EPSS | EPSS | [16 empty] | Ground Inspection | [19 empty] | EPSS, | EPSS | EPSS | EPSS,Ground Inspection, | EPSS Ground Inspection | EPSS Ground Inspection | EPSS, | EPSS | EPSS |  |  |  | , | FALSE
REEDLEY 1104218022 | EPSS | EPSS | EPSS | [16 empty] | Ground Inspection | [19 empty] | EPSS, | EPSS | EPSS | EPSS,Ground Inspection, | EPSS Ground Inspection | EPSS Ground Inspection | EPSS, | EPSS | EPSS |  |  |  | , | FALSE
REEDLEY 11067270 | EPSS | EPSS | EPSS | [16 empty] | Ground Inspection | Ground Inspection | [18 empty] | EPSS, | EPSS | EPSS | EPSS,Ground Inspection, | EPSS Ground Inspection | EPSS Ground Inspection | EPSS,Ground Inspection, | EPSS Ground Inspection | EPSS Ground Inspection |  |  |  | , | FALSE
BLACKWELL 21013258 | EPSS | EPSS | EPSS | [16 empty] | Ground Inspection | [19 empty] | EPSS, | EPSS | EPSS | EPSS,Ground Inspection, | EPSS Ground Inspection | EPSS Ground Inspection | EPSS, | EPSS | EPSS |  |  |  | , | FALSE
ALPAUGH 1104R8190 | EPSS | EPSS | EPSS | [16 empty] | Ground Inspection | [19 empty] | EPSS, | EPSS | EPSS | EPSS,Ground Inspection, | EPSS Ground Inspection | EPSS Ground Inspection | EPSS, | EPSS | EPSS |  |  |  | , | FALSE
ARBUCKLE 110194064 | EPSS | EPSS | EPSS | [16 empty] | Ground Inspection | Ground Inspection | [7 empty] | Down Conductor Detection (DCD) | [10 empty] | EPSS, | EPSS | EPSS | EPSS,Ground Inspection,Down Conductor Detection (DCD), | EPSS Ground Inspection Down Conductor Detection (DCD) | EPSS Ground Inspection Down Conductor Detection (DCD) | EPSS,Ground Inspection, | EPSS Ground Inspection | EPSS Ground Inspection |  |  |  | , | FALSE
NORCO 11011963 | EPSS | EPSS | EPSS | [17 empty] | Ground Inspection | [18 empty] | EPSS, | EPSS | EPSS | EPSS, | EPSS | EPSS | EPSS,Ground Inspection, | EPSS Ground Inspection | EPSS Ground Inspection |  |  |  | , | FALSE
WEBER 110288470 | EPSS | EPSS | EPSS | [15 empty] | Ground Inspection | [20 empty] | EPSS,Ground Inspection, | EPSS Ground Inspection | EPSS Ground Inspection | EPSS, | EPSS | EPSS | EPSS, | EPSS | EPSS |  |  |  | , | FALSE
CLEAR LAKE 1101699062 | EPSS | EPSS | EPSS | [13 empty] | Aerial Inspection |  | Ground Inspection |  | Ground Inspection | [7 empty] | Down Conductor Detection (DCD) | [10 empty] | EPSS,Ground Inspection, | EPSS Ground Inspection | EPSS Ground Inspection | EPSS,Aerial Inspection,Down Conductor Detection (DCD), | EPSS Aerial Inspection Down Conductor Detection (DCD) | EPSS Aerial Inspection Down Conductor Detection (DCD) | EPSS,Ground Inspection, | EPSS Ground Inspection | EPSS Ground Inspection |  |  |  | , | FALSE
HOLLISTER 21044046 | EPSS | EPSS | EPSS | [16 empty] | Ground Inspection | [19 empty] | EPSS, | EPSS | EPSS | EPSS,Ground Inspection, | EPSS Ground Inspection | EPSS Ground Inspection | EPSS, | EPSS | EPSS |  |  |  | , | FALSE
MC FARLAND 1102499013 | EPSS | EPSS | EPSS | [17 empty] | Ground Inspection | [18 empty] | EPSS, | EPSS | EPSS | EPSS, | EPSS | EPSS | EPSS,Ground Inspection, | EPSS Ground Inspection | EPSS Ground Inspection |  |  |  | , | FALSE
CUYAMA 21013039 | EPSS | EPSS | EPSS | [16 empty] | Ground Inspection | [19 empty] | EPSS, | EPSS | EPSS | EPSS,Ground Inspection, | EPSS Ground Inspection | EPSS Ground Inspection | EPSS, | EPSS | EPSS |  |  |  | , | FALSE
KERN OIL 110476778 | EPSS | EPSS | EPSS | [13 empty] | Aerial Inspection |  | Ground Inspection | Ground Inspection | [19 empty] | EPSS,Ground Inspection, | EPSS Ground Inspection | EPSS Ground Inspection | EPSS,Aerial Inspection,Ground Inspection, | EPSS Aerial Inspection Ground Inspection | EPSS Aerial Inspection Ground Inspection | EPSS, | EPSS | EPSS |  |  |  | , | FALSE
HOLLISTER 2105480430 | EPSS | EPSS | EPSS | [13 empty] | Aerial Inspection | Aerial Inspection | Ground Inspection | Ground Inspection | [9 empty] | Down Conductor Detection (DCD) | [9 empty] | EPSS,Ground Inspection, | EPSS Ground Inspection | EPSS Ground Inspection | EPSS,Aerial Inspection,Ground Inspection, | EPSS Aerial Inspection Ground Inspection | EPSS Aerial Inspection Ground Inspection | EPSS,Aerial Inspection,Down Conductor Detection (DCD), | EPSS Aerial Inspection Down Conductor Detection (DCD) | EPSS Aerial Inspection Down Conductor Detection (DCD) |  |  |  | , | FALSE
BRENTWOOD 21122782 | EPSS | EPSS | EPSS | [15 empty] | Ground Inspection | Ground Inspection | [19 empty] | EPSS,Ground Inspection, | EPSS Ground Inspection | EPSS Ground Inspection | EPSS,Ground Inspection, | EPSS Ground Inspection | EPSS Ground Inspection | EPSS, | EPSS | EPSS |  |  |  | , | FALSE
WOODWARD 2108703608 | EPSS | EPSS | EPSS | [17 empty] | Ground Inspection | [18 empty] | EPSS, | EPSS | EPSS | EPSS, | EPSS | EPSS | EPSS,Ground Inspection, | EPSS Ground Inspection | EPSS Ground Inspection |  |  |  | , | FALSE
WHEATLAND 11051344 | EPSS | EPSS | EPSS | [15 empty] | Ground Inspection | [20 empty] | EPSS,Ground Inspection, | EPSS Ground Inspection | EPSS Ground Inspection | EPSS, | EPSS | EPSS | EPSS, | EPSS | EPSS |  |  |  | , | FALSE
WESTLEY 110111730 | EPSS | EPSS | EPSS | [36 empty] | EPSS, | EPSS | EPSS | EPSS, | EPSS | EPSS | EPSS, | EPSS | EPSS |  |  |  | , | FALSE
TOKAY 1101CB | EPSS | EPSS | EPSS | [17 empty] | Ground Inspection | [18 empty] | EPSS, | EPSS | EPSS | EPSS, | EPSS | EPSS | EPSS,Ground Inspection, | EPSS Ground Inspection | EPSS Ground Inspection |  |  |  | , | FALSE
SALMON CREEK 110137368 | EPSS | EPSS | EPSS | [13 empty] | Aerial Inspection | Aerial Inspection | Ground Inspection | Ground Inspection |  | Non-Pole Backlog | [6 empty] | Down Conductor Detection (DCD) | [10 empty] | EPSS,Ground Inspection,Non-Pole Backlog, | EPSS Ground Inspection Non-Pole Backlog | EPSS Ground Inspection Non-Pole Backlog | EPSS,Aerial Inspection,Ground Inspection,Down Conductor Detection (DCD), | EPSS Aerial Inspection Ground Inspection Down Conductor Detection (DCD) | EPSS Aerial Inspection Ground Inspection Down Conductor Detection (DCD) | EPSS,Aerial Inspection, | EPSS Aerial Inspection | EPSS Aerial Inspection |  |  |  | , | FALSE
CHARCA 11033213 | EPSS | EPSS | EPSS | [36 empty] | EPSS, | EPSS | EPSS | EPSS, | EPSS | EPSS | EPSS, | EPSS | EPSS |  |  |  | , | FALSE
TRES VIAS 11011968 | EPSS | EPSS | EPSS | [17 empty] | Ground Inspection | [18 empty] | EPSS, | EPSS | EPSS | EPSS, | EPSS | EPSS | EPSS,Ground Inspection, | EPSS Ground Inspection | EPSS Ground Inspection |  |  |  | , | FALSE
WHEELER RIDGE 1101234580 | EPSS | EPSS | EPSS | [15 empty] | Ground Inspection | [20 empty] | EPSS,Ground Inspection, | EPSS Ground Inspection | EPSS Ground Inspection | EPSS, | EPSS | EPSS | EPSS, | EPSS | EPSS |  |  |  | , | FALSE
ANITA 11062418 | EPSS | EPSS | EPSS | [15 empty] | Ground Inspection | [20 empty] | EPSS,Ground Inspection, | EPSS Ground Inspection | EPSS Ground Inspection | EPSS, | EPSS | EPSS | EPSS, | EPSS | EPSS |  |  |  | , | FALSE
MERCED FALLS 11024000 | EPSS | EPSS | EPSS | [15 empty] | Ground Inspection |  | Ground Inspection | [18 empty] | EPSS,Ground Inspection, | EPSS Ground Inspection | EPSS Ground Inspection | EPSS, | EPSS | EPSS | EPSS,Ground Inspection, | EPSS Ground Inspection | EPSS Ground Inspection |  |  |  | , | FALSE
HONCUT 11027380 | EPSS | EPSS | EPSS | [17 empty] | Ground Inspection | [18 empty] | EPSS, | EPSS | EPSS | EPSS, | EPSS | EPSS | EPSS,Ground Inspection, | EPSS Ground Inspection | EPSS Ground Inspection |  |  |  | , | FALSE
SO. CAL. EDISON 1001CB | EPSS | EPSS | EPSS | [15 empty] | Ground Inspection | [20 empty] | EPSS,Ground Inspection, | EPSS Ground Inspection | EPSS Ground Inspection | EPSS, | EPSS | EPSS | EPSS, | EPSS | EPSS |  |  |  | , | FALSE
SAN ARDO 110193072 | EPSS | EPSS | EPSS | [15 empty] | Ground Inspection | [20 empty] | EPSS,Ground Inspection, | EPSS Ground Inspection | EPSS Ground Inspection | EPSS, | EPSS | EPSS | EPSS, | EPSS | EPSS |  |  |  | , | FALSE
FAMOSO 11012686 | EPSS | EPSS | EPSS | [16 empty] | Ground Inspection | [19 empty] | EPSS, | EPSS | EPSS | EPSS,Ground Inspection, | EPSS Ground Inspection | EPSS Ground Inspection | EPSS, | EPSS | EPSS |  |  |  | , | FALSE
COALINGA NO 1 11099270 | EPSS | EPSS | EPSS | [15 empty] | Ground Inspection | [20 empty] | EPSS,Ground Inspection, | EPSS Ground Inspection | EPSS Ground Inspection | EPSS, | EPSS | EPSS | EPSS, | EPSS | EPSS |  |  |  | , | FALSE
WYANDOTTE 110641650 | EPSS | EPSS | EPSS | [13 empty] | Aerial Inspection | Aerial Inspection | Ground Inspection | Ground Inspection | [9 empty] | Down Conductor Detection (DCD) | [9 empty] | EPSS,Ground Inspection, | EPSS Ground Inspection | EPSS Ground Inspection | EPSS,Aerial Inspection,Ground Inspection, | EPSS Aerial Inspection Ground Inspection | EPSS Aerial Inspection Ground Inspection | EPSS,Aerial Inspection,Down Conductor Detection (DCD), | EPSS Aerial Inspection Down Conductor Detection (DCD) | EPSS Aerial Inspection Down Conductor Detection (DCD) |  |  |  | , | FALSE
GERBER 11021560 | EPSS | EPSS | EPSS | [13 empty] | Aerial Inspection |  | Ground Inspection | [20 empty] | EPSS,Ground Inspection, | EPSS Ground Inspection | EPSS Ground Inspection | EPSS,Aerial Inspection, | EPSS Aerial Inspection | EPSS Aerial Inspection | EPSS, | EPSS | EPSS |  |  |  | , | FALSE
PEABODY 21078502 | EPSS | EPSS | EPSS | [36 empty] | EPSS, | EPSS | EPSS | EPSS, | EPSS | EPSS | EPSS, | EPSS | EPSS |  |  |  | , | FALSE
PEABODY 210718252 | EPSS | EPSS | EPSS | [17 empty] | Ground Inspection | [18 empty] | EPSS, | EPSS | EPSS | EPSS, | EPSS | EPSS | EPSS,Ground Inspection, | EPSS Ground Inspection | EPSS Ground Inspection |  |  |  | , | FALSE
TUPMAN 11042705 | EPSS | EPSS | EPSS | [15 empty] | Ground Inspection |  | Ground Inspection | [18 empty] | EPSS,Ground Inspection, | EPSS Ground Inspection | EPSS Ground Inspection | EPSS, | EPSS | EPSS | EPSS,Ground Inspection, | EPSS Ground Inspection | EPSS Ground Inspection |  |  |  | , | FALSE
SMYRNA 110484708 | EPSS | EPSS | EPSS | [16 empty] | Ground Inspection | Ground Inspection | [18 empty] | EPSS, | EPSS | EPSS | EPSS,Ground Inspection, | EPSS Ground Inspection | EPSS Ground Inspection | EPSS,Ground Inspection, | EPSS Ground Inspection | EPSS Ground Inspection |  |  |  | , | FALSE
GARBERVILLE 1102343364 | EPSS | EPSS | EPSS | [24 empty] | Down Conductor Detection (DCD) | [11 empty] | EPSS,Down Conductor Detection (DCD), | EPSS Down Conductor Detection (DCD) | EPSS Down Conductor Detection (DCD) | EPSS, | EPSS | EPSS | EPSS, | EPSS | EPSS |  |  |  | , | FALSE
CANTUA 11029310 | EPSS | EPSS | EPSS | [36 empty] | EPSS, | EPSS | EPSS | EPSS, | EPSS | EPSS | EPSS, | EPSS | EPSS |  |  |  | , | FALSE
CAL WATER 11023428 | EPSS | EPSS | EPSS | [36 empty] | EPSS, | EPSS | EPSS | EPSS, | EPSS | EPSS | EPSS, | EPSS | EPSS |  |  |  | , | FALSE
CLAY 110314674 | EPSS | EPSS | EPSS | [15 empty] | Ground Inspection |  | Ground Inspection | [7 empty] | Down Conductor Detection (DCD) | [10 empty] | EPSS,Ground Inspection, | EPSS Ground Inspection | EPSS Ground Inspection | EPSS,Down Conductor Detection (DCD), | EPSS Down Conductor Detection (DCD) | EPSS Down Conductor Detection (DCD) | EPSS,Ground Inspection, | EPSS Ground Inspection | EPSS Ground Inspection |  |  |  | , | FALSE
COPUS 11022399 | EPSS | EPSS | EPSS | [17 empty] | Ground Inspection | [18 empty] | EPSS, | EPSS | EPSS | EPSS, | EPSS | EPSS | EPSS,Ground Inspection, | EPSS Ground Inspection | EPSS Ground Inspection |  |  |  | , | FALSE
NEWMAN 110590430 | EPSS | EPSS | EPSS | [16 empty] | Ground Inspection | [19 empty] | EPSS, | EPSS | EPSS | EPSS,Ground Inspection, | EPSS Ground Inspection | EPSS Ground Inspection | EPSS, | EPSS | EPSS |  |  |  | , | FALSE
MERIDIAN 11023502 | EPSS | EPSS | EPSS | [15 empty] | Ground Inspection | [20 empty] | EPSS,Ground Inspection, | EPSS Ground Inspection | EPSS Ground Inspection | EPSS, | EPSS | EPSS | EPSS, | EPSS | EPSS |  |  |  | , | FALSE
ARBUCKLE 110447282 | EPSS | EPSS | EPSS | [17 empty] | Ground Inspection | [18 empty] | EPSS, | EPSS | EPSS | EPSS, | EPSS | EPSS | EPSS,Ground Inspection, | EPSS Ground Inspection | EPSS Ground Inspection |  |  |  | , | FALSE
HAMMONDS 11017250 | EPSS | EPSS | EPSS | [15 empty] | Ground Inspection |  | Ground Inspection | [18 empty] | EPSS,Ground Inspection, | EPSS Ground Inspection | EPSS Ground Inspection | EPSS, | EPSS | EPSS | EPSS,Ground Inspection, | EPSS Ground Inspection | EPSS Ground Inspection |  |  |  | , | FALSE
CARNERAS 1103CB | EPSS | EPSS | EPSS | [16 empty] | Ground Inspection | [19 empty] | EPSS, | EPSS | EPSS | EPSS,Ground Inspection, | EPSS Ground Inspection | EPSS Ground Inspection | EPSS, | EPSS | EPSS |  |  |  | , | FALSE
CHOWCHILLA 1106275318 | EPSS | EPSS | EPSS | [15 empty] | Ground Inspection | Ground Inspection | [19 empty] | EPSS,Ground Inspection, | EPSS Ground Inspection | EPSS Ground Inspection | EPSS,Ground Inspection, | EPSS Ground Inspection | EPSS Ground Inspection | EPSS, | EPSS | EPSS |  |  |  | , | FALSE
BORDEN 110121130 | EPSS | EPSS | EPSS | [17 empty] | Ground Inspection | [18 empty] | EPSS, | EPSS | EPSS | EPSS, | EPSS | EPSS | EPSS,Ground Inspection, | EPSS Ground Inspection | EPSS Ground Inspection |  |  |  | , | FALSE
CARBONA 110145186 | EPSS | EPSS | EPSS | [36 empty] | EPSS, | EPSS | EPSS | EPSS, | EPSS | EPSS | EPSS, | EPSS | EPSS |  |  |  | , | FALSE
LAKEVIEW 11064796 | EPSS | EPSS | EPSS | [15 empty] | Ground Inspection | [20 empty] | EPSS,Ground Inspection, | EPSS Ground Inspection | EPSS Ground Inspection | EPSS, | EPSS | EPSS | EPSS, | EPSS | EPSS |  |  |  | , | FALSE
CORNING 110137546 | EPSS | EPSS | EPSS | [17 empty] | Ground Inspection | [18 empty] | EPSS, | EPSS | EPSS | EPSS, | EPSS | EPSS | EPSS,Ground Inspection, | EPSS Ground Inspection | EPSS Ground Inspection |  |  |  | , | FALSE
ANITA 11062462 | EPSS | EPSS | EPSS | [15 empty] | Ground Inspection | [20 empty] | EPSS,Ground Inspection, | EPSS Ground Inspection | EPSS Ground Inspection | EPSS, | EPSS | EPSS | EPSS, | EPSS | EPSS |  |  |  | , | FALSE
CUYAMA 1103CB | EPSS | EPSS | EPSS | [16 empty] | Ground Inspection | [19 empty] | EPSS, | EPSS | EPSS | EPSS,Ground Inspection, | EPSS Ground Inspection | EPSS Ground Inspection | EPSS, | EPSS | EPSS |  |  |  | , | FALSE
GONZALES 110165704 | EPSS | EPSS | EPSS | [15 empty] | Ground Inspection | [9 empty] | Down Conductor Detection (DCD) | [10 empty] | EPSS,Ground Inspection, | EPSS Ground Inspection | EPSS Ground Inspection | EPSS,Down Conductor Detection (DCD), | EPSS Down Conductor Detection (DCD) | EPSS Down Conductor Detection (DCD) | EPSS, | EPSS | EPSS |  |  |  | , | FALSE
VACA DIXON 110376158 | EPSS | EPSS | EPSS | [15 empty] | Ground Inspection | [20 empty] | EPSS,Ground Inspection, | EPSS Ground Inspection | EPSS Ground Inspection | EPSS, | EPSS | EPSS | EPSS, | EPSS | EPSS |  |  |  | , | FALSE
DAIRYLAND 1105410364 | EPSS | EPSS | EPSS | [36 empty] | EPSS, | EPSS | EPSS | EPSS, | EPSS | EPSS | EPSS, | EPSS | EPSS |  |  |  | , | FALSE
ARBUCKLE 1104969486 | EPSS | EPSS | EPSS | [17 empty] | Ground Inspection | [18 empty] | EPSS, | EPSS | EPSS | EPSS, | EPSS | EPSS | EPSS,Ground Inspection, | EPSS Ground Inspection | EPSS Ground Inspection |  |  |  | , | FALSE
LE GRAND 1104CB | EPSS | EPSS | EPSS | [15 empty] | Ground Inspection | [20 empty] | EPSS,Ground Inspection, | EPSS Ground Inspection | EPSS Ground Inspection | EPSS, | EPSS | EPSS | EPSS, | EPSS | EPSS |  |  |  | , | FALSE
SAN ARDO 110283166 | EPSS | EPSS | EPSS | [15 empty] | Ground Inspection | [20 empty] | EPSS,Ground Inspection, | EPSS Ground Inspection | EPSS Ground Inspection | EPSS, | EPSS | EPSS | EPSS, | EPSS | EPSS |  |  |  | , | FALSE
CORRAL 11012128 | EPSS | EPSS | EPSS | [15 empty] | Ground Inspection | [20 empty] | EPSS,Ground Inspection, | EPSS Ground Inspection | EPSS Ground Inspection | EPSS, | EPSS | EPSS | EPSS, | EPSS | EPSS |  |  |  | , | FALSE
RAINBOW 1106R104 | EPSS | EPSS | EPSS | [16 empty] | Ground Inspection | [19 empty] | EPSS, | EPSS | EPSS | EPSS,Ground Inspection, | EPSS Ground Inspection | EPSS Ground Inspection | EPSS, | EPSS | EPSS |  |  |  | , | FALSE
MADISON 210112321 | EPSS | EPSS | EPSS | [17 empty] | Ground Inspection | [6 empty] | Down Conductor Detection (DCD) |  |  | Line Sensors | [8 empty] | EPSS,Down Conductor Detection (DCD),Line Sensors, | EPSS Down Conductor Detection (DCD) Line Sensors | EPSS Down Conductor Detection (DCD) Line Sensors | EPSS, | EPSS | EPSS | EPSS,Ground Inspection, | EPSS Ground Inspection | EPSS Ground Inspection |  |  |  | , | FALSE
CUYAMA 21013533 | EPSS | EPSS | EPSS | [16 empty] | Ground Inspection | [19 empty] | EPSS, | EPSS | EPSS | EPSS,Ground Inspection, | EPSS Ground Inspection | EPSS Ground Inspection | EPSS, | EPSS | EPSS |  |  |  | , | FALSE
OCEANO 1105CB | EPSS | EPSS | EPSS | [36 empty] | EPSS, | EPSS | EPSS | EPSS, | EPSS | EPSS | EPSS, | EPSS | EPSS |  |  |  | , | FALSE
MIDDLE RIVER 11015240 | EPSS | EPSS | EPSS | [36 empty] | EPSS, | EPSS | EPSS | EPSS, | EPSS | EPSS | EPSS, | EPSS | EPSS |  |  |  | , | FALSE
TULARE LAKE 110854074 | EPSS | EPSS | EPSS | [16 empty] | Ground Inspection | [19 empty] | EPSS, | EPSS | EPSS | EPSS,Ground Inspection, | EPSS Ground Inspection | EPSS Ground Inspection | EPSS, | EPSS | EPSS |  |  |  | , | FALSE
NEWHALL 110912150 | EPSS | EPSS | EPSS | [16 empty] | Ground Inspection | [19 empty] | EPSS, | EPSS | EPSS | EPSS,Ground Inspection, | EPSS Ground Inspection | EPSS Ground Inspection | EPSS, | EPSS | EPSS |  |  |  | , | FALSE
LINCOLN 2109924404 | EPSS | EPSS | EPSS | [17 empty] | Ground Inspection | [18 empty] | EPSS, | EPSS | EPSS | EPSS, | EPSS | EPSS | EPSS,Ground Inspection, | EPSS Ground Inspection | EPSS Ground Inspection |  |  |  | , | FALSE
DIXON 11038782 | EPSS | EPSS | EPSS | [16 empty] | Ground Inspection | Ground Inspection | [18 empty] | EPSS, | EPSS | EPSS | EPSS,Ground Inspection, | EPSS Ground Inspection | EPSS Ground Inspection | EPSS,Ground Inspection, | EPSS Ground Inspection | EPSS Ground Inspection |  |  |  | , | FALSE
SAN ARDO 11017054 | EPSS | EPSS | EPSS | [36 empty] | EPSS, | EPSS | EPSS | EPSS, | EPSS | EPSS | EPSS, | EPSS | EPSS |  |  |  | , | FALSE
VINA 110135730 | EPSS | EPSS | EPSS | [17 empty] | Ground Inspection | [18 empty] | EPSS, | EPSS | EPSS | EPSS, | EPSS | EPSS | EPSS,Ground Inspection, | EPSS Ground Inspection | EPSS Ground Inspection |  |  |  | , | FALSE
WOODCHUCK 2101R2640 | EPSS | EPSS | EPSS | [13 empty] | Aerial Inspection |  | Ground Inspection | Ground Inspection | Ground Inspection | [18 empty] | EPSS,Ground Inspection, | EPSS Ground Inspection | EPSS Ground Inspection | EPSS,Aerial Inspection,Ground Inspection, | EPSS Aerial Inspection Ground Inspection | EPSS Aerial Inspection Ground Inspection | EPSS,Ground Inspection, | EPSS Ground Inspection | EPSS Ground Inspection |  |  |  | , | FALSE
PLEASANT GROVE 21101296 | EPSS | EPSS | EPSS | [17 empty] | Ground Inspection | [18 empty] | EPSS, | EPSS | EPSS | EPSS, | EPSS | EPSS | EPSS,Ground Inspection, | EPSS Ground Inspection | EPSS Ground Inspection |  |  |  | , | FALSE
VALLEY HOME 17023214 | EPSS | EPSS | EPSS | [15 empty] | Ground Inspection |  | Ground Inspection | [18 empty] | EPSS,Ground Inspection, | EPSS Ground Inspection | EPSS Ground Inspection | EPSS, | EPSS | EPSS | EPSS,Ground Inspection, | EPSS Ground Inspection | EPSS Ground Inspection |  |  |  | , | FALSE
COALINGA NO 2 110677252 | EPSS | EPSS | EPSS | [15 empty] | Ground Inspection | [20 empty] | EPSS,Ground Inspection, | EPSS Ground Inspection | EPSS Ground Inspection | EPSS, | EPSS | EPSS | EPSS, | EPSS | EPSS |  |  |  | , | FALSE
CARNERAS 1102372456 | EPSS | EPSS | EPSS | [16 empty] | Ground Inspection | [19 empty] | EPSS, | EPSS | EPSS | EPSS,Ground Inspection, | EPSS Ground Inspection | EPSS Ground Inspection | EPSS, | EPSS | EPSS |  |  |  | , | FALSE
CALFLAX 1103CUS303 | EPSS | EPSS | EPSS | [36 empty] | EPSS, | EPSS | EPSS | EPSS, | EPSS | EPSS | EPSS, | EPSS | EPSS |  |  |  | , | FALSE
SCHINDLER 111256574 | EPSS | EPSS | EPSS | [15 empty] | Ground Inspection | [20 empty] | EPSS,Ground Inspection, | EPSS Ground Inspection | EPSS Ground Inspection | EPSS, | EPSS | EPSS | EPSS, | EPSS | EPSS |  |  |  | , | FALSE
SISQUOC 1103M14 | EPSS | EPSS | EPSS | [36 empty] | EPSS, | EPSS | EPSS | EPSS, | EPSS | EPSS | EPSS, | EPSS | EPSS |  |  |  | , | FALSE
LE GRAND 11107130 | EPSS | EPSS | EPSS | [36 empty] | EPSS, | EPSS | EPSS | EPSS, | EPSS | EPSS | EPSS, | EPSS | EPSS |  |  |  | , | FALSE
ALPAUGH 110499506 | EPSS | EPSS | EPSS | [16 empty] | Ground Inspection | [19 empty] | EPSS, | EPSS | EPSS | EPSS,Ground Inspection, | EPSS Ground Inspection | EPSS Ground Inspection | EPSS, | EPSS | EPSS |  |  |  | , | FALSE
STONE CORRAL 11097580 | EPSS | EPSS | EPSS | [16 empty] | Ground Inspection | [19 empty] | EPSS, | EPSS | EPSS | EPSS,Ground Inspection, | EPSS Ground Inspection | EPSS Ground Inspection | EPSS, | EPSS | EPSS |  |  |  | , | FALSE
SANTA RITA 11029920 | EPSS | EPSS | EPSS | [15 empty] | Ground Inspection |  | Ground Inspection | [18 empty] | EPSS,Ground Inspection, | EPSS Ground Inspection | EPSS Ground Inspection | EPSS, | EPSS | EPSS | EPSS,Ground Inspection, | EPSS Ground Inspection | EPSS Ground Inspection |  |  |  | , | FALSE
RENFRO 21014889 | EPSS | EPSS | EPSS | [16 empty] | Ground Inspection | Ground Inspection | [18 empty] | EPSS, | EPSS | EPSS | EPSS,Ground Inspection, | EPSS Ground Inspection | EPSS Ground Inspection | EPSS,Ground Inspection, | EPSS Ground Inspection | EPSS Ground Inspection |  |  |  | , | FALSE
SISQUOC 1101M96 | EPSS | EPSS | EPSS | [17 empty] | Ground Inspection | [18 empty] | EPSS, | EPSS | EPSS | EPSS, | EPSS | EPSS | EPSS,Ground Inspection, | EPSS Ground Inspection | EPSS Ground Inspection |  |  |  | , | FALSE
WOODCHUCK 2101R1790 | EPSS | EPSS | EPSS | [36 empty] | EPSS, | EPSS | EPSS | EPSS, | EPSS | EPSS | EPSS, | EPSS | EPSS |  |  |  | , | FALSE
HENRIETTA 110849938 | EPSS | EPSS | EPSS | [17 empty] | Ground Inspection | [18 empty] | EPSS, | EPSS | EPSS | EPSS, | EPSS | EPSS | EPSS,Ground Inspection, | EPSS Ground Inspection | EPSS Ground Inspection |  |  |  | , | FALSE
CORNING 110238162 | EPSS | EPSS | EPSS | [36 empty] | EPSS, | EPSS | EPSS | EPSS, | EPSS | EPSS | EPSS, | EPSS | EPSS |  |  |  | , | FALSE
ELK HILLS 1104334524 | EPSS | EPSS | EPSS | [36 empty] | EPSS, | EPSS | EPSS | EPSS, | EPSS | EPSS | EPSS, | EPSS | EPSS |  |  |  | , | FALSE
ELK HILLS 1104CUS8676 | EPSS | EPSS | EPSS | [36 empty] | EPSS, | EPSS | EPSS | EPSS, | EPSS | EPSS | EPSS, | EPSS | EPSS |  |  |  | , | FALSE
SANTA NELLA 11043130 | EPSS | EPSS | EPSS | [36 empty] | EPSS, | EPSS | EPSS | EPSS, | EPSS | EPSS | EPSS, | EPSS | EPSS |  |  |  | , | FALSE
ORO LOMA 11173740 | EPSS | EPSS | EPSS | [15 empty] | Ground Inspection | Ground Inspection | [19 empty] | EPSS,Ground Inspection, | EPSS Ground Inspection | EPSS Ground Inspection | EPSS,Ground Inspection, | EPSS Ground Inspection | EPSS Ground Inspection | EPSS, | EPSS | EPSS |  |  |  | , | FALSE
KERN OIL 1104CB | EPSS | EPSS | EPSS | [13 empty] | Aerial Inspection |  | Ground Inspection | Ground Inspection | [19 empty] | EPSS,Ground Inspection, | EPSS Ground Inspection | EPSS Ground Inspection | EPSS,Aerial Inspection,Ground Inspection, | EPSS Aerial Inspection Ground Inspection | EPSS Aerial Inspection Ground Inspection | EPSS, | EPSS | EPSS |  |  |  | , | FALSE
GUERNSEY 11018260 | EPSS | EPSS | EPSS | [36 empty] | EPSS, | EPSS | EPSS | EPSS, | EPSS | EPSS | EPSS, | EPSS | EPSS |  |  |  | , | FALSE
SANTA MARIA 1110M44 | EPSS | EPSS | EPSS | [17 empty] | Ground Inspection | [18 empty] | EPSS, | EPSS | EPSS | EPSS, | EPSS | EPSS | EPSS,Ground Inspection, | EPSS Ground Inspection | EPSS Ground Inspection |  |  |  | , | FALSE
CANTUA 11039250 | EPSS | EPSS | EPSS | [17 empty] | Ground Inspection | [18 empty] | EPSS, | EPSS | EPSS | EPSS, | EPSS | EPSS | EPSS,Ground Inspection, | EPSS Ground Inspection | EPSS Ground Inspection |  |  |  | , | FALSE
HOLLISTER 21054040 | EPSS | EPSS | EPSS | [15 empty] | Ground Inspection | [20 empty] | EPSS,Ground Inspection, | EPSS Ground Inspection | EPSS Ground Inspection | EPSS, | EPSS | EPSS | EPSS, | EPSS | EPSS |  |  |  | , | FALSE
GATES 11049110 | EPSS | EPSS | EPSS | [15 empty] | Ground Inspection | [20 empty] | EPSS,Ground Inspection, | EPSS Ground Inspection | EPSS Ground Inspection | EPSS, | EPSS | EPSS | EPSS, | EPSS | EPSS |  |  |  | , | FALSE
TEMPLETON 2109R78 | EPSS | EPSS | EPSS | [16 empty] | Ground Inspection | [19 empty] | EPSS, | EPSS | EPSS | EPSS,Ground Inspection, | EPSS Ground Inspection | EPSS Ground Inspection | EPSS, | EPSS | EPSS |  |  |  | , | FALSE
MIDDLE RIVER 110157494 | EPSS | EPSS | EPSS | [16 empty] | Ground Inspection | Ground Inspection | [18 empty] | EPSS, | EPSS | EPSS | EPSS,Ground Inspection, | EPSS Ground Inspection | EPSS Ground Inspection | EPSS,Ground Inspection, | EPSS Ground Inspection | EPSS Ground Inspection |  |  |  | , | FALSE
LINDEN 110112182 | EPSS | EPSS | EPSS | [15 empty] | Ground Inspection | [20 empty] | EPSS,Ground Inspection, | EPSS Ground Inspection | EPSS Ground Inspection | EPSS, | EPSS | EPSS | EPSS, | EPSS | EPSS |  |  |  | , | FALSE
MC MULLIN 1105840744 | EPSS | EPSS | EPSS | [15 empty] | Ground Inspection | [20 empty] | EPSS,Ground Inspection, | EPSS Ground Inspection | EPSS Ground Inspection | EPSS, | EPSS | EPSS | EPSS, | EPSS | EPSS |  |  |  | , | FALSE
KETTLEMAN HILLS 21049020 | EPSS | EPSS | EPSS | [15 empty] | Ground Inspection | Ground Inspection | [19 empty] | EPSS,Ground Inspection, | EPSS Ground Inspection | EPSS Ground Inspection | EPSS,Ground Inspection, | EPSS Ground Inspection | EPSS Ground Inspection | EPSS, | EPSS | EPSS |  |  |  | , | FALSE
ESQUON 1101717130 | EPSS | EPSS | EPSS | [36 empty] | EPSS, | EPSS | EPSS | EPSS, | EPSS | EPSS | EPSS, | EPSS | EPSS |  |  |  | , | FALSE
TIVY VALLEY 1106CB | EPSS | EPSS | EPSS | [16 empty] | Ground Inspection | Ground Inspection | [18 empty] | EPSS, | EPSS | EPSS | EPSS,Ground Inspection, | EPSS Ground Inspection | EPSS Ground Inspection | EPSS,Ground Inspection, | EPSS Ground Inspection | EPSS Ground Inspection |  |  |  | , | FALSE
PEASE 11031226 | EPSS | EPSS | EPSS | [36 empty] | EPSS, | EPSS | EPSS | EPSS, | EPSS | EPSS | EPSS, | EPSS | EPSS |  |  |  | , | FALSE
CANAL 1101459434 | EPSS | EPSS | EPSS | [36 empty] | EPSS, | EPSS | EPSS | EPSS, | EPSS | EPSS | EPSS, | EPSS | EPSS |  |  |  | , | FALSE
CANTUA 11039900 | EPSS | EPSS | EPSS | [17 empty] | Ground Inspection | [7 empty] | Down Conductor Detection (DCD) | [10 empty] | EPSS, | EPSS | EPSS | EPSS,Down Conductor Detection (DCD), | EPSS Down Conductor Detection (DCD) | EPSS Down Conductor Detection (DCD) | EPSS,Ground Inspection, | EPSS Ground Inspection | EPSS Ground Inspection |  |  |  | , | FALSE
SAN MIGUEL 1107CB | EPSS | EPSS | EPSS | [16 empty] | Ground Inspection | [19 empty] | EPSS, | EPSS | EPSS | EPSS,Ground Inspection, | EPSS Ground Inspection | EPSS Ground Inspection | EPSS, | EPSS | EPSS |  |  |  | , | FALSE
WINTERS 110248002 | EPSS | EPSS | EPSS | [15 empty] | Ground Inspection | [20 empty] | EPSS,Ground Inspection, | EPSS Ground Inspection | EPSS Ground Inspection | EPSS, | EPSS | EPSS | EPSS, | EPSS | EPSS |  |  |  | , | FALSE
COPPERMINE 1112CB | EPSS | EPSS | EPSS | [17 empty] | Ground Inspection | [18 empty] | EPSS, | EPSS | EPSS | EPSS, | EPSS | EPSS | EPSS,Ground Inspection, | EPSS Ground Inspection | EPSS Ground Inspection |  |  |  | , | FALSE
WILSON 11034140 | EPSS | EPSS | EPSS | [36 empty] | EPSS, | EPSS | EPSS | EPSS, | EPSS | EPSS | EPSS, | EPSS | EPSS |  |  |  | , | FALSE
CHOLAME 2102X10 | EPSS | EPSS | EPSS | [12 empty] | Aerial Inspection |  | Aerial Inspection | Ground Inspection | Ground Inspection | [7 empty] | Down Conductor Detection (DCD) | [11 empty] | EPSS,Aerial Inspection,Ground Inspection,Down Conductor Detection (DCD), | EPSS Aerial Inspection Ground Inspection Down Conductor Detection (DCD) | EPSS Aerial Inspection Ground Inspection Down Conductor Detection (DCD) | EPSS,Ground Inspection, | EPSS Ground Inspection | EPSS Ground Inspection | EPSS,Aerial Inspection, | EPSS Aerial Inspection | EPSS Aerial Inspection |  |  |  | , | FALSE
WRIGHT 111084280 | EPSS | EPSS | EPSS | [16 empty] | Ground Inspection | [19 empty] | EPSS, | EPSS | EPSS | EPSS,Ground Inspection, | EPSS Ground Inspection | EPSS Ground Inspection | EPSS, | EPSS | EPSS |  |  |  | , | FALSE
JACINTO 110194868 | EPSS | EPSS | EPSS | [16 empty] | Ground Inspection | [19 empty] | EPSS, | EPSS | EPSS | EPSS,Ground Inspection, | EPSS Ground Inspection | EPSS Ground Inspection | EPSS, | EPSS | EPSS |  |  |  | , | FALSE
TEMPLETON 2109P32 | EPSS | EPSS | EPSS | [16 empty] | Ground Inspection | [19 empty] | EPSS, | EPSS | EPSS | EPSS,Ground Inspection, | EPSS Ground Inspection | EPSS Ground Inspection | EPSS, | EPSS | EPSS |  |  |  | , | FALSE
FIREBAUGH 110212190 | EPSS | EPSS | EPSS | [16 empty] | Ground Inspection | [19 empty] | EPSS, | EPSS | EPSS | EPSS,Ground Inspection, | EPSS Ground Inspection | EPSS Ground Inspection | EPSS, | EPSS | EPSS |  |  |  | , | FALSE
TEMBLOR 110414233 | EPSS | EPSS | EPSS | [15 empty] | Ground Inspection | [20 empty] | EPSS,Ground Inspection, | EPSS Ground Inspection | EPSS Ground Inspection | EPSS, | EPSS | EPSS | EPSS, | EPSS | EPSS |  |  |  | , | FALSE
LOCKEFORD 210212468 | EPSS | EPSS | EPSS | [14 empty] | Aerial Inspection |  | Ground Inspection | Ground Inspection | [9 empty] | Line Sensors | [8 empty] | EPSS,Line Sensors, | EPSS Line Sensors | EPSS Line Sensors | EPSS,Ground Inspection, | EPSS Ground Inspection | EPSS Ground Inspection | EPSS,Aerial Inspection,Ground Inspection, | EPSS Aerial Inspection Ground Inspection | EPSS Aerial Inspection Ground Inspection |  |  |  | , | FALSE
ANTELOPE 1102CB | EPSS | EPSS | EPSS | [16 empty] | Ground Inspection | [19 empty] | EPSS, | EPSS | EPSS | EPSS,Ground Inspection, | EPSS Ground Inspection | EPSS Ground Inspection | EPSS, | EPSS | EPSS |  |  |  | , | FALSE
MORRO BAY 1102W22 | EPSS | EPSS | EPSS | [8 empty] | Expulsion Fuse Replacement | [5 empty] | Aerial Inspection |  | Ground Inspection | Ground Inspection | [7 empty] | Down Conductor Detection (DCD) | [10 empty] | EPSS, | EPSS | EPSS | EPSS,Ground Inspection,Down Conductor Detection (DCD), | EPSS Ground Inspection Down Conductor Detection (DCD) | EPSS Ground Inspection Down Conductor Detection (DCD) | EPSS,Expulsion Fuse Replacement,Aerial Inspection,Ground Inspection, | EPSS Expulsion Fuse Replacement Aerial Inspection Ground Inspection | EPSS Expulsion Fuse Replacement Aerial Inspection Ground Inspection |  |  |  | , | FALSE
WOODWARD 2108R2860 | EPSS | EPSS | EPSS | [14 empty] | Aerial Inspection |  | Ground Inspection | Ground Inspection | [18 empty] | EPSS, | EPSS | EPSS | EPSS,Ground Inspection, | EPSS Ground Inspection | EPSS Ground Inspection | EPSS,Aerial Inspection,Ground Inspection, | EPSS Aerial Inspection Ground Inspection | EPSS Aerial Inspection Ground Inspection |  |  |  | , | FALSE
HERDLYN 1102609338 | EPSS | EPSS | EPSS | [15 empty] | Ground Inspection | Ground Inspection | [19 empty] | EPSS,Ground Inspection, | EPSS Ground Inspection | EPSS Ground Inspection | EPSS,Ground Inspection, | EPSS Ground Inspection | EPSS Ground Inspection | EPSS, | EPSS | EPSS |  |  |  | , | FALSE
SMYRNA 110496526 | EPSS | EPSS | EPSS | [16 empty] | Ground Inspection | Ground Inspection | [18 empty] | EPSS, | EPSS | EPSS | EPSS,Ground Inspection, | EPSS Ground Inspection | EPSS Ground Inspection | EPSS,Ground Inspection, | EPSS Ground Inspection | EPSS Ground Inspection |  |  |  | , | FALSE
COPPERMINE 1104R3200 | EPSS | EPSS | EPSS | [16 empty] | Ground Inspection | Ground Inspection | [7 empty] | Down Conductor Detection (DCD) | [10 empty] | EPSS, | EPSS | EPSS | EPSS,Ground Inspection,Down Conductor Detection (DCD), | EPSS Ground Inspection Down Conductor Detection (DCD) | EPSS Ground Inspection Down Conductor Detection (DCD) | EPSS,Ground Inspection, | EPSS Ground Inspection | EPSS Ground Inspection |  |  |  | , | FALSE
CRESSEY 2103335764 | EPSS | EPSS | EPSS | [36 empty] | EPSS, | EPSS | EPSS | EPSS, | EPSS | EPSS | EPSS, | EPSS | EPSS |  |  |  | , | FALSE
MADISON 2101845694 | EPSS | EPSS | EPSS | [17 empty] | Ground Inspection | [9 empty] | Line Sensors | [8 empty] | EPSS,Line Sensors, | EPSS Line Sensors | EPSS Line Sensors | EPSS, | EPSS | EPSS | EPSS,Ground Inspection, | EPSS Ground Inspection | EPSS Ground Inspection |  |  |  | , | FALSE
CROWS LANDING 110190600 | EPSS | EPSS | EPSS | [15 empty] | Ground Inspection | Ground Inspection | [19 empty] | EPSS,Ground Inspection, | EPSS Ground Inspection | EPSS Ground Inspection | EPSS,Ground Inspection, | EPSS Ground Inspection | EPSS Ground Inspection | EPSS, | EPSS | EPSS |  |  |  | , | FALSE
WESTLEY 110111736 | EPSS | EPSS | EPSS | [36 empty] | EPSS, | EPSS | EPSS | EPSS, | EPSS | EPSS | EPSS, | EPSS | EPSS |  |  |  | , | FALSE
LIVINGSTON 110190490 | EPSS | EPSS | EPSS | [17 empty] | Ground Inspection | [18 empty] | EPSS, | EPSS | EPSS | EPSS, | EPSS | EPSS | EPSS,Ground Inspection, | EPSS Ground Inspection | EPSS Ground Inspection |  |  |  | , | FALSE
ATASCADERO 1103A80 | EPSS | EPSS | EPSS | [15 empty] | Ground Inspection |  | Ground Inspection | [6 empty] | Down Conductor Detection (DCD) | [11 empty] | EPSS,Ground Inspection,Down Conductor Detection (DCD), | EPSS Ground Inspection Down Conductor Detection (DCD) | EPSS Ground Inspection Down Conductor Detection (DCD) | EPSS, | EPSS | EPSS | EPSS,Ground Inspection, | EPSS Ground Inspection | EPSS Ground Inspection |  |  |  | , | FALSE
LE GRAND 11107120 | EPSS | EPSS | EPSS | [36 empty] | EPSS, | EPSS | EPSS | EPSS, | EPSS | EPSS | EPSS, | EPSS | EPSS |  |  |  | , | FALSE
LERDO 11124323 | EPSS | EPSS | EPSS | [15 empty] | Ground Inspection | Ground Inspection | [19 empty] | EPSS,Ground Inspection, | EPSS Ground Inspection | EPSS Ground Inspection | EPSS,Ground Inspection, | EPSS Ground Inspection | EPSS Ground Inspection | EPSS, | EPSS | EPSS |  |  |  | , | FALSE
CARNERAS 11023266 | EPSS | EPSS | EPSS | [15 empty] | Ground Inspection | Ground Inspection | [19 empty] | EPSS,Ground Inspection, | EPSS Ground Inspection | EPSS Ground Inspection | EPSS,Ground Inspection, | EPSS Ground Inspection | EPSS Ground Inspection | EPSS, | EPSS | EPSS |  |  |  | , | FALSE
ORTIGA 11063770 | EPSS | EPSS | EPSS | [16 empty] | Ground Inspection | [19 empty] | EPSS, | EPSS | EPSS | EPSS,Ground Inspection, | EPSS Ground Inspection | EPSS Ground Inspection | EPSS, | EPSS | EPSS |  |  |  | , | FALSE
DAVIS 11128722 | EPSS | EPSS | EPSS | [15 empty] | Ground Inspection | [20 empty] | EPSS,Ground Inspection, | EPSS Ground Inspection | EPSS Ground Inspection | EPSS, | EPSS | EPSS | EPSS, | EPSS | EPSS |  |  |  | , | FALSE
WESTLEY 1101463982 | EPSS | EPSS | EPSS | [36 empty] | EPSS, | EPSS | EPSS | EPSS, | EPSS | EPSS | EPSS, | EPSS | EPSS |  |  |  | , | FALSE
DAIRYVILLE 11014679 | EPSS | EPSS | EPSS | [13 empty] | Aerial Inspection |  | Ground Inspection | [20 empty] | EPSS,Ground Inspection, | EPSS Ground Inspection | EPSS Ground Inspection | EPSS,Aerial Inspection, | EPSS Aerial Inspection | EPSS Aerial Inspection | EPSS, | EPSS | EPSS |  |  |  | , | FALSE
FITCH MOUNTAIN 1111555644 | EPSS | EPSS | EPSS | [15 empty] | Ground Inspection |  | Ground Inspection | [18 empty] | EPSS,Ground Inspection, | EPSS Ground Inspection | EPSS Ground Inspection | EPSS, | EPSS | EPSS | EPSS,Ground Inspection, | EPSS Ground Inspection | EPSS Ground Inspection |  |  |  | , | FALSE
SAN MIGUEL 1106CB | EPSS | EPSS | EPSS | [16 empty] | Ground Inspection | [19 empty] | EPSS, | EPSS | EPSS | EPSS,Ground Inspection, | EPSS Ground Inspection | EPSS Ground Inspection | EPSS, | EPSS | EPSS |  |  |  | , | FALSE
SCHINDLER 1110176099 | EPSS | EPSS | EPSS | [17 empty] | Ground Inspection | [18 empty] | EPSS, | EPSS | EPSS | EPSS, | EPSS | EPSS | EPSS,Ground Inspection, | EPSS Ground Inspection | EPSS Ground Inspection |  |  |  | , | FALSE
BERRENDA A 1101CB | EPSS | EPSS | EPSS | [36 empty] | EPSS, | EPSS | EPSS | EPSS, | EPSS | EPSS | EPSS, | EPSS | EPSS |  |  |  | , | FALSE
CORDELIA 110440922 | EPSS | EPSS | EPSS | [36 empty] | EPSS, | EPSS | EPSS | EPSS, | EPSS | EPSS | EPSS, | EPSS | EPSS |  |  |  | , | FALSE
BIOLA 11026170 | EPSS | EPSS | EPSS | [36 empty] | EPSS, | EPSS | EPSS | EPSS, | EPSS | EPSS | EPSS, | EPSS | EPSS |  |  |  | , | FALSE
KERN OIL 11044479 | EPSS | EPSS | EPSS | [16 empty] | Ground Inspection | [19 empty] | EPSS, | EPSS | EPSS | EPSS,Ground Inspection, | EPSS Ground Inspection | EPSS Ground Inspection | EPSS, | EPSS | EPSS |  |  |  | , | FALSE
SMYRNA 110538778 | EPSS | EPSS | EPSS | [16 empty] | Ground Inspection | [19 empty] | EPSS, | EPSS | EPSS | EPSS,Ground Inspection, | EPSS Ground Inspection | EPSS Ground Inspection | EPSS, | EPSS | EPSS |  |  |  | , | FALSE
TYLER 11051704 | EPSS | EPSS | EPSS | [24 empty] | Down Conductor Detection (DCD) | [11 empty] | EPSS,Down Conductor Detection (DCD), | EPSS Down Conductor Detection (DCD) | EPSS Down Conductor Detection (DCD) | EPSS, | EPSS | EPSS | EPSS, | EPSS | EPSS |  |  |  | , | FALSE
CHOWCHILLA 11045980 | EPSS | EPSS | EPSS | [15 empty] | Ground Inspection | Ground Inspection | [19 empty] | EPSS,Ground Inspection, | EPSS Ground Inspection | EPSS Ground Inspection | EPSS,Ground Inspection, | EPSS Ground Inspection | EPSS Ground Inspection | EPSS, | EPSS | EPSS |  |  |  | , | FALSE
OAKLAND J 1112CR360 | EPSS | EPSS | EPSS | [17 empty] | Ground Inspection | [18 empty] | EPSS, | EPSS | EPSS | EPSS, | EPSS | EPSS | EPSS,Ground Inspection, | EPSS Ground Inspection | EPSS Ground Inspection |  |  |  | , | FALSE
STOREY 11095580 | EPSS | EPSS | EPSS | [16 empty] | Ground Inspection | [19 empty] | EPSS, | EPSS | EPSS | EPSS,Ground Inspection, | EPSS Ground Inspection | EPSS Ground Inspection | EPSS, | EPSS | EPSS |  |  |  | , | FALSE
GANSO 1104339578 | EPSS | EPSS | EPSS | [36 empty] | EPSS, | EPSS | EPSS | EPSS, | EPSS | EPSS | EPSS, | EPSS | EPSS |  |  |  | , | FALSE
HENRIETTA 11048550 | EPSS | EPSS | EPSS | [36 empty] | EPSS, | EPSS | EPSS | EPSS, | EPSS | EPSS | EPSS, | EPSS | EPSS |  |  |  | , | FALSE
ORO LOMA 1118848136 | EPSS | EPSS | EPSS | [15 empty] | Ground Inspection | [20 empty] | EPSS,Ground Inspection, | EPSS Ground Inspection | EPSS Ground Inspection | EPSS, | EPSS | EPSS | EPSS, | EPSS | EPSS |  |  |  | , | FALSE
KING CITY 11027024 | EPSS | EPSS | EPSS | [16 empty] | Ground Inspection | [9 empty] | Down Conductor Detection (DCD) | [9 empty] | EPSS, | EPSS | EPSS | EPSS,Ground Inspection, | EPSS Ground Inspection | EPSS Ground Inspection | EPSS,Down Conductor Detection (DCD), | EPSS Down Conductor Detection (DCD) | EPSS Down Conductor Detection (DCD) |  |  |  | , | FALSE
NORCO 11013938 | EPSS | EPSS | EPSS | [17 empty] | Ground Inspection | [18 empty] | EPSS, | EPSS | EPSS | EPSS, | EPSS | EPSS | EPSS,Ground Inspection, | EPSS Ground Inspection | EPSS Ground Inspection |  |  |  | , | FALSE
STROUD 1104809407 | EPSS | EPSS | EPSS | [15 empty] | Ground Inspection | [20 empty] | EPSS,Ground Inspection, | EPSS Ground Inspection | EPSS Ground Inspection | EPSS, | EPSS | EPSS | EPSS, | EPSS | EPSS |  |  |  | , | FALSE
LERDO 111689580 | EPSS | EPSS | EPSS | [15 empty] | Ground Inspection | Ground Inspection | [19 empty] | EPSS,Ground Inspection, | EPSS Ground Inspection | EPSS Ground Inspection | EPSS,Ground Inspection, | EPSS Ground Inspection | EPSS Ground Inspection | EPSS, | EPSS | EPSS |  |  |  | , | FALSE
LAKEVILLE 1101108774 | EPSS | EPSS | EPSS | [36 empty] | EPSS, | EPSS | EPSS | EPSS, | EPSS | EPSS | EPSS, | EPSS | EPSS |  |  |  | , | FALSE
TEJON 11032280 | EPSS | EPSS | EPSS | [15 empty] | Ground Inspection | [20 empty] | EPSS,Ground Inspection, | EPSS Ground Inspection | EPSS Ground Inspection | EPSS, | EPSS | EPSS | EPSS, | EPSS | EPSS |  |  |  | , | FALSE
BAHIA 110493908 | EPSS | EPSS | EPSS | [17 empty] | Ground Inspection | [18 empty] | EPSS, | EPSS | EPSS | EPSS, | EPSS | EPSS | EPSS,Ground Inspection, | EPSS Ground Inspection | EPSS Ground Inspection |  |  |  | , | FALSE
MORRO BAY 1101V68 | EPSS | EPSS | EPSS | [15 empty] | Ground Inspection | [20 empty] | EPSS,Ground Inspection, | EPSS Ground Inspection | EPSS Ground Inspection | EPSS, | EPSS | EPSS | EPSS, | EPSS | EPSS |  |  |  | , | FALSE
BIOLA 1102622058 | EPSS | EPSS | EPSS | [36 empty] | EPSS, | EPSS | EPSS | EPSS, | EPSS | EPSS | EPSS, | EPSS | EPSS |  |  |  | , | FALSE
MADISON 1105489630 | EPSS | EPSS | EPSS | [17 empty] | Ground Inspection | [18 empty] | EPSS, | EPSS | EPSS | EPSS, | EPSS | EPSS | EPSS,Ground Inspection, | EPSS Ground Inspection | EPSS Ground Inspection |  |  |  | , | FALSE
ORLAND B 110396988 | EPSS | EPSS | EPSS | [36 empty] | EPSS, | EPSS | EPSS | EPSS, | EPSS | EPSS | EPSS, | EPSS | EPSS |  |  |  | , | FALSE
CATLETT 110285762 | EPSS | EPSS | EPSS | [17 empty] | Ground Inspection | [18 empty] | EPSS, | EPSS | EPSS | EPSS, | EPSS | EPSS | EPSS,Ground Inspection, | EPSS Ground Inspection | EPSS Ground Inspection |  |  |  | , | FALSE
MENDOTA 110237442 | EPSS | EPSS | EPSS | [15 empty] | Ground Inspection |  | Ground Inspection | [18 empty] | EPSS,Ground Inspection, | EPSS Ground Inspection | EPSS Ground Inspection | EPSS, | EPSS | EPSS | EPSS,Ground Inspection, | EPSS Ground Inspection | EPSS Ground Inspection |  |  |  | , | FALSE
VALLEY HOME 170356266 | EPSS | EPSS | EPSS | [17 empty] | Ground Inspection | [18 empty] | EPSS, | EPSS | EPSS | EPSS, | EPSS | EPSS | EPSS,Ground Inspection, | EPSS Ground Inspection | EPSS Ground Inspection |  |  |  | , | FALSE
SAN MIGUEL 1105765824 | EPSS | EPSS | EPSS | [16 empty] | Ground Inspection | [19 empty] | EPSS, | EPSS | EPSS | EPSS,Ground Inspection, | EPSS Ground Inspection | EPSS Ground Inspection | EPSS, | EPSS | EPSS |  |  |  | , | FALSE
TEMPLETON 2109CB | EPSS | EPSS | EPSS | [15 empty] | Ground Inspection | Ground Inspection | [19 empty] | EPSS,Ground Inspection, | EPSS Ground Inspection | EPSS Ground Inspection | EPSS,Ground Inspection, | EPSS Ground Inspection | EPSS Ground Inspection | EPSS, | EPSS | EPSS |  |  |  | , | FALSE
PASO ROBLES 1107P22 | EPSS | EPSS | EPSS | [16 empty] | Ground Inspection | [19 empty] | EPSS, | EPSS | EPSS | EPSS,Ground Inspection, | EPSS Ground Inspection | EPSS Ground Inspection | EPSS, | EPSS | EPSS |  |  |  | , | FALSE
CORRAL 1101CUS9215 | EPSS | EPSS | EPSS | [36 empty] | EPSS, | EPSS | EPSS | EPSS, | EPSS | EPSS | EPSS, | EPSS | EPSS |  |  |  | , | FALSE
CORRAL 1101173174 | EPSS | EPSS | EPSS | [36 empty] | EPSS, | EPSS | EPSS | EPSS, | EPSS | EPSS | EPSS, | EPSS | EPSS |  |  |  | , | FALSE
LIVERMORE 1104MR192 | EPSS | EPSS | EPSS | [15 empty] | Ground Inspection | [20 empty] | EPSS,Ground Inspection, | EPSS Ground Inspection | EPSS Ground Inspection | EPSS, | EPSS | EPSS | EPSS, | EPSS | EPSS |  |  |  | , | FALSE
TUPMAN 11054107 | EPSS | EPSS | EPSS | [15 empty] | Ground Inspection |  | Ground Inspection | [18 empty] | EPSS,Ground Inspection, | EPSS Ground Inspection | EPSS Ground Inspection | EPSS, | EPSS | EPSS | EPSS,Ground Inspection, | EPSS Ground Inspection | EPSS Ground Inspection |  |  |  | , | FALSE
TEVIS 21011515 | EPSS | EPSS | EPSS | [17 empty] | Ground Inspection | [18 empty] | EPSS, | EPSS | EPSS | EPSS, | EPSS | EPSS | EPSS,Ground Inspection, | EPSS Ground Inspection | EPSS Ground Inspection |  |  |  | , | FALSE
SMYRNA 1101317866 | EPSS | EPSS | EPSS | [17 empty] | Ground Inspection | [18 empty] | EPSS, | EPSS | EPSS | EPSS, | EPSS | EPSS | EPSS,Ground Inspection, | EPSS Ground Inspection | EPSS Ground Inspection |  |  |  | , | FALSE
PEABODY 21059641 | EPSS | EPSS | EPSS | [17 empty] | Ground Inspection | [18 empty] | EPSS, | EPSS | EPSS | EPSS, | EPSS | EPSS | EPSS,Ground Inspection, | EPSS Ground Inspection | EPSS Ground Inspection |  |  |  | , | FALSE
CAL WATER 1102920714 | EPSS | EPSS | EPSS | [13 empty] | Aerial Inspection |  | Ground Inspection | [20 empty] | EPSS,Ground Inspection, | EPSS Ground Inspection | EPSS Ground Inspection | EPSS,Aerial Inspection, | EPSS Aerial Inspection | EPSS Aerial Inspection | EPSS, | EPSS | EPSS |  |  |  | , | FALSE
CORTINA 110149858 | EPSS | EPSS | EPSS | [16 empty] | Ground Inspection | Ground Inspection | [18 empty] | EPSS, | EPSS | EPSS | EPSS,Ground Inspection, | EPSS Ground Inspection | EPSS Ground Inspection | EPSS,Ground Inspection, | EPSS Ground Inspection | EPSS Ground Inspection |  |  |  | , | FALSE
POSO MOUNTAIN 2103388671 | EPSS | EPSS | EPSS | [13 empty] | Aerial Inspection |  | Ground Inspection | [20 empty] | EPSS,Ground Inspection, | EPSS Ground Inspection | EPSS Ground Inspection | EPSS,Aerial Inspection, | EPSS Aerial Inspection | EPSS Aerial Inspection | EPSS, | EPSS | EPSS |  |  |  | , | FALSE
LUCERNE 1103721 | EPSS | EPSS | EPSS | [13 empty] | Aerial Inspection |  | Ground Inspection |  | Ground Inspection | [6 empty] | Down Conductor Detection (DCD) | [11 empty] | EPSS,Ground Inspection,Down Conductor Detection (DCD), | EPSS Ground Inspection Down Conductor Detection (DCD) | EPSS Ground Inspection Down Conductor Detection (DCD) | EPSS,Aerial Inspection, | EPSS Aerial Inspection | EPSS Aerial Inspection | EPSS,Ground Inspection, | EPSS Ground Inspection | EPSS Ground Inspection |  |  |  | , | FALSE
DAVIS 11016032 | EPSS | EPSS | EPSS | [15 empty] | Ground Inspection | [20 empty] | EPSS,Ground Inspection, | EPSS Ground Inspection | EPSS Ground Inspection | EPSS, | EPSS | EPSS | EPSS, | EPSS | EPSS |  |  |  | , | FALSE
LOCKEFORD 210220355 | EPSS | EPSS | EPSS | [27 empty] | Line Sensors | [8 empty] | EPSS,Line Sensors, | EPSS Line Sensors | EPSS Line Sensors | EPSS, | EPSS | EPSS | EPSS, | EPSS | EPSS |  |  |  | , | FALSE
MADISON 21016617 | EPSS | EPSS | EPSS | [27 empty] | Line Sensors | [8 empty] | EPSS,Line Sensors, | EPSS Line Sensors | EPSS Line Sensors | EPSS, | EPSS | EPSS | EPSS, | EPSS | EPSS |  |  |  | , | FALSE
MC ARTHUR 11011492 | EPSS | EPSS | EPSS | [36 empty] | EPSS, | EPSS | EPSS | EPSS, | EPSS | EPSS | EPSS, | EPSS | EPSS |  |  |  | , | FALSE
ANTELOPE 11011631 | EPSS | EPSS | EPSS | [16 empty] | Ground Inspection | [19 empty] | EPSS, | EPSS | EPSS | EPSS,Ground Inspection, | EPSS Ground Inspection | EPSS Ground Inspection | EPSS, | EPSS | EPSS |  |  |  | , | FALSE
WILLITS 1102CUS8736 | EPSS | EPSS | EPSS | [27 empty] | Line Sensors | [8 empty] | EPSS,Line Sensors, | EPSS Line Sensors | EPSS Line Sensors | EPSS, | EPSS | EPSS | EPSS, | EPSS | EPSS |  |  |  | , | FALSE
PANOCHE 11013530 | EPSS | EPSS | EPSS | [15 empty] | Ground Inspection |  | Ground Inspection | [18 empty] | EPSS,Ground Inspection, | EPSS Ground Inspection | EPSS Ground Inspection | EPSS, | EPSS | EPSS | EPSS,Ground Inspection, | EPSS Ground Inspection | EPSS Ground Inspection |  |  |  | , | FALSE
WHEATLAND 11042700 | EPSS | EPSS | EPSS | [17 empty] | Ground Inspection | [18 empty] | EPSS, | EPSS | EPSS | EPSS, | EPSS | EPSS | EPSS,Ground Inspection, | EPSS Ground Inspection | EPSS Ground Inspection |  |  |  | , | FALSE
TIVY VALLEY 1106D8492 | EPSS | EPSS | EPSS | [16 empty] | Ground Inspection | [19 empty] | EPSS, | EPSS | EPSS | EPSS,Ground Inspection, | EPSS Ground Inspection | EPSS Ground Inspection | EPSS, | EPSS | EPSS |  |  |  | , | FALSE
DIXON 110315137 | EPSS | EPSS | EPSS | [17 empty] | Ground Inspection | [18 empty] | EPSS, | EPSS | EPSS | EPSS, | EPSS | EPSS | EPSS,Ground Inspection, | EPSS Ground Inspection | EPSS Ground Inspection |  |  |  | , | FALSE
HAMMONDS 110212100 | EPSS | EPSS | EPSS | [15 empty] | Ground Inspection | [20 empty] | EPSS,Ground Inspection, | EPSS Ground Inspection | EPSS Ground Inspection | EPSS, | EPSS | EPSS | EPSS, | EPSS | EPSS |  |  |  | , | FALSE
LOCKEFORD 21022136 | EPSS | EPSS | EPSS | [17 empty] | Ground Inspection | [9 empty] | Line Sensors | [8 empty] | EPSS,Line Sensors, | EPSS Line Sensors | EPSS Line Sensors | EPSS, | EPSS | EPSS | EPSS,Ground Inspection, | EPSS Ground Inspection | EPSS Ground Inspection |  |  |  | , | FALSE
JERSEY ISLAND 0401CB | EPSS | EPSS | EPSS | [16 empty] | Ground Inspection | [19 empty] | EPSS, | EPSS | EPSS | EPSS,Ground Inspection, | EPSS Ground Inspection | EPSS Ground Inspection | EPSS, | EPSS | EPSS |  |  |  | , | FALSE
SANTA NELLA 11017200 | EPSS | EPSS | EPSS | [36 empty] | EPSS, | EPSS | EPSS | EPSS, | EPSS | EPSS | EPSS, | EPSS | EPSS |  |  |  | , | FALSE
STOREY 11096230 | EPSS | EPSS | EPSS | [36 empty] | EPSS, | EPSS | EPSS | EPSS, | EPSS | EPSS | EPSS, | EPSS | EPSS |  |  |  | , | FALSE
ZAMORA 110655084 | EPSS | EPSS | EPSS | [16 empty] | Ground Inspection | Ground Inspection | [18 empty] | EPSS, | EPSS | EPSS | EPSS,Ground Inspection, | EPSS Ground Inspection | EPSS Ground Inspection | EPSS,Ground Inspection, | EPSS Ground Inspection | EPSS Ground Inspection |  |  |  | , | FALSE
HERDLYN 110299602 | EPSS | EPSS | EPSS | [15 empty] | Ground Inspection | [20 empty] | EPSS,Ground Inspection, | EPSS Ground Inspection | EPSS Ground Inspection | EPSS, | EPSS | EPSS | EPSS, | EPSS | EPSS |  |  |  | , | FALSE
EDENVALE 2105696340 | EPSS | EPSS | EPSS | [36 empty] | EPSS, | EPSS | EPSS | EPSS, | EPSS | EPSS | EPSS, | EPSS | EPSS |  |  |  | , | FALSE
LINDEN 1103542460 | EPSS | EPSS | EPSS | [15 empty] | Ground Inspection | [20 empty] | EPSS,Ground Inspection, | EPSS Ground Inspection | EPSS Ground Inspection | EPSS, | EPSS | EPSS | EPSS, | EPSS | EPSS |  |  |  | , | FALSE
GERBER 1102190339 | EPSS | EPSS | EPSS | [36 empty] | EPSS, | EPSS | EPSS | EPSS, | EPSS | EPSS | EPSS, | EPSS | EPSS |  |  |  | , | FALSE
PEABODY 21074902 | EPSS | EPSS | EPSS | [36 empty] | EPSS, | EPSS | EPSS | EPSS, | EPSS | EPSS | EPSS, | EPSS | EPSS |  |  |  | , | FALSE
HONCUT 1101424030 | EPSS | EPSS | EPSS | [15 empty] | Ground Inspection | Ground Inspection | [19 empty] | EPSS,Ground Inspection, | EPSS Ground Inspection | EPSS Ground Inspection | EPSS,Ground Inspection, | EPSS Ground Inspection | EPSS Ground Inspection | EPSS, | EPSS | EPSS |  |  |  | , | FALSE
NEWHALL 11115960 | EPSS | EPSS | EPSS | [15 empty] | Ground Inspection | Ground Inspection | [19 empty] | EPSS,Ground Inspection, | EPSS Ground Inspection | EPSS Ground Inspection | EPSS,Ground Inspection, | EPSS Ground Inspection | EPSS Ground Inspection | EPSS, | EPSS | EPSS |  |  |  | , | FALSE
DEVILS DEN 11019470 | EPSS | EPSS | EPSS | [16 empty] | Ground Inspection | [19 empty] | EPSS, | EPSS | EPSS | EPSS,Ground Inspection, | EPSS Ground Inspection | EPSS Ground Inspection | EPSS, | EPSS | EPSS |  |  |  | , | FALSE
GIFFEN 11029320 | EPSS | EPSS | EPSS | [17 empty] | Ground Inspection | [18 empty] | EPSS, | EPSS | EPSS | EPSS, | EPSS | EPSS | EPSS,Ground Inspection, | EPSS Ground Inspection | EPSS Ground Inspection |  |  |  | , | FALSE
MIDDLE RIVER 110212902 | EPSS | EPSS | EPSS | [36 empty] | EPSS, | EPSS | EPSS | EPSS, | EPSS | EPSS | EPSS, | EPSS | EPSS |  |  |  | , | FALSE
WESTLEY 11039900 | EPSS | EPSS | EPSS | [15 empty] | Ground Inspection | [20 empty] | EPSS,Ground Inspection, | EPSS Ground Inspection | EPSS Ground Inspection | EPSS, | EPSS | EPSS | EPSS, | EPSS | EPSS |  |  |  | , | FALSE
CARUTHERS 110595148 | EPSS | EPSS | EPSS | [15 empty] | Ground Inspection | [20 empty] | EPSS,Ground Inspection, | EPSS Ground Inspection | EPSS Ground Inspection | EPSS, | EPSS | EPSS | EPSS, | EPSS | EPSS |  |  |  | , | FALSE
RAINBOW 1106367670 | EPSS | EPSS | EPSS | [16 empty] | Ground Inspection | [19 empty] | EPSS, | EPSS | EPSS | EPSS,Ground Inspection, | EPSS Ground Inspection | EPSS Ground Inspection | EPSS, | EPSS | EPSS |  |  |  | , | FALSE
TULARE LAKE 11069800 | EPSS | EPSS | EPSS | [15 empty] | Ground Inspection | [20 empty] | EPSS,Ground Inspection, | EPSS Ground Inspection | EPSS Ground Inspection | EPSS, | EPSS | EPSS | EPSS, | EPSS | EPSS |  |  |  | , | FALSE
CORCORAN 1116630954 | EPSS | EPSS | EPSS | [36 empty] | EPSS, | EPSS | EPSS | EPSS, | EPSS | EPSS | EPSS, | EPSS | EPSS |  |  |  | , | FALSE
TEMPLETON 2109R92 | EPSS | EPSS | EPSS | [15 empty] | Ground Inspection | Ground Inspection | [19 empty] | EPSS,Ground Inspection, | EPSS Ground Inspection | EPSS Ground Inspection | EPSS,Ground Inspection, | EPSS Ground Inspection | EPSS Ground Inspection | EPSS, | EPSS | EPSS |  |  |  | , | FALSE
GATES 110692202 | EPSS | EPSS | EPSS | [15 empty] | Ground Inspection | [20 empty] | EPSS,Ground Inspection, | EPSS Ground Inspection | EPSS Ground Inspection | EPSS, | EPSS | EPSS | EPSS, | EPSS | EPSS |  |  |  | , | FALSE
HAMMONDS 1102CB | EPSS | EPSS | EPSS | [15 empty] | Ground Inspection | [20 empty] | EPSS,Ground Inspection, | EPSS Ground Inspection | EPSS Ground Inspection | EPSS, | EPSS | EPSS | EPSS, | EPSS | EPSS |  |  |  | , | FALSE
OLEMA 1101334 | EPSS | EPSS | EPSS | [17 empty] | Ground Inspection | [7 empty] | Down Conductor Detection (DCD) | [10 empty] | EPSS, | EPSS | EPSS | EPSS,Down Conductor Detection (DCD), | EPSS Down Conductor Detection (DCD) | EPSS Down Conductor Detection (DCD) | EPSS,Ground Inspection, | EPSS Ground Inspection | EPSS Ground Inspection |  |  |  | , | FALSE
GONZALES 1104415382 | EPSS | EPSS | EPSS | [14 empty] | Aerial Inspection | Ground Inspection | Ground Inspection | [9 empty] | Down Conductor Detection (DCD) | [9 empty] | EPSS,Ground Inspection, | EPSS Ground Inspection | EPSS Ground Inspection | EPSS,Ground Inspection, | EPSS Ground Inspection | EPSS Ground Inspection | EPSS,Aerial Inspection,Down Conductor Detection (DCD), | EPSS Aerial Inspection Down Conductor Detection (DCD) | EPSS Aerial Inspection Down Conductor Detection (DCD) |  |  |  | , | FALSE
STOREY 11095680 | EPSS | EPSS | EPSS | [16 empty] | Ground Inspection | [19 empty] | EPSS, | EPSS | EPSS | EPSS,Ground Inspection, | EPSS Ground Inspection | EPSS Ground Inspection | EPSS, | EPSS | EPSS |  |  |  | , | FALSE
CAYUCOS 1101W58 | EPSS | EPSS | EPSS | [15 empty] | Ground Inspection | [9 empty] | Down Conductor Detection (DCD) | [10 empty] | EPSS,Ground Inspection, | EPSS Ground Inspection | EPSS Ground Inspection | EPSS,Down Conductor Detection (DCD), | EPSS Down Conductor Detection (DCD) | EPSS Down Conductor Detection (DCD) | EPSS, | EPSS | EPSS |  |  |  | , | FALSE
TEMPLETON 2109P14 | EPSS | EPSS | EPSS | [15 empty] | Ground Inspection | Ground Inspection | [19 empty] | EPSS,Ground Inspection, | EPSS Ground Inspection | EPSS Ground Inspection | EPSS,Ground Inspection, | EPSS Ground Inspection | EPSS Ground Inspection | EPSS, | EPSS | EPSS |  |  |  | , | FALSE
SAN ARDO 110265604 | EPSS | EPSS | EPSS | [15 empty] | Ground Inspection | [20 empty] | EPSS,Ground Inspection, | EPSS Ground Inspection | EPSS Ground Inspection | EPSS, | EPSS | EPSS | EPSS, | EPSS | EPSS |  |  |  | , | FALSE
KERMAN 1104928231 | EPSS | EPSS | EPSS | [36 empty] | EPSS, | EPSS | EPSS | EPSS, | EPSS | EPSS | EPSS, | EPSS | EPSS |  |  |  | , | FALSE
CHOLAME 1101X14 | EPSS | EPSS | EPSS | [16 empty] | Ground Inspection | [19 empty] | EPSS, | EPSS | EPSS | EPSS,Ground Inspection, | EPSS Ground Inspection | EPSS Ground Inspection | EPSS, | EPSS | EPSS |  |  |  | , | FALSE
OCEANO 1102749231 | EPSS | EPSS | EPSS | [6 empty] | Expulsion Fuse Replacement | Expulsion Fuse Replacement | [5 empty] | Aerial Inspection | Aerial Inspection | Ground Inspection | Ground Inspection | Ground Inspection | Non-Pole Backlog | [7 empty] | Down Conductor Detection (DCD) | [9 empty] | EPSS,Expulsion Fuse Replacement,Ground Inspection,Non-Pole Backlog, | EPSS Expulsion Fuse Replacement Ground Inspection Non-Pole Backlog | EPSS Expulsion Fuse Replacement Ground Inspection Non-Pole Backlog | EPSS,Expulsion Fuse Replacement,Aerial Inspection,Ground Inspection, | EPSS Expulsion Fuse Replacement Aerial Inspection Ground Inspection | EPSS Expulsion Fuse Replacement Aerial Inspection Ground Inspection | EPSS,Aerial Inspection,Ground Inspection,Down Conductor Detection (DCD), | EPSS Aerial Inspection Ground Inspection Down Conductor Detection (DCD) | EPSS Aerial Inspection Ground Inspection Down Conductor Detection (DCD) |  |  |  | , | FALSE
CUYAMA 1104CB | EPSS | EPSS | EPSS | [16 empty] | Ground Inspection | [19 empty] | EPSS, | EPSS | EPSS | EPSS,Ground Inspection, | EPSS Ground Inspection | EPSS Ground Inspection | EPSS, | EPSS | EPSS |  |  |  | , | FALSE
CHOLAME 1101R96 | EPSS | EPSS | EPSS | [16 empty] | Ground Inspection | [19 empty] | EPSS, | EPSS | EPSS | EPSS,Ground Inspection, | EPSS Ground Inspection | EPSS Ground Inspection | EPSS, | EPSS | EPSS |  |  |  | , | FALSE
TWISSELMAN 2105623146 | EPSS | EPSS | EPSS | [16 empty] | Ground Inspection | [19 empty] | EPSS, | EPSS | EPSS | EPSS,Ground Inspection, | EPSS Ground Inspection | EPSS Ground Inspection | EPSS, | EPSS | EPSS |  |  |  | , | FALSE
OROSI 11037901F | EPSS | EPSS | EPSS | [15 empty] | Ground Inspection | Ground Inspection | [19 empty] | EPSS,Ground Inspection, | EPSS Ground Inspection | EPSS Ground Inspection | EPSS,Ground Inspection, | EPSS Ground Inspection | EPSS Ground Inspection | EPSS, | EPSS | EPSS |  |  |  | , | FALSE
CORNING 110185122 | EPSS | EPSS | EPSS | [17 empty] | Ground Inspection | [18 empty] | EPSS, | EPSS | EPSS | EPSS, | EPSS | EPSS | EPSS,Ground Inspection, | EPSS Ground Inspection | EPSS Ground Inspection |  |  |  | , | FALSE
LAS POSITAS 2110MR195 | EPSS | EPSS | EPSS | [36 empty] | EPSS, | EPSS | EPSS | EPSS, | EPSS | EPSS | EPSS, | EPSS | EPSS |  |  |  | , | FALSE
MORRO BAY 1101424198 | EPSS | EPSS | EPSS | [15 empty] | Ground Inspection | [20 empty] | EPSS,Ground Inspection, | EPSS Ground Inspection | EPSS Ground Inspection | EPSS, | EPSS | EPSS | EPSS, | EPSS | EPSS |  |  |  | , | FALSE
CORTINA 11013058 | EPSS | EPSS | EPSS | [16 empty] | Ground Inspection | [19 empty] | EPSS, | EPSS | EPSS | EPSS,Ground Inspection, | EPSS Ground Inspection | EPSS Ground Inspection | EPSS, | EPSS | EPSS |  |  |  | , | FALSE
CORTINA 110130014 | EPSS | EPSS | EPSS | [16 empty] | Ground Inspection | [19 empty] | EPSS, | EPSS | EPSS | EPSS,Ground Inspection, | EPSS Ground Inspection | EPSS Ground Inspection | EPSS, | EPSS | EPSS |  |  |  | , | FALSE
SMYRNA 110496808 | EPSS | EPSS | EPSS | [16 empty] | Ground Inspection | Ground Inspection | [18 empty] | EPSS, | EPSS | EPSS | EPSS,Ground Inspection, | EPSS Ground Inspection | EPSS Ground Inspection | EPSS,Ground Inspection, | EPSS Ground Inspection | EPSS Ground Inspection |  |  |  | , | FALSE
OLD RIVER 1103596200 | EPSS | EPSS | EPSS | [36 empty] | EPSS, | EPSS | EPSS | EPSS, | EPSS | EPSS | EPSS, | EPSS | EPSS |  |  |  | , | FALSE
HAMMONDS 110448426 | EPSS | EPSS | EPSS | [36 empty] | EPSS, | EPSS | EPSS | EPSS, | EPSS | EPSS | EPSS, | EPSS | EPSS |  |  |  | , | FALSE
SMYRNA 1105238156 | EPSS | EPSS | EPSS | [36 empty] | EPSS, | EPSS | EPSS | EPSS, | EPSS | EPSS | EPSS, | EPSS | EPSS |  |  |  | , | FALSE
CRESSEY 2104947844 | EPSS | EPSS | EPSS | [15 empty] | Ground Inspection | [20 empty] | EPSS,Ground Inspection, | EPSS Ground Inspection | EPSS Ground Inspection | EPSS, | EPSS | EPSS | EPSS, | EPSS | EPSS |  |  |  | , | FALSE
WOODWARD 210892960 | EPSS | EPSS | EPSS | [36 empty] | EPSS, | EPSS | EPSS | EPSS, | EPSS | EPSS | EPSS, | EPSS | EPSS |  |  |  | , | FALSE
NEWHALL 110911510 | EPSS | EPSS | EPSS | [15 empty] | Ground Inspection | [20 empty] | EPSS,Ground Inspection, | EPSS Ground Inspection | EPSS Ground Inspection | EPSS, | EPSS | EPSS | EPSS, | EPSS | EPSS |  |  |  | , | FALSE
CARNERAS 1103430670 | EPSS | EPSS | EPSS | [16 empty] | Ground Inspection | [19 empty] | EPSS, | EPSS | EPSS | EPSS,Ground Inspection, | EPSS Ground Inspection | EPSS Ground Inspection | EPSS, | EPSS | EPSS |  |  |  | , | FALSE
WHEELER RIDGE 11012878 | EPSS | EPSS | EPSS | [15 empty] | Ground Inspection | [20 empty] | EPSS,Ground Inspection, | EPSS Ground Inspection | EPSS Ground Inspection | EPSS, | EPSS | EPSS | EPSS, | EPSS | EPSS |  |  |  | , | FALSE
PASO ROBLES 1107826368 | EPSS | EPSS | EPSS | [13 empty] | Aerial Inspection |  | Ground Inspection | Ground Inspection | [19 empty] | EPSS,Ground Inspection, | EPSS Ground Inspection | EPSS Ground Inspection | EPSS,Aerial Inspection,Ground Inspection, | EPSS Aerial Inspection Ground Inspection | EPSS Aerial Inspection Ground Inspection | EPSS, | EPSS | EPSS |  |  |  | , | FALSE
MCKITTRICK 11011639 | EPSS | EPSS | EPSS | [15 empty] | Ground Inspection | [20 empty] | EPSS,Ground Inspection, | EPSS Ground Inspection | EPSS Ground Inspection | EPSS, | EPSS | EPSS | EPSS, | EPSS | EPSS |  |  |  | , | FALSE
SAN ARDO 11017094 | EPSS | EPSS | EPSS | [25 empty] | Down Conductor Detection (DCD) | [10 empty] | EPSS, | EPSS | EPSS | EPSS,Down Conductor Detection (DCD), | EPSS Down Conductor Detection (DCD) | EPSS Down Conductor Detection (DCD) | EPSS, | EPSS | EPSS |  |  |  | , | FALSE
HOLLISTER 21054724 | EPSS | EPSS | EPSS | [15 empty] | Ground Inspection | [20 empty] | EPSS,Ground Inspection, | EPSS Ground Inspection | EPSS Ground Inspection | EPSS, | EPSS | EPSS | EPSS, | EPSS | EPSS |  |  |  | , | FALSE
HAMMONDS 110449120 | EPSS | EPSS | EPSS | [15 empty] | Ground Inspection | [20 empty] | EPSS,Ground Inspection, | EPSS Ground Inspection | EPSS Ground Inspection | EPSS, | EPSS | EPSS | EPSS, | EPSS | EPSS |  |  |  | , | FALSE
PASO ROBLES 1108R10 | EPSS | EPSS | EPSS | [16 empty] | Ground Inspection | [19 empty] | EPSS, | EPSS | EPSS | EPSS,Ground Inspection, | EPSS Ground Inspection | EPSS Ground Inspection | EPSS, | EPSS | EPSS |  |  |  | , | FALSE
COTTLE 170178452 | EPSS | EPSS | EPSS | [16 empty] | Ground Inspection | Ground Inspection | [18 empty] | EPSS, | EPSS | EPSS | EPSS,Ground Inspection, | EPSS Ground Inspection | EPSS Ground Inspection | EPSS,Ground Inspection, | EPSS Ground Inspection | EPSS Ground Inspection |  |  |  | , | FALSE
CORRAL 110314716 | EPSS | EPSS | EPSS | [15 empty] | Ground Inspection | [20 empty] | EPSS,Ground Inspection, | EPSS Ground Inspection | EPSS Ground Inspection | EPSS, | EPSS | EPSS | EPSS, | EPSS | EPSS |  |  |  | , | FALSE
DAIRYLAND 1105845552 | EPSS | EPSS | EPSS | [36 empty] | EPSS, | EPSS | EPSS | EPSS, | EPSS | EPSS | EPSS, | EPSS | EPSS |  |  |  | , | FALSE
CAYUCOS 1101W14 | EPSS | EPSS | EPSS | [13 empty] | Aerial Inspection |  | Ground Inspection | [9 empty] | Down Conductor Detection (DCD) | [10 empty] | EPSS,Ground Inspection, | EPSS Ground Inspection | EPSS Ground Inspection | EPSS,Aerial Inspection,Down Conductor Detection (DCD), | EPSS Aerial Inspection Down Conductor Detection (DCD) | EPSS Aerial Inspection Down Conductor Detection (DCD) | EPSS, | EPSS | EPSS |  |  |  | , | FALSE
PEABODY 210718342 | EPSS | EPSS | EPSS | [36 empty] | EPSS, | EPSS | EPSS | EPSS, | EPSS | EPSS | EPSS, | EPSS | EPSS |  |  |  | , | FALSE
LIVINGSTON 11014080 | EPSS | EPSS | EPSS | [17 empty] | Ground Inspection | [18 empty] | EPSS, | EPSS | EPSS | EPSS, | EPSS | EPSS | EPSS,Ground Inspection, | EPSS Ground Inspection | EPSS Ground Inspection |  |  |  | , | FALSE
MC ARTHUR 110290546 | EPSS | EPSS | EPSS | [36 empty] | EPSS, | EPSS | EPSS | EPSS, | EPSS | EPSS | EPSS, | EPSS | EPSS |  |  |  | , | FALSE
LOGAN CREEK 21022226 | EPSS | EPSS | EPSS | [27 empty] | Line Sensors | [8 empty] | EPSS,Line Sensors, | EPSS Line Sensors | EPSS Line Sensors | EPSS, | EPSS | EPSS | EPSS, | EPSS | EPSS |  |  |  | , | FALSE
CORNING 11021900 | EPSS | EPSS | EPSS | [17 empty] | Ground Inspection | [6 empty] | Down Conductor Detection (DCD) | [11 empty] | EPSS,Down Conductor Detection (DCD), | EPSS Down Conductor Detection (DCD) | EPSS Down Conductor Detection (DCD) | EPSS, | EPSS | EPSS | EPSS,Ground Inspection, | EPSS Ground Inspection | EPSS Ground Inspection |  |  |  | , | FALSE
TEMPLETON 2112R98 | EPSS | EPSS | EPSS | [14 empty] | Aerial Inspection | Ground Inspection | Ground Inspection | [8 empty] | Down Conductor Detection (DCD) | [10 empty] | EPSS,Ground Inspection, | EPSS Ground Inspection | EPSS Ground Inspection | EPSS,Ground Inspection,Down Conductor Detection (DCD), | EPSS Ground Inspection Down Conductor Detection (DCD) | EPSS Ground Inspection Down Conductor Detection (DCD) | EPSS,Aerial Inspection, | EPSS Aerial Inspection | EPSS Aerial Inspection |  |  |  | , | FALSE
COPPERMINE 1104R3170 | EPSS | EPSS | EPSS | [17 empty] | Ground Inspection | [7 empty] | Down Conductor Detection (DCD) | [10 empty] | EPSS, | EPSS | EPSS | EPSS,Down Conductor Detection (DCD), | EPSS Down Conductor Detection (DCD) | EPSS Down Conductor Detection (DCD) | EPSS,Ground Inspection, | EPSS Ground Inspection | EPSS Ground Inspection |  |  |  | , | FALSE
BORDEN 1101349432 | EPSS | EPSS | EPSS | [17 empty] | Ground Inspection | [18 empty] | EPSS, | EPSS | EPSS | EPSS, | EPSS | EPSS | EPSS,Ground Inspection, | EPSS Ground Inspection | EPSS Ground Inspection |  |  |  | , | FALSE
DAIRYLAND 1105422500 | EPSS | EPSS | EPSS | [16 empty] | Ground Inspection | [19 empty] | EPSS, | EPSS | EPSS | EPSS,Ground Inspection, | EPSS Ground Inspection | EPSS Ground Inspection | EPSS, | EPSS | EPSS |  |  |  | , | FALSE
CARUTHERS 1101646366 | EPSS | EPSS | EPSS | [16 empty] | Ground Inspection | [19 empty] | EPSS, | EPSS | EPSS | EPSS,Ground Inspection, | EPSS Ground Inspection | EPSS Ground Inspection | EPSS, | EPSS | EPSS |  |  |  | , | FALSE
MADISON 210163762 | EPSS | EPSS | EPSS | [17 empty] | Ground Inspection | [9 empty] | Line Sensors | [8 empty] | EPSS,Line Sensors, | EPSS Line Sensors | EPSS Line Sensors | EPSS, | EPSS | EPSS | EPSS,Ground Inspection, | EPSS Ground Inspection | EPSS Ground Inspection |  |  |  | , | FALSE
PANOCHE 11034010 | EPSS | EPSS | EPSS | [15 empty] | Ground Inspection | [20 empty] | EPSS,Ground Inspection, | EPSS Ground Inspection | EPSS Ground Inspection | EPSS, | EPSS | EPSS | EPSS, | EPSS | EPSS |  |  |  | , | FALSE
MERCED FALLS 1102889524 | EPSS | EPSS | EPSS | [36 empty] | EPSS, | EPSS | EPSS | EPSS, | EPSS | EPSS | EPSS, | EPSS | EPSS |  |  |  | , | FALSE
HOLLISTER 21054042 | EPSS | EPSS | EPSS | [17 empty] | Ground Inspection | [18 empty] | EPSS, | EPSS | EPSS | EPSS, | EPSS | EPSS | EPSS,Ground Inspection, | EPSS Ground Inspection | EPSS Ground Inspection |  |  |  | , | FALSE
CHOLAME 2102X18 | EPSS | EPSS | EPSS | [14 empty] | Aerial Inspection |  | Ground Inspection | [8 empty] | Down Conductor Detection (DCD) | [10 empty] | EPSS, | EPSS | EPSS | EPSS,Ground Inspection,Down Conductor Detection (DCD), | EPSS Ground Inspection Down Conductor Detection (DCD) | EPSS Ground Inspection Down Conductor Detection (DCD) | EPSS,Aerial Inspection, | EPSS Aerial Inspection | EPSS Aerial Inspection |  |  |  | , | FALSE
SAN MIGUEL 1104R54 | EPSS | EPSS | EPSS | [16 empty] | Ground Inspection | [19 empty] | EPSS, | EPSS | EPSS | EPSS,Ground Inspection, | EPSS Ground Inspection | EPSS Ground Inspection | EPSS, | EPSS | EPSS |  |  |  | , | FALSE
CUYAMA 2101952122 | EPSS | EPSS | EPSS | [16 empty] | Ground Inspection | [19 empty] | EPSS, | EPSS | EPSS | EPSS,Ground Inspection, | EPSS Ground Inspection | EPSS Ground Inspection | EPSS, | EPSS | EPSS |  |  |  | , | FALSE
MISSION (X) 1111CB | EPSS | EPSS | EPSS | [36 empty] | EPSS, | EPSS | EPSS | EPSS, | EPSS | EPSS | EPSS, | EPSS | EPSS |  |  |  | , | FALSE
GOOSE LAKE 1103559711 | EPSS | EPSS | EPSS | [36 empty] | EPSS, | EPSS | EPSS | EPSS, | EPSS | EPSS | EPSS, | EPSS | EPSS |  |  |  | , | FALSE
COTTLE 1708728510 | EPSS | EPSS | EPSS | [16 empty] | Ground Inspection | [19 empty] | EPSS, | EPSS | EPSS | EPSS,Ground Inspection, | EPSS Ground Inspection | EPSS Ground Inspection | EPSS, | EPSS | EPSS |  |  |  | , | FALSE
NEWHALL 111111941 | EPSS | EPSS | EPSS | [15 empty] | Ground Inspection | [20 empty] | EPSS,Ground Inspection, | EPSS Ground Inspection | EPSS Ground Inspection | EPSS, | EPSS | EPSS | EPSS, | EPSS | EPSS |  |  |  | , | FALSE
PENTLAND 1101CB | EPSS | EPSS | EPSS | [36 empty] | EPSS, | EPSS | EPSS | EPSS, | EPSS | EPSS | EPSS, | EPSS | EPSS |  |  |  | , | FALSE
CUYAMA 11031635 | EPSS | EPSS | EPSS | [16 empty] | Ground Inspection | [19 empty] | EPSS, | EPSS | EPSS | EPSS,Ground Inspection, | EPSS Ground Inspection | EPSS Ground Inspection | EPSS, | EPSS | EPSS |  |  |  | , | FALSE
HAMMONDS 11019760 | EPSS | EPSS | EPSS | [15 empty] | Ground Inspection |  | Ground Inspection | [18 empty] | EPSS,Ground Inspection, | EPSS Ground Inspection | EPSS Ground Inspection | EPSS, | EPSS | EPSS | EPSS,Ground Inspection, | EPSS Ground Inspection | EPSS Ground Inspection |  |  |  | , | FALSE
HONCUT 1102478754 | EPSS | EPSS | EPSS | [14 empty] | Aerial Inspection |  | Ground Inspection | Ground Inspection | [18 empty] | EPSS, | EPSS | EPSS | EPSS,Ground Inspection, | EPSS Ground Inspection | EPSS Ground Inspection | EPSS,Aerial Inspection,Ground Inspection, | EPSS Aerial Inspection Ground Inspection | EPSS Aerial Inspection Ground Inspection |  |  |  | , | FALSE
DIVIDE 110398166 | EPSS | EPSS | EPSS | [36 empty] | EPSS, | EPSS | EPSS | EPSS, | EPSS | EPSS | EPSS, | EPSS | EPSS |  |  |  | , | FALSE
SMYRNA 110598496 | EPSS | EPSS | EPSS | [17 empty] | Ground Inspection | [18 empty] | EPSS, | EPSS | EPSS | EPSS, | EPSS | EPSS | EPSS,Ground Inspection, | EPSS Ground Inspection | EPSS Ground Inspection |  |  |  | , | FALSE
COTTLE 1708968888 | EPSS | EPSS | EPSS | [16 empty] | Ground Inspection | Ground Inspection | [18 empty] | EPSS, | EPSS | EPSS | EPSS,Ground Inspection, | EPSS Ground Inspection | EPSS Ground Inspection | EPSS,Ground Inspection, | EPSS Ground Inspection | EPSS Ground Inspection |  |  |  | , | FALSE
COTTLE 170139546 | EPSS | EPSS | EPSS | [16 empty] | Ground Inspection | [19 empty] | EPSS, | EPSS | EPSS | EPSS,Ground Inspection, | EPSS Ground Inspection | EPSS Ground Inspection | EPSS, | EPSS | EPSS |  |  |  | , | FALSE
COTATI 1105893 | EPSS | EPSS | EPSS | [13 empty] | Aerial Inspection | Aerial Inspection | Ground Inspection | Ground Inspection | Ground Inspection | [7 empty] | Down Conductor Detection (DCD) | [10 empty] | EPSS,Ground Inspection, | EPSS Ground Inspection | EPSS Ground Inspection | EPSS,Aerial Inspection,Ground Inspection,Down Conductor Detection (DCD), | EPSS Aerial Inspection Ground Inspection Down Conductor Detection (DCD) | EPSS Aerial Inspection Ground Inspection Down Conductor Detection (DCD) | EPSS,Aerial Inspection,Ground Inspection, | EPSS Aerial Inspection Ground Inspection | EPSS Aerial Inspection Ground Inspection |  |  |  | , | FALSE
DAIRYLAND 1111CUS8188 | EPSS | EPSS | EPSS | [36 empty] | EPSS, | EPSS | EPSS | EPSS, | EPSS | EPSS | EPSS, | EPSS | EPSS |  |  |  | , | FALSE
ANTELOPE 11012656 | EPSS | EPSS | EPSS | [16 empty] | Ground Inspection | [19 empty] | EPSS, | EPSS | EPSS | EPSS,Ground Inspection, | EPSS Ground Inspection | EPSS Ground Inspection | EPSS, | EPSS | EPSS |  |  |  | , | FALSE
TIVY VALLEY 1107599142 | EPSS | EPSS | EPSS | [17 empty] | Ground Inspection | [8 empty] | Down Conductor Detection (DCD) | [9 empty] | EPSS, | EPSS | EPSS | EPSS, | EPSS | EPSS | EPSS,Ground Inspection,Down Conductor Detection (DCD), | EPSS Ground Inspection Down Conductor Detection (DCD) | EPSS Ground Inspection Down Conductor Detection (DCD) |  |  |  | , | FALSE
SAN ARDO 1101CB | EPSS | EPSS | EPSS | [15 empty] | Ground Inspection | [20 empty] | EPSS,Ground Inspection, | EPSS Ground Inspection | EPSS Ground Inspection | EPSS, | EPSS | EPSS | EPSS, | EPSS | EPSS |  |  |  | , | FALSE
CORRAL 110133616 | EPSS | EPSS | EPSS | [15 empty] | Ground Inspection | [20 empty] | EPSS,Ground Inspection, | EPSS Ground Inspection | EPSS Ground Inspection | EPSS, | EPSS | EPSS | EPSS, | EPSS | EPSS |  |  |  | , | FALSE
SMYRNA 11013685 | EPSS | EPSS | EPSS | [17 empty] | Ground Inspection | [18 empty] | EPSS, | EPSS | EPSS | EPSS, | EPSS | EPSS | EPSS,Ground Inspection, | EPSS Ground Inspection | EPSS Ground Inspection |  |  |  | , | FALSE
OILFIELDS 110293788 | EPSS | EPSS | EPSS | [15 empty] | Ground Inspection | [20 empty] | EPSS,Ground Inspection, | EPSS Ground Inspection | EPSS Ground Inspection | EPSS, | EPSS | EPSS | EPSS, | EPSS | EPSS |  |  |  | , | FALSE
CHOWCHILLA 110466907 | EPSS | EPSS | EPSS | [15 empty] | Ground Inspection | Ground Inspection | [19 empty] | EPSS,Ground Inspection, | EPSS Ground Inspection | EPSS Ground Inspection | EPSS,Ground Inspection, | EPSS Ground Inspection | EPSS Ground Inspection | EPSS, | EPSS | EPSS |  |  |  | , | FALSE
PUTAH CREEK 1105665952 | EPSS | EPSS | EPSS | [17 empty] | Ground Inspection | [7 empty] | Down Conductor Detection (DCD) | [10 empty] | EPSS, | EPSS | EPSS | EPSS,Down Conductor Detection (DCD), | EPSS Down Conductor Detection (DCD) | EPSS Down Conductor Detection (DCD) | EPSS,Ground Inspection, | EPSS Ground Inspection | EPSS Ground Inspection |  |  |  | , | FALSE
PUTAH CREEK 110546162 | EPSS | EPSS | EPSS | [15 empty] | Ground Inspection | [9 empty] | Down Conductor Detection (DCD) | [10 empty] | EPSS,Ground Inspection, | EPSS Ground Inspection | EPSS Ground Inspection | EPSS,Down Conductor Detection (DCD), | EPSS Down Conductor Detection (DCD) | EPSS Down Conductor Detection (DCD) | EPSS, | EPSS | EPSS |  |  |  | , | FALSE
TEMPLETON 2109R50 | EPSS | EPSS | EPSS | [16 empty] | Ground Inspection | [19 empty] | EPSS, | EPSS | EPSS | EPSS,Ground Inspection, | EPSS Ground Inspection | EPSS Ground Inspection | EPSS, | EPSS | EPSS |  |  |  | , | FALSE
WHEATLAND 110591170 | EPSS | EPSS | EPSS | [15 empty] | Ground Inspection | [20 empty] | EPSS,Ground Inspection, | EPSS Ground Inspection | EPSS Ground Inspection | EPSS, | EPSS | EPSS | EPSS, | EPSS | EPSS |  |  |  | , | FALSE
LE GRAND 1104257152 | EPSS | EPSS | EPSS | [15 empty] | Ground Inspection | Ground Inspection | [19 empty] | EPSS,Ground Inspection, | EPSS Ground Inspection | EPSS Ground Inspection | EPSS,Ground Inspection, | EPSS Ground Inspection | EPSS Ground Inspection | EPSS, | EPSS | EPSS |  |  |  | , | FALSE
MADISON 21011943 | EPSS | EPSS | EPSS | [27 empty] | Line Sensors | [8 empty] | EPSS,Line Sensors, | EPSS Line Sensors | EPSS Line Sensors | EPSS, | EPSS | EPSS | EPSS, | EPSS | EPSS |  |  |  | , | FALSE
PANOCHE 110390540 | EPSS | EPSS | EPSS | [15 empty] | Ground Inspection | [20 empty] | EPSS,Ground Inspection, | EPSS Ground Inspection | EPSS Ground Inspection | EPSS, | EPSS | EPSS | EPSS, | EPSS | EPSS |  |  |  | , | FALSE
CLEAR LAKE 1101881362 | EPSS | EPSS | EPSS | [13 empty] | Aerial Inspection |  |  |  | Ground Inspection | [7 empty] | Down Conductor Detection (DCD) | [10 empty] | EPSS, | EPSS | EPSS | EPSS,Aerial Inspection,Down Conductor Detection (DCD), | EPSS Aerial Inspection Down Conductor Detection (DCD) | EPSS Aerial Inspection Down Conductor Detection (DCD) | EPSS,Ground Inspection, | EPSS Ground Inspection | EPSS Ground Inspection |  |  |  | , | FALSE
MC ARTHUR 11021324 | EPSS | EPSS | EPSS | [14 empty] | Aerial Inspection |  | Ground Inspection | [19 empty] | EPSS, | EPSS | EPSS | EPSS,Ground Inspection, | EPSS Ground Inspection | EPSS Ground Inspection | EPSS,Aerial Inspection, | EPSS Aerial Inspection | EPSS Aerial Inspection |  |  |  | , | FALSE
CHOWCHILLA 110359800 | EPSS | EPSS | EPSS | [15 empty] | Ground Inspection | [20 empty] | EPSS,Ground Inspection, | EPSS Ground Inspection | EPSS Ground Inspection | EPSS, | EPSS | EPSS | EPSS, | EPSS | EPSS |  |  |  | , | FALSE
OLEMA 1101512 | EPSS | EPSS | EPSS | [17 empty] | Ground Inspection | [8 empty] | Down Conductor Detection (DCD) | [9 empty] | EPSS, | EPSS | EPSS | EPSS, | EPSS | EPSS | EPSS,Ground Inspection,Down Conductor Detection (DCD), | EPSS Ground Inspection Down Conductor Detection (DCD) | EPSS Ground Inspection Down Conductor Detection (DCD) |  |  |  | , | FALSE
GUERNSEY 1101700790 | EPSS | EPSS | EPSS | [36 empty] | EPSS, | EPSS | EPSS | EPSS, | EPSS | EPSS | EPSS, | EPSS | EPSS |  |  |  | , | FALSE
STOREY 11095270 | EPSS | EPSS | EPSS | [16 empty] | Ground Inspection | Ground Inspection | [18 empty] | EPSS, | EPSS | EPSS | EPSS,Ground Inspection, | EPSS Ground Inspection | EPSS Ground Inspection | EPSS,Ground Inspection, | EPSS Ground Inspection | EPSS Ground Inspection |  |  |  | , | FALSE
CORRAL 1101D1495 | EPSS | EPSS | EPSS | [36 empty] | EPSS, | EPSS | EPSS | EPSS, | EPSS | EPSS | EPSS, | EPSS | EPSS |  |  |  | , | FALSE
GLENN 11012012 | EPSS | EPSS | EPSS | [14 empty] | Aerial Inspection | Ground Inspection | Ground Inspection | [9 empty] | Down Conductor Detection (DCD) | [6 empty] | Pole Backlog |  |  | EPSS,Ground Inspection,Pole Backlog, | EPSS Ground Inspection Pole Backlog | EPSS Ground Inspection Pole Backlog | EPSS,Ground Inspection, | EPSS Ground Inspection | EPSS Ground Inspection | EPSS,Aerial Inspection,Down Conductor Detection (DCD), | EPSS Aerial Inspection Down Conductor Detection (DCD) | EPSS Aerial Inspection Down Conductor Detection (DCD) |  |  |  | , | FALSE
MESA 1104CB | EPSS | EPSS | EPSS | [13 empty] | Aerial Inspection |  | Ground Inspection | [20 empty] | EPSS,Ground Inspection, | EPSS Ground Inspection | EPSS Ground Inspection | EPSS,Aerial Inspection, | EPSS Aerial Inspection | EPSS Aerial Inspection | EPSS, | EPSS | EPSS |  |  |  | , | FALSE
DAIRYLAND 1112163950 | EPSS | EPSS | EPSS | [16 empty] | Ground Inspection | Ground Inspection | [18 empty] | EPSS, | EPSS | EPSS | EPSS,Ground Inspection, | EPSS Ground Inspection | EPSS Ground Inspection | EPSS,Ground Inspection, | EPSS Ground Inspection | EPSS Ground Inspection |  |  |  | , | FALSE
MISSION (X) 1104CB | EPSS | EPSS | EPSS | [36 empty] | EPSS, | EPSS | EPSS | EPSS, | EPSS | EPSS | EPSS, | EPSS | EPSS |  |  |  | , | FALSE
CORNING 110154906 | EPSS | EPSS | EPSS | [17 empty] | Ground Inspection | [18 empty] | EPSS, | EPSS | EPSS | EPSS, | EPSS | EPSS | EPSS,Ground Inspection, | EPSS Ground Inspection | EPSS Ground Inspection |  |  |  | , | FALSE
WOODWARD 2108935396 | EPSS | EPSS | EPSS | [13 empty] | Aerial Inspection |  | Ground Inspection | [8 empty] | Down Conductor Detection (DCD) | [11 empty] | EPSS,Ground Inspection,Down Conductor Detection (DCD), | EPSS Ground Inspection Down Conductor Detection (DCD) | EPSS Ground Inspection Down Conductor Detection (DCD) | EPSS,Aerial Inspection, | EPSS Aerial Inspection | EPSS Aerial Inspection | EPSS, | EPSS | EPSS |  |  |  | , | FALSE
SAN ARDO 1102502 | EPSS | EPSS | EPSS | [12 empty] | Aerial Inspection |  | Aerial Inspection | Ground Inspection | Ground Inspection | [8 empty] | Down Conductor Detection (DCD) | [10 empty] | EPSS,Aerial Inspection,Ground Inspection, | EPSS Aerial Inspection Ground Inspection | EPSS Aerial Inspection Ground Inspection | EPSS,Ground Inspection,Down Conductor Detection (DCD), | EPSS Ground Inspection Down Conductor Detection (DCD) | EPSS Ground Inspection Down Conductor Detection (DCD) | EPSS,Aerial Inspection, | EPSS Aerial Inspection | EPSS Aerial Inspection |  |  |  | , | FALSE
BRENTWOOD 2105B569R | EPSS | EPSS | EPSS | [36 empty] | EPSS, | EPSS | EPSS | EPSS, | EPSS | EPSS | EPSS, | EPSS | EPSS |  |  |  | , | FALSE
GUERNSEY 110178276 | EPSS | EPSS | EPSS | [36 empty] | EPSS, | EPSS | EPSS | EPSS, | EPSS | EPSS | EPSS, | EPSS | EPSS |  |  |  | , | FALSE
ANITA 1106552724 | EPSS | EPSS | EPSS | [15 empty] | Ground Inspection |  | Ground Inspection | [8 empty] | Down Conductor Detection (DCD) | [9 empty] | EPSS,Ground Inspection, | EPSS Ground Inspection | EPSS Ground Inspection | EPSS, | EPSS | EPSS | EPSS,Ground Inspection,Down Conductor Detection (DCD), | EPSS Ground Inspection Down Conductor Detection (DCD) | EPSS Ground Inspection Down Conductor Detection (DCD) |  |  |  | , | FALSE
RAINBOW 1106D2116 | EPSS | EPSS | EPSS | [16 empty] | Ground Inspection | [19 empty] | EPSS, | EPSS | EPSS | EPSS,Ground Inspection, | EPSS Ground Inspection | EPSS Ground Inspection | EPSS, | EPSS | EPSS |  |  |  | , | FALSE
SALMON CREEK 1101660 | EPSS | EPSS | EPSS | [15 empty] | Ground Inspection | [20 empty] | EPSS,Ground Inspection, | EPSS Ground Inspection | EPSS Ground Inspection | EPSS, | EPSS | EPSS | EPSS, | EPSS | EPSS |  |  |  | , | FALSE
TEMPLETON 2110R90 | EPSS | EPSS | EPSS | [15 empty] | Ground Inspection | [8 empty] | Down Conductor Detection (DCD) | [11 empty] | EPSS,Ground Inspection,Down Conductor Detection (DCD), | EPSS Ground Inspection Down Conductor Detection (DCD) | EPSS Ground Inspection Down Conductor Detection (DCD) | EPSS, | EPSS | EPSS | EPSS, | EPSS | EPSS |  |  |  | , | FALSE
VASCO 1103964102 | EPSS | EPSS | EPSS | [36 empty] | EPSS, | EPSS | EPSS | EPSS, | EPSS | EPSS | EPSS, | EPSS | EPSS |  |  |  | , | FALSE
TIVY VALLEY 1107CB | EPSS | EPSS | EPSS | [14 empty] | Aerial Inspection |  | Ground Inspection | Ground Inspection | [18 empty] | EPSS, | EPSS | EPSS | EPSS,Ground Inspection, | EPSS Ground Inspection | EPSS Ground Inspection | EPSS,Aerial Inspection,Ground Inspection, | EPSS Aerial Inspection Ground Inspection | EPSS Aerial Inspection Ground Inspection |  |  |  | , | FALSE
STOREY 110921859 | EPSS | EPSS | EPSS | [36 empty] | EPSS, | EPSS | EPSS | EPSS, | EPSS | EPSS | EPSS, | EPSS | EPSS |  |  |  | , | FALSE
REEDLEY 1112477952 | EPSS | EPSS | EPSS | [17 empty] | Ground Inspection | [7 empty] | Down Conductor Detection (DCD) | [10 empty] | EPSS, | EPSS | EPSS | EPSS,Down Conductor Detection (DCD), | EPSS Down Conductor Detection (DCD) | EPSS Down Conductor Detection (DCD) | EPSS,Ground Inspection, | EPSS Ground Inspection | EPSS Ground Inspection |  |  |  | , | FALSE
DIVIDE 110323614 | EPSS | EPSS | EPSS | [36 empty] | EPSS, | EPSS | EPSS | EPSS, | EPSS | EPSS | EPSS, | EPSS | EPSS |  |  |  | , | FALSE
RUSS RANCH 1101CB | EPSS | EPSS | EPSS | [15 empty] | Ground Inspection | [20 empty] | EPSS,Ground Inspection, | EPSS Ground Inspection | EPSS Ground Inspection | EPSS, | EPSS | EPSS | EPSS, | EPSS | EPSS |  |  |  | , | FALSE
VALLEY HOME 17031532 | EPSS | EPSS | EPSS | [15 empty] | Ground Inspection |  | Ground Inspection | [18 empty] | EPSS,Ground Inspection, | EPSS Ground Inspection | EPSS Ground Inspection | EPSS, | EPSS | EPSS | EPSS,Ground Inspection, | EPSS Ground Inspection | EPSS Ground Inspection |  |  |  | , | FALSE
PASO ROBLES 110764703 | EPSS | EPSS | EPSS | [16 empty] | Ground Inspection | [19 empty] | EPSS, | EPSS | EPSS | EPSS,Ground Inspection, | EPSS Ground Inspection | EPSS Ground Inspection | EPSS, | EPSS | EPSS |  |  |  | , | FALSE
CUYAMA 1103934590 | EPSS | EPSS | EPSS | [16 empty] | Ground Inspection | [19 empty] | EPSS, | EPSS | EPSS | EPSS,Ground Inspection, | EPSS Ground Inspection | EPSS Ground Inspection | EPSS, | EPSS | EPSS |  |  |  | , | FALSE
DIVIDE 110348160 | EPSS | EPSS | EPSS | [17 empty] | Ground Inspection | [18 empty] | EPSS, | EPSS | EPSS | EPSS, | EPSS | EPSS | EPSS,Ground Inspection, | EPSS Ground Inspection | EPSS Ground Inspection |  |  |  | , | FALSE
LE GRAND 11045010 | EPSS | EPSS | EPSS | [15 empty] | Ground Inspection | [20 empty] | EPSS,Ground Inspection, | EPSS Ground Inspection | EPSS Ground Inspection | EPSS, | EPSS | EPSS | EPSS, | EPSS | EPSS |  |  |  | , | FALSE
COTTLE 170144183 | EPSS | EPSS | EPSS | [16 empty] | Ground Inspection | [19 empty] | EPSS, | EPSS | EPSS | EPSS,Ground Inspection, | EPSS Ground Inspection | EPSS Ground Inspection | EPSS, | EPSS | EPSS |  |  |  | , | FALSE
VALLEY HOME 1703768534 | EPSS | EPSS | EPSS | [17 empty] | Ground Inspection | [18 empty] | EPSS, | EPSS | EPSS | EPSS, | EPSS | EPSS | EPSS,Ground Inspection, | EPSS Ground Inspection | EPSS Ground Inspection |  |  |  | , | FALSE
CARRIZO PLAINS 11013527 | EPSS | EPSS | EPSS | [15 empty] | Ground Inspection | [9 empty] | Down Conductor Detection (DCD) | [10 empty] | EPSS,Ground Inspection, | EPSS Ground Inspection | EPSS Ground Inspection | EPSS,Down Conductor Detection (DCD), | EPSS Down Conductor Detection (DCD) | EPSS Down Conductor Detection (DCD) | EPSS, | EPSS | EPSS |  |  |  | , | FALSE
GANSO 1104685998 | EPSS | EPSS | EPSS | [36 empty] | EPSS, | EPSS | EPSS | EPSS, | EPSS | EPSS | EPSS, | EPSS | EPSS |  |  |  | , | FALSE
HARDWICK 1102249398 | EPSS | EPSS | EPSS | [36 empty] | EPSS, | EPSS | EPSS | EPSS, | EPSS | EPSS | EPSS, | EPSS | EPSS |  |  |  | , | FALSE
EL CERRITO G 1114BR190 | EPSS | EPSS | EPSS | [36 empty] | EPSS, | EPSS | EPSS | EPSS, | EPSS | EPSS | EPSS, | EPSS | EPSS |  |  |  | , | FALSE
RUSS RANCH 110196276 | EPSS | EPSS | EPSS | [15 empty] | Ground Inspection | [20 empty] | EPSS,Ground Inspection, | EPSS Ground Inspection | EPSS Ground Inspection | EPSS, | EPSS | EPSS | EPSS, | EPSS | EPSS |  |  |  | , | FALSE
REEDLEY 1104243924 | EPSS | EPSS | EPSS | [15 empty] | Ground Inspection | [20 empty] | EPSS,Ground Inspection, | EPSS Ground Inspection | EPSS Ground Inspection | EPSS, | EPSS | EPSS | EPSS, | EPSS | EPSS |  |  |  | , | FALSE
COARSEGOLD 210310300 | EPSS | EPSS | EPSS | [17 empty] | Ground Inspection | [6 empty] | Down Conductor Detection (DCD) | [11 empty] | EPSS,Down Conductor Detection (DCD), | EPSS Down Conductor Detection (DCD) | EPSS Down Conductor Detection (DCD) | EPSS, | EPSS | EPSS | EPSS,Ground Inspection, | EPSS Ground Inspection | EPSS Ground Inspection |  |  |  | , | FALSE
LE GRAND 1104RUSE | EPSS | EPSS | EPSS | [15 empty] | Ground Inspection | [20 empty] | EPSS,Ground Inspection, | EPSS Ground Inspection | EPSS Ground Inspection | EPSS, | EPSS | EPSS | EPSS, | EPSS | EPSS |  |  |  | , | FALSE
POTRERO PP (A) 1112CB | EPSS | EPSS | EPSS | [15 empty] | Ground Inspection | [20 empty] | EPSS,Ground Inspection, | EPSS Ground Inspection | EPSS Ground Inspection | EPSS, | EPSS | EPSS | EPSS, | EPSS | EPSS |  |  |  | , | FALSE
TEMPLETON 2109P68 | EPSS | EPSS | EPSS | [15 empty] | Ground Inspection | Ground Inspection | [19 empty] | EPSS,Ground Inspection, | EPSS Ground Inspection | EPSS Ground Inspection | EPSS,Ground Inspection, | EPSS Ground Inspection | EPSS Ground Inspection | EPSS, | EPSS | EPSS |  |  |  | , | FALSE
TEMPLETON 2109R34 | EPSS | EPSS | EPSS | [15 empty] | Ground Inspection | [20 empty] | EPSS,Ground Inspection, | EPSS Ground Inspection | EPSS Ground Inspection | EPSS, | EPSS | EPSS | EPSS, | EPSS | EPSS |  |  |  | , | FALSE
OCEANO 1104Q04 | EPSS | EPSS | EPSS | [17 empty] | Ground Inspection | [18 empty] | EPSS, | EPSS | EPSS | EPSS, | EPSS | EPSS | EPSS,Ground Inspection, | EPSS Ground Inspection | EPSS Ground Inspection |  |  |  | , | FALSE
PURISIMA 1101Y40 | EPSS | EPSS | EPSS | [25 empty] | Down Conductor Detection (DCD) | [10 empty] | EPSS, | EPSS | EPSS | EPSS,Down Conductor Detection (DCD), | EPSS Down Conductor Detection (DCD) | EPSS Down Conductor Detection (DCD) | EPSS, | EPSS | EPSS |  |  |  | , | FALSE
CHOLAME 1101X12 | EPSS | EPSS | EPSS | [15 empty] | Ground Inspection | Ground Inspection | [19 empty] | EPSS,Ground Inspection, | EPSS Ground Inspection | EPSS Ground Inspection | EPSS,Ground Inspection, | EPSS Ground Inspection | EPSS Ground Inspection | EPSS, | EPSS | EPSS |  |  |  | , | FALSE
DAIRYLAND 110577794 | EPSS | EPSS | EPSS | [16 empty] | Ground Inspection | [19 empty] | EPSS, | EPSS | EPSS | EPSS,Ground Inspection, | EPSS Ground Inspection | EPSS Ground Inspection | EPSS, | EPSS | EPSS |  |  |  | , | FALSE
VALLEY HOME 170339660 | EPSS | EPSS | EPSS | [15 empty] | Ground Inspection |  | Ground Inspection | [18 empty] | EPSS,Ground Inspection, | EPSS Ground Inspection | EPSS Ground Inspection | EPSS, | EPSS | EPSS | EPSS,Ground Inspection, | EPSS Ground Inspection | EPSS Ground Inspection |  |  |  | , | FALSE
COPPERMINE 1104R755 | EPSS | EPSS | EPSS | [16 empty] | Ground Inspection | Ground Inspection | [7 empty] | Down Conductor Detection (DCD) | [10 empty] | EPSS, | EPSS | EPSS | EPSS,Ground Inspection,Down Conductor Detection (DCD), | EPSS Ground Inspection Down Conductor Detection (DCD) | EPSS Ground Inspection Down Conductor Detection (DCD) | EPSS,Ground Inspection, | EPSS Ground Inspection | EPSS Ground Inspection |  |  |  | , | FALSE
CHOLAME 1101R22 | EPSS | EPSS | EPSS | [16 empty] | Ground Inspection | [19 empty] | EPSS, | EPSS | EPSS | EPSS,Ground Inspection, | EPSS Ground Inspection | EPSS Ground Inspection | EPSS, | EPSS | EPSS |  |  |  | , | FALSE
KING CITY 1106500 | EPSS | EPSS | EPSS | [13 empty] | Aerial Inspection |  | Ground Inspection | Ground Inspection | [8 empty] | Down Conductor Detection (DCD) | [10 empty] | EPSS,Ground Inspection, | EPSS Ground Inspection | EPSS Ground Inspection | EPSS,Aerial Inspection,Ground Inspection,Down Conductor Detection (DCD), | EPSS Aerial Inspection Ground Inspection Down Conductor Detection (DCD) | EPSS Aerial Inspection Ground Inspection Down Conductor Detection (DCD) | EPSS, | EPSS | EPSS |  |  |  | , | FALSE
PIT NO 1 1101LR-RC-A | EPSS | EPSS | EPSS | [26 empty] | Down Conductor Detection (DCD) | [9 empty] | EPSS, | EPSS | EPSS | EPSS, | EPSS | EPSS | EPSS,Down Conductor Detection (DCD), | EPSS Down Conductor Detection (DCD) | EPSS Down Conductor Detection (DCD) |  |  |  | , | FALSE
CORTINA 1101107710 | EPSS | EPSS | EPSS | [36 empty] | EPSS, | EPSS | EPSS | EPSS, | EPSS | EPSS | EPSS, | EPSS | EPSS |  |  |  | , | FALSE
PEORIA 17041837 | EPSS | EPSS | EPSS | [16 empty] | Ground Inspection | Ground Inspection | [6 empty] | Down Conductor Detection (DCD) | [11 empty] | EPSS,Down Conductor Detection (DCD), | EPSS Down Conductor Detection (DCD) | EPSS Down Conductor Detection (DCD) | EPSS,Ground Inspection, | EPSS Ground Inspection | EPSS Ground Inspection | EPSS,Ground Inspection, | EPSS Ground Inspection | EPSS Ground Inspection |  |  |  | , | FALSE
EL CAPITAN 1103975920 | EPSS | EPSS | EPSS | [36 empty] | EPSS, | EPSS | EPSS | EPSS, | EPSS | EPSS | EPSS, | EPSS | EPSS |  |  |  | , | FALSE
SAN MIGUEL 1104R88 | EPSS | EPSS | EPSS | [16 empty] | Ground Inspection | [19 empty] | EPSS, | EPSS | EPSS | EPSS,Ground Inspection, | EPSS Ground Inspection | EPSS Ground Inspection | EPSS, | EPSS | EPSS |  |  |  | , | FALSE
LOS OSITOS 21031132 | EPSS | EPSS | EPSS | [14 empty] | Aerial Inspection |  | Ground Inspection | Ground Inspection | [7 empty] | Down Conductor Detection (DCD) |  | Line Sensors | [8 empty] | EPSS,Line Sensors, | EPSS Line Sensors | EPSS Line Sensors | EPSS,Ground Inspection,Down Conductor Detection (DCD), | EPSS Ground Inspection Down Conductor Detection (DCD) | EPSS Ground Inspection Down Conductor Detection (DCD) | EPSS,Aerial Inspection,Ground Inspection, | EPSS Aerial Inspection Ground Inspection | EPSS Aerial Inspection Ground Inspection |  |  |  | , | FALSE
OCEANO 1103597140 | EPSS | EPSS | EPSS | [36 empty] | EPSS, | EPSS | EPSS | EPSS, | EPSS | EPSS | EPSS, | EPSS | EPSS |  |  |  | , | FALSE
TIVY VALLEY 1107248306 | EPSS | EPSS | EPSS | [16 empty] | Ground Inspection | [7 empty] | Down Conductor Detection (DCD) | [11 empty] | EPSS,Down Conductor Detection (DCD), | EPSS Down Conductor Detection (DCD) | EPSS Down Conductor Detection (DCD) | EPSS,Ground Inspection, | EPSS Ground Inspection | EPSS Ground Inspection | EPSS, | EPSS | EPSS |  |  |  | , | FALSE
ANGIOLA 11028280 | EPSS | EPSS | EPSS | [15 empty] | Ground Inspection | [20 empty] | EPSS,Ground Inspection, | EPSS Ground Inspection | EPSS Ground Inspection | EPSS, | EPSS | EPSS | EPSS, | EPSS | EPSS |  |  |  | , | FALSE
CORCORAN 1112714124 | EPSS | EPSS | EPSS | [15 empty] | Ground Inspection | [20 empty] | EPSS,Ground Inspection, | EPSS Ground Inspection | EPSS Ground Inspection | EPSS, | EPSS | EPSS | EPSS, | EPSS | EPSS |  |  |  | , | FALSE
MISSION (X) 1107CB | EPSS | EPSS | EPSS | [36 empty] | EPSS, | EPSS | EPSS | EPSS, | EPSS | EPSS | EPSS, | EPSS | EPSS |  |  |  | , | FALSE
MAINE PRAIRIE 0401CB | EPSS | EPSS | EPSS | [36 empty] | EPSS, | EPSS | EPSS | EPSS, | EPSS | EPSS | EPSS, | EPSS | EPSS |  |  |  | , | FALSE
COTTLE 170889662 | EPSS | EPSS | EPSS | [16 empty] | Ground Inspection | [19 empty] | EPSS, | EPSS | EPSS | EPSS,Ground Inspection, | EPSS Ground Inspection | EPSS Ground Inspection | EPSS, | EPSS | EPSS |  |  |  | , | FALSE
MORRO BAY 110187487 | EPSS | EPSS | EPSS | [15 empty] | Ground Inspection | [9 empty] | Down Conductor Detection (DCD) | [10 empty] | EPSS,Ground Inspection, | EPSS Ground Inspection | EPSS Ground Inspection | EPSS,Down Conductor Detection (DCD), | EPSS Down Conductor Detection (DCD) | EPSS Down Conductor Detection (DCD) | EPSS, | EPSS | EPSS |  |  |  | , | FALSE
CHOLAME 2102X08 | EPSS | EPSS | EPSS | [15 empty] | Ground Inspection | Ground Inspection | [8 empty] | Down Conductor Detection (DCD) | [10 empty] | EPSS,Ground Inspection, | EPSS Ground Inspection | EPSS Ground Inspection | EPSS,Ground Inspection,Down Conductor Detection (DCD), | EPSS Ground Inspection Down Conductor Detection (DCD) | EPSS Ground Inspection Down Conductor Detection (DCD) | EPSS, | EPSS | EPSS |  |  |  | , | FALSE
TRES PINOS 11114064 | EPSS | EPSS | EPSS | [36 empty] | EPSS, | EPSS | EPSS | EPSS, | EPSS | EPSS | EPSS, | EPSS | EPSS |  |  |  | , | FALSE
WOODWARD 2108979850 | EPSS | EPSS | EPSS | [17 empty] | Ground Inspection | [18 empty] | EPSS, | EPSS | EPSS | EPSS, | EPSS | EPSS | EPSS,Ground Inspection, | EPSS Ground Inspection | EPSS Ground Inspection |  |  |  | , | FALSE
CHOLAME 11015939 | EPSS | EPSS | EPSS | [16 empty] | Ground Inspection | [19 empty] | EPSS, | EPSS | EPSS | EPSS,Ground Inspection, | EPSS Ground Inspection | EPSS Ground Inspection | EPSS, | EPSS | EPSS |  |  |  | , | FALSE
TEMPLETON 2109R52 | EPSS | EPSS | EPSS | [16 empty] | Ground Inspection | [19 empty] | EPSS, | EPSS | EPSS | EPSS,Ground Inspection, | EPSS Ground Inspection | EPSS Ground Inspection | EPSS, | EPSS | EPSS |  |  |  | , | FALSE
HIGHWAY 1101200662 | EPSS | EPSS | EPSS | [16 empty] | Ground Inspection | [19 empty] | EPSS, | EPSS | EPSS | EPSS,Ground Inspection, | EPSS Ground Inspection | EPSS Ground Inspection | EPSS, | EPSS | EPSS |  |  |  | , | FALSE
MISSION (X) 1120CB | EPSS | EPSS | EPSS | [36 empty] | EPSS, | EPSS | EPSS | EPSS, | EPSS | EPSS | EPSS, | EPSS | EPSS |  |  |  | , | FALSE
MORRO BAY 1101W02 | EPSS | EPSS | EPSS | [15 empty] | Ground Inspection | [20 empty] | EPSS,Ground Inspection, | EPSS Ground Inspection | EPSS Ground Inspection | EPSS, | EPSS | EPSS | EPSS, | EPSS | EPSS |  |  |  | , | FALSE
FULTON 110257686 | EPSS | EPSS | EPSS | [24 empty] | Down Conductor Detection (DCD) | [11 empty] | EPSS,Down Conductor Detection (DCD), | EPSS Down Conductor Detection (DCD) | EPSS Down Conductor Detection (DCD) | EPSS, | EPSS | EPSS | EPSS, | EPSS | EPSS |  |  |  | , | FALSE
COPPERMINE 1104CB | EPSS | EPSS | EPSS | [17 empty] | Ground Inspection | [18 empty] | EPSS, | EPSS | EPSS | EPSS, | EPSS | EPSS | EPSS,Ground Inspection, | EPSS Ground Inspection | EPSS Ground Inspection |  |  |  | , | FALSE
MESA 1103M70 | EPSS | EPSS | EPSS | [15 empty] | Ground Inspection | [11 empty] | Line Sensors | [8 empty] | EPSS,Ground Inspection,Line Sensors, | EPSS Ground Inspection Line Sensors | EPSS Ground Inspection Line Sensors | EPSS, | EPSS | EPSS | EPSS, | EPSS | EPSS |  |  |  | , | FALSE
ALPINE 1102CB | EPSS | EPSS | EPSS | [36 empty] | EPSS, | EPSS | EPSS | EPSS, | EPSS | EPSS | EPSS, | EPSS | EPSS |  |  |  | , | FALSE
PURISIMA 1101CUSTREC | EPSS | EPSS | EPSS | [25 empty] | Down Conductor Detection (DCD) | [10 empty] | EPSS, | EPSS | EPSS | EPSS,Down Conductor Detection (DCD), | EPSS Down Conductor Detection (DCD) | EPSS Down Conductor Detection (DCD) | EPSS, | EPSS | EPSS |  |  |  | , | FALSE
OCEANO 1108CB | EPSS | EPSS | EPSS | [36 empty] | EPSS, | EPSS | EPSS | EPSS, | EPSS | EPSS | EPSS, | EPSS | EPSS |  |  |  | , | FALSE
MORRO BAY 110247584 | EPSS | EPSS | EPSS | [25 empty] | Down Conductor Detection (DCD) | [10 empty] | EPSS, | EPSS | EPSS | EPSS,Down Conductor Detection (DCD), | EPSS Down Conductor Detection (DCD) | EPSS Down Conductor Detection (DCD) | EPSS, | EPSS | EPSS |  |  |  | , | FALSE
OCEANO 110356012 | EPSS | EPSS | EPSS | [36 empty] | EPSS, | EPSS | EPSS | EPSS, | EPSS | EPSS | EPSS, | EPSS | EPSS |  |  |  | , | FALSE
MESA 1103M72 | EPSS | EPSS | EPSS | [13 empty] | Aerial Inspection | Aerial Inspection | Ground Inspection | Ground Inspection | Ground Inspection | [8 empty] | Down Conductor Detection (DCD) | Line Sensors | [8 empty] | EPSS,Ground Inspection,Line Sensors, | EPSS Ground Inspection Line Sensors | EPSS Ground Inspection Line Sensors | EPSS,Aerial Inspection,Ground Inspection, | EPSS Aerial Inspection Ground Inspection | EPSS Aerial Inspection Ground Inspection | EPSS,Aerial Inspection,Ground Inspection,Down Conductor Detection (DCD), | EPSS Aerial Inspection Ground Inspection Down Conductor Detection (DCD) | EPSS Aerial Inspection Ground Inspection Down Conductor Detection (DCD) |  |  |  | , | FALSE
MESA 1102CB | EPSS | EPSS | EPSS | [15 empty] | Ground Inspection | [20 empty] | EPSS,Ground Inspection, | EPSS Ground Inspection | EPSS Ground Inspection | EPSS, | EPSS | EPSS | EPSS, | EPSS | EPSS |  |  |  | , | FALSE
MORRO BAY 1102W24 | EPSS | EPSS | EPSS | [36 empty] | EPSS, | EPSS | EPSS | EPSS, | EPSS | EPSS | EPSS, | EPSS | EPSS |  |  |  | , | FALSE
WOODCHUCK 2101R2770 | EPSS | EPSS | EPSS | [13 empty] | Aerial Inspection |  | Ground Inspection | Ground Inspection | [19 empty] | EPSS,Ground Inspection, | EPSS Ground Inspection | EPSS Ground Inspection | EPSS,Aerial Inspection,Ground Inspection, | EPSS Aerial Inspection Ground Inspection | EPSS Aerial Inspection Ground Inspection | EPSS, | EPSS | EPSS |  |  |  | , | FALSE
MORRO BAY 1101W06 | EPSS | EPSS | EPSS | [15 empty] | Ground Inspection | [20 empty] | EPSS,Ground Inspection, | EPSS Ground Inspection | EPSS Ground Inspection | EPSS, | EPSS | EPSS | EPSS, | EPSS | EPSS |  |  |  | , | FALSE
MORRO BAY 1102V84 | EPSS | EPSS | EPSS | [14 empty] | Aerial Inspection |  | Ground Inspection | Ground Inspection | Non-Pole Backlog | [6 empty] | Down Conductor Detection (DCD) | [10 empty] | EPSS,Non-Pole Backlog, | EPSS Non-Pole Backlog | EPSS Non-Pole Backlog | EPSS,Ground Inspection,Down Conductor Detection (DCD), | EPSS Ground Inspection Down Conductor Detection (DCD) | EPSS Ground Inspection Down Conductor Detection (DCD) | EPSS,Aerial Inspection,Ground Inspection, | EPSS Aerial Inspection Ground Inspection | EPSS Aerial Inspection Ground Inspection |  |  |  | , | FALSE
MORRO BAY 1101W04 | EPSS | EPSS | EPSS | [14 empty] | Aerial Inspection | Ground Inspection | Ground Inspection | [8 empty] | Down Conductor Detection (DCD) | [10 empty] | EPSS,Ground Inspection, | EPSS Ground Inspection | EPSS Ground Inspection | EPSS,Ground Inspection,Down Conductor Detection (DCD), | EPSS Ground Inspection Down Conductor Detection (DCD) | EPSS Ground Inspection Down Conductor Detection (DCD) | EPSS,Aerial Inspection, | EPSS Aerial Inspection | EPSS Aerial Inspection |  |  |  | , | FALSE
MESA 1103M68 | EPSS | EPSS | EPSS | [13 empty] | Aerial Inspection |  | Ground Inspection |  | Ground Inspection | [8 empty] | Down Conductor Detection (DCD) | Line Sensors | [8 empty] | EPSS,Ground Inspection,Line Sensors, | EPSS Ground Inspection Line Sensors | EPSS Ground Inspection Line Sensors | EPSS,Aerial Inspection, | EPSS Aerial Inspection | EPSS Aerial Inspection | EPSS,Ground Inspection,Down Conductor Detection (DCD), | EPSS Ground Inspection Down Conductor Detection (DCD) | EPSS Ground Inspection Down Conductor Detection (DCD) |  |  |  | , | FALSE
MORRO BAY 1102V80 | EPSS | EPSS | EPSS | [14 empty] | Aerial Inspection |  | Ground Inspection |  | Non-Pole Backlog | [6 empty] | Down Conductor Detection (DCD) | [10 empty] | EPSS,Non-Pole Backlog, | EPSS Non-Pole Backlog | EPSS Non-Pole Backlog | EPSS,Ground Inspection,Down Conductor Detection (DCD), | EPSS Ground Inspection Down Conductor Detection (DCD) | EPSS Ground Inspection Down Conductor Detection (DCD) | EPSS,Aerial Inspection, | EPSS Aerial Inspection | EPSS Aerial Inspection |  |  |  | , | FALSE
MESA 1103236053 | EPSS | EPSS | EPSS | [26 empty] | Down Conductor Detection (DCD) | Line Sensors | [8 empty] | EPSS,Line Sensors, | EPSS Line Sensors | EPSS Line Sensors | EPSS, | EPSS | EPSS | EPSS,Down Conductor Detection (DCD), | EPSS Down Conductor Detection (DCD) | EPSS Down Conductor Detection (DCD) |  |  |  | , | FALSE
OCEANO 110856014 | EPSS | EPSS | EPSS | [36 empty] | EPSS, | EPSS | EPSS | EPSS, | EPSS | EPSS | EPSS, | EPSS | EPSS |  |  |  | , | FALSE
MORRO BAY 1102V86 | EPSS | EPSS | EPSS | [14 empty] | Aerial Inspection |  | Ground Inspection | [19 empty] | EPSS, | EPSS | EPSS | EPSS,Ground Inspection, | EPSS Ground Inspection | EPSS Ground Inspection | EPSS,Aerial Inspection, | EPSS Aerial Inspection | EPSS Aerial Inspection |  |  |  | , | FALSE
MESA 1103M92 | EPSS | EPSS | EPSS | [26 empty] | Down Conductor Detection (DCD) | Line Sensors | [8 empty] | EPSS,Line Sensors, | EPSS Line Sensors | EPSS Line Sensors | EPSS, | EPSS | EPSS | EPSS,Down Conductor Detection (DCD), | EPSS Down Conductor Detection (DCD) | EPSS Down Conductor Detection (DCD) |  |  |  | , | FALSE
MESA 1103CB | EPSS | EPSS | EPSS | [13 empty] | Aerial Inspection |  | Ground Inspection | [11 empty] | Line Sensors | [8 empty] | EPSS,Ground Inspection,Line Sensors, | EPSS Ground Inspection Line Sensors | EPSS Ground Inspection Line Sensors | EPSS,Aerial Inspection, | EPSS Aerial Inspection | EPSS Aerial Inspection | EPSS, | EPSS | EPSS |  |  |  | , | FALSE
OCEANO 1108597614 | EPSS | EPSS | EPSS | [36 empty] | EPSS, | EPSS | EPSS | EPSS, | EPSS | EPSS | EPSS, | EPSS | EPSS |  |  |  | , | FALSE
OCEANO 1102M60 | EPSS | EPSS | EPSS | [17 empty] | Ground Inspection | [8 empty] | Down Conductor Detection (DCD) | [9 empty] | EPSS, | EPSS | EPSS | EPSS, | EPSS | EPSS | EPSS,Ground Inspection,Down Conductor Detection (DCD), | EPSS Ground Inspection Down Conductor Detection (DCD) | EPSS Ground Inspection Down Conductor Detection (DCD) |  |  |  | , | FALSE
MORRO BAY 11013487 | EPSS | EPSS | EPSS | [14 empty] | Aerial Inspection | Ground Inspection | Ground Inspection | [19 empty] | EPSS,Ground Inspection, | EPSS Ground Inspection | EPSS Ground Inspection | EPSS,Ground Inspection, | EPSS Ground Inspection | EPSS Ground Inspection | EPSS,Aerial Inspection, | EPSS Aerial Inspection | EPSS Aerial Inspection |  |  |  | , | FALSE
MESA 1103M90 | EPSS | EPSS | EPSS | [13 empty] | Aerial Inspection |  | Ground Inspection | [11 empty] | Line Sensors | [8 empty] | EPSS,Ground Inspection,Line Sensors, | EPSS Ground Inspection Line Sensors | EPSS Ground Inspection Line Sensors | EPSS,Aerial Inspection, | EPSS Aerial Inspection | EPSS Aerial Inspection | EPSS, | EPSS | EPSS |  |  |  | , | FALSE
MESA 110346149 | EPSS | EPSS | EPSS | [27 empty] | Line Sensors | [8 empty] | EPSS,Line Sensors, | EPSS Line Sensors | EPSS Line Sensors | EPSS, | EPSS | EPSS | EPSS, | EPSS | EPSS |  |  |  | , | FALSE
CLARKSVILLE 210951796 | EPSS | EPSS | EPSS | [17 empty] | Ground Inspection | [18 empty] | EPSS, | EPSS | EPSS | EPSS, | EPSS | EPSS | EPSS,Ground Inspection, | EPSS Ground Inspection | EPSS Ground Inspection |  |  |  | , | FALSE
MESA 1103Q18 | EPSS | EPSS | EPSS | [26 empty] | Down Conductor Detection (DCD) | Line Sensors | [8 empty] | EPSS,Line Sensors, | EPSS Line Sensors | EPSS Line Sensors | EPSS, | EPSS | EPSS | EPSS,Down Conductor Detection (DCD), | EPSS Down Conductor Detection (DCD) | EPSS Down Conductor Detection (DCD) |  |  |  | , | FALSE
CORCORAN 1116436137 | EPSS | EPSS | EPSS | [36 empty] | EPSS, | EPSS | EPSS | EPSS, | EPSS | EPSS | EPSS, | EPSS | EPSS |  |  |  | , | FALSE
MESA 11038647 | EPSS | EPSS | EPSS | [27 empty] | Line Sensors | [8 empty] | EPSS,Line Sensors, | EPSS Line Sensors | EPSS Line Sensors | EPSS, | EPSS | EPSS | EPSS, | EPSS | EPSS |  |  |  | , | FALSE
MESA 1103M64 | EPSS | EPSS | EPSS | [26 empty] | Down Conductor Detection (DCD) | Line Sensors | [8 empty] | EPSS,Line Sensors, | EPSS Line Sensors | EPSS Line Sensors | EPSS, | EPSS | EPSS | EPSS,Down Conductor Detection (DCD), | EPSS Down Conductor Detection (DCD) | EPSS Down Conductor Detection (DCD) |  |  |  | , | FALSE
MESA 1103M62 | EPSS | EPSS | EPSS | [26 empty] | Down Conductor Detection (DCD) | Line Sensors | [8 empty] | EPSS,Line Sensors, | EPSS Line Sensors | EPSS Line Sensors | EPSS, | EPSS | EPSS | EPSS,Down Conductor Detection (DCD), | EPSS Down Conductor Detection (DCD) | EPSS Down Conductor Detection (DCD) |  |  |  | , | FALSE
CORCORAN 1116174691 | EPSS | EPSS | EPSS | [36 empty] | EPSS, | EPSS | EPSS | EPSS, | EPSS | EPSS | EPSS, | EPSS | EPSS |  |  |  | , | FALSE
WOODWARD 2108CUS1164 | EPSS | EPSS | EPSS | [36 empty] | EPSS, | EPSS | EPSS | EPSS, | EPSS | EPSS | EPSS, | EPSS | EPSS |  |  |  | , | FALSE
WOODCHUCK 2101R9223 | EPSS | EPSS | EPSS | [16 empty] | Ground Inspection | [19 empty] | EPSS, | EPSS | EPSS | EPSS,Ground Inspection, | EPSS Ground Inspection | EPSS Ground Inspection | EPSS, | EPSS | EPSS |  |  |  | , | FALSE
CALPINE 1144276-G | EPSS | EPSS | EPSS | [36 empty] | EPSS, | EPSS | EPSS | EPSS, | EPSS | EPSS | EPSS, | EPSS | EPSS |  |  |  | , | FALSE
CALPINE 1146200-G | EPSS | EPSS | EPSS | [36 empty] | EPSS, | EPSS | EPSS | EPSS, | EPSS | EPSS | EPSS, | EPSS | EPSS |  |  |  | , | FALSE
CALPINE 1146394G | EPSS | EPSS | EPSS | [36 empty] | EPSS, | EPSS | EPSS | EPSS, | EPSS | EPSS | EPSS, | EPSS | EPSS |  |  |  | , | FALSE
SMUD 15805CB | EPSS | EPSS | EPSS | [36 empty] | EPSS, | EPSS | EPSS | EPSS, | EPSS | EPSS | EPSS, | EPSS | EPSS |  |  |  | , | FALSE
GUERNSEY 1104695204 | EPSS | EPSS | EPSS | [36 empty] | EPSS, | EPSS | EPSS | EPSS, | EPSS | EPSS | EPSS, | EPSS | EPSS |  |  |  | , | FALSE
GRASS VALLEY 1103CB | EPSS | EPSS | EPSS | [17 empty] | Ground Inspection | [18 empty] | EPSS, | EPSS | EPSS | EPSS, | EPSS | EPSS | EPSS,Ground Inspection, | EPSS Ground Inspection | EPSS Ground Inspection |  |  |  | , | FALSE