MALAGA 1108CB | 4.0015e-05 | 0 | 0.051558 | 0 | 0.051558 | 0.0072092 | 0.040058 | 0.026062 | 0% | 99% | 0 | 0% | 99% | 0 | 0% | 99% | 0 | 0% | 99% | 0 | 0% | 63.86% | 0 | 0% | 49.92% | 0 | 0% | 49.92% | 0 | 0% | 49.92% | 0 | 0 | 0% | 2.836% | 0 | 0% | 2.836% | 0 | 0% | 2.836% | 0 | 0% | 0.3176% | 0 | 0% | 0.3176% | 0 | 0% | 0.3176% | 0 | 0% | 0.822% | 0 | 0% | 0.822% | 0 | 0% | 0.822% | 0 | 34.87% | 0.8612% | 0.00015483 | 7.301% | 0.8612% | 3.2415e-05 | 0% | 0.8612% | 0 | 0% | 6.201% | 0 | 0% | 6.201% | 0 | 0% | 6.201% | 0 | 0% | 0.4768% | 0 | 0% | 0.4768% | 0 | 0% | 0.4768% | 0 |  |  |  | 0% | 11.8% | 0 | 0% | 11.8% | 0 | 0% | 11.8% | 0 | 0% | 0.3687% | 0 | 0% | 0.3687% | 0 | 0% | 0.3687% | 0 | 0% | 100% | 0 | 0% | 100% | 0 | 0% | 100% | 0 | 0% | 100% | 0 |  |  | 0 |  |  | 0 |  |  | 0
MERCED 2102CB | 5.0508e-05 | 0 | 0.0037502 | 0 | 0.0037502 | 0.00023877 | 0.0033666 | 0.0017292 | 0% | 99% | 0 | 0% | 99% | 0 | 0% | 99% | 0 | 0% | 99% | 0 | 0% | 61.69% | 0 | 0% | 47.05% | 0 | 0% | 47.05% | 0 | 0% | 47.05% | 0 | 0 | 0% | 2.252% | 0 | 0% | 2.252% | 0 | 0% | 2.252% | 0 | 0% | 0.2924% | 0 | 0% | 0.2924% | 0 | 0% | 0.2924% | 0 | 0% | 0.89% | 0 | 0% | 0.89% | 0 | 0% | 0.89% | 0 | 9.947% | 0.9151% | 3.4139e-06 | 0% | 0.9151% | 0 | 0% | 0.9151% | 0 | 0% | 6.7% | 0 | 0% | 6.7% | 0 | 0% | 6.7% | 0 | 0% | 0.2448% | 0 | 0% | 0.2448% | 0 | 0% | 0.2448% | 0 |  |  |  | 0% | 11.8% | 0 | 0% | 11.8% | 0 | 0% | 11.8% | 0 | 0% | 0.3503% | 0 | 0% | 0.3503% | 0 | 0% | 0.3503% | 0 | 0% | 100% | 0 | 0% | 100% | 0 | 0% | 100% | 0 | 0% | 100% | 0 |  |  | 0 |  |  | 0 |  |  | 0
NEWMAN 1102CB | 3.8622e-05 | 0 | 0.039363 | 0 | 0.039363 | 0.005241 | 0.034902 | 0.015863 | 0% | 99% | 0 | 0% | 99% | 0 | 0% | 99% | 0 | 0% | 99% | 0 | 0% | 62.83% | 0 | 0% | 49.77% | 0 | 0% | 49.77% | 0 | 0% | 49.77% | 0 | 0 | 0% | 2.801% | 0 | 0% | 2.801% | 0 | 0% | 2.801% | 0 | 0% | 0.3171% | 0 | 0% | 0.3171% | 0 | 0% | 0.3171% | 0 | 0% | 0.9382% | 0 | 0% | 0.9382% | 0 | 0% | 0.9382% | 0 | 0% | 0.9646% | 0 | 78.2% | 0.9646% | 0.00029694 | 0% | 0.9646% | 0 | 0% | 7.048% | 0 | 0% | 7.048% | 0 | 0% | 7.048% | 0 | 0% | 0.4325% | 0 | 0% | 0.4325% | 0 | 0% | 0.4325% | 0 |  |  |  | 0% | 11.8% | 0 | 0% | 11.8% | 0 | 0% | 11.8% | 0 | 0% | 0.3599% | 0 | 0% | 0.3599% | 0 | 0% | 0.3599% | 0 | 0% | 100% | 0 | 0% | 100% | 0 | 0% | 100% | 0 | 0% | 100% | 0 |  |  | 0 |  |  | 0 |  |  | 0
BAHIA 11033304 | 2.9525e-05 | 0 | 0.029741 | 0 | 0.029741 | 0.006982 | 0.025239 | 0.010095 | 0% | 99% | 0 | 0% | 99% | 0 | 0% | 99% | 0 | 0% | 99% | 0 | 0% | 64.26% | 0 | 0% | 50.74% | 0 | 0% | 50.74% | 0 | 0% | 50.74% | 0 | 0 | 0% | 3.635% | 0 | 0% | 3.635% | 0 | 0% | 3.635% | 0 | 0% | 0.388% | 0 | 0% | 0.388% | 0 | 0% | 0.388% | 0 | 0% | 0.9056% | 0 | 0% | 0.9056% | 0 | 0% | 0.9056% | 0 | 65.89% | 0.9349% | 0.0001832 | 0% | 0.9349% | 0 | 0% | 0.9349% | 0 | 0% | 6.759% | 0 | 0% | 6.759% | 0 | 0% | 6.759% | 0 | 0% | 0.6695% | 0 | 0% | 0.6695% | 0 | 0% | 0.6695% | 0 |  |  |  | 0% | 11.8% | 0 | 0% | 11.8% | 0 | 0% | 11.8% | 0 | 0% | 0.3651% | 0 | 0% | 0.3651% | 0 | 0% | 0.3651% | 0 | 0% | 100% | 0 | 0% | 100% | 0 | 0% | 100% | 0 | 0% | 100% | 0 |  |  | 0 |  |  | 0 |  |  | 0
SAN LEANDRO U 1114MR544 | 4.8246e-05 | 0.017444 | 0.034764 | 0 | 0.034764 | 0.0075261 | 0.025643 | 0.016303 | 0% | 99% | 0 | 0% | 99% | 0 | 0% | 99% | 0 | 0% | 99% | 0 | 0% | 66.13% | 0 | 0% | 52.54% | 0 | 0% | 52.54% | 0 | 0% | 52.54% | 0 | 0 | 0% | 2.881% | 0 | 0% | 2.881% | 0 | 0% | 2.881% | 0 | 0% | 0.3156% | 0 | 0% | 0.3156% | 0 | 0% | 0.3156% | 0 | 0% | 0.7869% | 0 | 0% | 0.7869% | 0 | 0% | 0.7869% | 0 | 0% | 0.8173% | 0 | 78.37% | 0.8173% | 0.00022269 | 9.456% | 0.8173% | 2.6869e-05 | 0% | 5.904% | 0 | 0% | 5.904% | 0 | 0% | 5.904% | 0 | 0% | 0.5787% | 0 | 0% | 0.5787% | 0 | 0% | 0.5787% | 0 |  |  |  | 0% | 11.8% | 0 | 1.344% | 11.8% | 5.5116e-05 | 0% | 11.8% | 0 | 0% | 0.3695% | 0 | 0% | 0.3695% | 0 | 0% | 0.3695% | 0 | 0% | 100% | 0 | 0% | 100% | 0 | 0% | 100% | 0 | 0% | 100% | 0 |  |  | 0 |  |  | 0 |  |  | 0
GREENBRAE 1103CB | 5.2798e-05 | 0 | 0.013671 | 0 | 0.013671 | 0.0050842 | 0.010576 | 0.0037953 | 0% | 99% | 0 | 0% | 99% | 0 | 0% | 99% | 0 | 0% | 99% | 0 | 0% | 64.06% | 0 | 0% | 49.57% | 0 | 0% | 49.57% | 0 | 0% | 49.57% | 0 | 0 | 0% | 3.175% | 0 | 0% | 3.175% | 0 | 0% | 3.175% | 0 | 0% | 0.3514% | 0 | 0% | 0.3514% | 0 | 0% | 0.3514% | 0 | 0% | 0.8142% | 0 | 0% | 0.8142% | 0 | 0% | 0.8142% | 0 | 40.59% | 0.8501% | 4.7179e-05 | 56.83% | 0.8501% | 6.6053e-05 | 0% | 0.8501% | 0 | 0% | 6.108% | 0 | 0% | 6.108% | 0 | 0% | 6.108% | 0 | 0% | 1.183% | 0 | 0% | 1.183% | 0 | 0% | 1.183% | 0 |  |  |  | 0% | 11.8% | 0 | 0% | 11.8% | 0 | 0% | 11.8% | 0 | 0% | 0.3683% | 0 | 0% | 0.3683% | 0 | 0% | 0.3683% | 0 | 0% | 100% | 0 | 0% | 100% | 0 | 0% | 100% | 0 | 0% | 100% | 0 |  |  | 0 |  |  | 0 |  |  | 0
PAUL SWEET 210111147 | 2.9539e-05 | 0 | 0.011664 | 0 | 0.011664 | 0.0051676 | 0.0087242 | 0.00271 | 0% | 99% | 0 | 0% | 99% | 0 | 0% | 99% | 0 | 0% | 99% | 0 | 0% | 62.76% | 0 | 0% | 49.64% | 0 | 0% | 49.64% | 0 | 0% | 49.64% | 0 | 0 | 0% | 2.645% | 0 | 0% | 2.645% | 0 | 0% | 2.645% | 0 | 0% | 0.2781% | 0 | 0% | 0.2781% | 0 | 0% | 0.2781% | 0 | 0% | 0.8004% | 0 | 0% | 0.8004% | 0 | 0% | 0.8004% | 0 | 0% | 0.7835% | 0 | 84.68% | 0.7835% | 7.738e-05 | 15.32% | 0.7835% | 1.4005e-05 | 0% | 5.889% | 0 | 0% | 5.889% | 0 | 0% | 5.889% | 0 | 0% | 1.35% | 0 | 0% | 1.35% | 0 | 0% | 1.35% | 0 |  |  |  | 0% | 11.8% | 0 | 0% | 11.8% | 0 | 0% | 11.8% | 0 | 0% | 0.3596% | 0 | 0% | 0.3596% | 0 | 0% | 0.3596% | 0 | 0% | 100% | 0 | 0% | 100% | 0 | 0% | 100% | 0 | 0% | 100% | 0 |  |  | 0 |  |  | 0 |  |  | 0
CASTRO VALLEY 1102837904 | 2.8142e-05 | 2.1951 | 0.010953 | 0 | 0.010953 | 0.0042326 | 0.0086369 | 0.0027211 | 0% | 99% | 0 | 0% | 99% | 0 | 0% | 99% | 0 | 0% | 99% | 0 | 0% | 63.04% | 0 | 0% | 49.76% | 0 | 0% | 49.76% | 0 | 0% | 49.76% | 0 | 0 | 0% | 3.187% | 0 | 0% | 3.187% | 0 | 0% | 3.187% | 0 | 0% | 0.3369% | 0 | 0% | 0.3369% | 0 | 0% | 0.3369% | 0 | 0% | 0.8456% | 0 | 0% | 0.8456% | 0 | 30.83% | 0.8456% | 2.8551e-05 | 0% | 0.8512% | 0 | 30.83% | 0.8512% | 2.874e-05 | 5.935% | 0.8512% | 5.5335e-06 | 19.19% | 6.263% | 0.00013163 | 0% | 6.263% | 0 | 0% | 6.263% | 0 | 0% | 1.081% | 0 | 0% | 1.081% | 0 | 0% | 1.081% | 0 |  |  |  | 0% | 11.8% | 0 | 0% | 11.8% | 0 | 0% | 11.8% | 0 | 0% | 0.3631% | 0 | 0% | 0.3631% | 0 | 0% | 0.3631% | 0 | 0% | 100% | 0 | 0% | 100% | 0 | 0% | 100% | 0 | 0% | 100% | 0 |  |  | 0 |  |  | 0 |  |  | 0
DALY CITY 1105101 | 4.2137e-05 | 0 | 0.008763 | 0 | 0.008763 | 0.0021403 | 0.0086678 | 0.0016657 | 0% | 99% | 0 | 0% | 99% | 0 | 0% | 99% | 0 | 0% | 99% | 0 | 0% | 64.06% | 0 | 0% | 50.25% | 0 | 0% | 50.25% | 0 | 0% | 50.25% | 0 | 0 | 0% | 4.37% | 0 | 0% | 4.37% | 0 | 0% | 4.37% | 0 | 0% | 0.4769% | 0 | 0% | 0.4769% | 0 | 0% | 0.4769% | 0 | 0% | 1.064% | 0 | 0% | 1.064% | 0 | 0% | 1.064% | 0 | 5.434% | 1.132% | 5.3915e-06 | 86.71% | 1.132% | 8.6033e-05 | 7.852% | 1.132% | 7.7904e-06 | 0% | 8.03% | 0 | 0% | 8.03% | 0 | 0% | 8.03% | 0 | 0% | 0.8236% | 0 | 0% | 0.8236% | 0 | 0% | 0.8236% | 0 |  |  |  | 0% | 11.8% | 0 | 0% | 11.8% | 0 | 0% | 11.8% | 0 | 0% | 0.3679% | 0 | 0% | 0.3679% | 0 | 0% | 0.3679% | 0 | 0% | 100% | 0 | 0% | 100% | 0 | 0% | 100% | 0 | 0% | 100% | 0 |  |  | 0 |  |  | 0 |  |  | 0
RENFRO 21033351 | 3.4992e-05 | 0 | 0.016089 | 0 | 0.016089 | 0.0025462 | 0.013037 | 0.0073193 | 0% | 99% | 0 | 0% | 99% | 0 | 0% | 99% | 0 | 0% | 99% | 0 | 0% | 63.08% | 0 | 0% | 49.76% | 0 | 0% | 49.76% | 0 | 0% | 49.76% | 0 | 0 | 0% | 2.552% | 0 | 0% | 2.552% | 0 | 0% | 2.552% | 0 | 0% | 0.2898% | 0 | 0% | 0.2898% | 0 | 0% | 0.2898% | 0 | 0% | 0.8592% | 0 | 0% | 0.8592% | 0 | 0% | 0.8592% | 0 | 0% | 0.8838% | 0 | 99.68% | 0.8838% | 0.00014173 | 0% | 0.8838% | 0 | 0% | 6.458% | 0 | 0% | 6.458% | 0 | 0% | 6.458% | 0 | 0% | 0.4673% | 0 | 0% | 0.4673% | 0 | 0% | 0.4673% | 0 |  |  |  | 0% | 11.8% | 0 | 0% | 11.8% | 0 | 0% | 11.8% | 0 | 0% | 0.3635% | 0 | 0% | 0.3635% | 0 | 0% | 0.3635% | 0 | 0% | 100% | 0 | 0% | 100% | 0 | 0% | 100% | 0 | 0% | 100% | 0 |  |  | 0 |  |  | 0 |  |  | 0
TRACY 1106352284 | 3.8141e-05 | 0 | 0.0046884 | 0 | 0.0046884 | 0.00026282 | 0.0040105 | 0.0024012 | 0% | 99% | 0 | 0% | 99% | 0 | 0% | 99% | 0 | 0% | 99% | 0 | 0% | 62.88% | 0 | 0% | 49.14% | 0 | 0% | 49.14% | 0 | 0% | 49.14% | 0 | 0 | 0% | 3.146% | 0 | 0% | 3.146% | 0 | 0% | 3.146% | 0 | 0% | 0.3568% | 0 | 0% | 0.3568% | 0 | 0% | 0.3568% | 0 | 0% | 0.8896% | 0 | 0% | 0.8896% | 0 | 0% | 0.8896% | 0 | 0% | 0.9254% | 0 | 0% | 0.9254% | 0 | 0% | 0.9254% | 0 | 0% | 6.689% | 0 | 0% | 6.689% | 0 | 0% | 6.689% | 0 | 0% | 0.2108% | 0 | 0% | 0.2108% | 0 | 0% | 0.2108% | 0 |  |  |  | 0% | 11.8% | 0 | 0% | 11.8% | 0 | 0% | 11.8% | 0 | 0% | 0.3625% | 0 | 0% | 0.3625% | 0 | 0% | 0.3625% | 0 | 0% | 100% | 0 | 0% | 100% | 0 | 0% | 100% | 0 | 0% | 100% | 0 |  |  | 0 |  |  | 0 |  |  | 0
MC CALL 1102310426 | 2.9924e-05 | 0 | 0.056372 | 0 | 0.056372 | 0.011047 | 0.047104 | 0.022116 | 0% | 99% | 0 | 0% | 99% | 0 | 0% | 99% | 0 | 0% | 99% | 0 | 0% | 61.92% | 0 | 0% | 49.38% | 0 | 0% | 49.38% | 0 | 0% | 49.38% | 0 | 0 | 0% | 2.686% | 0 | 0% | 2.686% | 0 | 0% | 2.686% | 0 | 0% | 0.2874% | 0 | 0% | 0.2874% | 0 | 0% | 0.2874% | 0 | 0% | 0.8905% | 0 | 0% | 0.8905% | 0 | 0% | 0.8905% | 0 | 0% | 0.8763% | 0 | 0% | 0.8763% | 0 | 0.5126% | 0.8763% | 2.5318e-06 | 0% | 6.58% | 0 | 0% | 6.58% | 0 | 0% | 6.58% | 0 | 0% | 0.6468% | 0 | 0% | 0.6468% | 0 | 0% | 0.6468% | 0 |  |  |  | 0% | 11.8% | 0 | 0% | 11.8% | 0 | 0% | 11.8% | 0 | 0% | 0.3551% | 0 | 0% | 0.3551% | 0 | 0% | 0.3551% | 0 | 0% | 100% | 0 | 0% | 100% | 0 | 0% | 100% | 0 | 0% | 100% | 0 |  |  | 0 |  |  | 0 |  |  | 0
SNEATH LANE 110210255 | 4.5387e-05 | 0 | 0.020089 | 0 | 0.020089 | 0.0067135 | 0.018522 | 0.0033699 | 0% | 99% | 0 | 0% | 99% | 0 | 0% | 99% | 0 | 0% | 99% | 0 | 0% | 63.84% | 0 | 0% | 49.91% | 0 | 0% | 49.91% | 0 | 0% | 49.91% | 0 | 0 | 0% | 3.897% | 0 | 0% | 3.897% | 0 | 0% | 3.897% | 0 | 0% | 0.4278% | 0 | 0% | 0.4278% | 0 | 0% | 0.4278% | 0 | 0% | 0.9902% | 0 | 0% | 0.9902% | 0 | 0% | 0.9902% | 0 | 53.71% | 1.05% | 0.00011333 | 17.72% | 1.05% | 3.7387e-05 | 7.33% | 1.05% | 1.5466e-05 | 0% | 7.473% | 0 | 0% | 7.473% | 0 | 0% | 7.473% | 0 | 0% | 1.163% | 0 | 0% | 1.163% | 0 | 0% | 1.163% | 0 |  |  |  | 0% | 11.8% | 0 | 0% | 11.8% | 0 | 0% | 11.8% | 0 | 0% | 0.3688% | 0 | 0% | 0.3688% | 0 | 0% | 0.3688% | 0 | 0% | 100% | 0 | 0% | 100% | 0 | 0% | 100% | 0 | 0% | 100% | 0 |  |  | 0 |  |  | 0 |  |  | 0
CAYUCOS 1102W18 | 3.0077e-05 | 0 | 0.050421 | 0 | 0.050421 | 0.0061019 | 0.054335 | 0.011361 | 0% | 99% | 0 | 0% | 99% | 0 | 0% | 99% | 0 | 0% | 99% | 0 | 0% | 62.59% | 0 | 0% | 49.73% | 0 | 0% | 49.73% | 0 | 0% | 49.73% | 0 | 0 | 0% | 3.738% | 0 | 0% | 3.738% | 0 | 0% | 3.738% | 0 | 0% | 0.421% | 0 | 0% | 0.421% | 0 | 0% | 0.421% | 0 | 0% | 1.153% | 0 | 0% | 1.153% | 0 | 0% | 1.153% | 0 | 99.6% | 1.206% | 0.00060576 | 0% | 1.206% | 0 | 0% | 1.206% | 0 | 0% | 8.704% | 0 | 0% | 8.704% | 0 | 0% | 8.704% | 0 | 0% | 0.4327% | 0 | 0% | 0.4327% | 0 | 0% | 0.4327% | 0 |  |  |  | 0% | 11.8% | 0 | 0% | 11.8% | 0 | 0% | 11.8% | 0 | 0% | 0.3581% | 0 | 0% | 0.3581% | 0 | 0% | 0.3581% | 0 | 0% | 100% | 0 | 0% | 100% | 0 | 0% | 100% | 0 | 0% | 100% | 0 |  |  | 0 |  |  | 0 |  |  | 0
UKIAH 111129452 | 3.2891e-05 | 0 | 0.050215 | 0 | 0.050215 | 0.012201 | 0.040006 | 0.019301 | 0% | 99% | 0 | 0% | 99% | 0 | 0% | 99% | 0 | 0% | 99% | 0 | 0% | 63.81% | 0 | 0% | 49.48% | 0 | 0% | 49.48% | 0 | 0% | 49.48% | 0 | 0 | 0% | 3.195% | 0 | 0% | 3.195% | 0 | 0% | 3.195% | 0 | 0% | 0.3548% | 0 | 0% | 0.3548% | 0 | 0% | 0.3548% | 0 | 0% | 0.8368% | 0 | 0% | 0.8368% | 0 | 0% | 0.8368% | 0 | 0% | 0.8754% | 0 | 0% | 0.8754% | 0 | 0% | 0.8754% | 0 | 0% | 6.288% | 0 | 0% | 6.288% | 0 | 0% | 6.288% | 0 | 0% | 0.888% | 0 | 0% | 0.888% | 0 | 0% | 0.888% | 0 |  |  |  | 0% | 11.8% | 0 | 0% | 11.8% | 0 | 0% | 11.8% | 0 | 0% | 0.3675% | 0 | 0% | 0.3675% | 0 | 0% | 0.3675% | 0 | 0% | 100% | 0 | 0% | 100% | 0 | 0% | 100% | 0 | 0% | 100% | 0 |  |  | 0 |  |  | 0 |  |  | 0
MOLINO 11015034 | 4.1456e-05 | 0 | 0.031702 | 0 | 0.031702 | 0.022759 | 0.01451 | 0.007877 | 0% | 99% | 0 | 0% | 99% | 0 | 0% | 99% | 0 | 0% | 99% | 0 | 0% | 64.57% | 0 | 0% | 49.58% | 0 | 0% | 49.58% | 0 | 0% | 49.58% | 0 | 0 | 0% | 1.685% | 0 | 0% | 1.685% | 0 | 0% | 1.685% | 0 | 0% | 0.1851% | 0 | 0% | 0.1851% | 0 | 0% | 0.1851% | 0 | 0% | 0.4821% | 0 | 0% | 0.4821% | 0 | 0% | 0.4821% | 0 | 0% | 0.4886% | 0 | 0% | 0.4886% | 0 | 0% | 0.4886% | 0 | 0% | 3.584% | 0 | 0% | 3.584% | 0 | 0% | 3.584% | 0 | 0% | 2.375% | 0 | 0% | 2.375% | 0 | 0% | 2.375% | 0 |  |  |  | 0% | 11.8% | 0 | 0% | 11.8% | 0 | 0% | 11.8% | 0 | 55.56% | 0.3774% | 6.6473e-05 | 0% | 0.3774% | 0 | 0% | 0.3774% | 0 | 0% | 100% | 0 | 0% | 100% | 0 | 0% | 100% | 0 | 0% | 100% | 0 |  |  | 0 |  |  | 0 |  |  | 0
MC CALL 1105CB | 4.2762e-05 | 0 | 0.057469 | 0 | 0.057469 | 0.0067199 | 0.045978 | 0.029148 | 0% | 99% | 0 | 0% | 99% | 0 | 0% | 99% | 0 | 0% | 99% | 0 | 0% | 62.63% | 0 | 0% | 48.85% | 0 | 0% | 48.85% | 0 | 0% | 48.85% | 0 | 0 | 0% | 2.759% | 0 | 0% | 2.759% | 0 | 0% | 2.759% | 0 | 0% | 0.3072% | 0 | 0% | 0.3072% | 0 | 0% | 0.3072% | 0 | 0% | 0.8432% | 0 | 0% | 0.8432% | 0 | 0% | 0.8432% | 0 | 0% | 0.867% | 0 | 0% | 0.867% | 0 | 32.99% | 0.867% | 0.00016435 | 0% | 6.327% | 0 | 0% | 6.327% | 0 | 0% | 6.327% | 0 | 0% | 0.4053% | 0 | 0% | 0.4053% | 0 | 0% | 0.4053% | 0 |  |  |  | 0% | 11.8% | 0 | 0% | 11.8% | 0 | 0% | 11.8% | 0 | 0% | 0.3643% | 0 | 0% | 0.3643% | 0 | 0% | 0.3643% | 0 | 0% | 100% | 0 | 0% | 100% | 0 | 0% | 100% | 0 | 0% | 100% | 0 |  |  | 0 |  |  | 0 |  |  | 0
CORCORAN 1106CB | 3.3804e-05 | 0 | 0.036403 | 0 | 0.036403 | 0.0022337 | 0.034086 | 0.015537 | 0% | 99% | 0 | 0% | 99% | 0 | 0% | 99% | 0 | 0% | 99% | 0 | 0% | 60.49% | 0 | 0% | 46.91% | 0 | 0% | 46.91% | 0 | 0% | 46.91% | 0 | 0 | 0% | 2.708% | 0 | 0% | 2.708% | 0 | 0% | 2.708% | 0 | 0% | 0.3128% | 0 | 0% | 0.3128% | 0 | 0% | 0.3128% | 0 | 0% | 0.9796% | 0 | 0% | 0.9796% | 0 | 0% | 0.9796% | 0 | 99.51% | 1.007% | 0.00036494 | 0% | 1.007% | 0 | 0% | 1.007% | 0 | 0% | 7.387% | 0 | 0% | 7.387% | 0 | 0% | 7.387% | 0 | 0% | 0.2349% | 0 | 0% | 0.2349% | 0 | 0% | 0.2349% | 0 |  |  |  | 0% | 11.8% | 0 | 0% | 11.8% | 0 | 0% | 11.8% | 0 | 0% | 0.3572% | 0 | 0% | 0.3572% | 0 | 0% | 0.3572% | 0 | 0% | 100% | 0 | 0% | 100% | 0 | 0% | 100% | 0 | 0% | 100% | 0 |  |  | 0 |  |  | 0 |  |  | 0
SAN RAFAEL 110991742 | 5.1371e-05 | 0 | 0.0099247 | 0 | 0.0099247 | 0.0045847 | 0.0071576 | 0.0023955 | 0% | 99% | 0 | 0% | 99% | 0 | 0% | 99% | 0 | 0% | 99% | 0 | 0% | 63.55% | 0 | 0% | 49.45% | 0 | 0% | 49.45% | 0 | 0% | 49.45% | 0 | 0 | 0% | 2.772% | 0 | 0% | 2.772% | 0 | 0% | 2.772% | 0 | 0% | 0.3009% | 0 | 0% | 0.3009% | 0 | 0% | 0.3009% | 0 | 0% | 0.7621% | 0 | 0% | 0.7621% | 0 | 0% | 0.7621% | 0 | 0% | 0.7744% | 0 | 0% | 0.7744% | 0 | 0% | 0.7744% | 0 | 0% | 5.67% | 0 | 0% | 5.67% | 0 | 0% | 5.67% | 0 | 0% | 1.5% | 0 | 0% | 1.5% | 0 | 0% | 1.5% | 0 |  |  |  | 0% | 11.8% | 0 | 19.04% | 11.8% | 0.00022294 | 0% | 11.8% | 0 | 0% | 0.3663% | 0 | 0% | 0.3663% | 0 | 0% | 0.3663% | 0 | 0% | 100% | 0 | 0% | 100% | 0 | 0% | 100% | 0 | 0% | 100% | 0 |  |  | 0 |  |  | 0 |  |  | 0
COTTLE 1707496160 | 4.9369e-05 | 0 | 0.0064609 | 0 | 0.0064609 | 0.00041848 | 0.0044321 | 0.0043542 | 0% | 99% | 0 | 0% | 99% | 0 | 0% | 99% | 0 | 0% | 99% | 0 | 0% | 65.08% | 0 | 0% | 50.37% | 0 | 0% | 50.37% | 0 | 0% | 50.37% | 0 | 0 | 0% | 1.964% | 0 | 0% | 1.964% | 0 | 0% | 1.964% | 0 | 0% | 0.2597% | 0 | 0% | 0.2597% | 0 | 0% | 0.2597% | 0 | 0% | 0.6653% | 0 | 0% | 0.6653% | 0 | 0% | 0.6653% | 0 | 0% | 0.6933% | 0 | 0% | 0.6933% | 0 | 0% | 0.6933% | 0 | 0% | 5.007% | 0 | 0% | 5.007% | 0 | 0% | 5.007% | 0 | 0% | 0.2105% | 0 | 0% | 0.2105% | 0 | 0% | 0.2105% | 0 |  |  |  | 0% | 11.8% | 0 | 0% | 11.8% | 0 | 0% | 11.8% | 0 | 0% | 0.361% | 0 | 0% | 0.361% | 0 | 0% | 0.361% | 0 | 0% | 100% | 0 | 0% | 100% | 0 | 0% | 100% | 0 | 0% | 100% | 0 |  |  | 0 |  |  | 0 |  |  | 0
CORCORAN 1106258236 | 3.7578e-05 | 0 | 0.0015442 | 0 | 0.0015442 | 0.00010825 | 0.0012829 | 0.00080901 | 0% | 99% | 0 | 0% | 99% | 0 | 0% | 99% | 0 | 0% | 99% | 0 | 0% | 63.1% | 0 | 0% | 48.44% | 0 | 0% | 48.44% | 0 | 0% | 48.44% | 0 | 0 | 0% | 2.807% | 0 | 0% | 2.807% | 0 | 0% | 2.807% | 0 | 0% | 0.3347% | 0 | 0% | 0.3347% | 0 | 0% | 0.3347% | 0 | 0% | 0.8553% | 0 | 0% | 0.8553% | 0 | 0% | 0.8553% | 0 | 100% | 0.9151% | 1.4131e-05 | 0% | 0.9151% | 0 | 0% | 0.9151% | 0 | 0% | 6.517% | 0 | 0% | 6.517% | 0 | 0% | 6.517% | 0 | 0% | 0.2435% | 0 | 0% | 0.2435% | 0 | 0% | 0.2435% | 0 |  |  |  | 0% | 11.8% | 0 | 0% | 11.8% | 0 | 0% | 11.8% | 0 | 0% | 0.3675% | 0 | 0% | 0.3675% | 0 | 0% | 0.3675% | 0 | 0% | 100% | 0 | 0% | 100% | 0 | 0% | 100% | 0 | 0% | 100% | 0 |  |  | 0 |  |  | 0 |  |  | 0
MADISON 210134164 | 2.6541e-05 | 0 | 0.014266 | 0 | 0.014266 | 0.0042761 | 0.011203 | 0.0048478 | 0% | 99% | 0 | 0% | 99% | 0 | 0% | 99% | 0 | 0% | 99% | 0 | 0% | 62.42% | 0 | 0% | 49.3% | 0 | 0% | 49.3% | 0 | 0% | 49.3% | 0 | 0 | 0% | 2.573% | 0 | 0% | 2.573% | 0 | 0% | 2.573% | 0 | 0% | 0.28% | 0 | 0% | 0.28% | 0 | 0% | 0.28% | 0 | 0% | 0.8253% | 0 | 0% | 0.8253% | 0 | 0% | 0.8253% | 0 | 0% | 0.8147% | 0 | 0% | 0.8147% | 0 | 51.94% | 0.8147% | 6.0369e-05 | 0% | 6.095% | 0 | 0% | 6.095% | 0 | 0% | 6.095% | 0 | 0% | 0.8655% | 0 | 0% | 0.8655% | 0 | 0% | 0.8655% | 0 |  |  |  | 0% | 11.8% | 0 | 0% | 11.8% | 0 | 0% | 11.8% | 0 | 55.56% | 0.3568% | 2.8279e-05 | 0% | 0.3568% | 0 | 0% | 0.3568% | 0 | 0% | 100% | 0 | 0% | 100% | 0 | 0% | 100% | 0 | 0% | 100% | 0 |  |  | 0 |  |  | 0 |  |  | 0
HURON 111242930 | 2.2288e-05 | 0 | 0.016608 | 0 | 0.016608 | 0.00095434 | 0.014281 | 0.0084304 | 0% | 99% | 0 | 0% | 99% | 0 | 0% | 99% | 0 | 0% | 99% | 0 | 0% | 59.64% | 0 | 0% | 45.45% | 0 | 0% | 45.45% | 0 | 0% | 45.45% | 0 | 0 | 0% | 2.27% | 0 | 0% | 2.27% | 0 | 0% | 2.27% | 0 | 0% | 0.2659% | 0 | 0% | 0.2659% | 0 | 0% | 0.2659% | 0 | 0% | 0.8992% | 0 | 0% | 0.8992% | 0 | 0% | 0.8992% | 0 | 0% | 0.9272% | 0 | 0% | 0.9272% | 0 | 0% | 0.9272% | 0 | 0% | 6.81% | 0 | 0% | 6.81% | 0 | 0% | 6.81% | 0 | 0% | 0.2263% | 0 | 0% | 0.2263% | 0 | 0% | 0.2263% | 0 |  |  |  | 0% | 11.8% | 0 | 0% | 11.8% | 0 | 0% | 11.8% | 0 | 0% | 0.3616% | 0 | 0% | 0.3616% | 0 | 0% | 0.3616% | 0 | 0% | 100% | 0 | 0% | 100% | 0 | 0% | 100% | 0 | 0% | 100% | 0 |  |  | 0 |  |  | 0 |  |  | 0
LOGAN CREEK 210157110 | 3.9996e-05 | 0 | 0.026016 | 0 | 0.026016 | 0.0061634 | 0.02268 | 0.0082314 | 0% | 99% | 0 | 0% | 99% | 0 | 0% | 99% | 0 | 0% | 99% | 0 | 0% | 61.74% | 0 | 0% | 48.95% | 0 | 0% | 48.95% | 0 | 0% | 48.95% | 0 | 0 | 0% | 2.691% | 0 | 0% | 2.691% | 0 | 0% | 2.691% | 0 | 0% | 0.2982% | 0 | 0% | 0.2982% | 0 | 0% | 0.2982% | 0 | 0% | 0.9153% | 0 | 0% | 0.9153% | 0 | 0% | 0.9153% | 0 | 0% | 0.9045% | 0 | 0% | 0.9045% | 0 | 0% | 0.9045% | 0 | 0% | 6.774% | 0 | 0% | 6.774% | 0 | 0% | 6.774% | 0 | 0% | 0.6977% | 0 | 0% | 0.6977% | 0 | 0% | 0.6977% | 0 |  |  |  | 0% | 11.8% | 0 | 0% | 11.8% | 0 | 0% | 11.8% | 0 | 0% | 0.3521% | 0 | 0% | 0.3521% | 0 | 0% | 0.3521% | 0 | 0% | 100% | 0 | 0% | 100% | 0 | 0% | 100% | 0 | 0% | 100% | 0 |  |  | 0 |  |  | 0 |  |  | 0
SWIFT 2109XR386 | 2.8189e-05 | 0 | 0.01812 | 0 | 0.01812 | 0.0061904 | 0.012669 | 0.0069647 | 0% | 99% | 0 | 0% | 99% | 0 | 0% | 99% | 0 | 0% | 99% | 0 | 0% | 64.82% | 0 | 0% | 50.68% | 0 | 0% | 50.68% | 0 | 0% | 50.68% | 0 | 0 | 0% | 2.501% | 0 | 0% | 2.501% | 0 | 0% | 2.501% | 0 | 0% | 0.2758% | 0 | 0% | 0.2758% | 0 | 0% | 0.2758% | 0 | 0% | 0.7394% | 0 | 0% | 0.7394% | 0 | 0% | 0.7394% | 0 | 0% | 0.755% | 0 | 100% | 0.755% | 0.00013681 | 0% | 0.755% | 0 | 0% | 5.519% | 0 | 0% | 5.519% | 0 | 0% | 5.519% | 0 | 0% | 0.9371% | 0 | 0% | 0.9371% | 0 | 0% | 0.9371% | 0 |  |  |  | 0% | 11.8% | 0 | 0% | 11.8% | 0 | 0% | 11.8% | 0 | 0% | 0.3673% | 0 | 0% | 0.3673% | 0 | 0% | 0.3673% | 0 | 0% | 100% | 0 | 0% | 100% | 0 | 0% | 100% | 0 | 0% | 100% | 0 |  |  | 0 |  |  | 0 |  |  | 0
DEL MONTE 21032642 | 3.9137e-05 | 0.0092031 | 0.014492 | 0 | 0.014492 | 0.0082905 | 0.010735 | 0.0016348 | 0% | 99% | 0 | 0% | 99% | 0 | 0% | 99% | 0 | 0% | 99% | 0 | 0% | 62.74% | 0 | 0% | 48.62% | 0 | 0% | 48.62% | 0 | 0% | 48.62% | 0 | 0 | 0% | 2.685% | 0 | 0% | 2.685% | 0 | 0% | 2.685% | 0 | 0% | 0.2968% | 0 | 0% | 0.2968% | 0 | 0% | 0.2968% | 0 | 0% | 0.7902% | 0 | 0% | 0.7902% | 0 | 28.03% | 0.7902% | 3.2099e-05 | 61.49% | 0.8157% | 7.2692e-05 | 28.03% | 0.8157% | 3.3134e-05 | 0.2605% | 0.8157% | 3.0791e-07 | 0% | 5.925% | 0 | 0% | 5.925% | 0 | 0% | 5.925% | 0 | 0% | 1.994% | 0 | 0% | 1.994% | 0 | 0% | 1.994% | 0 |  |  |  | 0% | 11.8% | 0 | 0% | 11.8% | 0 | 0% | 11.8% | 0 | 55.56% | 0.3689% | 2.97e-05 | 0% | 0.3689% | 0 | 0% | 0.3689% | 0 | 0% | 100% | 0 | 0% | 100% | 0 | 0% | 100% | 0 | 0% | 100% | 0 |  |  | 0 |  |  | 0 |  |  | 0
FAIRVIEW 2207M500R | 5.1765e-05 | 0 | 0.035049 | 0 | 0.035049 | 0.0045968 | 0.031058 | 0.014322 | 0% | 99% | 0 | 0% | 99% | 0 | 0% | 99% | 0 | 0% | 99% | 0 | 0% | 63.97% | 0 | 0% | 49.61% | 0 | 0% | 49.61% | 0 | 0% | 49.61% | 0 | 0 | 0% | 3.571% | 0 | 0% | 3.571% | 0 | 0% | 3.571% | 0 | 0% | 0.4069% | 0 | 0% | 0.4069% | 0 | 0% | 0.4069% | 0 | 0% | 0.9191% | 0 | 0% | 0.9191% | 0 | 0% | 0.9191% | 0 | 98.73% | 0.9747% | 0.00033729 | 0% | 0.9747% | 0 | 0% | 0.9747% | 0 | 0% | 6.937% | 0 | 0% | 6.937% | 0 | 0% | 6.937% | 0 | 0% | 0.331% | 0 | 0% | 0.331% | 0 | 0% | 0.331% | 0 |  |  |  | 0% | 11.8% | 0 | 0% | 11.8% | 0 | 0% | 11.8% | 0 | 0% | 0.3648% | 0 | 0% | 0.3648% | 0 | 0% | 0.3648% | 0 | 0% | 100% | 0 | 0% | 100% | 0 | 0% | 100% | 0 | 0% | 100% | 0 |  |  | 0 |  |  | 0 |  |  | 0
LAMONT 11064094 | 3.719e-05 | 0 | 0.075812 | 0 | 0.075812 | 0.012211 | 0.067411 | 0.028528 | 0% | 99% | 0 | 0% | 99% | 0 | 0% | 99% | 0 | 0% | 99% | 0 | 0% | 61.98% | 0 | 0% | 49.29% | 0 | 0% | 49.29% | 0 | 0% | 49.29% | 0 | 0 | 0% | 2.645% | 0 | 0% | 2.645% | 0 | 0% | 2.645% | 0 | 0% | 0.2992% | 0 | 0% | 0.2992% | 0 | 0% | 0.2992% | 0 | 0% | 0.9451% | 0 | 0% | 0.9451% | 0 | 0% | 0.9451% | 0 | 49.29% | 0.9598% | 0.00035869 | 0% | 0.9598% | 0 | 0% | 0.9598% | 0 | 0% | 7.076% | 0 | 0% | 7.076% | 0 | 0% | 7.076% | 0 | 0% | 0.3809% | 0 | 0% | 0.3809% | 0 | 0% | 0.3809% | 0 |  |  |  | 0% | 11.8% | 0 | 0% | 11.8% | 0 | 0% | 11.8% | 0 | 0% | 0.3577% | 0 | 0% | 0.3577% | 0 | 0% | 0.3577% | 0 | 0% | 100% | 0 | 0% | 100% | 0 | 0% | 100% | 0 | 0% | 100% | 0 |  |  | 0 |  |  | 0 |  |  | 0
NORTECH 2110XR362 | 3.0348e-05 | 0 | 0.048579 | 0 | 0.048579 | 0.0056353 | 0.042465 | 0.021208 | 0% | 99% | 0 | 0% | 99% | 0 | 0% | 99% | 0 | 0% | 99% | 0 | 0% | 63.2% | 0 | 0% | 49.77% | 0 | 0% | 49.77% | 0 | 0% | 49.77% | 0 | 0 | 0% | 3.323% | 0 | 0% | 3.323% | 0 | 0% | 3.323% | 0 | 0% | 0.3787% | 0 | 0% | 0.3787% | 0 | 0% | 0.3787% | 0 | 0% | 0.9055% | 0 | 0% | 0.9055% | 0 | 0% | 0.9055% | 0 | 76.13% | 0.9437% | 0.00034902 | 0% | 0.9437% | 0 | 0% | 0.9437% | 0 | 0% | 6.793% | 0 | 0% | 6.793% | 0 | 0% | 6.793% | 0 | 0% | 0.3929% | 0 | 0% | 0.3929% | 0 | 0% | 0.3929% | 0 |  |  |  | 0% | 11.8% | 0 | 0% | 11.8% | 0 | 0% | 11.8% | 0 | 0% | 0.3608% | 0 | 0% | 0.3608% | 0 | 0% | 0.3608% | 0 | 0% | 100% | 0 | 0% | 100% | 0 | 0% | 100% | 0 | 0% | 100% | 0 |  |  | 0 |  |  | 0 |  |  | 0
PUEBLO 110548260 | 3.9708e-05 | 0 | 0.011175 | 0.78387 | 0.79505 | 0.0044282 | 0.0086239 | 0.0028998 | 0% | 99% | 0 | 0% | 99% | 0 | 0% | 99% | 0 | 0% | 99% | 0 | 0% | 63.57% | 0 | 0% | 48.89% | 0 | 0% | 48.89% | 0 | 0% | 48.89% | 0 | 0.78387 | 0% | 2.989% | 0 | 0% | 2.989% | 0 | 0% | 2.989% | 0 | 0% | 0.334% | 0 | 0% | 0.334% | 0 | 0% | 0.334% | 0 | 0% | 0.8104% | 0 | 0% | 0.8104% | 0 | 0% | 0.8104% | 0 | 46.47% | 0.8479% | 4.4036e-05 | 0.9448% | 0.8479% | 8.9519e-07 | 0% | 0.8479% | 0 | 0% | 6.098% | 0 | 0% | 6.098% | 0 | 0% | 6.098% | 0 | 0% | 1.295% | 0 | 0% | 1.295% | 0 | 0% | 1.295% | 0 |  |  |  | 0% | 11.8% | 0 | 0% | 11.8% | 0 | 0% | 11.8% | 0 | 0% | 0.369% | 0 | 0% | 0.369% | 0 | 0% | 0.369% | 0 | 0% | 100% | 0 | 0% | 100% | 0 | 0% | 100% | 0 | 0% | 100% | 0 |  |  | 0 |  |  | 0 |  |  | 0
KERN OIL 1108CB | 3.2319e-05 | 0 | 0.041099 | 0 | 0.041099 | 0.0055553 | 0.034703 | 0.018423 | 0% | 99% | 0 | 0% | 99% | 0 | 0% | 99% | 0 | 0% | 99% | 0 | 0% | 62.82% | 0 | 0% | 50.11% | 0 | 0% | 50.11% | 0 | 0% | 50.11% | 0 | 0 | 0% | 2.726% | 0 | 0% | 2.726% | 0 | 0% | 2.726% | 0 | 0% | 0.2989% | 0 | 0% | 0.2989% | 0 | 0% | 0.2989% | 0 | 0% | 0.897% | 0 | 0% | 0.897% | 0 | 0% | 0.897% | 0 | 0% | 0.9099% | 0 | 96.08% | 0.9099% | 0.0003593 | 0% | 0.9099% | 0 | 0% | 6.706% | 0 | 0% | 6.706% | 0 | 0% | 6.706% | 0 | 0% | 0.339% | 0 | 0% | 0.339% | 0 | 0% | 0.339% | 0 |  |  |  | 0% | 11.8% | 0 | 0% | 11.8% | 0 | 0% | 11.8% | 0 | 0% | 0.3603% | 0 | 0% | 0.3603% | 0 | 0% | 0.3603% | 0 | 0% | 100% | 0 | 0% | 100% | 0 | 0% | 100% | 0 | 0% | 100% | 0 |  |  | 0 |  |  | 0 |  |  | 0
VIERRA 170614268 | 3.5261e-05 | 0 | 0.035823 | 0 | 0.035823 | 0.0033731 | 0.022756 | 0.025025 | 0% | 99% | 0 | 0% | 99% | 0 | 0% | 99% | 0 | 0% | 99% | 0 | 0% | 65.81% | 0 | 0% | 52.12% | 0 | 0% | 52.12% | 0 | 0% | 52.12% | 0 | 0 | 0% | 2.274% | 0 | 0% | 2.274% | 0 | 0% | 2.274% | 0 | 0% | 0.2568% | 0 | 0% | 0.2568% | 0 | 0% | 0.2568% | 0 | 0% | 0.6603% | 0 | 0% | 0.6603% | 0 | 0% | 0.6603% | 0 | 0% | 0.6783% | 0 | 0% | 0.6783% | 0 | 0% | 0.6783% | 0 | 0% | 4.938% | 0 | 0% | 4.938% | 0 | 0% | 4.938% | 0 | 0% | 0.3053% | 0 | 0% | 0.3053% | 0 | 0% | 0.3053% | 0 |  |  |  | 0% | 11.8% | 0 | 0% | 11.8% | 0 | 0% | 11.8% | 0 | 0% | 0.3692% | 0 | 0% | 0.3692% | 0 | 0% | 0.3692% | 0 | 0% | 100% | 0 | 0% | 100% | 0 | 0% | 100% | 0 | 0% | 100% | 0 |  |  | 0 |  |  | 0 |  |  | 0
HALF MOON BAY 110148868 | 3.1176e-05 | 0 | 0.0074983 | 0 | 0.0074983 | 0.0039847 | 0.0057428 | 0.00098099 | 0% | 99% | 0 | 0% | 99% | 0 | 0% | 99% | 0 | 0% | 99% | 0 | 0% | 63.22% | 0 | 0% | 49.18% | 0 | 0% | 49.18% | 0 | 0% | 49.18% | 0 | 0 | 0% | 2.732% | 0 | 0% | 2.732% | 0 | 0% | 2.732% | 0 | 0% | 0.3034% | 0 | 0% | 0.3034% | 0 | 0% | 0.3034% | 0 | 0% | 0.8147% | 0 | 0% | 0.8147% | 0 | 0% | 0.8147% | 0 | 17.88% | 0.8467% | 1.135e-05 | 0% | 0.8467% | 0 | 0.2613% | 0.8467% | 1.659e-07 | 0% | 6.124% | 0 | 0% | 6.124% | 0 | 0% | 6.124% | 0 | 0% | 1.887% | 0 | 0% | 1.887% | 0 | 0% | 1.887% | 0 |  |  |  | 0% | 11.8% | 0 | 0% | 11.8% | 0 | 0% | 11.8% | 0 | 0% | 0.3688% | 0 | 0% | 0.3688% | 0 | 0% | 0.3688% | 0 | 0% | 100% | 0 | 0% | 100% | 0 | 0% | 100% | 0 | 0% | 100% | 0 |  |  | 0 |  |  | 0 |  |  | 0
MC KEE 1107XR032 | 2.8895e-05 | 0 | 0.053748 | 0 | 0.053748 | 0.020013 | 0.039444 | 0.017309 | 0% | 99% | 0 | 0% | 99% | 0 | 0% | 99% | 0 | 0% | 99% | 0 | 0% | 64.06% | 0 | 0% | 50.39% | 0 | 0% | 50.39% | 0 | 0% | 50.39% | 0 | 0 | 0% | 2.626% | 0 | 0% | 2.626% | 0 | 0% | 2.626% | 0 | 0% | 0.2845% | 0 | 0% | 0.2845% | 0 | 0% | 0.2845% | 0 | 0% | 0.7798% | 0 | 0.3639% | 0.7798% | 1.5253e-06 | 0% | 0.7798% | 0 | 58.33% | 0.7883% | 0.00024713 | 0% | 0.7883% | 0 | 0% | 0.7883% | 0 | 0% | 5.801% | 0 | 0% | 5.801% | 0 | 0% | 5.801% | 0 | 0% | 1.032% | 0 | 0% | 1.032% | 0 | 0% | 1.032% | 0 |  |  |  | 0% | 11.8% | 0 | 0% | 11.8% | 0 | 0% | 11.8% | 0 | 0% | 0.3652% | 0 | 0% | 0.3652% | 0 | 0% | 0.3652% | 0 | 0% | 100% | 0 | 0% | 100% | 0 | 0% | 100% | 0 | 0% | 100% | 0 |  |  | 0 |  |  | 0 |  |  | 0
MONROE 2103CB | 5.4311e-05 | 0 | 0.064485 | 0 | 0.064485 | 0.015331 | 0.048095 | 0.02868 | 0% | 99% | 0 | 0% | 99% | 0 | 0% | 99% | 0 | 0% | 99% | 0 | 0% | 64.77% | 0 | 0% | 49.82% | 0 | 0% | 49.82% | 0 | 0% | 49.82% | 0 | 0 | 0% | 2.725% | 0 | 0% | 2.725% | 0 | 0% | 2.725% | 0 | 0% | 0.3187% | 0 | 0% | 0.3187% | 0 | 0% | 0.3187% | 0 | 0% | 0.7641% | 0 | 0% | 0.7641% | 0 | 0% | 0.7641% | 0 | 0% | 0.8052% | 0 | 0% | 0.8052% | 0 | 47.36% | 0.8052% | 0.00024594 | 0% | 5.764% | 0 | 0% | 5.764% | 0 | 0% | 5.764% | 0 | 0% | 0.7292% | 0 | 0% | 0.7292% | 0 | 0% | 0.7292% | 0 |  |  |  | 0% | 11.8% | 0 | 0% | 11.8% | 0 | 0% | 11.8% | 0 | 0% | 0.3675% | 0 | 0% | 0.3675% | 0 | 0% | 0.3675% | 0 | 0% | 100% | 0 | 0% | 100% | 0 | 0% | 100% | 0 | 0% | 100% | 0 |  |  | 0 |  |  | 0 |  |  | 0
SANTA MARIA 1105CB | 3.6722e-05 | 0 | 0.036983 | 0 | 0.036983 | 0.0031849 | 0.035851 | 0.013798 | 0% | 99% | 0 | 0% | 99% | 0 | 0% | 99% | 0 | 0% | 99% | 0 | 0% | 63.68% | 0 | 0% | 50.59% | 0 | 0% | 50.59% | 0 | 0% | 50.59% | 0 | 0 | 0% | 3.308% | 0 | 0% | 3.308% | 0 | 0% | 3.308% | 0 | 0% | 0.3748% | 0 | 0% | 0.3748% | 0 | 0% | 0.3748% | 0 | 0% | 1.029% | 0 | 0% | 1.029% | 0 | 0% | 1.029% | 0 | 0% | 1.077% | 0 | 0% | 1.077% | 0 | 0% | 1.077% | 0 | 0% | 7.775% | 0 | 0% | 7.775% | 0 | 0% | 7.775% | 0 | 0% | 0.3114% | 0 | 0% | 0.3114% | 0 | 0% | 0.3114% | 0 |  |  |  | 0% | 11.8% | 0 | 0% | 11.8% | 0 | 0% | 11.8% | 0 | 0% | 0.3618% | 0 | 0% | 0.3618% | 0 | 0% | 0.3618% | 0 | 0% | 100% | 0 | 0% | 100% | 0 | 0% | 100% | 0 | 0% | 100% | 0 |  |  | 0 |  |  | 0 |  |  | 0
CASTROVILLE 210395522 | 3.6663e-05 | 0 | 0.021393 | 0 | 0.021393 | 0.0020404 | 0.022383 | 0.0061386 | 0% | 99% | 0 | 0% | 99% | 0 | 0% | 99% | 0 | 0% | 99% | 0 | 0% | 63.8% | 0 | 0% | 50.76% | 0 | 0% | 50.76% | 0 | 0% | 50.76% | 0 | 0 | 0% | 3.884% | 0 | 0% | 3.884% | 0 | 0% | 3.884% | 0 | 0% | 0.4344% | 0 | 0% | 0.4344% | 0 | 0% | 0.4344% | 0 | 0% | 1.118% | 0 | 0% | 1.118% | 0 | 0% | 1.118% | 0 | 0% | 1.177% | 0 | 29.74% | 1.177% | 7.4921e-05 | 70.26% | 1.177% | 0.00017696 | 0% | 8.442% | 0 | 0% | 8.442% | 0 | 0% | 8.442% | 0 | 0% | 0.3436% | 0 | 0% | 0.3436% | 0 | 0% | 0.3436% | 0 |  |  |  | 0% | 11.8% | 0 | 0% | 11.8% | 0 | 0% | 11.8% | 0 | 0% | 0.3615% | 0 | 0% | 0.3615% | 0 | 0% | 0.3615% | 0 | 0% | 100% | 0 | 0% | 100% | 0 | 0% | 100% | 0 | 0% | 100% | 0 |  |  | 0 |  |  | 0 |  |  | 0
KIRKER 2105A536R | 4.0954e-05 | 0 | 0.0071501 | 0 | 0.0071501 | 0.0004445 | 0.0069533 | 0.0028179 | 0% | 99% | 0 | 0% | 99% | 0 | 0% | 99% | 0 | 0% | 99% | 0 | 0% | 63.79% | 0 | 0% | 49.59% | 0 | 0% | 49.59% | 0 | 0% | 49.59% | 0 | 0 | 0% | 3.766% | 0 | 0% | 3.766% | 0 | 0% | 3.766% | 0 | 0% | 0.43% | 0 | 0% | 0.43% | 0 | 0% | 0.43% | 0 | 0% | 1.012% | 0 | 0% | 1.012% | 0 | 0% | 1.012% | 0 | 0% | 1.076% | 0 | 65.61% | 1.076% | 5.0483e-05 | 0% | 1.076% | 0 | 0% | 7.661% | 0 | 0% | 7.661% | 0 | 0% | 7.661% | 0 | 0% | 0.2267% | 0 | 0% | 0.2267% | 0 | 0% | 0.2267% | 0 |  |  |  | 0% | 11.8% | 0 | 0% | 11.8% | 0 | 0% | 11.8% | 0 | 0% | 0.3632% | 0 | 0% | 0.3632% | 0 | 0% | 0.3632% | 0 | 0% | 100% | 0 | 0% | 100% | 0 | 0% | 100% | 0 | 0% | 100% | 0 |  |  | 0 |  |  | 0 |  |  | 0
NAPA 110549856 | 4.2866e-05 | 0 | 0.045592 | 0 | 0.045592 | 0.027476 | 0.028889 | 0.0087773 | 0% | 99% | 0 | 0% | 99% | 0 | 0% | 99% | 0 | 0% | 99% | 0 | 0% | 63.85% | 0 | 0% | 49.43% | 0 | 0% | 49.43% | 0 | 0% | 49.43% | 0 | 0 | 0% | 2.411% | 0 | 0% | 2.411% | 0 | 0% | 2.411% | 0 | 0% | 0.2602% | 0 | 0% | 0.2602% | 0 | 0% | 0.2602% | 0 | 0% | 0.6728% | 0 | 0% | 0.6728% | 0 | 0% | 0.6728% | 0 | 91.96% | 0.6871% | 0.00028809 | 0% | 0.6871% | 0 | 0% | 0.6871% | 0 | 0% | 5.017% | 0 | 0% | 5.017% | 0 | 0% | 5.017% | 0 | 0% | 2.021% | 0 | 0% | 2.021% | 0 | 0% | 2.021% | 0 |  |  |  | 0% | 11.8% | 0 | 0% | 11.8% | 0 | 0% | 11.8% | 0 | 0% | 0.3719% | 0 | 0% | 0.3719% | 0 | 0% | 0.3719% | 0 | 0% | 100% | 0 | 0% | 100% | 0 | 0% | 100% | 0 | 0% | 100% | 0 |  |  | 0 |  |  | 0 |  |  | 0
HARRIS 1109CB | 3.5458e-05 | 0 | 0.08141 | 2.4245 | 2.5059 | 0.034522 | 0.068195 | 0.013606 | 0% | 99% | 0 | 0% | 99% | 0 | 0% | 99% | 0 | 0% | 99% | 0 | 0% | 62.98% | 0 | 0% | 49.09% | 0 | 0% | 49.09% | 0 | 0% | 49.09% | 0 | 2.4245 | 0% | 2.888% | 0 | 0% | 2.888% | 0 | 0% | 2.888% | 0 | 0% | 0.3328% | 0 | 0% | 0.3328% | 0 | 0% | 0.3328% | 0 | 0% | 0.8895% | 0 | 0% | 0.8895% | 0 | 0% | 0.8895% | 0 | 0% | 0.9457% | 0 | 50.73% | 0.9457% | 0.00039055 | 15.87% | 0.9457% | 0.00012218 | 0% | 6.752% | 0 | 0% | 6.752% | 0 | 0% | 6.752% | 0 | 0% | 1.788% | 0 | 0% | 1.788% | 0 | 0% | 1.788% | 0 |  |  |  | 0% | 11.8% | 0 | 0% | 11.8% | 0 | 0% | 11.8% | 0 | 0% | 0.37% | 0 | 0% | 0.37% | 0 | 0% | 0.37% | 0 | 0% | 100% | 0 | 0% | 100% | 0 | 0% | 100% | 0 | 0% | 100% | 0 |  |  | 0 |  |  | 0 |  |  | 0
VASONA 1108LC30 | 3.9916e-05 | 0 | 0.056323 | 0 | 0.056323 | 0.027984 | 0.037095 | 0.01541 | 0% | 99% | 0 | 0% | 99% | 0 | 0% | 99% | 0 | 0% | 99% | 0 | 0% | 63.81% | 0 | 0% | 49.87% | 0 | 0% | 49.87% | 0 | 0% | 49.87% | 0 | 0 | 0% | 2.127% | 0 | 0% | 2.127% | 0 | 0% | 2.127% | 0 | 0% | 0.2299% | 0 | 0% | 0.2299% | 0 | 0% | 0.2299% | 0 | 0% | 0.6988% | 0 | 0% | 0.6988% | 0 | 0% | 0.6988% | 0 | 0% | 0.6923% | 0 | 64.01% | 0.6923% | 0.00024959 | 24.72% | 0.6923% | 9.6391e-05 | 0% | 5.173% | 0 | 0% | 5.173% | 0 | 0% | 5.173% | 0 | 0% | 1.343% | 0 | 0% | 1.343% | 0 | 0% | 1.343% | 0 |  |  |  | 0% | 11.8% | 0 | 0% | 11.8% | 0 | 0% | 11.8% | 0 | 0% | 0.3655% | 0 | 0% | 0.3655% | 0 | 0% | 0.3655% | 0 | 0% | 100% | 0 | 0% | 100% | 0 | 0% | 100% | 0 | 0% | 100% | 0 |  |  | 0 |  |  | 0 |  |  | 0
STOCKDALE 21094718 | 4.9544e-05 | 0 | 0.025111 | 0 | 0.025111 | 0.0030996 | 0.017817 | 0.01497 | 0% | 99% | 0 | 0% | 99% | 0 | 0% | 99% | 0 | 0% | 99% | 0 | 0% | 64.92% | 0 | 0% | 50.65% | 0 | 0% | 50.65% | 0 | 0% | 50.65% | 0 | 0 | 0% | 2.645% | 0 | 0% | 2.645% | 0 | 0% | 2.645% | 0 | 0% | 0.3036% | 0 | 0% | 0.3036% | 0 | 0% | 0.3036% | 0 | 0% | 0.7356% | 0 | 0% | 0.7356% | 0 | 0% | 0.7356% | 0 | 0% | 0.7739% | 0 | 0% | 0.7739% | 0 | 99.17% | 0.7739% | 0.00019273 | 0% | 5.547% | 0 | 0% | 5.547% | 0 | 0% | 5.547% | 0 | 0% | 0.2864% | 0 | 0% | 0.2864% | 0 | 0% | 0.2864% | 0 |  |  |  | 0% | 11.8% | 0 | 0% | 11.8% | 0 | 0% | 11.8% | 0 | 0% | 0.3697% | 0 | 0% | 0.3697% | 0 | 0% | 0.3697% | 0 | 0% | 100% | 0 | 0% | 100% | 0 | 0% | 100% | 0 | 0% | 100% | 0 |  |  | 0 |  |  | 0 |  |  | 0
SYCAMORE CREEK 11112602 | 4.5154e-05 | 0 | 0.0075863 | 0 | 0.0075863 | 0.00091714 | 0.0067005 | 0.0032248 | 0% | 99% | 0 | 0% | 99% | 0 | 0% | 99% | 0 | 0% | 99% | 0 | 0% | 63.35% | 0 | 0% | 49.15% | 0 | 0% | 49.15% | 0 | 0% | 49.15% | 0 | 0 | 0% | 3.164% | 0 | 0% | 3.164% | 0 | 0% | 3.164% | 0 | 0% | 0.3635% | 0 | 0% | 0.3635% | 0 | 0% | 0.3635% | 0 | 0% | 0.9208% | 0 | 19.96% | 0.9208% | 1.394e-05 | 0% | 0.9208% | 0 | 100% | 0.974% | 7.3894e-05 | 0% | 0.974% | 0 | 0% | 0.974% | 0 | 0% | 6.969% | 0 | 0% | 6.969% | 0 | 0% | 6.969% | 0 | 0% | 0.4085% | 0 | 0% | 0.4085% | 0 | 0% | 0.4085% | 0 |  |  |  | 0% | 11.8% | 0 | 0% | 11.8% | 0 | 0% | 11.8% | 0 | 0% | 0.365% | 0 | 0% | 0.365% | 0 | 0% | 0.365% | 0 | 0% | 100% | 0 | 0% | 100% | 0 | 0% | 100% | 0 | 0% | 100% | 0 |  |  | 0 |  |  | 0 |  |  | 0
SAN MATEO 210170256 | 3.6931e-05 | 0 | 0.011952 | 0 | 0.011952 | 0.0035651 | 0.0099118 | 0.0036055 | 0% | 99% | 0 | 0% | 99% | 0 | 0% | 99% | 0 | 0% | 99% | 0 | 0% | 65% | 0 | 0% | 51.23% | 0 | 0% | 51.23% | 0 | 0% | 51.23% | 0 | 0 | 0% | 3.002% | 0 | 0% | 3.002% | 0 | 0% | 3.002% | 0 | 0% | 0.3372% | 0 | 0% | 0.3372% | 0 | 0% | 0.3372% | 0 | 0% | 0.8715% | 0 | 0% | 0.8715% | 0 | 0% | 0.8715% | 0 | 0% | 0.903% | 0 | 0% | 0.903% | 0 | 0% | 0.903% | 0 | 0% | 6.538% | 0 | 0% | 6.538% | 0 | 0% | 6.538% | 0 | 0% | 0.86% | 0 | 0% | 0.86% | 0 | 0% | 0.86% | 0 |  |  |  | 0% | 11.8% | 0 | 0% | 11.8% | 0 | 0% | 11.8% | 0 | 0% | 0.364% | 0 | 0% | 0.364% | 0 | 0% | 0.364% | 0 | 0% | 100% | 0 | 0% | 100% | 0 | 0% | 100% | 0 | 0% | 100% | 0 |  |  | 0 |  |  | 0 |  |  | 0
PETALUMA C 1108594 | 3.5037e-05 | 0 | 0.032293 | 0 | 0.032293 | 0.017609 | 0.020908 | 0.0076475 | 0% | 99% | 0 | 0% | 99% | 0 | 0% | 99% | 0 | 0% | 99% | 0 | 0% | 63.44% | 0 | 0% | 49.17% | 0 | 0% | 49.17% | 0 | 0% | 49.17% | 0 | 0 | 0% | 2.336% | 0 | 0% | 2.336% | 0 | 0% | 2.336% | 0 | 0% | 0.2581% | 0 | 0% | 0.2581% | 0 | 0% | 0.2581% | 0 | 0% | 0.6742% | 0 | 0% | 0.6742% | 0 | 0% | 0.6742% | 0 | 4.915% | 0.6792% | 1.078e-05 | 0% | 0.6792% | 0 | 0% | 0.6792% | 0 | 0% | 5.002% | 0 | 0% | 5.002% | 0 | 0% | 5.002% | 0 | 0% | 1.795% | 0 | 0% | 1.795% | 0 | 0% | 1.795% | 0 |  |  |  | 0% | 11.8% | 0 | 0% | 11.8% | 0 | 0% | 11.8% | 0 | 0% | 0.3671% | 0 | 0% | 0.3671% | 0 | 0% | 0.3671% | 0 | 0% | 100% | 0 | 0% | 100% | 0 | 0% | 100% | 0 | 0% | 100% | 0 |  |  | 0 |  |  | 0 |  |  | 0
MAGUNDEN 1106CB | 4.5044e-05 | 0 | 0.029788 | 0 | 0.029788 | 0.0031115 | 0.027583 | 0.01189 | 0% | 99% | 0 | 0% | 99% | 0 | 0% | 99% | 0 | 0% | 99% | 0 | 0% | 61.58% | 0 | 0% | 48.84% | 0 | 0% | 48.84% | 0 | 0% | 48.84% | 0 | 0 | 0% | 2.7% | 0 | 0% | 2.7% | 0 | 0% | 2.7% | 0 | 0% | 0.3079% | 0 | 0% | 0.3079% | 0 | 0% | 0.3079% | 0 | 0% | 0.9713% | 0 | 0% | 0.9713% | 0 | 0% | 0.9713% | 0 | 0% | 0.9811% | 0 | 0% | 0.9811% | 0 | 0% | 0.9811% | 0 | 0% | 7.264% | 0 | 0% | 7.264% | 0 | 0% | 7.264% | 0 | 0% | 0.2752% | 0 | 0% | 0.2752% | 0 | 0% | 0.2752% | 0 |  |  |  | 0% | 11.8% | 0 | 0% | 11.8% | 0 | 0% | 11.8% | 0 | 0% | 0.3539% | 0 | 0% | 0.3539% | 0 | 0% | 0.3539% | 0 | 0% | 100% | 0 | 0% | 100% | 0 | 0% | 100% | 0 | 0% | 100% | 0 |  |  | 0 |  |  | 0 |  |  | 0
TIDEWATER 210487978 | 4.1032e-05 | 0 | 0.013194 | 0 | 0.013194 | 0.0028789 | 0.010719 | 0.0052666 | 0% | 99% | 0 | 0% | 99% | 0 | 0% | 99% | 0 | 0% | 99% | 0 | 0% | 64.76% | 0 | 0% | 50.49% | 0 | 0% | 50.49% | 0 | 0% | 50.49% | 0 | 0 | 0% | 3.227% | 0 | 0% | 3.227% | 0 | 0% | 3.227% | 0 | 0% | 0.3618% | 0 | 0% | 0.3618% | 0 | 0% | 0.3618% | 0 | 0% | 0.8483% | 0 | 0% | 0.8483% | 0 | 0% | 0.8483% | 0 | 97.12% | 0.8878% | 0.00011375 | 0% | 0.8878% | 0 | 0% | 0.8878% | 0 | 0% | 6.373% | 0 | 0% | 6.373% | 0 | 0% | 6.373% | 0 | 0% | 0.4126% | 0 | 0% | 0.4126% | 0 | 0% | 0.4126% | 0 |  |  |  | 0% | 11.8% | 0 | 0% | 11.8% | 0 | 0% | 11.8% | 0 | 0% | 0.3662% | 0 | 0% | 0.3662% | 0 | 0% | 0.3662% | 0 | 0% | 100% | 0 | 0% | 100% | 0 | 0% | 100% | 0 | 0% | 100% | 0 |  |  | 0 |  |  | 0 |  |  | 0
PIERCY 2109CB | 3.9405e-05 | 0 | 0.011525 | 0 | 0.011525 | 0.0023345 | 0.0099866 | 0.0041593 | 0% | 99% | 0 | 0% | 99% | 0 | 0% | 99% | 0 | 0% | 99% | 0 | 0% | 64% | 0 | 0% | 50.62% | 0 | 0% | 50.62% | 0 | 0% | 50.62% | 0 | 0 | 0% | 3.444% | 0 | 0% | 3.444% | 0 | 0% | 3.444% | 0 | 0% | 0.3758% | 0 | 0% | 0.3758% | 0 | 0% | 0.3758% | 0 | 0% | 0.9114% | 0 | 0% | 0.9114% | 0 | 0% | 0.9114% | 0 | 0% | 0.9308% | 0 | 0% | 0.9308% | 0 | 100% | 0.9308% | 0.00010728 | 0% | 6.784% | 0 | 0% | 6.784% | 0 | 0% | 6.784% | 0 | 0% | 0.5387% | 0 | 0% | 0.5387% | 0 | 0% | 0.5387% | 0 |  |  |  | 0% | 11.8% | 0 | 0% | 11.8% | 0 | 0% | 11.8% | 0 | 0% | 0.3603% | 0 | 0% | 0.3603% | 0 | 0% | 0.3603% | 0 | 0% | 100% | 0 | 0% | 100% | 0 | 0% | 100% | 0 | 0% | 100% | 0 |  |  | 0 |  |  | 0 |  |  | 0
DIXON LANDING 2103CB | 5.2162e-05 | 0 | 0.0045024 | 0 | 0.0045024 | 0.00053192 | 0.0039461 | 0.0019604 | 0% | 99% | 0 | 0% | 99% | 0 | 0% | 99% | 0 | 0% | 99% | 0 | 0% | 63.85% | 0 | 0% | 49.29% | 0 | 0% | 49.29% | 0 | 0% | 49.29% | 0 | 0 | 0% | 3.267% | 0 | 0% | 3.267% | 0 | 0% | 3.267% | 0 | 0% | 0.387% | 0 | 0% | 0.387% | 0 | 0% | 0.387% | 0 | 0% | 0.8898% | 0 | 0% | 0.8898% | 0 | 0% | 0.8898% | 0 | 58.76% | 0.9472% | 2.5058e-05 | 0% | 0.9472% | 0 | 32.53% | 0.9472% | 1.3875e-05 | 0% | 6.733% | 0 | 0% | 6.733% | 0 | 0% | 6.733% | 0 | 0% | 0.2943% | 0 | 0% | 0.2943% | 0 | 0% | 0.2943% | 0 |  |  |  | 0% | 11.8% | 0 | 0% | 11.8% | 0 | 0% | 11.8% | 0 | 0% | 0.3629% | 0 | 0% | 0.3629% | 0 | 0% | 0.3629% | 0 | 0% | 100% | 0 | 0% | 100% | 0 | 0% | 100% | 0 | 0% | 100% | 0 |  |  | 0 |  |  | 0 |  |  | 0
FORT ORD 2107CB | 5.9655e-05 | 0 | 0.010133 | 0 | 0.010133 | 0.00094909 | 0.010722 | 0.0028206 | 0% | 99% | 0 | 0% | 99% | 0 | 0% | 99% | 0 | 0% | 99% | 0 | 0% | 64.02% | 0 | 0% | 49.99% | 0 | 0% | 49.99% | 0 | 0% | 49.99% | 0 | 0 | 0% | 4.789% | 0 | 0% | 4.789% | 0 | 0% | 4.789% | 0 | 0% | 0.5242% | 0 | 0% | 0.5242% | 0 | 0% | 0.5242% | 0 | 0% | 1.129% | 0 | 0% | 1.129% | 0 | 0% | 1.129% | 0 | 0% | 1.208% | 0 | 0% | 1.208% | 0 | 0% | 1.208% | 0 | 0% | 8.535% | 0 | 0% | 8.535% | 0 | 0% | 8.535% | 0 | 0% | 0.361% | 0 | 0% | 0.361% | 0 | 0% | 0.361% | 0 |  |  |  | 0% | 11.8% | 0 | 0% | 11.8% | 0 | 0% | 11.8% | 0 | 55.56% | 0.3667% | 2.0646e-05 | 0% | 0.3667% | 0 | 0% | 0.3667% | 0 | 0% | 100% | 0 | 0% | 100% | 0 | 0% | 100% | 0 | 0% | 100% | 0 |  |  | 0 |  |  | 0 |  |  | 0
HARRIS 11098862 | 3.2639e-05 | 0 | 0.01732 | 0.72442 | 0.74174 | 0.005825 | 0.016107 | 0.0028493 | 0% | 99% | 0 | 0% | 99% | 0 | 0% | 99% | 0 | 0% | 99% | 0 | 0% | 62.51% | 0 | 0% | 49.04% | 0 | 0% | 49.04% | 0 | 0% | 49.04% | 0 | 0.72442 | 0% | 3.129% | 0 | 0% | 3.129% | 0 | 0% | 3.129% | 0 | 0% | 0.3599% | 0 | 0% | 0.3599% | 0 | 0% | 0.3599% | 0 | 0% | 0.9912% | 0 | 0% | 0.9912% | 0 | 0% | 0.9912% | 0 | 0% | 1.052% | 0 | 60.01% | 1.052% | 0.00010936 | 2.357% | 1.052% | 4.2952e-06 | 0% | 7.526% | 0 | 0% | 7.526% | 0 | 0% | 7.526% | 0 | 0% | 1.437% | 0 | 0% | 1.437% | 0 | 0% | 1.437% | 0 |  |  |  | 0% | 11.8% | 0 | 0% | 11.8% | 0 | 0% | 11.8% | 0 | 0% | 0.3671% | 0 | 0% | 0.3671% | 0 | 0% | 0.3671% | 0 | 0% | 100% | 0 | 0% | 100% | 0 | 0% | 100% | 0 | 0% | 100% | 0 |  |  | 0 |  |  | 0 |  |  | 0
LLAGAS 2103CB | 3.9934e-05 | 0 | 0.076662 | 0 | 0.076662 | 0.011393 | 0.059851 | 0.038446 | 0% | 99% | 0 | 0% | 99% | 0 | 0% | 99% | 0 | 0% | 99% | 0 | 0% | 65.22% | 0 | 0% | 51.08% | 0 | 0% | 51.08% | 0 | 0% | 51.08% | 0 | 0 | 0% | 2.847% | 0 | 0% | 2.847% | 0 | 0% | 2.847% | 0 | 0% | 0.3257% | 0 | 0% | 0.3257% | 0 | 0% | 0.3257% | 0 | 0% | 0.8088% | 0 | 0% | 0.8088% | 0 | 0% | 0.8088% | 0 | 85.25% | 0.8448% | 0.00055212 | 1.299% | 0.8448% | 8.4109e-06 | 0% | 0.8448% | 0 | 0% | 6.083% | 0 | 0% | 6.083% | 0 | 0% | 6.083% | 0 | 0% | 0.4445% | 0 | 0% | 0.4445% | 0 | 0% | 0.4445% | 0 |  |  |  | 0% | 11.8% | 0 | 0% | 11.8% | 0 | 0% | 11.8% | 0 | 0% | 0.3657% | 0 | 0% | 0.3657% | 0 | 0% | 0.3657% | 0 | 0% | 100% | 0 | 0% | 100% | 0 | 0% | 100% | 0 | 0% | 100% | 0 |  |  | 0 |  |  | 0 |  |  | 0
RIVERBANK 17169050 | 3.2948e-05 | 0 | 0.081585 | 0 | 0.081585 | 0.011711 | 0.054982 | 0.050044 | 0% | 99% | 0 | 0% | 99% | 0 | 0% | 99% | 0 | 0% | 99% | 0 | 0% | 64.88% | 0 | 0% | 51.45% | 0 | 0% | 51.45% | 0 | 0% | 51.45% | 0 | 0 | 0% | 2.194% | 0 | 0% | 2.194% | 0 | 0% | 2.194% | 0 | 0% | 0.2482% | 0 | 0% | 0.2482% | 0 | 0% | 0.2482% | 0 | 0% | 0.7002% | 0 | 0% | 0.7002% | 0 | 0% | 0.7002% | 0 | 0% | 0.709% | 0 | 0% | 0.709% | 0 | 0% | 0.709% | 0 | 0% | 5.218% | 0 | 0% | 5.218% | 0 | 0% | 5.218% | 0 | 0% | 0.4632% | 0 | 0% | 0.4632% | 0 | 0% | 0.4632% | 0 |  |  |  | 0% | 11.8% | 0 | 0% | 11.8% | 0 | 0% | 11.8% | 0 | 0% | 0.3654% | 0 | 0% | 0.3654% | 0 | 0% | 0.3654% | 0 | 0% | 100% | 0 | 0% | 100% | 0 | 0% | 100% | 0 | 0% | 100% | 0 |  |  | 0 |  |  | 0 |  |  | 0
SONOMA 110213367 | 4.2181e-05 | 0 | 0.015225 | 0 | 0.015225 | 0.0078539 | 0.010642 | 0.0032927 | 0% | 99% | 0 | 0% | 99% | 0 | 0% | 99% | 0 | 0% | 99% | 0 | 0% | 63.75% | 0 | 0% | 49.88% | 0 | 0% | 49.88% | 0 | 0% | 49.88% | 0 | 0 | 0% | 2.912% | 0 | 0% | 2.912% | 0 | 0% | 2.912% | 0 | 0% | 0.309% | 0 | 0% | 0.309% | 0 | 0% | 0.309% | 0 | 0% | 0.7461% | 0 | 0% | 0.7461% | 0 | 0% | 0.7461% | 0 | 0% | 0.763% | 0 | 0% | 0.763% | 0 | 0% | 0.763% | 0 | 0% | 5.553% | 0 | 0% | 5.553% | 0 | 0% | 5.553% | 0 | 0% | 1.763% | 0 | 0% | 1.763% | 0 | 0% | 1.763% | 0 |  |  |  | 0% | 11.8% | 0 | 0% | 11.8% | 0 | 0% | 11.8% | 0 | 0% | 0.3703% | 0 | 0% | 0.3703% | 0 | 0% | 0.3703% | 0 | 0% | 100% | 0 | 0% | 100% | 0 | 0% | 100% | 0 | 0% | 100% | 0 |  |  | 0 |  |  | 0 |  |  | 0
CARBONA 1102CB | 4.1935e-05 | 0 | 0.020325 | 0 | 0.020325 | 0.0012352 | 0.016436 | 0.011424 | 0% | 99% | 0 | 0% | 99% | 0 | 0% | 99% | 0 | 0% | 99% | 0 | 0% | 64.78% | 0 | 0% | 51.34% | 0 | 0% | 51.34% | 0 | 0% | 51.34% | 0 | 0 | 0% | 3.333% | 0 | 0% | 3.333% | 0 | 0% | 3.333% | 0 | 0% | 0.3708% | 0 | 0% | 0.3708% | 0 | 0% | 0.3708% | 0 | 0% | 0.8446% | 0 | 0% | 0.8446% | 0 | 0% | 0.8446% | 0 | 0% | 0.8884% | 0 | 0% | 0.8884% | 0 | 100% | 0.8884% | 0.00018056 | 0% | 6.353% | 0 | 0% | 6.353% | 0 | 0% | 6.353% | 0 | 0% | 0.1874% | 0 | 0% | 0.1874% | 0 | 0% | 0.1874% | 0 |  |  |  | 0% | 11.8% | 0 | 0% | 11.8% | 0 | 0% | 11.8% | 0 | 0% | 0.3678% | 0 | 0% | 0.3678% | 0 | 0% | 0.3678% | 0 | 0% | 100% | 0 | 0% | 100% | 0 | 0% | 100% | 0 | 0% | 100% | 0 |  |  | 0 |  |  | 0 |  |  | 0
TEVIS 21054116 | 3.5026e-05 | 0 | 0.005817 | 0 | 0.005817 | 0.0007447 | 0.0036728 | 0.0039101 | 0% | 99% | 0 | 0% | 99% | 0 | 0% | 99% | 0 | 0% | 99% | 0 | 0% | 65.61% | 0 | 0% | 51.14% | 0 | 0% | 51.14% | 0 | 0% | 51.14% | 0 | 0 | 0% | 2.561% | 0 | 0% | 2.561% | 0 | 0% | 2.561% | 0 | 0% | 0.2864% | 0 | 0% | 0.2864% | 0 | 0% | 0.2864% | 0 | 0% | 0.6584% | 0 | 0% | 0.6584% | 0 | 0% | 0.6584% | 0 | 0% | 0.6936% | 0 | 0% | 0.6936% | 0 | 100% | 0.6936% | 4.0349e-05 | 0% | 4.96% | 0 | 0% | 4.96% | 0 | 0% | 4.96% | 0 | 0% | 0.3102% | 0 | 0% | 0.3102% | 0 | 0% | 0.3102% | 0 |  |  |  | 0% | 11.8% | 0 | 0% | 11.8% | 0 | 0% | 11.8% | 0 | 0% | 0.3741% | 0 | 0% | 0.3741% | 0 | 0% | 0.3741% | 0 | 0% | 100% | 0 | 0% | 100% | 0 | 0% | 100% | 0 | 0% | 100% | 0 |  |  | 0 |  |  | 0 |  |  | 0
OCEANO 1108478286 | 1.7346e-05 | 0 | 0.0030691 | 0 | 0.0030691 | 0.0002458 | 0.0028937 | 0.0012542 | 0% | 99% | 0 | 0% | 99% | 0 | 0% | 99% | 0 | 0% | 99% | 0 | 0% | 63.48% | 0 | 0% | 50.15% | 0 | 0% | 50.15% | 0 | 0% | 50.15% | 0 | 0 | 0% | 3.818% | 0 | 0% | 3.818% | 0 | 0% | 3.818% | 0 | 0% | 0.4117% | 0 | 0% | 0.4117% | 0 | 0% | 0.4117% | 0 | 0% | 1.001% | 0 | 0% | 1.001% | 0 | 0% | 1.001% | 0 | 0% | 1.039% | 0 | 0% | 1.039% | 0 | 6.358% | 1.039% | 2.027e-06 | 0% | 7.506% | 0 | 0% | 7.506% | 0 | 0% | 7.506% | 0 | 0% | 0.2813% | 0 | 0% | 0.2813% | 0 | 0% | 0.2813% | 0 |  |  |  | 0% | 11.8% | 0 | 0% | 11.8% | 0 | 0% | 11.8% | 0 | 0% | 0.3629% | 0 | 0% | 0.3629% | 0 | 0% | 0.3629% | 0 | 0% | 100% | 0 | 0% | 100% | 0 | 0% | 100% | 0 | 0% | 100% | 0 |  |  | 0 |  |  | 0 |  |  | 0
LAKEWOOD 1103149504 | 5.6933e-05 | 0 | 0.012078 | 0 | 0.012078 | 0.0050081 | 0.0086735 | 0.0036115 | 0% | 99% | 0 | 0% | 99% | 0 | 0% | 99% | 0 | 0% | 99% | 0 | 0% | 64.86% | 0 | 0% | 50.1% | 0 | 0% | 50.1% | 0 | 0% | 50.1% | 0 | 0 | 0% | 2.93% | 0 | 0% | 2.93% | 0 | 0% | 2.93% | 0 | 0% | 0.3246% | 0 | 0% | 0.3246% | 0 | 0% | 0.3246% | 0 | 0% | 0.756% | 0 | 0% | 0.756% | 0 | 0% | 0.756% | 0 | 0% | 0.7961% | 0 | 54.78% | 0.7961% | 5.2669e-05 | 0% | 0.7961% | 0 | 0% | 5.692% | 0 | 0% | 5.692% | 0 | 0% | 5.692% | 0 | 0% | 0.9009% | 0 | 0% | 0.9009% | 0 | 0% | 0.9009% | 0 |  |  |  | 0% | 11.8% | 0 | 0% | 11.8% | 0 | 0% | 11.8% | 0 | 0% | 0.3726% | 0 | 0% | 0.3726% | 0 | 0% | 0.3726% | 0 | 0% | 100% | 0 | 0% | 100% | 0 | 0% | 100% | 0 | 0% | 100% | 0 |  |  | 0 |  |  | 0 |  |  | 0
OAKLAND X 111223947 | 4.4072e-05 | 0 | 0.0013693 | 0 | 0.0013693 | 0.00019362 | 0.0011559 | 0.00061125 | 0% | 99% | 0 | 0% | 99% | 0 | 0% | 99% | 0 | 0% | 99% | 0 | 0% | 65.55% | 0 | 0% | 52.59% | 0 | 0% | 52.59% | 0 | 0% | 52.59% | 0 | 0 | 0% | 3.267% | 0 | 0% | 3.267% | 0 | 0% | 3.267% | 0 | 0% | 0.3589% | 0 | 0% | 0.3589% | 0 | 0% | 0.3589% | 0 | 0% | 0.8967% | 0 | 0% | 0.8967% | 0 | 0% | 0.8967% | 0 | 100% | 0.9299% | 1.2733e-05 | 0% | 0.9299% | 0 | 0% | 0.9299% | 0 | 0% | 6.723% | 0 | 0% | 6.723% | 0 | 0% | 6.723% | 0 | 0% | 0.4265% | 0 | 0% | 0.4265% | 0 | 0% | 0.4265% | 0 |  |  |  | 0% | 11.8% | 0 | 0% | 11.8% | 0 | 0% | 11.8% | 0 | 0% | 0.3653% | 0 | 0% | 0.3653% | 0 | 0% | 0.3653% | 0 | 0% | 100% | 0 | 0% | 100% | 0 | 0% | 100% | 0 | 0% | 100% | 0 |  |  | 0 |  |  | 0 |  |  | 0
DEEPWATER 1106CB | 2.847e-05 | 0 | 0.00088794 | 0 | 0.00088794 | 0.00013423 | 0.00077496 | 0.00036232 | 0% | 99% | 0 | 0% | 99% | 0 | 0% | 99% | 0 | 0% | 99% | 0 | 0% | 63.53% | 0 | 0% | 49.87% | 0 | 0% | 49.87% | 0 | 0% | 49.87% | 0 | 0 | 0% | 3.191% | 0 | 0% | 3.191% | 0 | 0% | 3.191% | 0 | 0% | 0.3652% | 0 | 0% | 0.3652% | 0 | 0% | 0.3652% | 0 | 0% | 0.8965% | 0 | 0% | 0.8965% | 0 | 0% | 0.8965% | 0 | 82.45% | 0.9261% | 6.7795e-06 | 0% | 0.9261% | 0 | 0% | 0.9261% | 0 | 0% | 6.705% | 0 | 0% | 6.705% | 0 | 0% | 6.705% | 0 | 0% | 0.4699% | 0 | 0% | 0.4699% | 0 | 0% | 0.4699% | 0 |  |  |  | 0% | 11.8% | 0 | 0% | 11.8% | 0 | 0% | 11.8% | 0 | 0% | 0.3587% | 0 | 0% | 0.3587% | 0 | 0% | 0.3587% | 0 | 0% | 100% | 0 | 0% | 100% | 0 | 0% | 100% | 0 | 0% | 100% | 0 |  |  | 0 |  |  | 0 |  |  | 0
DINUBA 110466036 | 2.2933e-05 | 0 | 0.00034725 | 0 | 0.00034725 | 3.5228e-05 | 0.00022609 | 0.00023592 | 0% | 99% | 0 | 0% | 99% | 0 | 0% | 99% | 0 | 0% | 99% | 0 | 0% | 63.07% | 0 | 0% | 48.33% | 0 | 0% | 48.33% | 0 | 0% | 48.33% | 0 | 0 | 0% | 2.421% | 0 | 0% | 2.421% | 0 | 0% | 2.421% | 0 | 0% | 0.2818% | 0 | 0% | 0.2818% | 0 | 0% | 0.2818% | 0 | 0% | 0.6616% | 0 | 0% | 0.6616% | 0 | 0% | 0.6616% | 0 | 0% | 0.6904% | 0 | 0% | 0.6904% | 0 | 0% | 0.6904% | 0 | 0% | 4.969% | 0 | 0% | 4.969% | 0 | 0% | 4.969% | 0 | 0% | 0.3875% | 0 | 0% | 0.3875% | 0 | 0% | 0.3875% | 0 |  |  |  | 0% | 11.8% | 0 | 0% | 11.8% | 0 | 0% | 11.8% | 0 | 0% | 0.3698% | 0 | 0% | 0.3698% | 0 | 0% | 0.3698% | 0 | 0% | 100% | 0 | 0% | 100% | 0 | 0% | 100% | 0 | 0% | 100% | 0 |  |  | 0 |  |  | 0 |  |  | 0
GLENWOOD 1101CB | 4.4086e-05 | 0 | 0.0042632 | 0 | 0.0042632 | 0.0020145 | 0.0029953 | 0.0010956 | 0% | 99% | 0 | 0% | 99% | 0 | 0% | 99% | 0 | 0% | 99% | 0 | 0% | 63.83% | 0 | 0% | 49.21% | 0 | 0% | 49.21% | 0 | 0% | 49.21% | 0 | 0 | 0% | 2.315% | 0 | 0% | 2.315% | 0 | 0% | 2.315% | 0 | 0% | 0.2649% | 0 | 0% | 0.2649% | 0 | 0% | 0.2649% | 0 | 0% | 0.7285% | 0 | 0% | 0.7285% | 0 | 0% | 0.7285% | 0 | 0% | 0.7456% | 0 | 98.19% | 0.7456% | 3.1208e-05 | 0% | 0.7456% | 0 | 0% | 5.452% | 0 | 0% | 5.452% | 0 | 0% | 5.452% | 0 | 0% | 1.395% | 0 | 0% | 1.395% | 0 | 0% | 1.395% | 0 |  |  |  | 0% | 11.8% | 0 | 0% | 11.8% | 0 | 0% | 11.8% | 0 | 0% | 0.3664% | 0 | 0% | 0.3664% | 0 | 0% | 0.3664% | 0 | 0% | 100% | 0 | 0% | 100% | 0 | 0% | 100% | 0 | 0% | 100% | 0 |  |  | 0 |  |  | 0 |  |  | 0
ARCATA 1106CB | 2.8071e-05 | 0 | 0.030966 | 0.98455 | 1.0155 | 0.010034 | 0.028088 | 0.0062351 | 0% | 99% | 0 | 0% | 99% | 0 | 0% | 99% | 0 | 0% | 99% | 0 | 0% | 62.07% | 0 | 0% | 48.8% | 0 | 0% | 48.8% | 0 | 0% | 48.8% | 0 | 0.98455 | 0% | 3.125% | 0 | 0% | 3.125% | 0 | 0% | 3.125% | 0 | 0% | 0.3504% | 0 | 0% | 0.3504% | 0 | 0% | 0.3504% | 0 | 0% | 0.9676% | 0 | 0% | 0.9676% | 0 | 0% | 0.9676% | 0 | 6.634% | 1.019% | 2.094e-05 | 34.94% | 1.019% | 0.00011028 | 48.78% | 1.019% | 0.00015396 | 0% | 7.326% | 0 | 0% | 7.326% | 0 | 0% | 7.326% | 0 | 0% | 1.513% | 0 | 0% | 1.513% | 0 | 0% | 1.513% | 0 |  |  |  | 0% | 11.8% | 0 | 0% | 11.8% | 0 | 0% | 11.8% | 0 | 0% | 0.3672% | 0 | 0% | 0.3672% | 0 | 0% | 0.3672% | 0 | 0% | 100% | 0 | 0% | 100% | 0 | 0% | 100% | 0 | 0% | 100% | 0 |  |  | 0 |  |  | 0 |  |  | 0
DEL MAR 210551692 | 4.2848e-05 | 0 | 0.031604 | 0 | 0.031604 | 0.012894 | 0.017518 | 0.014863 | 0% | 99% | 0 | 0% | 99% | 0 | 0% | 99% | 0 | 0% | 99% | 0 | 0% | 66.82% | 0 | 0% | 51.37% | 0 | 0% | 51.37% | 0 | 0% | 51.37% | 0 | 0 | 0% | 2.291% | 0 | 0% | 2.291% | 0 | 0% | 2.291% | 0 | 0% | 0.2585% | 0 | 0% | 0.2585% | 0 | 0% | 0.2585% | 0 | 0% | 0.574% | 0 | 0% | 0.574% | 0 | 0% | 0.574% | 0 | 0% | 0.6181% | 0 | 0% | 0.6181% | 0 | 91.9% | 0.6181% | 0.00017952 | 0% | 4.351% | 0 | 0% | 4.351% | 0 | 0% | 4.351% | 0 | 0% | 1.214% | 0 | 0% | 1.214% | 0 | 0% | 1.214% | 0 |  |  |  | 0% | 11.8% | 0 | 0% | 11.8% | 0 | 0% | 11.8% | 0 | 0% | 0.3798% | 0 | 0% | 0.3798% | 0 | 0% | 0.3798% | 0 | 0% | 100% | 0 | 0% | 100% | 0 | 0% | 100% | 0 | 0% | 100% | 0 |  |  | 0 |  |  | 0 |  |  | 0
TEVIS 2101CB | 5.3371e-05 | 0 | 0.018644 | 0 | 0.018644 | 0.0014054 | 0.014684 | 0.010623 | 0% | 99% | 0 | 0% | 99% | 0 | 0% | 99% | 0 | 0% | 99% | 0 | 0% | 63.61% | 0 | 0% | 49.17% | 0 | 0% | 49.17% | 0 | 0% | 49.17% | 0 | 0 | 0% | 2.75% | 0 | 0% | 2.75% | 0 | 0% | 2.75% | 0 | 0% | 0.3175% | 0 | 0% | 0.3175% | 0 | 0% | 0.3175% | 0 | 0% | 0.8127% | 0 | 0% | 0.8127% | 0 | 0% | 0.8127% | 0 | 0% | 0.8542% | 0 | 99.71% | 0.8542% | 0.0001588 | 0.2926% | 0.8542% | 4.6606e-07 | 0% | 6.143% | 0 | 0% | 6.143% | 0 | 0% | 6.143% | 0 | 0% | 0.2147% | 0 | 0% | 0.2147% | 0 | 0% | 0.2147% | 0 |  |  |  | 0% | 11.8% | 0 | 0% | 11.8% | 0 | 0% | 11.8% | 0 | 0% | 0.3668% | 0 | 0% | 0.3668% | 0 | 0% | 0.3668% | 0 | 0% | 100% | 0 | 0% | 100% | 0 | 0% | 100% | 0 | 0% | 100% | 0 |  |  | 0 |  |  | 0 |  |  | 0
CHICO B 11032464 | 5.1528e-05 | 0 | 0.065942 | 0 | 0.065942 | 0.038561 | 0.037649 | 0.018272 | 0% | 99% | 0 | 0% | 99% | 0 | 0% | 99% | 0 | 0% | 99% | 0 | 0% | 64.4% | 0 | 0% | 49.02% | 0 | 0% | 49.02% | 0 | 0% | 49.02% | 0 | 0 | 0% | 1.998% | 0 | 0% | 1.998% | 0 | 0% | 1.998% | 0 | 0% | 0.231% | 0 | 0% | 0.231% | 0 | 0% | 0.231% | 0 | 0% | 0.5884% | 0 | 0% | 0.5884% | 0 | 0% | 0.5884% | 0 | 90.35% | 0.6154% | 0.00036663 | 0% | 0.6154% | 0 | 0% | 0.6154% | 0 | 0% | 4.431% | 0 | 0% | 4.431% | 0 | 0% | 4.431% | 0 | 0% | 1.953% | 0 | 0% | 1.953% | 0 | 0% | 1.953% | 0 |  |  |  | 0% | 11.8% | 0 | 0% | 11.8% | 0 | 0% | 11.8% | 0 | 0% | 0.375% | 0 | 0% | 0.375% | 0 | 0% | 0.375% | 0 | 0% | 100% | 0 | 0% | 100% | 0 | 0% | 100% | 0 | 0% | 100% | 0 |  |  | 0 |  |  | 0 |  |  | 0
SONOMA 1103418 | 4.027e-05 | 0 | 0.037322 | 0 | 0.037322 | 0.014631 | 0.029153 | 0.0096957 | 0% | 99% | 0 | 0% | 99% | 0 | 0% | 99% | 0 | 0% | 99% | 0 | 0% | 63.65% | 0 | 0% | 49.71% | 0 | 0% | 49.71% | 0 | 0% | 49.71% | 0 | 0 | 0% | 3.22% | 0 | 0% | 3.22% | 0 | 0% | 3.22% | 0 | 0% | 0.3494% | 0 | 0% | 0.3494% | 0 | 0% | 0.3494% | 0 | 0% | 0.8227% | 0 | 0% | 0.8227% | 0 | 0% | 0.8227% | 0 | 0% | 0.8499% | 0 | 0% | 0.8499% | 0 | 0% | 0.8499% | 0 | 0% | 6.145% | 0 | 0% | 6.145% | 0 | 0% | 6.145% | 0 | 0% | 1.389% | 0 | 0% | 1.389% | 0 | 0% | 1.389% | 0 |  |  |  | 0% | 11.8% | 0 | 0% | 11.8% | 0 | 0% | 11.8% | 0 | 0% | 0.3672% | 0 | 0% | 0.3672% | 0 | 0% | 0.3672% | 0 | 0% | 100% | 0 | 0% | 100% | 0 | 0% | 100% | 0 | 0% | 100% | 0 |  |  | 0 |  |  | 0 |  |  | 0
CHOWCHILLA 1105CB | 3.689e-05 | 0 | 0.011484 | 0 | 0.011484 | 0.00089261 | 0.0099449 | 0.0056186 | 0% | 99% | 0 | 0% | 99% | 0 | 0% | 99% | 0 | 0% | 99% | 0 | 0% | 62.2% | 0 | 0% | 48.42% | 0 | 0% | 48.42% | 0 | 0% | 48.42% | 0 | 0 | 0% | 2.948% | 0 | 0% | 2.948% | 0 | 0% | 2.948% | 0 | 0% | 0.3343% | 0 | 0% | 0.3343% | 0 | 0% | 0.3343% | 0 | 0% | 0.9004% | 0 | 0% | 0.9004% | 0 | 0% | 0.9004% | 0 | 61.41% | 0.9314% | 6.5685e-05 | 0% | 0.9314% | 0 | 0% | 0.9314% | 0 | 0% | 6.771% | 0 | 0% | 6.771% | 0 | 0% | 6.771% | 0 | 0% | 0.3017% | 0 | 0% | 0.3017% | 0 | 0% | 0.3017% | 0 |  |  |  | 0% | 11.8% | 0 | 0% | 11.8% | 0 | 0% | 11.8% | 0 | 0% | 0.3618% | 0 | 0% | 0.3618% | 0 | 0% | 0.3618% | 0 | 0% | 100% | 0 | 0% | 100% | 0 | 0% | 100% | 0 | 0% | 100% | 0 |  |  | 0 |  |  | 0 |  |  | 0
JARVIS 1108767280 | 3.3399e-05 | 0.64667 | 0.0038004 | 0 | 0.0038004 | 0.0019602 | 0.0024313 | 0.0010546 | 0% | 99% | 0 | 0% | 99% | 0 | 0% | 99% | 0 | 0% | 99% | 0 | 0% | 64.32% | 0 | 0% | 49.98% | 0 | 0% | 49.98% | 0 | 0% | 49.98% | 0 | 0 | 100% | 2.645% | 0.00010053 | 0% | 2.645% | 0 | 0% | 2.645% | 0 | 0% | 0.2833% | 0 | 0% | 0.2833% | 0 | 0% | 0.2833% | 0 | 0% | 0.6797% | 0 | 74.51% | 0.6797% | 1.9245e-05 | 2.64% | 0.6797% | 6.8185e-07 | 74.51% | 0.6993% | 1.98e-05 | 2.64% | 0.6993% | 7.0151e-07 | 0% | 0.6993% | 0 | 100% | 5.071% | 0.0001927 | 0% | 5.071% | 0 | 0% | 5.071% | 0 | 0% | 1.372% | 0 | 0% | 1.372% | 0 | 0% | 1.372% | 0 |  |  |  | 0% | 11.8% | 0 | 1.292% | 11.8% | 5.7939e-06 | 0% | 11.8% | 0 | 0% | 0.3731% | 0 | 0% | 0.3731% | 0 | 0% | 0.3731% | 0 | 0% | 100% | 0 | 0% | 100% | 0 | 0% | 100% | 0 | 0% | 100% | 0 |  |  | 0 |  |  | 0 |  |  | 0
BELLE HAVEN 0407CB | 3.4388e-05 | 0 | 0.03336 | 0 | 0.03336 | 0.021732 | 0.021039 | 0.0050366 | 0% | 99% | 0 | 0% | 99% | 0 | 0% | 99% | 0 | 0% | 99% | 0 | 0% | 63.82% | 0 | 0% | 49.12% | 0 | 0% | 49.12% | 0 | 0% | 49.12% | 0 | 0 | 0% | 2.197% | 0 | 0% | 2.197% | 0 | 0% | 2.197% | 0 | 0% | 0.2432% | 0 | 0% | 0.2432% | 0 | 0% | 0.2432% | 0 | 0% | 0.664% | 0 | 0% | 0.664% | 0 | 0% | 0.664% | 0 | 0% | 0.675% | 0 | 70.84% | 0.675% | 0.00015952 | 27.53% | 0.675% | 6.1988e-05 | 0% | 4.952% | 0 | 0% | 4.952% | 0 | 0% | 4.952% | 0 | 0% | 1.905% | 0 | 0% | 1.905% | 0 | 0% | 1.905% | 0 |  |  |  | 0% | 11.8% | 0 | 0% | 11.8% | 0 | 0% | 11.8% | 0 | 0% | 0.3704% | 0 | 0% | 0.3704% | 0 | 0% | 0.3704% | 0 | 0% | 100% | 0 | 0% | 100% | 0 | 0% | 100% | 0 | 0% | 100% | 0 |  |  | 0 |  |  | 0 |  |  | 0
TASSAJARA 2112D569R | 4.204e-05 | 0 | 0.01771 | 1.1805 | 1.1982 | 0.0091154 | 0.011543 | 0.0047307 | 0% | 99% | 0 | 0% | 99% | 0 | 0% | 99% | 0 | 0% | 99% | 0 | 0% | 64.12% | 0 | 0% | 49.31% | 0 | 0% | 49.31% | 0 | 0% | 49.31% | 0 | 1.1805 | 0% | 2.457% | 0 | 0% | 2.457% | 0 | 0% | 2.457% | 0 | 0% | 0.2704% | 0 | 0% | 0.2704% | 0 | 0% | 0.2704% | 0 | 0% | 0.6831% | 0 | 0% | 0.6831% | 0 | 0% | 0.6831% | 0 | 0% | 0.6992% | 0 | 99.68% | 0.6992% | 0.00012343 | 0% | 0.6992% | 0 | 0% | 5.097% | 0 | 0% | 5.097% | 0 | 0% | 5.097% | 0 | 0% | 1.062% | 0 | 0% | 1.062% | 0 | 0% | 1.062% | 0 |  |  |  | 0% | 11.8% | 0 | 0% | 11.8% | 0 | 0% | 11.8% | 0 | 0% | 0.3701% | 0 | 0% | 0.3701% | 0 | 0% | 0.3701% | 0 | 0% | 100% | 0 | 0% | 100% | 0 | 0% | 100% | 0 | 0% | 100% | 0 |  |  | 0 |  |  | 0 |  |  | 0
BUELLTON 1101Y34 | 4.0905e-05 | 0 | 0.0088524 | 0 | 0.0088524 | 0.00186 | 0.0084909 | 0.0023423 | 0% | 99% | 0 | 0% | 99% | 0 | 0% | 99% | 0 | 0% | 99% | 0 | 0% | 64.07% | 0 | 0% | 49.93% | 0 | 0% | 49.93% | 0 | 0% | 49.93% | 0 | 0 | 0% | 3.718% | 0 | 0% | 3.718% | 0 | 0% | 3.718% | 0 | 0% | 0.4179% | 0 | 0% | 0.4179% | 0 | 0% | 0.4179% | 0 | 0% | 1.023% | 0 | 0% | 1.023% | 0 | 0% | 1.023% | 0 | 0% | 1.105% | 0 | 0% | 1.105% | 0 | 100% | 1.105% | 9.783e-05 | 0% | 7.795% | 0 | 0% | 7.795% | 0 | 0% | 7.795% | 0 | 0% | 0.7084% | 0 | 0% | 0.7084% | 0 | 0% | 0.7084% | 0 |  |  |  | 0% | 11.8% | 0 | 0% | 11.8% | 0 | 0% | 11.8% | 0 | 0% | 0.3716% | 0 | 0% | 0.3716% | 0 | 0% | 0.3716% | 0 | 0% | 100% | 0 | 0% | 100% | 0 | 0% | 100% | 0 | 0% | 100% | 0 |  |  | 0 |  |  | 0 |  |  | 0
CONTRA COSTA 210378825 | 3.8181e-05 | 0 | 0.038669 | 0 | 0.038669 | 0.0045775 | 0.034093 | 0.016787 | 0% | 99% | 0 | 0% | 99% | 0 | 0% | 99% | 0 | 0% | 99% | 0 | 0% | 62.92% | 0 | 0% | 49.53% | 0 | 0% | 49.53% | 0 | 0% | 49.53% | 0 | 0 | 0% | 3.09% | 0 | 0% | 3.09% | 0 | 0% | 3.09% | 0 | 0% | 0.3377% | 0 | 0% | 0.3377% | 0 | 0% | 0.3377% | 0 | 0% | 0.9314% | 0 | 0% | 0.9314% | 0 | 0% | 0.9314% | 0 | 0% | 0.9563% | 0 | 36.1% | 0.9563% | 0.00013348 | 0% | 0.9563% | 0 | 0% | 6.985% | 0 | 0% | 6.985% | 0 | 0% | 6.985% | 0 | 0% | 0.3529% | 0 | 0% | 0.3529% | 0 | 0% | 0.3529% | 0 |  |  |  | 0% | 11.8% | 0 | 0% | 11.8% | 0 | 0% | 11.8% | 0 | 0% | 0.362% | 0 | 0% | 0.362% | 0 | 0% | 0.362% | 0 | 0% | 100% | 0 | 0% | 100% | 0 | 0% | 100% | 0 | 0% | 100% | 0 |  |  | 0 |  |  | 0 |  |  | 0
BELLEVUE 2105CB | 5.0002e-05 | 0 | 0.010363 | 0 | 0.010363 | 0.0028502 | 0.0080514 | 0.0039619 | 0% | 99% | 0 | 0% | 99% | 0 | 0% | 99% | 0 | 0% | 99% | 0 | 0% | 64.58% | 0 | 0% | 49.8% | 0 | 0% | 49.8% | 0 | 0% | 49.8% | 0 | 0 | 0% | 3.115% | 0 | 0% | 3.115% | 0 | 0% | 3.115% | 0 | 0% | 0.3555% | 0 | 0% | 0.3555% | 0 | 0% | 0.3555% | 0 | 0% | 0.7963% | 0 | 0% | 0.7963% | 0 | 0% | 0.7963% | 0 | 0% | 0.8383% | 0 | 0% | 0.8383% | 0 | 100% | 0.8383% | 8.6869e-05 | 0% | 5.987% | 0 | 0% | 5.987% | 0 | 0% | 5.987% | 0 | 0% | 0.864% | 0 | 0% | 0.864% | 0 | 0% | 0.864% | 0 |  |  |  | 0% | 11.8% | 0 | 0% | 11.8% | 0 | 0% | 11.8% | 0 | 0% | 0.367% | 0 | 0% | 0.367% | 0 | 0% | 0.367% | 0 | 0% | 100% | 0 | 0% | 100% | 0 | 0% | 100% | 0 | 0% | 100% | 0 |  |  | 0 |  |  | 0 |  |  | 0
SALINAS 1102CB | 3.5311e-05 | 0 | 0.041227 | 0 | 0.041227 | 0.0062247 | 0.036305 | 0.016621 | 0% | 99% | 0 | 0% | 99% | 0 | 0% | 99% | 0 | 0% | 99% | 0 | 0% | 63.77% | 0 | 0% | 51.11% | 0 | 0% | 51.11% | 0 | 0% | 51.11% | 0 | 0 | 0% | 3.152% | 0 | 0% | 3.152% | 0 | 0% | 3.152% | 0 | 0% | 0.3421% | 0 | 0% | 0.3421% | 0 | 0% | 0.3421% | 0 | 0% | 0.9297% | 0 | 0% | 0.9297% | 0 | 0% | 0.9297% | 0 | 0% | 0.9387% | 0 | 0% | 0.9387% | 0 | 94.15% | 0.9387% | 0.00036437 | 0% | 6.916% | 0 | 0% | 6.916% | 0 | 0% | 6.916% | 0 | 0% | 0.4314% | 0 | 0% | 0.4314% | 0 | 0% | 0.4314% | 0 |  |  |  | 0% | 11.8% | 0 | 0% | 11.8% | 0 | 0% | 11.8% | 0 | 0% | 0.3582% | 0 | 0% | 0.3582% | 0 | 0% | 0.3582% | 0 | 0% | 100% | 0 | 0% | 100% | 0 | 0% | 100% | 0 | 0% | 100% | 0 |  |  | 0 |  |  | 0 |  |  | 0
KINGSBURG 11166120 | 2.8309e-05 | 0 | 0.019928 | 0 | 0.019928 | 0.0035294 | 0.016491 | 0.0085741 | 0% | 99% | 0 | 0% | 99% | 0 | 0% | 99% | 0 | 0% | 99% | 0 | 0% | 62.57% | 0 | 0% | 49.73% | 0 | 0% | 49.73% | 0 | 0% | 49.73% | 0 | 0 | 0% | 2.834% | 0 | 0% | 2.834% | 0 | 0% | 2.834% | 0 | 0% | 0.3055% | 0 | 0% | 0.3055% | 0 | 0% | 0.3055% | 0 | 0% | 0.8753% | 0 | 0% | 0.8753% | 0 | 0% | 0.8753% | 0 | 0% | 0.8766% | 0 | 0% | 0.8766% | 0 | 0% | 0.8766% | 0 | 0% | 6.497% | 0 | 0% | 6.497% | 0 | 0% | 6.497% | 0 | 0% | 0.6073% | 0 | 0% | 0.6073% | 0 | 0% | 0.6073% | 0 |  |  |  | 0% | 11.8% | 0 | 0% | 11.8% | 0 | 0% | 11.8% | 0 | 0% | 0.3592% | 0 | 0% | 0.3592% | 0 | 0% | 0.3592% | 0 | 0% | 100% | 0 | 0% | 100% | 0 | 0% | 100% | 0 | 0% | 100% | 0 |  |  | 0 |  |  | 0 |  |  | 0
ALTO 112191428 | 4.0524e-05 | 0 | 0.05695 | 0 | 0.05695 | 0.024005 | 0.046244 | 0.011481 | 0% | 99% | 0 | 0% | 99% | 0 | 0% | 99% | 0 | 0% | 99% | 0 | 0% | 63.97% | 0 | 0% | 49.86% | 0 | 0% | 49.86% | 0 | 0% | 49.86% | 0 | 0 | 0% | 3.504% | 0 | 0% | 3.504% | 0 | 0% | 3.504% | 0 | 0% | 0.3801% | 0 | 0% | 0.3801% | 0 | 0% | 0.3801% | 0 | 0% | 0.8581% | 0 | 0% | 0.8581% | 0 | 0% | 0.8581% | 0 | 0% | 0.8975% | 0 | 100% | 0.8975% | 0.00051115 | 0% | 0.8975% | 0 | 0% | 6.433% | 0 | 0% | 6.433% | 0 | 0% | 6.433% | 0 | 0% | 1.404% | 0 | 0% | 1.404% | 0 | 0% | 1.404% | 0 |  |  |  | 0% | 11.8% | 0 | 0% | 11.8% | 0 | 0% | 11.8% | 0 | 0% | 0.3691% | 0 | 0% | 0.3691% | 0 | 0% | 0.3691% | 0 | 0% | 100% | 0 | 0% | 100% | 0 | 0% | 100% | 0 | 0% | 100% | 0 |  |  | 0 |  |  | 0 |  |  | 0
LAKEWOOD 2112CB | 5.7323e-05 | 0 | 0.07199 | 0 | 0.07199 | 0.033428 | 0.049603 | 0.020324 | 0% | 99% | 0 | 0% | 99% | 0 | 0% | 99% | 0 | 0% | 99% | 0 | 0% | 64.69% | 0 | 0% | 49.55% | 0 | 0% | 49.55% | 0 | 0% | 49.55% | 0 | 0 | 0% | 2.6% | 0 | 0% | 2.6% | 0 | 0% | 2.6% | 0 | 0% | 0.2953% | 0 | 0% | 0.2953% | 0 | 0% | 0.2953% | 0 | 0% | 0.7129% | 0 | 0% | 0.7129% | 0 | 0% | 0.7129% | 0 | 0% | 0.746% | 0 | 0% | 0.746% | 0 | 13% | 0.746% | 6.9808e-05 | 0% | 5.361% | 0 | 0% | 5.361% | 0 | 0% | 5.361% | 0 | 0% | 0.9805% | 0 | 0% | 0.9805% | 0 | 0% | 0.9805% | 0 |  |  |  | 0% | 11.8% | 0 | 0% | 11.8% | 0 | 0% | 11.8% | 0 | 0% | 0.3707% | 0 | 0% | 0.3707% | 0 | 0% | 0.3707% | 0 | 0% | 100% | 0 | 0% | 100% | 0 | 0% | 100% | 0 | 0% | 100% | 0 |  |  | 0 |  |  | 0 |  |  | 0
WEEDPATCH 11012405 | 4.4047e-05 | 0 | 0.029415 | 0 | 0.029415 | 0.0037551 | 0.028736 | 0.0097484 | 0% | 99% | 0 | 0% | 99% | 0 | 0% | 99% | 0 | 0% | 99% | 0 | 0% | 62.15% | 0 | 0% | 49.29% | 0 | 0% | 49.29% | 0 | 0% | 49.29% | 0 | 0 | 0% | 2.729% | 0 | 0% | 2.729% | 0 | 0% | 2.729% | 0 | 0% | 0.3232% | 0 | 0% | 0.3232% | 0 | 0% | 0.3232% | 0 | 0% | 1.029% | 0 | 0% | 1.029% | 0 | 0% | 1.029% | 0 | 99.64% | 1.069% | 0.00031324 | 0% | 1.069% | 0 | 0% | 1.069% | 0 | 0% | 7.778% | 0 | 0% | 7.778% | 0 | 0% | 7.778% | 0 | 0% | 0.3183% | 0 | 0% | 0.3183% | 0 | 0% | 0.3183% | 0 |  |  |  | 0% | 11.8% | 0 | 0% | 11.8% | 0 | 0% | 11.8% | 0 | 0% | 0.358% | 0 | 0% | 0.358% | 0 | 0% | 0.358% | 0 | 0% | 100% | 0 | 0% | 100% | 0 | 0% | 100% | 0 | 0% | 100% | 0 |  |  | 0 |  |  | 0 |  |  | 0
FORT ORD 11019518 | 4.3165e-05 | 0 | 0.054107 | 0 | 0.054107 | 0.0047313 | 0.063523 | 0.0094524 | 0% | 99% | 0 | 0% | 99% | 0 | 0% | 99% | 0 | 0% | 99% | 0 | 0% | 63.45% | 0 | 0% | 49.86% | 0 | 0% | 49.86% | 0 | 0% | 49.86% | 0 | 0 | 0% | 4.612% | 0 | 0% | 4.612% | 0 | 0% | 4.612% | 0 | 0% | 0.5213% | 0 | 0% | 0.5213% | 0 | 0% | 0.5213% | 0 | 0% | 1.255% | 0 | 0% | 1.255% | 0 | 0% | 1.255% | 0 | 0% | 1.358% | 0 | 0% | 1.358% | 0 | 79.49% | 1.358% | 0.00058426 | 0% | 9.57% | 0 | 0% | 9.57% | 0 | 0% | 9.57% | 0 | 0% | 0.3696% | 0 | 0% | 0.3696% | 0 | 0% | 0.3696% | 0 |  |  |  | 0% | 11.8% | 0 | 0% | 11.8% | 0 | 0% | 11.8% | 0 | 0% | 0.3665% | 0 | 0% | 0.3665% | 0 | 0% | 0.3665% | 0 | 0% | 100% | 0 | 0% | 100% | 0 | 0% | 100% | 0 | 0% | 100% | 0 |  |  | 0 |  |  | 0 |  |  | 0
WATSONVILLE 0414CB | 4.909e-05 | 0 | 0.0057198 | 0 | 0.0057198 | 0.00095859 | 0.0046059 | 0.0026502 | 0% | 99% | 0 | 0% | 99% | 0 | 0% | 99% | 0 | 0% | 99% | 0 | 0% | 64.59% | 0 | 0% | 50.8% | 0 | 0% | 50.8% | 0 | 0% | 50.8% | 0 | 0 | 0% | 2.896% | 0 | 0% | 2.896% | 0 | 0% | 2.896% | 0 | 0% | 0.3238% | 0 | 0% | 0.3238% | 0 | 0% | 0.3238% | 0 | 0% | 0.8474% | 0 | 0% | 0.8474% | 0 | 0% | 0.8474% | 0 | 0% | 0.8805% | 0 | 0% | 0.8805% | 0 | 0% | 0.8805% | 0 | 0% | 6.371% | 0 | 0% | 6.371% | 0 | 0% | 6.371% | 0 | 0% | 0.4867% | 0 | 0% | 0.4867% | 0 | 0% | 0.4867% | 0 |  |  |  | 0% | 11.8% | 0 | 0% | 11.8% | 0 | 0% | 11.8% | 0 | 0% | 0.3664% | 0 | 0% | 0.3664% | 0 | 0% | 0.3664% | 0 | 0% | 100% | 0 | 0% | 100% | 0 | 0% | 100% | 0 | 0% | 100% | 0 |  |  | 0 |  |  | 0 |  |  | 0
VALLEY VIEW 1105P124 | 3.4315e-05 | 0 | 0.017682 | 0 | 0.017682 | 0.0061647 | 0.014268 | 0.0049641 | 0% | 99% | 0 | 0% | 99% | 0 | 0% | 99% | 0 | 0% | 99% | 0 | 0% | 63.39% | 0 | 0% | 50.3% | 0 | 0% | 50.3% | 0 | 0% | 50.3% | 0 | 0 | 0% | 3.113% | 0 | 0% | 3.113% | 0 | 0% | 3.113% | 0 | 0% | 0.3281% | 0 | 0% | 0.3281% | 0 | 0% | 0.3281% | 0 | 0% | 0.8581% | 0 | 0% | 0.8581% | 0 | 0% | 0.8581% | 0 | 100% | 0.8587% | 0.00015183 | 0% | 0.8587% | 0 | 0% | 0.8587% | 0 | 0% | 6.349% | 0 | 0% | 6.349% | 0 | 0% | 6.349% | 0 | 0% | 0.8978% | 0 | 0% | 0.8978% | 0 | 0% | 0.8978% | 0 |  |  |  | 0% | 11.8% | 0 | 0% | 11.8% | 0 | 0% | 11.8% | 0 | 0% | 0.3615% | 0 | 0% | 0.3615% | 0 | 0% | 0.3615% | 0 | 0% | 100% | 0 | 0% | 100% | 0 | 0% | 100% | 0 | 0% | 100% | 0 |  |  | 0 |  |  | 0 |  |  | 0
MILPITAS 1105CB | 2.3388e-05 | 0 | 0.02327 | 0 | 0.02327 | 0.0066019 | 0.018825 | 0.0080147 | 0% | 99% | 0 | 0% | 99% | 0 | 0% | 99% | 0 | 0% | 99% | 0 | 0% | 64.3% | 0 | 0% | 50.22% | 0 | 0% | 50.22% | 0 | 0% | 50.22% | 0 | 0 | 0% | 3.153% | 0 | 0% | 3.153% | 0 | 0% | 3.153% | 0 | 0% | 0.3504% | 0 | 0% | 0.3504% | 0 | 0% | 0.3504% | 0 | 0% | 0.8425% | 0 | 5.032% | 0.8425% | 9.8647e-06 | 0% | 0.8425% | 0 | 79.46% | 0.8739% | 0.00016158 | 0% | 0.8739% | 0 | 20.54% | 0.8739% | 4.1765e-05 | 0% | 6.31% | 0 | 0% | 6.31% | 0 | 0% | 6.31% | 0 | 0% | 0.6679% | 0 | 0% | 0.6679% | 0 | 0% | 0.6679% | 0 |  |  |  | 0% | 11.8% | 0 | 0% | 11.8% | 0 | 0% | 11.8% | 0 | 0% | 0.3653% | 0 | 0% | 0.3653% | 0 | 0% | 0.3653% | 0 | 0% | 100% | 0 | 0% | 100% | 0 | 0% | 100% | 0 | 0% | 100% | 0 |  |  | 0 |  |  | 0 |  |  | 0
LEMOORE 110288290 | 2.7789e-05 | 0 | 0.0096164 | 0 | 0.0096164 | 0.0021076 | 0.0084863 | 0.0032279 | 0% | 99% | 0 | 0% | 99% | 0 | 0% | 99% | 0 | 0% | 99% | 0 | 0% | 61.04% | 0 | 0% | 48.93% | 0 | 0% | 48.93% | 0 | 0% | 48.93% | 0 | 0 | 0% | 2.739% | 0 | 0% | 2.739% | 0 | 0% | 2.739% | 0 | 0% | 0.2902% | 0 | 0% | 0.2902% | 0 | 0% | 0.2902% | 0 | 0% | 0.9307% | 0 | 0% | 0.9307% | 0 | 0% | 0.9307% | 0 | 0% | 0.9076% | 0 | 0% | 0.9076% | 0 | 0% | 0.9076% | 0 | 0% | 6.858% | 0 | 0% | 6.858% | 0 | 0% | 6.858% | 0 | 0% | 0.699% | 0 | 0% | 0.699% | 0 | 0% | 0.699% | 0 |  |  |  | 0% | 11.8% | 0 | 0% | 11.8% | 0 | 0% | 11.8% | 0 | 0% | 0.3513% | 0 | 0% | 0.3513% | 0 | 0% | 0.3513% | 0 | 0% | 100% | 0 | 0% | 100% | 0 | 0% | 100% | 0 | 0% | 100% | 0 |  |  | 0 |  |  | 0 |  |  | 0
LLAGAS 2105XR144 | 3.2768e-05 | 0 | 0.027466 | 0 | 0.027466 | 0.0043557 | 0.021914 | 0.013212 | 0% | 99% | 0 | 0% | 99% | 0 | 0% | 99% | 0 | 0% | 99% | 0 | 0% | 64.7% | 0 | 0% | 50.55% | 0 | 0% | 50.55% | 0 | 0% | 50.55% | 0 | 0 | 0% | 2.845% | 0 | 0% | 2.845% | 0 | 0% | 2.845% | 0 | 0% | 0.3256% | 0 | 0% | 0.3256% | 0 | 0% | 0.3256% | 0 | 0% | 0.8282% | 0 | 0% | 0.8282% | 0 | 0% | 0.8282% | 0 | 100% | 0.8682% | 0.00023845 | 0% | 0.8682% | 0 | 0% | 0.8682% | 0 | 0% | 6.244% | 0 | 0% | 6.244% | 0 | 0% | 6.244% | 0 | 0% | 0.4881% | 0 | 0% | 0.4881% | 0 | 0% | 0.4881% | 0 |  |  |  | 0% | 11.8% | 0 | 0% | 11.8% | 0 | 0% | 11.8% | 0 | 0% | 0.3666% | 0 | 0% | 0.3666% | 0 | 0% | 0.3666% | 0 | 0% | 100% | 0 | 0% | 100% | 0 | 0% | 100% | 0 | 0% | 100% | 0 |  |  | 0 |  |  | 0 |  |  | 0
FORT ORD 210695186 | 3.9656e-05 | 0 | 0.045527 | 0 | 0.045527 | 0.0041579 | 0.050585 | 0.010703 | 0% | 99% | 0 | 0% | 99% | 0 | 0% | 99% | 0 | 0% | 99% | 0 | 0% | 63.17% | 0 | 0% | 49.7% | 0 | 0% | 49.7% | 0 | 0% | 49.7% | 0 | 0 | 0% | 4.587% | 0 | 0% | 4.587% | 0 | 0% | 4.587% | 0 | 0% | 0.5086% | 0 | 0% | 0.5086% | 0 | 0% | 0.5086% | 0 | 0% | 1.184% | 0 | 0% | 1.184% | 0 | 0% | 1.184% | 0 | 0% | 1.264% | 0 | 0% | 1.264% | 0 | 28.73% | 1.264% | 0.00016542 | 0% | 8.968% | 0 | 0% | 8.968% | 0 | 0% | 8.968% | 0 | 0% | 0.3612% | 0 | 0% | 0.3612% | 0 | 0% | 0.3612% | 0 |  |  |  | 0% | 11.8% | 0 | 0% | 11.8% | 0 | 0% | 11.8% | 0 | 55.56% | 0.3647% | 9.2252e-05 | 0% | 0.3647% | 0 | 0% | 0.3647% | 0 | 0% | 100% | 0 | 0% | 100% | 0 | 0% | 100% | 0 | 0% | 100% | 0 |  |  | 0 |  |  | 0 |  |  | 0
HOLLISTER 21034816 | 2.6766e-05 | 0 | 0.016594 | 0 | 0.016594 | 0.0022595 | 0.014094 | 0.0075037 | 0% | 99% | 0 | 0% | 99% | 0 | 0% | 99% | 0 | 0% | 99% | 0 | 0% | 64.36% | 0 | 0% | 51.26% | 0 | 0% | 51.26% | 0 | 0% | 51.26% | 0 | 0 | 0% | 3.022% | 0 | 0% | 3.022% | 0 | 0% | 3.022% | 0 | 0% | 0.3295% | 0 | 0% | 0.3295% | 0 | 0% | 0.3295% | 0 | 0% | 0.8941% | 0 | 0% | 0.8941% | 0 | 0% | 0.8941% | 0 | 0% | 0.9138% | 0 | 0% | 0.9138% | 0 | 0% | 0.9138% | 0 | 0% | 6.68% | 0 | 0% | 6.68% | 0 | 0% | 6.68% | 0 | 0% | 0.3943% | 0 | 0% | 0.3943% | 0 | 0% | 0.3943% | 0 |  |  |  | 0% | 11.8% | 0 | 0% | 11.8% | 0 | 0% | 11.8% | 0 | 0% | 0.3617% | 0 | 0% | 0.3617% | 0 | 0% | 0.3617% | 0 | 0% | 100% | 0 | 0% | 100% | 0 | 0% | 100% | 0 | 0% | 100% | 0 |  |  | 0 |  |  | 0 |  |  | 0
RENFRO 21024923 | 2.7336e-05 | 0 | 0.011492 | 0 | 0.011492 | 0.0022511 | 0.009343 | 0.0049345 | 0% | 99% | 0 | 0% | 99% | 0 | 0% | 99% | 0 | 0% | 99% | 0 | 0% | 63.95% | 0 | 0% | 49.81% | 0 | 0% | 49.81% | 0 | 0% | 49.81% | 0 | 0 | 0% | 2.4% | 0 | 0% | 2.4% | 0 | 0% | 2.4% | 0 | 0% | 0.288% | 0 | 0% | 0.288% | 0 | 0% | 0.288% | 0 | 0% | 0.85% | 0 | 0% | 0.85% | 0 | 0% | 0.85% | 0 | 0% | 0.9014% | 0 | 100% | 0.9014% | 0.00010358 | 0% | 0.9014% | 0 | 0% | 6.467% | 0 | 0% | 6.467% | 0 | 0% | 6.467% | 0 | 0% | 0.5535% | 0 | 0% | 0.5535% | 0 | 0% | 0.5535% | 0 |  |  |  | 0% | 11.8% | 0 | 0% | 11.8% | 0 | 0% | 11.8% | 0 | 0% | 0.3682% | 0 | 0% | 0.3682% | 0 | 0% | 0.3682% | 0 | 0% | 100% | 0 | 0% | 100% | 0 | 0% | 100% | 0 | 0% | 100% | 0 |  |  | 0 |  |  | 0 |  |  | 0
CARBONA 110114204 | 2.2777e-05 | 0 | 0.0037196 | 0 | 0.0037196 | 0.00019112 | 0.0032051 | 0.0019542 | 0% | 99% | 0 | 0% | 99% | 0 | 0% | 99% | 0 | 0% | 99% | 0 | 0% | 63.67% | 0 | 0% | 49.91% | 0 | 0% | 49.91% | 0 | 0% | 49.91% | 0 | 0 | 0% | 3.712% | 0 | 0% | 3.712% | 0 | 0% | 3.712% | 0 | 0% | 0.4086% | 0 | 0% | 0.4086% | 0 | 0% | 0.4086% | 0 | 0% | 0.8995% | 0 | 0% | 0.8995% | 0 | 0% | 0.8995% | 0 | 0% | 0.9512% | 0 | 0% | 0.9512% | 0 | 40.76% | 0.9512% | 1.4421e-05 | 0% | 6.773% | 0 | 0% | 6.773% | 0 | 0% | 6.773% | 0 | 0% | 0.2009% | 0 | 0% | 0.2009% | 0 | 0% | 0.2009% | 0 |  |  |  | 0% | 11.8% | 0 | 0% | 11.8% | 0 | 0% | 11.8% | 0 | 0% | 0.3683% | 0 | 0% | 0.3683% | 0 | 0% | 0.3683% | 0 | 0% | 100% | 0 | 0% | 100% | 0 | 0% | 100% | 0 | 0% | 100% | 0 |  |  | 0 |  |  | 0 |  |  | 0
MENLO 0403CB | 3.3248e-05 | 0 | 0.033708 | 0 | 0.033708 | 0.021727 | 0.021916 | 0.0048452 | 0% | 99% | 0 | 0% | 99% | 0 | 0% | 99% | 0 | 0% | 99% | 0 | 0% | 62.84% | 0 | 0% | 48.57% | 0 | 0% | 48.57% | 0 | 0% | 48.57% | 0 | 0 | 0% | 2.117% | 0 | 0% | 2.117% | 0 | 0% | 2.117% | 0 | 0% | 0.2294% | 0 | 0% | 0.2294% | 0 | 0% | 0.2294% | 0 | 0% | 0.6826% | 0 | 0% | 0.6826% | 0 | 0% | 0.6826% | 0 | 0% | 0.6756% | 0 | 0.7091% | 0.6756% | 1.6148e-06 | 97.93% | 0.6756% | 0.000223 | 0% | 5.048% | 0 | 0% | 5.048% | 0 | 0% | 5.048% | 0 | 0% | 1.897% | 0 | 0% | 1.897% | 0 | 0% | 1.897% | 0 |  |  |  | 0% | 11.8% | 0 | 0% | 11.8% | 0 | 0% | 11.8% | 0 | 0% | 0.3659% | 0 | 0% | 0.3659% | 0 | 0% | 0.3659% | 0 | 0% | 100% | 0 | 0% | 100% | 0 | 0% | 100% | 0 | 0% | 100% | 0 |  |  | 0 |  |  | 0 |  |  | 0
SERRAMONTE 110346872 | 3.2116e-05 | 0 | 0.036321 | 0 | 0.036321 | 0.0082467 | 0.035648 | 0.0083596 | 0% | 99% | 0 | 0% | 99% | 0 | 0% | 99% | 0 | 0% | 99% | 0 | 0% | 62.9% | 0 | 0% | 50.51% | 0 | 0% | 50.51% | 0 | 0% | 50.51% | 0 | 0 | 0% | 3.827% | 0 | 0% | 3.827% | 0 | 0% | 3.827% | 0 | 0% | 0.4075% | 0 | 0% | 0.4075% | 0 | 0% | 0.4075% | 0 | 0% | 1.047% | 0 | 0% | 1.047% | 0 | 0% | 1.047% | 0 | 0% | 1.063% | 0 | 0% | 1.063% | 0 | 52.77% | 1.063% | 0.0002037 | 0% | 7.785% | 0 | 0% | 7.785% | 0 | 0% | 7.785% | 0 | 0% | 0.7623% | 0 | 0% | 0.7623% | 0 | 0% | 0.7623% | 0 |  |  |  | 0% | 11.8% | 0 | 0% | 11.8% | 0 | 0% | 11.8% | 0 | 0% | 0.3574% | 0 | 0% | 0.3574% | 0 | 0% | 0.3574% | 0 | 0% | 100% | 0 | 0% | 100% | 0 | 0% | 100% | 0 | 0% | 100% | 0 |  |  | 0 |  |  | 0 |  |  | 0
BAY MEADOWS 2102CB | 5.0627e-05 | 0.12353 | 0.049511 | 0 | 0.049511 | 0.014001 | 0.041343 | 0.015889 | 0% | 99% | 0 | 0% | 99% | 0 | 0% | 99% | 0 | 0% | 99% | 0 | 0% | 64.69% | 0 | 0% | 50.96% | 0 | 0% | 50.96% | 0 | 0% | 50.96% | 0 | 0 | 0% | 3.149% | 0 | 0% | 3.149% | 0 | 0% | 3.149% | 0 | 0% | 0.3497% | 0 | 0% | 0.3497% | 0 | 0% | 0.3497% | 0 | 0% | 0.8717% | 0 | 0.3852% | 0.8717% | 1.6626e-06 | 0% | 0.8717% | 0 | 28.24% | 0.9003% | 0.00012587 | 0% | 0.9003% | 0 | 2.71% | 0.9003% | 1.2077e-05 | 0% | 6.525% | 0 | 0% | 6.525% | 0 | 0% | 6.525% | 0 | 0% | 0.8223% | 0 | 0% | 0.8223% | 0 | 0% | 0.8223% | 0 |  |  |  | 0% | 11.8% | 0 | 0% | 11.8% | 0 | 0% | 11.8% | 0 | 0% | 0.3637% | 0 | 0% | 0.3637% | 0 | 0% | 0.3637% | 0 | 0% | 100% | 0 | 0% | 100% | 0 | 0% | 100% | 0 | 0% | 100% | 0 |  |  | 0 |  |  | 0 |  |  | 0
BELLE HAVEN 110580572 | 3.6042e-05 | 0 | 0.0046734 | 0 | 0.0046734 | 0.0029634 | 0.0028502 | 0.00091263 | 0% | 99% | 0 | 0% | 99% | 0 | 0% | 99% | 0 | 0% | 99% | 0 | 0% | 63.66% | 0 | 0% | 49.12% | 0 | 0% | 49.12% | 0 | 0% | 49.12% | 0 | 0 | 0% | 2.004% | 0 | 0% | 2.004% | 0 | 0% | 2.004% | 0 | 0% | 0.2199% | 0 | 0% | 0.2199% | 0 | 0% | 0.2199% | 0 | 0% | 0.637% | 0 | 0% | 0.637% | 0 | 0% | 0.637% | 0 | 0% | 0.6336% | 0 | 88.74% | 0.6336% | 2.6277e-05 | 11.26% | 0.6336% | 3.3328e-06 | 0% | 4.718% | 0 | 0% | 4.718% | 0 | 0% | 4.718% | 0 | 0% | 1.905% | 0 | 0% | 1.905% | 0 | 0% | 1.905% | 0 |  |  |  | 0% | 11.8% | 0 | 0% | 11.8% | 0 | 0% | 11.8% | 0 | 0% | 0.3682% | 0 | 0% | 0.3682% | 0 | 0% | 0.3682% | 0 | 0% | 100% | 0 | 0% | 100% | 0 | 0% | 100% | 0 | 0% | 100% | 0 |  |  | 0 |  |  | 0 |  |  | 0
RED BLUFF 1101CB | 4.3667e-05 | 0 | 0.026261 | 0 | 0.026261 | 0.0086468 | 0.019912 | 0.0092499 | 0% | 99% | 0 | 0% | 99% | 0 | 0% | 99% | 0 | 0% | 99% | 0 | 0% | 63.01% | 0 | 0% | 49.13% | 0 | 0% | 49.13% | 0 | 0% | 49.13% | 0 | 0 | 0% | 2.375% | 0 | 0% | 2.375% | 0 | 0% | 2.375% | 0 | 0% | 0.2646% | 0 | 0% | 0.2646% | 0 | 0% | 0.2646% | 0 | 0% | 0.786% | 0 | 0% | 0.786% | 0 | 0% | 0.786% | 0 | 100% | 0.7865% | 0.00020654 | 0% | 0.7865% | 0 | 0% | 0.7865% | 0 | 0% | 5.841% | 0 | 0% | 5.841% | 0 | 0% | 5.841% | 0 | 0% | 0.9754% | 0 | 0% | 0.9754% | 0 | 0% | 0.9754% | 0 |  |  |  | 0% | 11.8% | 0 | 0% | 11.8% | 0 | 0% | 11.8% | 0 | 0% | 0.3606% | 0 | 0% | 0.3606% | 0 | 0% | 0.3606% | 0 | 0% | 100% | 0 | 0% | 100% | 0 | 0% | 100% | 0 | 0% | 100% | 0 |  |  | 0 |  |  | 0 |  |  | 0
SUISUN 1111CB | 8.6579e-05 | 0 | 0.011286 | 0 | 0.011286 | 0.0018112 | 0.011073 | 0.0033645 | 0% | 99% | 0 | 0% | 99% | 0 | 0% | 99% | 0 | 0% | 99% | 0 | 0% | 63.59% | 0 | 0% | 48.89% | 0 | 0% | 48.89% | 0 | 0% | 48.89% | 0 | 0 | 0% | 2.844% | 0 | 0% | 2.844% | 0 | 0% | 2.844% | 0 | 0% | 0.3669% | 0 | 0% | 0.3669% | 0 | 0% | 0.3669% | 0 | 0% | 0.9577% | 0 | 0% | 0.9577% | 0 | 0% | 0.9577% | 0 | 0% | 0.9974% | 0 | 0% | 0.9974% | 0 | 13.47% | 0.9974% | 1.516e-05 | 0% | 7.209% | 0 | 0% | 7.209% | 0 | 0% | 7.209% | 0 | 0% | 0.3604% | 0 | 0% | 0.3604% | 0 | 0% | 0.3604% | 0 |  |  |  | 0% | 11.8% | 0 | 0% | 11.8% | 0 | 0% | 11.8% | 0 | 0% | 0.3483% | 0 | 0% | 0.3483% | 0 | 0% | 0.3483% | 0 | 0% | 100% | 0 | 0% | 100% | 0 | 0% | 100% | 0 | 0% | 100% | 0 |  |  | 0 |  |  | 0 |  |  | 0
DEEPWATER 1109CB | 4.5505e-05 | 0 | 0.031305 | 0 | 0.031305 | 0.0066523 | 0.027347 | 0.011078 | 0% | 99% | 0 | 0% | 99% | 0 | 0% | 99% | 0 | 0% | 99% | 0 | 0% | 62.49% | 0 | 0% | 48.21% | 0 | 0% | 48.21% | 0 | 0% | 48.21% | 0 | 0 | 0% | 2.56% | 0 | 0% | 2.56% | 0 | 0% | 2.56% | 0 | 0% | 0.3148% | 0 | 0% | 0.3148% | 0 | 0% | 0.3148% | 0 | 0% | 0.8686% | 0 | 0% | 0.8686% | 0 | 0% | 0.8686% | 0 | 86.91% | 0.8877% | 0.00024151 | 0% | 0.8877% | 0 | 0% | 0.8877% | 0 | 0% | 6.501% | 0 | 0% | 6.501% | 0 | 0% | 6.501% | 0 | 0% | 0.6275% | 0 | 0% | 0.6275% | 0 | 0% | 0.6275% | 0 |  |  |  | 0% | 11.8% | 0 | 0% | 11.8% | 0 | 0% | 11.8% | 0 | 0% | 0.3531% | 0 | 0% | 0.3531% | 0 | 0% | 0.3531% | 0 | 0% | 100% | 0 | 0% | 100% | 0 | 0% | 100% | 0 | 0% | 100% | 0 |  |  | 0 |  |  | 0 |  |  | 0
VIERRA 1702CB | 4.0026e-05 | 0 | 0.034679 | 0 | 0.034679 | 0.0029581 | 0.023677 | 0.023317 | 0% | 99% | 0 | 0% | 99% | 0 | 0% | 99% | 0 | 0% | 99% | 0 | 0% | 65.07% | 0 | 0% | 51.35% | 0 | 0% | 51.35% | 0 | 0% | 51.35% | 0 | 0 | 0% | 2.243% | 0 | 0% | 2.243% | 0 | 0% | 2.243% | 0 | 0% | 0.2565% | 0 | 0% | 0.2565% | 0 | 0% | 0.2565% | 0 | 0% | 0.7037% | 0 | 0% | 0.7037% | 0 | 0% | 0.7037% | 0 | 0% | 0.7246% | 0 | 0% | 0.7246% | 0 | 0% | 0.7246% | 0 | 0% | 5.28% | 0 | 0% | 5.28% | 0 | 0% | 5.28% | 0 | 0% | 0.2845% | 0 | 0% | 0.2845% | 0 | 0% | 0.2845% | 0 |  |  |  | 0% | 11.8% | 0 | 0% | 11.8% | 0 | 0% | 11.8% | 0 | 0% | 0.3679% | 0 | 0% | 0.3679% | 0 | 0% | 0.3679% | 0 | 0% | 100% | 0 | 0% | 100% | 0 | 0% | 100% | 0 | 0% | 100% | 0 |  |  | 0 |  |  | 0 |  |  | 0
WOODWARD 2105CB | 3.324e-05 | 0 | 0.0030577 | 0 | 0.0030577 | 0.00074525 | 0.0020527 | 0.0016065 | 0% | 99% | 0 | 0% | 99% | 0 | 0% | 99% | 0 | 0% | 99% | 0 | 0% | 64.53% | 0 | 0% | 50.02% | 0 | 0% | 50.02% | 0 | 0% | 50.02% | 0 | 0 | 0% | 2.461% | 0 | 0% | 2.461% | 0 | 0% | 2.461% | 0 | 0% | 0.2721% | 0 | 0% | 0.2721% | 0 | 0% | 0.2721% | 0 | 0% | 0.6949% | 0 | 0% | 0.6949% | 0 | 0% | 0.6949% | 0 | 0% | 0.7137% | 0 | 0% | 0.7137% | 0 | 0% | 0.7137% | 0 | 0% | 5.198% | 0 | 0% | 5.198% | 0 | 0% | 5.198% | 0 | 0% | 0.7723% | 0 | 0% | 0.7723% | 0 | 0% | 0.7723% | 0 |  |  |  | 0% | 11.8% | 0 | 0% | 11.8% | 0 | 0% | 11.8% | 0 | 0% | 0.3692% | 0 | 0% | 0.3692% | 0 | 0% | 0.3692% | 0 | 0% | 100% | 0 | 0% | 100% | 0 | 0% | 100% | 0 | 0% | 100% | 0 |  |  | 0 |  |  | 0 |  |  | 0
ERTA 0404CB | 4.2423e-05 | 0 | 0.023218 | 0 | 0.023218 | 0.0052779 | 0.019175 | 0.0089938 | 0% | 99% | 0 | 0% | 99% | 0 | 0% | 99% | 0 | 0% | 99% | 0 | 0% | 64.25% | 0 | 0% | 50.27% | 0 | 0% | 50.27% | 0 | 0% | 50.27% | 0 | 0 | 0% | 2.914% | 0 | 0% | 2.914% | 0 | 0% | 2.914% | 0 | 0% | 0.3284% | 0 | 0% | 0.3284% | 0 | 0% | 0.3284% | 0 | 0% | 0.8629% | 0 | 0% | 0.8629% | 0 | 0% | 0.8629% | 0 | 0% | 0.9029% | 0 | 1.488% | 0.9029% | 3.1187e-06 | 98.51% | 0.9029% | 0.00020652 | 0% | 6.508% | 0 | 0% | 6.508% | 0 | 0% | 6.508% | 0 | 0% | 0.718% | 0 | 0% | 0.718% | 0 | 0% | 0.718% | 0 |  |  |  | 0% | 11.8% | 0 | 0% | 11.8% | 0 | 0% | 11.8% | 0 | 0% | 0.3668% | 0 | 0% | 0.3668% | 0 | 0% | 0.3668% | 0 | 0% | 100% | 0 | 0% | 100% | 0 | 0% | 100% | 0 | 0% | 100% | 0 |  |  | 0 |  |  | 0 |  |  | 0
BELLEVUE 2101CB | 4.2404e-05 | 0 | 0.030047 | 0 | 0.030047 | 0.007312 | 0.025178 | 0.010797 | 0% | 99% | 0 | 0% | 99% | 0 | 0% | 99% | 0 | 0% | 99% | 0 | 0% | 64.01% | 0 | 0% | 49.37% | 0 | 0% | 49.37% | 0 | 0% | 49.37% | 0 | 0 | 100% | 3.164% | 0.00095074 | 0% | 3.164% | 0 | 0% | 3.164% | 0 | 0% | 0.3642% | 0 | 0% | 0.3642% | 0 | 0% | 0.3642% | 0 | 0% | 0.8542% | 0 | 87.61% | 0.8542% | 0.00022485 | 6.023% | 0.8542% | 1.546e-05 | 87.61% | 0.8971% | 0.00023613 | 6.023% | 0.8971% | 1.6235e-05 | 1.467% | 0.8971% | 3.9536e-06 | 0% | 6.428% | 0 | 0% | 6.428% | 0 | 0% | 6.428% | 0 | 0% | 0.7792% | 0 | 0% | 0.7792% | 0 | 0% | 0.7792% | 0 |  |  |  | 0% | 11.8% | 0 | 0% | 11.8% | 0 | 0% | 11.8% | 0 | 0% | 0.364% | 0 | 0% | 0.364% | 0 | 0% | 0.364% | 0 | 0% | 100% | 0 | 0% | 100% | 0 | 0% | 100% | 0 | 0% | 100% | 0 |  |  | 0 |  |  | 0 |  |  | 0
DEL MONTE 2102CB | 5.3068e-05 | 0 | 0.014459 | 0 | 0.014459 | 0.0030789 | 0.013936 | 0.0038164 | 0% | 99% | 0 | 0% | 99% | 0 | 0% | 99% | 0 | 0% | 99% | 0 | 0% | 63.56% | 0 | 0% | 49.62% | 0 | 0% | 49.62% | 0 | 0% | 49.62% | 0 | 0 | 0% | 3.5% | 0 | 0% | 3.5% | 0 | 0% | 3.5% | 0 | 0% | 0.397% | 0 | 0% | 0.397% | 0 | 0% | 0.397% | 0 | 0% | 1.008% | 0 | 0% | 1.008% | 0 | 0% | 1.008% | 0 | 100% | 1.061% | 0.00015335 | 0% | 1.061% | 0 | 0% | 1.061% | 0 | 0% | 7.609% | 0 | 0% | 7.609% | 0 | 0% | 7.609% | 0 | 0% | 0.6706% | 0 | 0% | 0.6706% | 0 | 0% | 0.6706% | 0 |  |  |  | 0% | 11.8% | 0 | 0% | 11.8% | 0 | 0% | 11.8% | 0 | 0% | 0.3626% | 0 | 0% | 0.3626% | 0 | 0% | 0.3626% | 0 | 0% | 100% | 0 | 0% | 100% | 0 | 0% | 100% | 0 | 0% | 100% | 0 |  |  | 0 |  |  | 0 |  |  | 0
SUISUN 1103502542 | 2.8512e-05 | 0 | 0.0080482 | 0 | 0.0080482 | 0.0021723 | 0.006513 | 0.0029107 | 0% | 99% | 0 | 0% | 99% | 0 | 0% | 99% | 0 | 0% | 99% | 0 | 0% | 64.44% | 0 | 0% | 50.18% | 0 | 0% | 50.18% | 0 | 0% | 50.18% | 0 | 0 | 0% | 3.181% | 0 | 0% | 3.181% | 0 | 0% | 3.181% | 0 | 0% | 0.3577% | 0 | 0% | 0.3577% | 0 | 0% | 0.3577% | 0 | 0% | 0.8329% | 0 | 0% | 0.8329% | 0 | 0% | 0.8329% | 0 | 0% | 0.8776% | 0 | 0% | 0.8776% | 0 | 0% | 0.8776% | 0 | 0% | 6.268% | 0 | 0% | 6.268% | 0 | 0% | 6.268% | 0 | 0% | 0.7141% | 0 | 0% | 0.7141% | 0 | 0% | 0.7141% | 0 |  |  |  | 0% | 11.8% | 0 | 0% | 11.8% | 0 | 0% | 11.8% | 0 | 0% | 0.3674% | 0 | 0% | 0.3674% | 0 | 0% | 0.3674% | 0 | 0% | 100% | 0 | 0% | 100% | 0 | 0% | 100% | 0 | 0% | 100% | 0 |  |  | 0 |  |  | 0 |  |  | 0
TIDEWATER 210749626 | 4.9415e-05 | 0 | 0.05727 | 0 | 0.05727 | 0.02126 | 0.044007 | 0.017257 | 0% | 99% | 0 | 0% | 99% | 0 | 0% | 99% | 0 | 0% | 99% | 0 | 0% | 64.75% | 0 | 0% | 50.17% | 0 | 0% | 50.17% | 0 | 0% | 50.17% | 0 | 0 | 0% | 3.193% | 0 | 0% | 3.193% | 0 | 0% | 3.193% | 0 | 0% | 0.3537% | 0 | 0% | 0.3537% | 0 | 0% | 0.3537% | 0 | 0% | 0.8003% | 0 | 0% | 0.8003% | 0 | 0% | 0.8003% | 0 | 100% | 0.8384% | 0.00048016 | 0% | 0.8384% | 0 | 0% | 0.8384% | 0 | 0% | 6.006% | 0 | 0% | 6.006% | 0 | 0% | 6.006% | 0 | 0% | 0.8882% | 0 | 0% | 0.8882% | 0 | 0% | 0.8882% | 0 |  |  |  | 0% | 11.8% | 0 | 0% | 11.8% | 0 | 0% | 11.8% | 0 | 0% | 0.3694% | 0 | 0% | 0.3694% | 0 | 0% | 0.3694% | 0 | 0% | 100% | 0 | 0% | 100% | 0 | 0% | 100% | 0 | 0% | 100% | 0 |  |  | 0 |  |  | 0 |  |  | 0
WEST FRESNO 1111CB | 3.2843e-05 | 0 | 0.057543 | 0 | 0.057543 | 0.009748 | 0.047435 | 0.025746 | 0% | 99% | 0 | 0% | 99% | 0 | 0% | 99% | 0 | 0% | 99% | 0 | 0% | 62.5% | 0 | 0% | 48.81% | 0 | 0% | 48.81% | 0 | 0% | 48.81% | 0 | 0 | 0% | 2.71% | 0 | 0% | 2.71% | 0 | 0% | 2.71% | 0 | 0% | 0.3043% | 0 | 0% | 0.3043% | 0 | 0% | 0.3043% | 0 | 0% | 0.8567% | 0 | 0% | 0.8567% | 0 | 0% | 0.8567% | 0 | 0% | 0.8773% | 0 | 0% | 0.8773% | 0 | 0% | 0.8773% | 0 | 0% | 6.419% | 0 | 0% | 6.419% | 0 | 0% | 6.419% | 0 | 0% | 0.5811% | 0 | 0% | 0.5811% | 0 | 0% | 0.5811% | 0 |  |  |  | 0% | 11.8% | 0 | 0% | 11.8% | 0 | 0% | 11.8% | 0 | 0% | 0.3622% | 0 | 0% | 0.3622% | 0 | 0% | 0.3622% | 0 | 0% | 100% | 0 | 0% | 100% | 0 | 0% | 100% | 0 | 0% | 100% | 0 |  |  | 0 |  |  | 0 |  |  | 0
GLENWOOD 0405CB | 3.9465e-05 | 0 | 0.035963 | 0 | 0.035963 | 0.022539 | 0.023008 | 0.0062854 | 0% | 99% | 0 | 0% | 99% | 0 | 0% | 99% | 0 | 0% | 99% | 0 | 0% | 63.83% | 0 | 0% | 48.98% | 0 | 0% | 48.98% | 0 | 0% | 48.98% | 0 | 0 | 0% | 2.197% | 0 | 0% | 2.197% | 0 | 0% | 2.197% | 0 | 0% | 0.2445% | 0 | 0% | 0.2445% | 0 | 0% | 0.2445% | 0 | 0% | 0.668% | 0 | 0% | 0.668% | 0 | 0% | 0.668% | 0 | 0% | 0.6834% | 0 | 22.73% | 0.6834% | 5.5862e-05 | 56.48% | 0.6834% | 0.00013883 | 0% | 4.995% | 0 | 0% | 4.995% | 0 | 0% | 4.995% | 0 | 0% | 1.81% | 0 | 0% | 1.81% | 0 | 0% | 1.81% | 0 |  |  |  | 0% | 11.8% | 0 | 0% | 11.8% | 0 | 0% | 11.8% | 0 | 0% | 0.3709% | 0 | 0% | 0.3709% | 0 | 0% | 0.3709% | 0 | 0% | 100% | 0 | 0% | 100% | 0 | 0% | 100% | 0 | 0% | 100% | 0 |  |  | 0 |  |  | 0 |  |  | 0
MOUNTAIN VIEW 11073225 | 4.726e-05 | 0 | 0.0052638 | 0 | 0.0052638 | 0.0023579 | 0.0039557 | 0.001273 | 0% | 99% | 0 | 0% | 99% | 0 | 0% | 99% | 0 | 0% | 99% | 0 | 0% | 62.31% | 0 | 0% | 49.44% | 0 | 0% | 49.44% | 0 | 0% | 49.44% | 0 | 0 | 0% | 2.472% | 0 | 0% | 2.472% | 0 | 0% | 2.472% | 0 | 0% | 0.2542% | 0 | 0% | 0.2542% | 0 | 0% | 0.2542% | 0 | 0% | 0.7947% | 0 | 0% | 0.7947% | 0 | 0% | 0.7947% | 0 | 0% | 0.7583% | 0 | 0% | 0.7583% | 0 | 100% | 0.7583% | 3.9917e-05 | 0% | 5.802% | 0 | 0% | 5.802% | 0 | 0% | 5.802% | 0 | 0% | 1.22% | 0 | 0% | 1.22% | 0 | 0% | 1.22% | 0 |  |  |  | 0% | 11.8% | 0 | 0% | 11.8% | 0 | 0% | 11.8% | 0 | 0% | 0.3559% | 0 | 0% | 0.3559% | 0 | 0% | 0.3559% | 0 | 0% | 100% | 0 | 0% | 100% | 0 | 0% | 100% | 0 | 0% | 100% | 0 |  |  | 0 |  |  | 0 |  |  | 0
VIEJO 22032016 | 4.0499e-05 | 0 | 0.017505 | 0 | 0.017505 | 0.0092485 | 0.014333 | 0.0016503 | 0% | 99% | 0 | 0% | 99% | 0 | 0% | 99% | 0 | 0% | 99% | 0 | 0% | 62.68% | 0 | 0% | 48.75% | 0 | 0% | 48.75% | 0 | 0% | 48.75% | 0 | 0 | 0% | 3.027% | 0 | 0% | 3.027% | 0 | 0% | 3.027% | 0 | 0% | 0.3355% | 0 | 0% | 0.3355% | 0 | 0% | 0.3355% | 0 | 0% | 0.8669% | 0 | 0% | 0.8669% | 0 | 0% | 0.8669% | 0 | 0% | 0.9055% | 0 | 0% | 0.9055% | 0 | 99.55% | 0.9055% | 0.00015779 | 0% | 6.524% | 0 | 0% | 6.524% | 0 | 0% | 6.524% | 0 | 0% | 1.894% | 0 | 0% | 1.894% | 0 | 0% | 1.894% | 0 |  |  |  | 0% | 11.8% | 0 | 0% | 11.8% | 0 | 0% | 11.8% | 0 | 55.56% | 0.3688% | 3.5866e-05 | 0% | 0.3688% | 0 | 0% | 0.3688% | 0 | 0% | 100% | 0 | 0% | 100% | 0 | 0% | 100% | 0 | 0% | 100% | 0 |  |  | 0 |  |  | 0 |  |  | 0
HATTON 110240465 | 4.4769e-05 | 0 | 0.021527 | 0 | 0.021527 | 0.0079645 | 0.018824 | 0.0042422 | 0% | 99% | 0 | 0% | 99% | 0 | 0% | 99% | 0 | 0% | 99% | 0 | 0% | 63.37% | 0 | 0% | 49.44% | 0 | 0% | 49.44% | 0 | 0% | 49.44% | 0 | 0 | 0% | 3.57% | 0 | 0% | 3.57% | 0 | 0% | 3.57% | 0 | 0% | 0.3909% | 0 | 0% | 0.3909% | 0 | 0% | 0.3909% | 0 | 0% | 0.9228% | 0 | 0% | 0.9228% | 0 | 0% | 0.9228% | 0 | 0% | 0.9645% | 0 | 0% | 0.9645% | 0 | 70.37% | 0.9645% | 0.00014612 | 0% | 6.927% | 0 | 0% | 6.927% | 0 | 0% | 6.927% | 0 | 0% | 1.285% | 0 | 0% | 1.285% | 0 | 0% | 1.285% | 0 |  |  |  | 0% | 11.8% | 0 | 0% | 11.8% | 0 | 0% | 11.8% | 0 | 0% | 0.3668% | 0 | 0% | 0.3668% | 0 | 0% | 0.3668% | 0 | 0% | 100% | 0 | 0% | 100% | 0 | 0% | 100% | 0 | 0% | 100% | 0 |  |  | 0 |  |  | 0 |  |  | 0
TEMPLETON 2111R76 | 2.1754e-05 | 0 | 0.0096351 | 0 | 0.0096351 | 0.002959 | 0.0077104 | 0.0032204 | 0% | 99% | 0 | 0% | 99% | 0 | 0% | 99% | 0 | 0% | 99% | 0 | 0% | 62.95% | 0 | 0% | 49.16% | 0 | 0% | 49.16% | 0 | 0% | 49.16% | 0 | 0 | 0% | 2.498% | 0 | 0% | 2.498% | 0 | 0% | 2.498% | 0 | 0% | 0.2821% | 0 | 0% | 0.2821% | 0 | 0% | 0.2821% | 0 | 0% | 0.824% | 0 | 0% | 0.824% | 0 | 0% | 0.824% | 0 | 99.45% | 0.8255% | 7.9101e-05 | 0% | 0.8255% | 0 | 0% | 0.8255% | 0 | 0% | 6.122% | 0 | 0% | 6.122% | 0 | 0% | 6.122% | 0 | 0% | 1.033% | 0 | 0% | 1.033% | 0 | 0% | 1.033% | 0 |  |  |  | 0% | 11.8% | 0 | 0% | 11.8% | 0 | 0% | 11.8% | 0 | 0% | 0.3577% | 0 | 0% | 0.3577% | 0 | 0% | 0.3577% | 0 | 0% | 100% | 0 | 0% | 100% | 0 | 0% | 100% | 0 | 0% | 100% | 0 |  |  | 0 |  |  | 0 |  |  | 0
NAPA 1110712 | 3.1633e-05 | 0 | 0.010861 | 0 | 0.010861 | 0.0046125 | 0.0084608 | 0.0025844 | 0% | 99% | 0 | 0% | 99% | 0 | 0% | 99% | 0 | 0% | 99% | 0 | 0% | 63.55% | 0 | 0% | 49.79% | 0 | 0% | 49.79% | 0 | 0% | 49.79% | 0 | 0 | 0% | 3.089% | 0 | 0% | 3.089% | 0 | 0% | 3.089% | 0 | 0% | 0.3317% | 0 | 0% | 0.3317% | 0 | 0% | 0.3317% | 0 | 0% | 0.8223% | 0 | 0% | 0.8223% | 0 | 0% | 0.8223% | 0 | 4.731% | 0.8432% | 4.3331e-06 | 86.64% | 0.8432% | 7.9343e-05 | 0% | 0.8432% | 0 | 0% | 6.134% | 0 | 0% | 6.134% | 0 | 0% | 6.134% | 0 | 0% | 1.413% | 0 | 0% | 1.413% | 0 | 0% | 1.413% | 0 |  |  |  | 0% | 11.8% | 0 | 0% | 11.8% | 0 | 0% | 11.8% | 0 | 0% | 0.3671% | 0 | 0% | 0.3671% | 0 | 0% | 0.3671% | 0 | 0% | 100% | 0 | 0% | 100% | 0 | 0% | 100% | 0 | 0% | 100% | 0 |  |  | 0 |  |  | 0 |  |  | 0
SANTA ROSA A 1102622 | 3.4415e-05 | 0 | 0.011637 | 0 | 0.011637 | 0.0046508 | 0.0081981 | 0.0039277 | 0% | 99% | 0 | 0% | 99% | 0 | 0% | 99% | 0 | 0% | 99% | 0 | 0% | 63.94% | 0 | 0% | 49.47% | 0 | 0% | 49.47% | 0 | 0% | 49.47% | 0 | 0 | 0% | 2.508% | 0 | 0% | 2.508% | 0 | 0% | 2.508% | 0 | 0% | 0.286% | 0 | 0% | 0.286% | 0 | 0% | 0.286% | 0 | 0% | 0.7263% | 0 | 0% | 0.7263% | 0 | 0% | 0.7263% | 0 | 0% | 0.7546% | 0 | 0% | 0.7546% | 0 | 100% | 0.7546% | 8.781e-05 | 0% | 5.454% | 0 | 0% | 5.454% | 0 | 0% | 5.454% | 0 | 0% | 1.308% | 0 | 0% | 1.308% | 0 | 0% | 1.308% | 0 |  |  |  | 0% | 11.8% | 0 | 0% | 11.8% | 0 | 0% | 11.8% | 0 | 0% | 0.3691% | 0 | 0% | 0.3691% | 0 | 0% | 0.3691% | 0 | 0% | 100% | 0 | 0% | 100% | 0 | 0% | 100% | 0 | 0% | 100% | 0 |  |  | 0 |  |  | 0 |  |  | 0
LOS OSITOS 210137376 | 3.0478e-05 | 0 | 0.030511 | 0 | 0.030511 | 0.0016378 | 0.03025 | 0.01211 | 0% | 99% | 0 | 0% | 99% | 0 | 0% | 99% | 0 | 0% | 99% | 0 | 0% | 62.98% | 0 | 0% | 49.87% | 0 | 0% | 49.87% | 0 | 0% | 49.87% | 0 | 0 | 0% | 4.092% | 0 | 0% | 4.092% | 0 | 0% | 4.092% | 0 | 0% | 0.4406% | 0 | 0% | 0.4406% | 0 | 0% | 0.4406% | 0 | 0% | 1.054% | 0 | 0% | 1.054% | 0 | 0% | 1.054% | 0 | 0% | 1.105% | 0 | 100% | 1.105% | 0.00033719 | 0% | 1.105% | 0 | 0% | 7.931% | 0 | 0% | 7.931% | 0 | 0% | 7.931% | 0 | 0% | 0.2312% | 0 | 0% | 0.2312% | 0 | 0% | 0.2312% | 0 |  |  |  | 0% | 11.8% | 0 | 0% | 11.8% | 0 | 0% | 11.8% | 0 | 0% | 0.3651% | 0 | 0% | 0.3651% | 0 | 0% | 0.3651% | 0 | 0% | 100% | 0 | 0% | 100% | 0 | 0% | 100% | 0 | 0% | 100% | 0 |  |  | 0 |  |  | 0 |  |  | 0
SAN JOAQUIN 111253186 | 2.4655e-05 | 0 | 0.01376 | 0 | 0.01376 | 0.0012746 | 0.013542 | 0.0050342 | 0% | 99% | 0 | 0% | 99% | 0 | 0% | 99% | 0 | 0% | 99% | 0 | 0% | 60.89% | 0 | 0% | 48.74% | 0 | 0% | 48.74% | 0 | 0% | 48.74% | 0 | 0 | 0% | 2.869% | 0 | 0% | 2.869% | 0 | 0% | 2.869% | 0 | 0% | 0.3192% | 0 | 0% | 0.3192% | 0 | 0% | 0.3192% | 0 | 0% | 1.025% | 0 | 0% | 1.025% | 0 | 0% | 1.025% | 0 | 0% | 1.024% | 0 | 0% | 1.024% | 0 | 0% | 1.024% | 0 | 0% | 7.627% | 0 | 0% | 7.627% | 0 | 0% | 7.627% | 0 | 0% | 0.332% | 0 | 0% | 0.332% | 0 | 0% | 0.332% | 0 |  |  |  | 0% | 11.8% | 0 | 0% | 11.8% | 0 | 0% | 11.8% | 0 | 0% | 0.3494% | 0 | 0% | 0.3494% | 0 | 0% | 0.3494% | 0 | 0% | 100% | 0 | 0% | 100% | 0 | 0% | 100% | 0 | 0% | 100% | 0 |  |  | 0 |  |  | 0 |  |  | 0
HIGHLANDS 110265650 | 2.9617e-05 | 0 | 0.0050745 | 1.622 | 1.6271 | 0.0023457 | 0.0036497 | 0.0013281 | 0% | 99% | 0 | 0% | 99% | 0 | 0% | 99% | 0 | 0% | 99% | 0 | 0% | 62.03% | 0 | 0% | 48.83% | 0 | 0% | 48.83% | 0 | 0% | 48.83% | 0 | 1.622 | 0% | 2.322% | 0 | 0% | 2.322% | 0 | 0% | 2.322% | 0 | 0% | 0.2461% | 0 | 0% | 0.2461% | 0 | 0% | 0.2461% | 0 | 0% | 0.7532% | 0 | 0% | 0.7532% | 0 | 0% | 0.7532% | 0 | 17.22% | 0.7292% | 6.3707e-06 | 0% | 0.7292% | 0 | 0% | 0.7292% | 0 | 0% | 5.528% | 0 | 0% | 5.528% | 0 | 0% | 5.528% | 0 | 0% | 1.587% | 0 | 0% | 1.587% | 0 | 0% | 1.587% | 0 |  |  |  | 13.02% | 11.8% | 7.7937e-05 | 0% | 11.8% | 0 | 0% | 11.8% | 0 | 0% | 0.3589% | 0 | 0% | 0.3589% | 0 | 0% | 0.3589% | 0 | 0% | 100% | 0 | 0% | 100% | 0 | 0% | 100% | 0 | 0% | 100% | 0 |  |  | 0 |  |  | 0 |  |  | 0
ORTIGA 11059950 | 3.1738e-05 | 0 | 0.041263 | 0 | 0.041263 | 0.0053243 | 0.036189 | 0.018041 | 0% | 99% | 0 | 0% | 99% | 0 | 0% | 99% | 0 | 0% | 99% | 0 | 0% | 62.73% | 0 | 0% | 49.91% | 0 | 0% | 49.91% | 0 | 0% | 49.91% | 0 | 0 | 0% | 2.793% | 0 | 0% | 2.793% | 0 | 0% | 2.793% | 0 | 0% | 0.3096% | 0 | 0% | 0.3096% | 0 | 0% | 0.3096% | 0 | 0% | 0.9185% | 0 | 0% | 0.9185% | 0 | 0% | 0.9185% | 0 | 0% | 0.9358% | 0 | 0% | 0.9358% | 0 | 0% | 0.9358% | 0 | 0% | 6.875% | 0 | 0% | 6.875% | 0 | 0% | 6.875% | 0 | 0% | 0.3915% | 0 | 0% | 0.3915% | 0 | 0% | 0.3915% | 0 |  |  |  | 0% | 11.8% | 0 | 0% | 11.8% | 0 | 0% | 11.8% | 0 | 0% | 0.3598% | 0 | 0% | 0.3598% | 0 | 0% | 0.3598% | 0 | 0% | 100% | 0 | 0% | 100% | 0 | 0% | 100% | 0 | 0% | 100% | 0 |  |  | 0 |  |  | 0 |  |  | 0
FIGARDEN 210846252 | 3.8651e-05 | 0 | 0.014597 | 0 | 0.014597 | 0.0020971 | 0.011801 | 0.0071718 | 0% | 99% | 0 | 0% | 99% | 0 | 0% | 99% | 0 | 0% | 99% | 0 | 0% | 63.27% | 0 | 0% | 49.42% | 0 | 0% | 49.42% | 0 | 0% | 49.42% | 0 | 0 | 0% | 2.542% | 0 | 0% | 2.542% | 0 | 0% | 2.542% | 0 | 0% | 0.2923% | 0 | 0% | 0.2923% | 0 | 0% | 0.2923% | 0 | 0% | 0.8369% | 0 | 0% | 0.8369% | 0 | 0% | 0.8369% | 0 | 0% | 0.865% | 0 | 0% | 0.865% | 0 | 99.71% | 0.865% | 0.00012589 | 0% | 6.298% | 0 | 0% | 6.298% | 0 | 0% | 6.298% | 0 | 0% | 0.465% | 0 | 0% | 0.465% | 0 | 0% | 0.465% | 0 |  |  |  | 0% | 11.8% | 0 | 0% | 11.8% | 0 | 0% | 11.8% | 0 | 0% | 0.3638% | 0 | 0% | 0.3638% | 0 | 0% | 0.3638% | 0 | 0% | 100% | 0 | 0% | 100% | 0 | 0% | 100% | 0 | 0% | 100% | 0 |  |  | 0 |  |  | 0 |  |  | 0
SONOMA 110749132 | 3.6845e-05 | 0 | 0.017741 | 0 | 0.017741 | 0.0064511 | 0.014311 | 0.0048478 | 0% | 99% | 0 | 0% | 99% | 0 | 0% | 99% | 0 | 0% | 99% | 0 | 0% | 64.48% | 0 | 0% | 49.75% | 0 | 0% | 49.75% | 0 | 0% | 49.75% | 0 | 0 | 0% | 3.652% | 0 | 0% | 3.652% | 0 | 0% | 3.652% | 0 | 0% | 0.3998% | 0 | 0% | 0.3998% | 0 | 0% | 0.3998% | 0 | 0% | 0.8431% | 0 | 0% | 0.8431% | 0 | 0% | 0.8431% | 0 | 0% | 0.9047% | 0 | 0% | 0.9047% | 0 | 0% | 0.9047% | 0 | 0% | 6.372% | 0 | 0% | 6.372% | 0 | 0% | 6.372% | 0 | 0% | 1.252% | 0 | 0% | 1.252% | 0 | 0% | 1.252% | 0 |  |  |  | 0% | 11.8% | 0 | 0% | 11.8% | 0 | 0% | 11.8% | 0 | 0% | 0.3741% | 0 | 0% | 0.3741% | 0 | 0% | 0.3741% | 0 | 0% | 100% | 0 | 0% | 100% | 0 | 0% | 100% | 0 | 0% | 100% | 0 |  |  | 0 |  |  | 0 |  |  | 0
SANTA MARIA 1112M06 | 2.9591e-05 | 0 | 0.021626 | 0 | 0.021626 | 0.0022166 | 0.021594 | 0.0074091 | 0% | 99% | 0 | 0% | 99% | 0 | 0% | 99% | 0 | 0% | 99% | 0 | 0% | 63.3% | 0 | 0% | 50.38% | 0 | 0% | 50.38% | 0 | 0% | 50.38% | 0 | 0 | 0% | 3.61% | 0 | 0% | 3.61% | 0 | 0% | 3.61% | 0 | 0% | 0.4009% | 0 | 0% | 0.4009% | 0 | 0% | 0.4009% | 0 | 0% | 1.053% | 0 | 0% | 1.053% | 0 | 0% | 1.053% | 0 | 0% | 1.096% | 0 | 0% | 1.096% | 0 | 0% | 1.096% | 0 | 0% | 7.924% | 0 | 0% | 7.924% | 0 | 0% | 7.924% | 0 | 0% | 0.3784% | 0 | 0% | 0.3784% | 0 | 0% | 0.3784% | 0 |  |  |  | 0% | 11.8% | 0 | 0% | 11.8% | 0 | 0% | 11.8% | 0 | 0% | 0.3607% | 0 | 0% | 0.3607% | 0 | 0% | 0.3607% | 0 | 0% | 100% | 0 | 0% | 100% | 0 | 0% | 100% | 0 | 0% | 100% | 0 |  |  | 0 |  |  | 0 |  |  | 0
MORGAN HILL 2106XR224 | 3.8615e-05 | 0 | 0.014133 | 0 | 0.014133 | 0.002048 | 0.010411 | 0.0079474 | 0% | 99% | 0 | 0% | 99% | 0 | 0% | 99% | 0 | 0% | 99% | 0 | 0% | 65.77% | 0 | 0% | 51.36% | 0 | 0% | 51.36% | 0 | 0% | 51.36% | 0 | 0 | 0% | 2.884% | 0 | 0% | 2.884% | 0 | 0% | 2.884% | 0 | 0% | 0.3272% | 0 | 0% | 0.3272% | 0 | 0% | 0.3272% | 0 | 0% | 0.7531% | 0 | 0% | 0.7531% | 0 | 0% | 0.7531% | 0 | 0% | 0.7877% | 0 | 0% | 0.7877% | 0 | 0% | 0.7877% | 0 | 0% | 5.651% | 0 | 0% | 5.651% | 0 | 0% | 5.651% | 0 | 0% | 0.4235% | 0 | 0% | 0.4235% | 0 | 0% | 0.4235% | 0 |  |  |  | 0% | 11.8% | 0 | 0% | 11.8% | 0 | 0% | 11.8% | 0 | 0% | 0.3677% | 0 | 0% | 0.3677% | 0 | 0% | 0.3677% | 0 | 0% | 100% | 0 | 0% | 100% | 0 | 0% | 100% | 0 | 0% | 100% | 0 |  |  | 0 |  |  | 0 |  |  | 0
ARCATA 110556120 | 2.9521e-05 | 0 | 0.010649 | 0.57762 | 0.58827 | 0.0033579 | 0.0097649 | 0.0022516 | 0% | 99% | 0 | 0% | 99% | 0 | 0% | 99% | 0 | 0% | 99% | 0 | 0% | 62% | 0 | 0% | 48.94% | 0 | 0% | 48.94% | 0 | 0% | 48.94% | 0 | 0.57762 | 0% | 3.131% | 0 | 0% | 3.131% | 0 | 0% | 3.131% | 0 | 0% | 0.3493% | 0 | 0% | 0.3493% | 0 | 0% | 0.3493% | 0 | 0% | 0.9701% | 0 | 0% | 0.9701% | 0 | 0% | 0.9701% | 0 | 0% | 1.012% | 0 | 33.08% | 1.012% | 3.5649e-05 | 50.15% | 1.012% | 5.4051e-05 | 0% | 7.316% | 0 | 0% | 7.316% | 0 | 0% | 7.316% | 0 | 0% | 1.425% | 0 | 0% | 1.425% | 0 | 0% | 1.425% | 0 |  |  |  | 0% | 11.8% | 0 | 0% | 11.8% | 0 | 0% | 11.8% | 0 | 0% | 0.3648% | 0 | 0% | 0.3648% | 0 | 0% | 0.3648% | 0 | 0% | 100% | 0 | 0% | 100% | 0 | 0% | 100% | 0 | 0% | 100% | 0 |  |  | 0 |  |  | 0 |  |  | 0
EL CAPITAN 2110CB | 5.649e-05 | 0 | 0.0089192 | 0 | 0.0089192 | 0.00073368 | 0.0073049 | 0.0048394 | 0% | 99% | 0 | 0% | 99% | 0 | 0% | 99% | 0 | 0% | 99% | 0 | 0% | 63.15% | 0 | 0% | 48.56% | 0 | 0% | 48.56% | 0 | 0% | 48.56% | 0 | 0 | 0% | 2.565% | 0 | 0% | 2.565% | 0 | 0% | 2.565% | 0 | 0% | 0.3076% | 0 | 0% | 0.3076% | 0 | 0% | 0.3076% | 0 | 0% | 0.8249% | 0 | 0% | 0.8249% | 0 | 0% | 0.8249% | 0 | 6.188% | 0.8634% | 4.7659e-06 | 0% | 0.8634% | 0 | 54.58% | 0.8634% | 4.2034e-05 | 0% | 6.236% | 0 | 0% | 6.236% | 0 | 0% | 6.236% | 0 | 0% | 0.2834% | 0 | 0% | 0.2834% | 0 | 0% | 0.2834% | 0 |  |  |  | 0% | 11.8% | 0 | 0% | 11.8% | 0 | 0% | 11.8% | 0 | 0% | 0.3628% | 0 | 0% | 0.3628% | 0 | 0% | 0.3628% | 0 | 0% | 100% | 0 | 0% | 100% | 0 | 0% | 100% | 0 | 0% | 100% | 0 |  |  | 0 |  |  | 0 |  |  | 0
PETALUMA C 1108CB | 3.4506e-05 | 0 | 0.072064 | 0 | 0.072064 | 0.02849 | 0.05473 | 0.020842 | 0% | 99% | 0 | 0% | 99% | 0 | 0% | 99% | 0 | 0% | 99% | 0 | 0% | 63.5% | 0 | 0% | 49.45% | 0 | 0% | 49.45% | 0 | 0% | 49.45% | 0 | 0 | 0% | 2.762% | 0 | 0% | 2.762% | 0 | 0% | 2.762% | 0 | 0% | 0.3079% | 0 | 0% | 0.3079% | 0 | 0% | 0.3079% | 0 | 0% | 0.7817% | 0 | 1.162% | 0.7817% | 6.5455e-06 | 0.7817% | 0.7817% | 4.4033e-06 | 1.162% | 0.7959% | 6.665e-06 | 0.7817% | 0.7959% | 4.4837e-06 | 0% | 0.7959% | 0 | 0% | 5.82% | 0 | 0% | 5.82% | 0 | 0% | 5.82% | 0 | 0% | 1.241% | 0 | 0% | 1.241% | 0 | 0% | 1.241% | 0 |  |  |  | 0% | 11.8% | 0 | 0% | 11.8% | 0 | 0% | 11.8% | 0 | 0% | 0.3634% | 0 | 0% | 0.3634% | 0 | 0% | 0.3634% | 0 | 0% | 100% | 0 | 0% | 100% | 0 | 0% | 100% | 0 | 0% | 100% | 0 |  |  | 0 |  |  | 0 |  |  | 0
MISSION (X) 1108CB | 4.0804e-05 | 0 | 0.012038 | 0 | 0.012038 | 0.0024285 | 0.013094 | 0.0018623 | 0% | 99% | 0 | 0% | 99% | 0 | 0% | 99% | 0 | 0% | 99% | 0 | 0% | 60.68% | 0 | 0% | 48.57% | 0 | 0% | 48.57% | 0 | 0% | 48.57% | 0 | 0 | 0% | 4.036% | 0 | 0% | 4.036% | 0 | 0% | 4.036% | 0 | 0% | 0.4292% | 0 | 0% | 0.4292% | 0 | 0% | 0.4292% | 0 | 0% | 1.158% | 0 | 0% | 1.158% | 0 | 0% | 1.158% | 0 | 0% | 1.174% | 0 | 0% | 1.174% | 0 | 0% | 1.174% | 0 | 0% | 8.629% | 0 | 0% | 8.629% | 0 | 0% | 8.629% | 0 | 0% | 0.791% | 0 | 0% | 0.791% | 0 | 0% | 0.791% | 0 |  |  |  | 0% | 11.8% | 0 | 0% | 11.8% | 0 | 0% | 11.8% | 0 | 0% | 0.3534% | 0 | 0% | 0.3534% | 0 | 0% | 0.3534% | 0 | 0% | 100% | 0 | 0% | 100% | 0 | 0% | 100% | 0 | 0% | 100% | 0 |  |  | 0 |  |  | 0 |  |  | 0
CORONA 1101CB | 3.5351e-05 | 0 | 0.03904 | 0 | 0.03904 | 0.01125 | 0.032319 | 0.012813 | 0% | 99% | 0 | 0% | 99% | 0 | 0% | 99% | 0 | 0% | 99% | 0 | 0% | 64.09% | 0 | 0% | 49.88% | 0 | 0% | 49.88% | 0 | 0% | 49.88% | 0 | 0 | 0% | 3.295% | 0 | 0% | 3.295% | 0 | 0% | 3.295% | 0 | 0% | 0.3687% | 0 | 0% | 0.3687% | 0 | 0% | 0.3687% | 0 | 0% | 0.8557% | 0 | 0% | 0.8557% | 0 | 0% | 0.8557% | 0 | 89.66% | 0.898% | 0.0003143 | 0% | 0.898% | 0 | 0% | 0.898% | 0 | 0% | 6.433% | 0 | 0% | 6.433% | 0 | 0% | 6.433% | 0 | 0% | 0.9223% | 0 | 0% | 0.9223% | 0 | 0% | 0.9223% | 0 |  |  |  | 0% | 11.8% | 0 | 0% | 11.8% | 0 | 0% | 11.8% | 0 | 0% | 0.3668% | 0 | 0% | 0.3668% | 0 | 0% | 0.3668% | 0 | 0% | 100% | 0 | 0% | 100% | 0 | 0% | 100% | 0 | 0% | 100% | 0 |  |  | 0 |  |  | 0 |  |  | 0
LOS ALTOS 1104LM18 | 3.908e-05 | 0 | 0.022347 | 0 | 0.022347 | 0.011243 | 0.015612 | 0.0054199 | 0% | 99% | 0 | 0% | 99% | 0 | 0% | 99% | 0 | 0% | 99% | 0 | 0% | 63.45% | 0 | 0% | 49.48% | 0 | 0% | 49.48% | 0 | 0% | 49.48% | 0 | 0 | 0% | 2.242% | 0 | 0% | 2.242% | 0 | 0% | 2.242% | 0 | 0% | 0.2426% | 0 | 0% | 0.2426% | 0 | 0% | 0.2426% | 0 | 0% | 0.7337% | 0 | 0% | 0.7337% | 0 | 0% | 0.7337% | 0 | 0% | 0.7316% | 0 | 0% | 0.7316% | 0 | 100% | 0.7316% | 0.00016349 | 0% | 5.444% | 0 | 0% | 5.444% | 0 | 0% | 5.444% | 0 | 0% | 1.387% | 0 | 0% | 1.387% | 0 | 0% | 1.387% | 0 |  |  |  | 0% | 11.8% | 0 | 0% | 11.8% | 0 | 0% | 11.8% | 0 | 0% | 0.365% | 0 | 0% | 0.365% | 0 | 0% | 0.365% | 0 | 0% | 100% | 0 | 0% | 100% | 0 | 0% | 100% | 0 | 0% | 100% | 0 |  |  | 0 |  |  | 0 |  |  | 0
OROSI 110468494 | 3.0831e-05 | 0 | 0.012157 | 0 | 0.012157 | 0.0018271 | 0.0098262 | 0.0059039 | 0% | 99% | 0 | 0% | 99% | 0 | 0% | 99% | 0 | 0% | 99% | 0 | 0% | 62.18% | 0 | 0% | 49.52% | 0 | 0% | 49.52% | 0 | 0% | 49.52% | 0 | 0 | 0% | 2.569% | 0 | 0% | 2.569% | 0 | 0% | 2.569% | 0 | 0% | 0.2801% | 0 | 0% | 0.2801% | 0 | 0% | 0.2801% | 0 | 0% | 0.8409% | 0 | 0% | 0.8409% | 0 | 0% | 0.8409% | 0 | 100% | 0.8292% | 0.0001008 | 0% | 0.8292% | 0 | 0% | 0.8292% | 0 | 0% | 6.213% | 0 | 0% | 6.213% | 0 | 0% | 6.213% | 0 | 0% | 0.489% | 0 | 0% | 0.489% | 0 | 0% | 0.489% | 0 |  |  |  | 0% | 11.8% | 0 | 0% | 11.8% | 0 | 0% | 11.8% | 0 | 0% | 0.3561% | 0 | 0% | 0.3561% | 0 | 0% | 0.3561% | 0 | 0% | 100% | 0 | 0% | 100% | 0 | 0% | 100% | 0 | 0% | 100% | 0 |  |  | 0 |  |  | 0 |  |  | 0
SAN RAMON 2118CB | 7.2718e-05 | 0 | 0.0089912 | 0 | 0.0089912 | 0.00060658 | 0.0082983 | 0.0040807 | 0% | 99% | 0 | 0% | 99% | 0 | 0% | 99% | 0 | 0% | 99% | 0 | 0% | 64.6% | 0 | 0% | 50.1% | 0 | 0% | 50.1% | 0 | 0% | 50.1% | 0 | 0 | 0% | 3.509% | 0 | 0% | 3.509% | 0 | 0% | 3.509% | 0 | 0% | 0.4067% | 0 | 0% | 0.4067% | 0 | 0% | 0.4067% | 0 | 0% | 0.9387% | 0 | 0% | 0.9387% | 0 | 0% | 0.9387% | 0 | 0% | 0.997% | 0 | 0% | 0.997% | 0 | 0% | 0.997% | 0 | 0% | 7.097% | 0 | 0% | 7.097% | 0 | 0% | 7.097% | 0 | 0% | 0.1808% | 0 | 0% | 0.1808% | 0 | 0% | 0.1808% | 0 |  |  |  | 0% | 11.8% | 0 | 0% | 11.8% | 0 | 0% | 11.8% | 0 | 0% | 0.363% | 0 | 0% | 0.363% | 0 | 0% | 0.363% | 0 | 0% | 100% | 0 | 0% | 100% | 0 | 0% | 100% | 0 | 0% | 100% | 0 |  |  | 0 |  |  | 0 |  |  | 0
EAST GRAND 110412701 | 2.5883e-05 | 0 | 0.032309 | 0 | 0.032309 | 0.0058254 | 0.032599 | 0.008239 | 0% | 99% | 0 | 0% | 99% | 0 | 0% | 99% | 0 | 0% | 99% | 0 | 0% | 62.49% | 0 | 0% | 50.06% | 0 | 0% | 50.06% | 0 | 0% | 50.06% | 0 | 0 | 0% | 3.805% | 0 | 0% | 3.805% | 0 | 0% | 3.805% | 0 | 0% | 0.4096% | 0 | 0% | 0.4096% | 0 | 0% | 0.4096% | 0 | 0% | 1.067% | 0 | 0% | 1.067% | 0 | 0% | 1.067% | 0 | 46.66% | 1.085% | 0.00016359 | 5.272% | 1.085% | 1.8486e-05 | 48.07% | 1.085% | 0.00016856 | 0% | 7.947% | 0 | 0% | 7.947% | 0 | 0% | 7.947% | 0 | 0% | 0.6193% | 0 | 0% | 0.6193% | 0 | 0% | 0.6193% | 0 |  |  |  | 0% | 11.8% | 0 | 0% | 11.8% | 0 | 0% | 11.8% | 0 | 0% | 0.356% | 0 | 0% | 0.356% | 0 | 0% | 0.356% | 0 | 0% | 100% | 0 | 0% | 100% | 0 | 0% | 100% | 0 | 0% | 100% | 0 |  |  | 0 |  |  | 0 |  |  | 0
PEABODY 210218112 | 4.0899e-05 | 0 | 0.024387 | 0 | 0.024387 | 0.0031016 | 0.022417 | 0.0097089 | 0% | 99% | 0 | 0% | 99% | 0 | 0% | 99% | 0 | 0% | 99% | 0 | 0% | 64.02% | 0 | 0% | 50.85% | 0 | 0% | 50.85% | 0 | 0% | 50.85% | 0 | 0 | 0% | 3.783% | 0 | 0% | 3.783% | 0 | 0% | 3.783% | 0 | 0% | 0.4158% | 0 | 0% | 0.4158% | 0 | 0% | 0.4158% | 0 | 0% | 0.9594% | 0 | 0% | 0.9594% | 0 | 0% | 0.9594% | 0 | 0% | 0.9992% | 0 | 0% | 0.9992% | 0 | 0% | 0.9992% | 0 | 0% | 7.189% | 0 | 0% | 7.189% | 0 | 0% | 7.189% | 0 | 0% | 0.3623% | 0 | 0% | 0.3623% | 0 | 0% | 0.3623% | 0 |  |  |  | 0% | 11.8% | 0 | 0% | 11.8% | 0 | 0% | 11.8% | 0 | 0% | 0.363% | 0 | 0% | 0.363% | 0 | 0% | 0.363% | 0 | 0% | 100% | 0 | 0% | 100% | 0 | 0% | 100% | 0 | 0% | 100% | 0 |  |  | 0 |  |  | 0 |  |  | 0
FORT ORD 2105CB | 4.905e-05 | 0 | 0.027478 | 0 | 0.027478 | 0.0032501 | 0.02879 | 0.0076519 | 0% | 99% | 0 | 0% | 99% | 0 | 0% | 99% | 0 | 0% | 99% | 0 | 0% | 64.09% | 0 | 0% | 50.31% | 0 | 0% | 50.31% | 0 | 0% | 50.31% | 0 | 0 | 0% | 4.968% | 0 | 0% | 4.968% | 0 | 0% | 4.968% | 0 | 0% | 0.5293% | 0 | 0% | 0.5293% | 0 | 0% | 0.5293% | 0 | 0% | 1.118% | 0 | 0% | 1.118% | 0 | 0% | 1.118% | 0 | 0% | 1.189% | 0 | 0% | 1.189% | 0 | 1.746% | 1.189% | 5.7027e-06 | 0% | 8.423% | 0 | 0% | 8.423% | 0 | 0% | 8.423% | 0 | 0% | 0.4285% | 0 | 0% | 0.4285% | 0 | 0% | 0.4285% | 0 |  |  |  | 0% | 11.8% | 0 | 0% | 11.8% | 0 | 0% | 11.8% | 0 | 0% | 0.3685% | 0 | 0% | 0.3685% | 0 | 0% | 0.3685% | 0 | 0% | 100% | 0 | 0% | 100% | 0 | 0% | 100% | 0 | 0% | 100% | 0 |  |  | 0 |  |  | 0 |  |  | 0
MONROE 210290988 | 4.6978e-05 | 0 | 0.011026 | 0 | 0.011026 | 0.0027569 | 0.0085506 | 0.0046229 | 0% | 99% | 0 | 0% | 99% | 0 | 0% | 99% | 0 | 0% | 99% | 0 | 0% | 64.97% | 0 | 0% | 49.96% | 0 | 0% | 49.96% | 0 | 0% | 49.96% | 0 | 0 | 0% | 2.865% | 0 | 0% | 2.865% | 0 | 0% | 2.865% | 0 | 0% | 0.3363% | 0 | 0% | 0.3363% | 0 | 0% | 0.3363% | 0 | 0% | 0.7833% | 0 | 0% | 0.7833% | 0 | 0% | 0.7833% | 0 | 0% | 0.8292% | 0 | 0% | 0.8292% | 0 | 100% | 0.8292% | 9.1429e-05 | 0% | 5.912% | 0 | 0% | 5.912% | 0 | 0% | 5.912% | 0 | 0% | 0.7397% | 0 | 0% | 0.7397% | 0 | 0% | 0.7397% | 0 |  |  |  | 0% | 11.8% | 0 | 0% | 11.8% | 0 | 0% | 11.8% | 0 | 0% | 0.3671% | 0 | 0% | 0.3671% | 0 | 0% | 0.3671% | 0 | 0% | 100% | 0 | 0% | 100% | 0 | 0% | 100% | 0 | 0% | 100% | 0 |  |  | 0 |  |  | 0 |  |  | 0
NOTRE DAME 1101CB | 6.7649e-05 | 0 | 0.017875 | 0 | 0.017875 | 0.0012895 | 0.015822 | 0.008716 | 0% | 99% | 0 | 0% | 99% | 0 | 0% | 99% | 0 | 0% | 99% | 0 | 0% | 63.35% | 0 | 0% | 48.85% | 0 | 0% | 48.85% | 0 | 0% | 48.85% | 0 | 0 | 0% | 3.213% | 0 | 0% | 3.213% | 0 | 0% | 3.213% | 0 | 0% | 0.3722% | 0 | 0% | 0.3722% | 0 | 0% | 0.3722% | 0 | 0% | 0.9077% | 0 | 0% | 0.9077% | 0 | 0% | 0.9077% | 0 | 0% | 0.9689% | 0 | 0% | 0.9689% | 0 | 36.06% | 0.9689% | 6.2453e-05 | 0% | 6.895% | 0 | 0% | 6.895% | 0 | 0% | 6.895% | 0 | 0% | 0.2648% | 0 | 0% | 0.2648% | 0 | 0% | 0.2648% | 0 |  |  |  | 0% | 11.8% | 0 | 0% | 11.8% | 0 | 0% | 11.8% | 0 | 0% | 0.3669% | 0 | 0% | 0.3669% | 0 | 0% | 0.3669% | 0 | 0% | 100% | 0 | 0% | 100% | 0 | 0% | 100% | 0 | 0% | 100% | 0 |  |  | 0 |  |  | 0 |  |  | 0
SARATOGA 1110CB | 5.6048e-05 | 0 | 0.026951 | 0 | 0.026951 | 0.010971 | 0.01961 | 0.0083663 | 0% | 99% | 0 | 0% | 99% | 0 | 0% | 99% | 0 | 0% | 99% | 0 | 0% | 63.92% | 0 | 0% | 49.79% | 0 | 0% | 49.79% | 0 | 0% | 49.79% | 0 | 0 | 0% | 2.418% | 0 | 0% | 2.418% | 0 | 0% | 2.418% | 0 | 0% | 0.2703% | 0 | 0% | 0.2703% | 0 | 0% | 0.2703% | 0 | 0% | 0.7524% | 0 | 0% | 0.7524% | 0 | 0% | 0.7524% | 0 | 92.66% | 0.7615% | 0.00019016 | 7.344% | 0.7615% | 1.5073e-05 | 0% | 0.7615% | 0 | 0% | 5.607% | 0 | 0% | 5.607% | 0 | 0% | 5.607% | 0 | 0% | 1.123% | 0 | 0% | 1.123% | 0 | 0% | 1.123% | 0 |  |  |  | 0% | 11.8% | 0 | 0% | 11.8% | 0 | 0% | 11.8% | 0 | 0% | 0.3644% | 0 | 0% | 0.3644% | 0 | 0% | 0.3644% | 0 | 0% | 100% | 0 | 0% | 100% | 0 | 0% | 100% | 0 | 0% | 100% | 0 |  |  | 0 |  |  | 0 |  |  | 0
DALY CITY 1105CB | 3.8098e-05 | 0 | 0.017919 | 0 | 0.017919 | 0.0025155 | 0.018581 | 0.0048171 | 0% | 99% | 0 | 0% | 99% | 0 | 0% | 99% | 0 | 0% | 99% | 0 | 0% | 63.82% | 0 | 0% | 50.33% | 0 | 0% | 50.33% | 0 | 0% | 50.33% | 0 | 0 | 0% | 4.263% | 0 | 0% | 4.263% | 0 | 0% | 4.263% | 0 | 0% | 0.4704% | 0 | 0% | 0.4704% | 0 | 0% | 0.4704% | 0 | 0% | 1.084% | 0 | 0% | 1.084% | 0 | 0% | 1.084% | 0 | 100% | 1.142% | 0.0002047 | 0% | 1.142% | 0 | 0% | 1.142% | 0 | 0% | 8.161% | 0 | 0% | 8.161% | 0 | 0% | 8.161% | 0 | 0% | 0.5013% | 0 | 0% | 0.5013% | 0 | 0% | 0.5013% | 0 |  |  |  | 0% | 11.8% | 0 | 0% | 11.8% | 0 | 0% | 11.8% | 0 | 0% | 0.3622% | 0 | 0% | 0.3622% | 0 | 0% | 0.3622% | 0 | 0% | 100% | 0 | 0% | 100% | 0 | 0% | 100% | 0 | 0% | 100% | 0 |  |  | 0 |  |  | 0 |  |  | 0
WALDO 0401965216 | 2.6321e-05 | 3.5999 | 0.0079854 | 0 | 0.0079854 | 0.0020942 | 0.007513 | 0.0019423 | 0% | 99% | 0 | 0% | 99% | 0 | 0% | 99% | 0 | 0% | 99% | 0 | 0% | 60.72% | 0 | 0% | 48.9% | 0 | 0% | 48.9% | 0 | 0% | 48.9% | 0 | 0 | 0% | 3.152% | 0 | 0% | 3.152% | 0 | 0% | 3.152% | 0 | 0% | 0.3289% | 0 | 0% | 0.3289% | 0 | 0% | 0.3289% | 0 | 0% | 0.9891% | 0 | 0% | 0.9891% | 0 | 0% | 0.9891% | 0 | 0% | 0.9571% | 0 | 0% | 0.9571% | 0 | 93.52% | 0.9571% | 7.1473e-05 | 0.8272% | 7.255% | 4.7922e-06 | 0% | 7.255% | 0 | 0% | 7.255% | 0 | 0% | 0.7251% | 0 | 0% | 0.7251% | 0 | 0% | 0.7251% | 0 |  |  |  | 0% | 11.8% | 0 | 0% | 11.8% | 0 | 0% | 11.8% | 0 | 0% | 0.3477% | 0 | 0% | 0.3477% | 0 | 0% | 0.3477% | 0 | 0% | 100% | 0 | 0% | 100% | 0 | 0% | 100% | 0 | 0% | 100% | 0 |  |  | 0 |  |  | 0 |  |  | 0
SAN LUIS OBISPO 1108V92 | 3.2837e-05 | 0 | 0.011206 | 0 | 0.011206 | 0.0030904 | 0.0097512 | 0.0033671 | 0% | 99% | 0 | 0% | 99% | 0 | 0% | 99% | 0 | 0% | 99% | 0 | 0% | 64.33% | 0 | 0% | 49.99% | 0 | 0% | 49.99% | 0 | 0% | 49.99% | 0 | 0 | 0% | 3.335% | 0 | 0% | 3.335% | 0 | 0% | 3.335% | 0 | 0% | 0.3771% | 0 | 0% | 0.3771% | 0 | 0% | 0.3771% | 0 | 0% | 0.9063% | 0 | 0% | 0.9063% | 0 | 10.16% | 0.9063% | 1.0318e-05 | 0% | 0.9614% | 0 | 10.16% | 0.9614% | 1.0946e-05 | 5.91% | 0.9614% | 6.3678e-06 | 0% | 6.852% | 0 | 0% | 6.852% | 0 | 0% | 6.852% | 0 | 0% | 0.8325% | 0 | 0% | 0.8325% | 0 | 0% | 0.8325% | 0 |  |  |  | 0% | 11.8% | 0 | 0% | 11.8% | 0 | 0% | 11.8% | 0 | 0% | 0.3682% | 0 | 0% | 0.3682% | 0 | 0% | 0.3682% | 0 | 0% | 100% | 0 | 0% | 100% | 0 | 0% | 100% | 0 | 0% | 100% | 0 |  |  | 0 |  |  | 0 |  |  | 0
BRENTWOOD 2108CB | 4.0062e-05 | 0 | 0.016095 | 0 | 0.016095 | 0.0025556 | 0.013661 | 0.0070642 | 0% | 99% | 0 | 0% | 99% | 0 | 0% | 99% | 0 | 0% | 99% | 0 | 0% | 63.47% | 0 | 0% | 49.49% | 0 | 0% | 49.49% | 0 | 0% | 49.49% | 0 | 0 | 0% | 2.708% | 0 | 0% | 2.708% | 0 | 0% | 2.708% | 0 | 0% | 0.3142% | 0 | 0% | 0.3142% | 0 | 0% | 0.3142% | 0 | 0% | 0.8714% | 0 | 0% | 0.8714% | 0 | 0% | 0.8714% | 0 | 33.13% | 0.9053% | 4.8269e-05 | 0% | 0.9053% | 0 | 66.87% | 0.9053% | 9.7447e-05 | 0% | 6.566% | 0 | 0% | 6.566% | 0 | 0% | 6.566% | 0 | 0% | 0.4415% | 0 | 0% | 0.4415% | 0 | 0% | 0.4415% | 0 |  |  |  | 0% | 11.8% | 0 | 0% | 11.8% | 0 | 0% | 11.8% | 0 | 0% | 0.3624% | 0 | 0% | 0.3624% | 0 | 0% | 0.3624% | 0 | 0% | 100% | 0 | 0% | 100% | 0 | 0% | 100% | 0 | 0% | 100% | 0 |  |  | 0 |  |  | 0 |  |  | 0
ARCATA 1121CB | 3.9962e-05 | 0 | 0.065161 | 1.7636 | 1.8288 | 0.039247 | 0.044355 | 0.010652 | 0% | 99% | 0 | 0% | 99% | 0 | 0% | 99% | 0 | 0% | 99% | 0 | 0% | 62.96% | 0 | 0% | 49.12% | 0 | 0% | 49.12% | 0 | 0% | 49.12% | 0 | 1.7636 | 0% | 2.39% | 0 | 0% | 2.39% | 0 | 0% | 2.39% | 0 | 0% | 0.2715% | 0 | 0% | 0.2715% | 0 | 0% | 0.2715% | 0 | 0% | 0.7146% | 0 | 0% | 0.7146% | 0 | 0% | 0.7146% | 0 | 0% | 0.7567% | 0 | 19.09% | 0.7567% | 9.4147e-05 | 79.69% | 0.7567% | 0.00039294 | 0% | 5.412% | 0 | 0% | 5.412% | 0 | 0% | 5.412% | 0 | 0% | 2.704% | 0 | 0% | 2.704% | 0 | 0% | 2.704% | 0 |  |  |  | 0% | 11.8% | 0 | 0% | 11.8% | 0 | 0% | 11.8% | 0 | 0% | 0.3754% | 0 | 0% | 0.3754% | 0 | 0% | 0.3754% | 0 | 0% | 100% | 0 | 0% | 100% | 0 | 0% | 100% | 0 | 0% | 100% | 0 |  |  | 0 |  |  | 0 |  |  | 0
SARANAP 0401CB | 4.1675e-05 | 0 | 0.014828 | 0 | 0.014828 | 0.006762 | 0.011369 | 0.0033174 | 0% | 99% | 0 | 0% | 99% | 0 | 0% | 99% | 0 | 0% | 99% | 0 | 0% | 63.33% | 0 | 0% | 49.36% | 0 | 0% | 49.36% | 0 | 0% | 49.36% | 0 | 0 | 0% | 3.048% | 0 | 0% | 3.048% | 0 | 0% | 3.048% | 0 | 0% | 0.3287% | 0 | 0% | 0.3287% | 0 | 0% | 0.3287% | 0 | 0% | 0.8003% | 0 | 0% | 0.8003% | 0 | 0% | 0.8003% | 0 | 0% | 0.8141% | 0 | 0% | 0.8141% | 0 | 71.82% | 0.8141% | 8.6693e-05 | 0% | 5.948% | 0 | 0% | 5.948% | 0 | 0% | 5.948% | 0 | 0% | 1.064% | 0 | 0% | 1.064% | 0 | 0% | 1.064% | 0 |  |  |  | 0% | 11.8% | 0 | 0% | 11.8% | 0 | 0% | 11.8% | 0 | 0% | 0.3653% | 0 | 0% | 0.3653% | 0 | 0% | 0.3653% | 0 | 0% | 100% | 0 | 0% | 100% | 0 | 0% | 100% | 0 | 0% | 100% | 0 |  |  | 0 |  |  | 0 |  |  | 0
AIRWAYS 1104CB | 4.4741e-05 | 0 | 0.0189 | 0 | 0.0189 | 0.003998 | 0.014369 | 0.0089763 | 0% | 99% | 0 | 0% | 99% | 0 | 0% | 99% | 0 | 0% | 99% | 0 | 0% | 63.94% | 0 | 0% | 49.5% | 0 | 0% | 49.5% | 0 | 0% | 49.5% | 0 | 0 | 0% | 2.597% | 0 | 0% | 2.597% | 0 | 0% | 2.597% | 0 | 0% | 0.2965% | 0 | 0% | 0.2965% | 0 | 0% | 0.2965% | 0 | 0% | 0.7886% | 0 | 0% | 0.7886% | 0 | 0% | 0.7886% | 0 | 60.76% | 0.8303% | 9.5356e-05 | 38.93% | 0.8303% | 6.1088e-05 | 0% | 0.8303% | 0 | 0% | 5.969% | 0 | 0% | 5.969% | 0 | 0% | 5.969% | 0 | 0% | 0.6562% | 0 | 0% | 0.6562% | 0 | 0% | 0.6562% | 0 |  |  |  | 0% | 11.8% | 0 | 0% | 11.8% | 0 | 0% | 11.8% | 0 | 0% | 0.3703% | 0 | 0% | 0.3703% | 0 | 0% | 0.3703% | 0 | 0% | 100% | 0 | 0% | 100% | 0 | 0% | 100% | 0 | 0% | 100% | 0 |  |  | 0 |  |  | 0 |  |  | 0
PARLIER 11045674F | 3.16e-05 | 0 | 0.0014187 | 0 | 0.0014187 | 0.00033096 | 0.0012077 | 0.0005139 | 0% | 99% | 0 | 0% | 99% | 0 | 0% | 99% | 0 | 0% | 99% | 0 | 0% | 61.95% | 0 | 0% | 49.17% | 0 | 0% | 49.17% | 0 | 0% | 49.17% | 0 | 0 | 0% | 2.534% | 0 | 0% | 2.534% | 0 | 0% | 2.534% | 0 | 0% | 0.2799% | 0 | 0% | 0.2799% | 0 | 0% | 0.2799% | 0 | 0% | 0.8828% | 0 | 0% | 0.8828% | 0 | 0% | 0.8828% | 0 | 0% | 0.8738% | 0 | 0% | 0.8738% | 0 | 100% | 0.8738% | 1.2396e-05 | 0% | 6.538% | 0 | 0% | 6.538% | 0 | 0% | 6.538% | 0 | 0% | 0.8119% | 0 | 0% | 0.8119% | 0 | 0% | 0.8119% | 0 |  |  |  | 0% | 11.8% | 0 | 0% | 11.8% | 0 | 0% | 11.8% | 0 | 0% | 0.3543% | 0 | 0% | 0.3543% | 0 | 0% | 0.3543% | 0 | 0% | 100% | 0 | 0% | 100% | 0 | 0% | 100% | 0 | 0% | 100% | 0 |  |  | 0 |  |  | 0 |  |  | 0
CHICO A 11012604 | 5.9545e-05 | 0 | 0.056565 | 0 | 0.056565 | 0.039312 | 0.027362 | 0.015175 | 0% | 99% | 0 | 0% | 99% | 0 | 0% | 99% | 0 | 0% | 99% | 0 | 0% | 64.96% | 0 | 0% | 49.45% | 0 | 0% | 49.45% | 0 | 0% | 49.45% | 0 | 0 | 0% | 1.558% | 0 | 0% | 1.558% | 0 | 0% | 1.558% | 0 | 0% | 0.1776% | 0 | 0% | 0.1776% | 0 | 0% | 0.1776% | 0 | 0% | 0.4988% | 0 | 0% | 0.4988% | 0 | 0% | 0.4988% | 0 | 0% | 0.51% | 0 | 0% | 0.51% | 0 | 100% | 0.51% | 0.00028848 | 0% | 3.732% | 0 | 0% | 3.732% | 0 | 0% | 3.732% | 0 | 0% | 2.076% | 0 | 0% | 2.076% | 0 | 0% | 2.076% | 0 |  |  |  | 0% | 11.8% | 0 | 0% | 11.8% | 0 | 0% | 11.8% | 0 | 0% | 0.3769% | 0 | 0% | 0.3769% | 0 | 0% | 0.3769% | 0 | 0% | 100% | 0 | 0% | 100% | 0 | 0% | 100% | 0 | 0% | 100% | 0 |  |  | 0 |  |  | 0 |  |  | 0
TRACY 1109CB | 4.607e-05 | 0 | 0.047969 | 0 | 0.047969 | 0.0039232 | 0.041524 | 0.023977 | 0% | 99% | 0 | 0% | 99% | 0 | 0% | 99% | 0 | 0% | 99% | 0 | 0% | 63.6% | 0 | 0% | 49.96% | 0 | 0% | 49.96% | 0 | 0% | 49.96% | 0 | 0 | 0% | 2.84% | 0 | 0% | 2.84% | 0 | 0% | 2.84% | 0 | 0% | 0.328% | 0 | 0% | 0.328% | 0 | 0% | 0.328% | 0 | 0% | 0.8882% | 0 | 0% | 0.8882% | 0 | 0% | 0.8882% | 0 | 0% | 0.9286% | 0 | 0% | 0.9286% | 0 | 13.63% | 0.9286% | 6.0708e-05 | 0% | 6.708% | 0 | 0% | 6.708% | 0 | 0% | 6.708% | 0 | 0% | 0.232% | 0 | 0% | 0.232% | 0 | 0% | 0.232% | 0 |  |  |  | 0% | 11.8% | 0 | 0% | 11.8% | 0 | 0% | 11.8% | 0 | 0% | 0.3634% | 0 | 0% | 0.3634% | 0 | 0% | 0.3634% | 0 | 0% | 100% | 0 | 0% | 100% | 0 | 0% | 100% | 0 | 0% | 100% | 0 |  |  | 0 |  |  | 0 |  |  | 0
CLAYTON 2217CB | 4.0847e-05 | 0 | 0.0017924 | 0 | 0.0017924 | 0.00041077 | 0.0015298 | 0.00065361 | 0% | 99% | 0 | 0% | 99% | 0 | 0% | 99% | 0 | 0% | 99% | 0 | 0% | 64.45% | 0 | 0% | 50.24% | 0 | 0% | 50.24% | 0 | 0% | 50.24% | 0 | 0 | 0% | 3.437% | 0 | 0% | 3.437% | 0 | 0% | 3.437% | 0 | 0% | 0.3816% | 0 | 0% | 0.3816% | 0 | 0% | 0.3816% | 0 | 0% | 0.8816% | 0 | 0% | 0.8816% | 0 | 0% | 0.8816% | 0 | 0% | 0.9181% | 0 | 0% | 0.9181% | 0 | 0% | 0.9181% | 0 | 0% | 6.607% | 0 | 0% | 6.607% | 0 | 0% | 6.607% | 0 | 0% | 0.4545% | 0 | 0% | 0.4545% | 0 | 0% | 0.4545% | 0 |  |  |  | 0% | 11.8% | 0 | 0% | 11.8% | 0 | 0% | 11.8% | 0 | 0% | 0.3646% | 0 | 0% | 0.3646% | 0 | 0% | 0.3646% | 0 | 0% | 100% | 0 | 0% | 100% | 0 | 0% | 100% | 0 | 0% | 100% | 0 |  |  | 0 |  |  | 0 |  |  | 0
LODI 110268142 | 4.1797e-05 | 0 | 0.062929 | 0 | 0.062929 | 0.011826 | 0.046926 | 0.032336 | 0% | 99% | 0 | 0% | 99% | 0 | 0% | 99% | 0 | 0% | 99% | 0 | 0% | 64.75% | 0 | 0% | 50.82% | 0 | 0% | 50.82% | 0 | 0% | 50.82% | 0 | 0 | 0% | 2.816% | 0 | 0% | 2.816% | 0 | 0% | 2.816% | 0 | 0% | 0.3135% | 0 | 0% | 0.3135% | 0 | 0% | 0.3135% | 0 | 0% | 0.768% | 0 | 0% | 0.768% | 0 | 0% | 0.768% | 0 | 0% | 0.7953% | 0 | 0% | 0.7953% | 0 | 100% | 0.7953% | 0.00050049 | 0% | 5.757% | 0 | 0% | 5.757% | 0 | 0% | 5.757% | 0 | 0% | 0.5711% | 0 | 0% | 0.5711% | 0 | 0% | 0.5711% | 0 |  |  |  | 0% | 11.8% | 0 | 0% | 11.8% | 0 | 0% | 11.8% | 0 | 0% | 0.3676% | 0 | 0% | 0.3676% | 0 | 0% | 0.3676% | 0 | 0% | 100% | 0 | 0% | 100% | 0 | 0% | 100% | 0 | 0% | 100% | 0 |  |  | 0 |  |  | 0 |  |  | 0
FRUITVALE 2108CB | 4.8971e-05 | 0 | 0.058668 | 0 | 0.058668 | 0.0059404 | 0.038939 | 0.040042 | 0% | 99% | 0 | 0% | 99% | 0 | 0% | 99% | 0 | 0% | 99% | 0 | 0% | 65.34% | 0 | 0% | 51.31% | 0 | 0% | 51.31% | 0 | 0% | 51.31% | 0 | 0 | 0% | 2.41% | 0 | 0% | 2.41% | 0 | 0% | 2.41% | 0 | 0% | 0.2697% | 0 | 0% | 0.2697% | 0 | 0% | 0.2697% | 0 | 0% | 0.6873% | 0 | 0% | 0.6873% | 0 | 0% | 0.6873% | 0 | 0% | 0.7167% | 0 | 89.86% | 0.7167% | 0.00037783 | 0% | 0.7167% | 0 | 0% | 5.172% | 0 | 0% | 5.172% | 0 | 0% | 5.172% | 0 | 0% | 0.2614% | 0 | 0% | 0.2614% | 0 | 0% | 0.2614% | 0 |  |  |  | 0% | 11.8% | 0 | 0% | 11.8% | 0 | 0% | 11.8% | 0 | 0% | 0.3717% | 0 | 0% | 0.3717% | 0 | 0% | 0.3717% | 0 | 0% | 100% | 0 | 0% | 100% | 0 | 0% | 100% | 0 | 0% | 100% | 0 |  |  | 0 |  |  | 0 |  |  | 0
GLENWOOD 0406CB | 4.5752e-05 | 0 | 0.016877 | 0 | 0.016877 | 0.0089919 | 0.012066 | 0.0033743 | 0% | 99% | 0 | 0% | 99% | 0 | 0% | 99% | 0 | 0% | 99% | 0 | 0% | 63.56% | 0 | 0% | 49.3% | 0 | 0% | 49.3% | 0 | 0% | 49.3% | 0 | 0 | 0% | 2.406% | 0 | 0% | 2.406% | 0 | 0% | 2.406% | 0 | 0% | 0.2662% | 0 | 0% | 0.2662% | 0 | 0% | 0.2662% | 0 | 0% | 0.7442% | 0 | 0% | 0.7442% | 0 | 0% | 0.7442% | 0 | 0% | 0.7534% | 0 | 43.33% | 0.7534% | 5.5089e-05 | 56.22% | 0.7534% | 7.1478e-05 | 0% | 5.545% | 0 | 0% | 5.545% | 0 | 0% | 5.545% | 0 | 0% | 1.453% | 0 | 0% | 1.453% | 0 | 0% | 1.453% | 0 |  |  |  | 0% | 11.8% | 0 | 0% | 11.8% | 0 | 0% | 11.8% | 0 | 0% | 0.366% | 0 | 0% | 0.366% | 0 | 0% | 0.366% | 0 | 0% | 100% | 0 | 0% | 100% | 0 | 0% | 100% | 0 | 0% | 100% | 0 |  |  | 0 |  |  | 0 |  |  | 0
OAKLAND X 1107CR426 | 3.4684e-05 | 0 | 0.016767 | 0 | 0.016767 | 0.0068953 | 0.012871 | 0.0045112 | 0% | 99% | 0 | 0% | 99% | 0 | 0% | 99% | 0 | 0% | 99% | 0 | 0% | 63.03% | 0 | 0% | 50.16% | 0 | 0% | 50.16% | 0 | 0% | 50.16% | 0 | 0 | 0% | 2.592% | 0 | 0% | 2.592% | 0 | 0% | 2.592% | 0 | 0% | 0.276% | 0 | 0% | 0.276% | 0 | 0% | 0.276% | 0 | 0% | 0.8041% | 0 | 0% | 0.8041% | 0 | 0% | 0.8041% | 0 | 52.56% | 0.7908% | 6.9685e-05 | 47.44% | 0.7908% | 6.2906e-05 | 0% | 0.7908% | 0 | 0% | 5.929% | 0 | 0% | 5.929% | 0 | 0% | 5.929% | 0 | 0% | 1.274% | 0 | 0% | 1.274% | 0 | 0% | 1.274% | 0 |  |  |  | 0% | 11.8% | 0 | 0% | 11.8% | 0 | 0% | 11.8% | 0 | 0% | 0.3594% | 0 | 0% | 0.3594% | 0 | 0% | 0.3594% | 0 | 0% | 100% | 0 | 0% | 100% | 0 | 0% | 100% | 0 | 0% | 100% | 0 |  |  | 0 |  |  | 0 |  |  | 0
SANTA MARIA 1108M122 | 2.6131e-05 | 0 | 0.0063923 | 0 | 0.0063923 | 0.00088619 | 0.0061668 | 0.002204 | 0% | 99% | 0 | 0% | 99% | 0 | 0% | 99% | 0 | 0% | 99% | 0 | 0% | 63.45% | 0 | 0% | 50.01% | 0 | 0% | 50.01% | 0 | 0% | 50.01% | 0 | 0 | 0% | 3.523% | 0 | 0% | 3.523% | 0 | 0% | 3.523% | 0 | 0% | 0.3956% | 0 | 0% | 0.3956% | 0 | 0% | 0.3956% | 0 | 0% | 1.011% | 0 | 0% | 1.011% | 0 | 0% | 1.011% | 0 | 0% | 1.063% | 0 | 0% | 1.063% | 0 | 0% | 1.063% | 0 | 0% | 7.632% | 0 | 0% | 7.632% | 0 | 0% | 7.632% | 0 | 0% | 0.454% | 0 | 0% | 0.454% | 0 | 0% | 0.454% | 0 |  |  |  | 0% | 11.8% | 0 | 0% | 11.8% | 0 | 0% | 11.8% | 0 | 0% | 0.3638% | 0 | 0% | 0.3638% | 0 | 0% | 0.3638% | 0 | 0% | 100% | 0 | 0% | 100% | 0 | 0% | 100% | 0 | 0% | 100% | 0 |  |  | 0 |  |  | 0 |  |  | 0
WILLOWS A 11032262 | 3.7811e-05 | 0 | 0.046557 | 0 | 0.046557 | 0.013245 | 0.037412 | 0.016777 | 0% | 99% | 0 | 0% | 99% | 0 | 0% | 99% | 0 | 0% | 99% | 0 | 0% | 63.06% | 0 | 0% | 49.33% | 0 | 0% | 49.33% | 0 | 0% | 49.33% | 0 | 0 | 0% | 2.425% | 0 | 0% | 2.425% | 0 | 0% | 2.425% | 0 | 0% | 0.2788% | 0 | 0% | 0.2788% | 0 | 0% | 0.2788% | 0 | 0% | 0.826% | 0 | 0% | 0.826% | 0 | 0% | 0.826% | 0 | 0% | 0.8395% | 0 | 0% | 0.8395% | 0 | 0% | 0.8395% | 0 | 0% | 6.176% | 0 | 0% | 6.176% | 0 | 0% | 6.176% | 0 | 0% | 0.8245% | 0 | 0% | 0.8245% | 0 | 0% | 0.8245% | 0 |  |  |  | 0% | 11.8% | 0 | 0% | 11.8% | 0 | 0% | 11.8% | 0 | 0% | 0.3606% | 0 | 0% | 0.3606% | 0 | 0% | 0.3606% | 0 | 0% | 100% | 0 | 0% | 100% | 0 | 0% | 100% | 0 | 0% | 100% | 0 |  |  | 0 |  |  | 0 |  |  | 0
FREMONT 1109MR735 | 2.8169e-05 | 0 | 0.015641 | 0 | 0.015641 | 0.0055053 | 0.012033 | 0.0051167 | 0% | 99% | 0 | 0% | 99% | 0 | 0% | 99% | 0 | 0% | 99% | 0 | 0% | 64.96% | 0 | 0% | 50.79% | 0 | 0% | 50.79% | 0 | 0% | 50.79% | 0 | 0 | 0% | 3.205% | 0 | 0% | 3.205% | 0 | 0% | 3.205% | 0 | 0% | 0.3484% | 0 | 0% | 0.3484% | 0 | 0% | 0.3484% | 0 | 0% | 0.806% | 0 | 0% | 0.806% | 0 | 0% | 0.806% | 0 | 0% | 0.8428% | 0 | 0% | 0.8428% | 0 | 0% | 0.8428% | 0 | 0% | 6.046% | 0 | 0% | 6.046% | 0 | 0% | 6.046% | 0 | 0% | 0.8624% | 0 | 0% | 0.8624% | 0 | 0% | 0.8624% | 0 |  |  |  | 0% | 11.8% | 0 | 0% | 11.8% | 0 | 0% | 11.8% | 0 | 0% | 0.3706% | 0 | 0% | 0.3706% | 0 | 0% | 0.3706% | 0 | 0% | 100% | 0 | 0% | 100% | 0 | 0% | 100% | 0 | 0% | 100% | 0 |  |  | 0 |  |  | 0 |  |  | 0
LOS GATOS 1102CB | 4.9738e-05 | 0 | 0.041698 | 0 | 0.041698 | 0.019951 | 0.026136 | 0.014311 | 0% | 99% | 0 | 0% | 99% | 0 | 0% | 99% | 0 | 0% | 99% | 0 | 0% | 65.27% | 0 | 0% | 50.61% | 0 | 0% | 50.61% | 0 | 0% | 50.61% | 0 | 0 | 0% | 2.343% | 0 | 0% | 2.343% | 0 | 0% | 2.343% | 0 | 0% | 0.2569% | 0 | 0% | 0.2569% | 0 | 0% | 0.2569% | 0 | 0% | 0.6534% | 0 | 3.819% | 0.6534% | 1.0406e-05 | 0% | 0.6534% | 0 | 3.819% | 0.6736% | 1.0728e-05 | 38.41% | 0.6736% | 0.00010789 | 0% | 0.6736% | 0 | 0% | 4.888% | 0 | 0% | 4.888% | 0 | 0% | 4.888% | 0 | 0% | 1.369% | 0 | 0% | 1.369% | 0 | 0% | 1.369% | 0 |  |  |  | 0% | 11.8% | 0 | 0% | 11.8% | 0 | 0% | 11.8% | 0 | 0% | 0.3731% | 0 | 0% | 0.3731% | 0 | 0% | 0.3731% | 0 | 0% | 100% | 0 | 0% | 100% | 0 | 0% | 100% | 0 | 0% | 100% | 0 |  |  | 0 |  |  | 0 |  |  | 0
STOREY 110765648 | 3.0682e-05 | 0 | 0.020745 | 0 | 0.020745 | 0.0026437 | 0.01814 | 0.009266 | 0% | 99% | 0 | 0% | 99% | 0 | 0% | 99% | 0 | 0% | 99% | 0 | 0% | 62.29% | 0 | 0% | 49.37% | 0 | 0% | 49.37% | 0 | 0% | 49.37% | 0 | 0 | 0% | 2.875% | 0 | 0% | 2.875% | 0 | 0% | 2.875% | 0 | 0% | 0.3158% | 0 | 0% | 0.3158% | 0 | 0% | 0.3158% | 0 | 0% | 0.9118% | 0 | 0% | 0.9118% | 0 | 0% | 0.9118% | 0 | 99.9% | 0.9222% | 0.00019111 | 0% | 0.9222% | 0 | 0% | 0.9222% | 0 | 0% | 6.799% | 0 | 0% | 6.799% | 0 | 0% | 6.799% | 0 | 0% | 0.4714% | 0 | 0% | 0.4714% | 0 | 0% | 0.4714% | 0 |  |  |  | 0% | 11.8% | 0 | 0% | 11.8% | 0 | 0% | 11.8% | 0 | 0% | 0.3587% | 0 | 0% | 0.3587% | 0 | 0% | 0.3587% | 0 | 0% | 100% | 0 | 0% | 100% | 0 | 0% | 100% | 0 | 0% | 100% | 0 |  |  | 0 |  |  | 0 |  |  | 0
FAIRWAY 1107M124 | 3.6728e-05 | 0 | 0.0080676 | 0 | 0.0080676 | 0.00046324 | 0.0082371 | 0.0029868 | 0% | 99% | 0 | 0% | 99% | 0 | 0% | 99% | 0 | 0% | 99% | 0 | 0% | 62.24% | 0 | 0% | 48.43% | 0 | 0% | 48.43% | 0 | 0% | 48.43% | 0 | 0 | 0% | 3.874% | 0 | 0% | 3.874% | 0 | 0% | 3.874% | 0 | 0% | 0.4191% | 0 | 0% | 0.4191% | 0 | 0% | 0.4191% | 0 | 0% | 1.087% | 0 | 0% | 1.087% | 0 | 0% | 1.087% | 0 | 0% | 1.159% | 0 | 0% | 1.159% | 0 | 0% | 1.159% | 0 | 0% | 8.273% | 0 | 0% | 8.273% | 0 | 0% | 8.273% | 0 | 0% | 0.2498% | 0 | 0% | 0.2498% | 0 | 0% | 0.2498% | 0 |  |  |  | 0% | 11.8% | 0 | 0% | 11.8% | 0 | 0% | 11.8% | 0 | 0% | 0.37% | 0 | 0% | 0.37% | 0 | 0% | 0.37% | 0 | 0% | 100% | 0 | 0% | 100% | 0 | 0% | 100% | 0 | 0% | 100% | 0 |  |  | 0 |  |  | 0 |  |  | 0
WOODLAND 1101CB | 4.7917e-05 | 0 | 0.031083 | 0 | 0.031083 | 0.0036153 | 0.025349 | 0.016069 | 0% | 99% | 0 | 0% | 99% | 0 | 0% | 99% | 0 | 0% | 99% | 0 | 0% | 63.9% | 0 | 0% | 49.64% | 0 | 0% | 49.64% | 0 | 0% | 49.64% | 0 | 0 | 0% | 2.768% | 0 | 0% | 2.768% | 0 | 0% | 2.768% | 0 | 0% | 0.3254% | 0 | 0% | 0.3254% | 0 | 0% | 0.3254% | 0 | 0% | 0.8221% | 0 | 0% | 0.8221% | 0 | 0% | 0.8221% | 0 | 0% | 0.8601% | 0 | 0% | 0.8601% | 0 | 0% | 0.8601% | 0 | 0% | 6.198% | 0 | 0% | 6.198% | 0 | 0% | 6.198% | 0 | 0% | 0.3441% | 0 | 0% | 0.3441% | 0 | 0% | 0.3441% | 0 |  |  |  | 0% | 11.8% | 0 | 0% | 11.8% | 0 | 0% | 11.8% | 0 | 0% | 0.3636% | 0 | 0% | 0.3636% | 0 | 0% | 0.3636% | 0 | 0% | 100% | 0 | 0% | 100% | 0 | 0% | 100% | 0 | 0% | 100% | 0 |  |  | 0 |  |  | 0 |  |  | 0
BELMONT 11038956 | 4.0237e-05 | 0.31538 | 0.0077082 | 0 | 0.0077082 | 0.0026342 | 0.0062972 | 0.0022369 | 0% | 99% | 0 | 0% | 99% | 0 | 0% | 99% | 0 | 0% | 99% | 0 | 0% | 63.56% | 0 | 0% | 50.15% | 0 | 0% | 50.15% | 0 | 0% | 50.15% | 0 | 0 | 0% | 3.251% | 0 | 0% | 3.251% | 0 | 0% | 3.251% | 0 | 0% | 0.3459% | 0 | 0% | 0.3459% | 0 | 0% | 0.3459% | 0 | 0% | 0.8572% | 0 | 0% | 0.8572% | 0 | 0% | 0.8572% | 0 | 44.55% | 0.8714% | 2.9925e-05 | 0% | 0.8714% | 0 | 16.74% | 0.8714% | 1.1244e-05 | 0% | 6.37% | 0 | 0% | 6.37% | 0 | 0% | 6.37% | 0 | 0% | 1.1% | 0 | 0% | 1.1% | 0 | 0% | 1.1% | 0 |  |  |  | 0% | 11.8% | 0 | 0% | 11.8% | 0 | 0% | 11.8% | 0 | 0% | 0.364% | 0 | 0% | 0.364% | 0 | 0% | 0.364% | 0 | 0% | 100% | 0 | 0% | 100% | 0 | 0% | 100% | 0 | 0% | 100% | 0 |  |  | 0 |  |  | 0 |  |  | 0
CAYETANO 2109MR198 | 3.0506e-05 | 0 | 0.019975 | 2.9834 | 3.0034 | 0.0024458 | 0.016727 | 0.0097691 | 0% | 99% | 0 | 0% | 99% | 0 | 0% | 99% | 0 | 0% | 99% | 0 | 0% | 65.44% | 0 | 0% | 50.9% | 0 | 0% | 50.9% | 0 | 0% | 50.9% | 0 | 2.9834 | 0% | 3.434% | 0 | 0% | 3.434% | 0 | 0% | 3.434% | 0 | 0% | 0.3845% | 0 | 0% | 0.3845% | 0 | 0% | 0.3845% | 0 | 0% | 0.8617% | 0 | 9.11% | 0.8617% | 1.5679e-05 | 0% | 0.8617% | 0 | 84.1% | 0.9166% | 0.00015397 | 0% | 0.9166% | 0 | 0% | 0.9166% | 0 | 0% | 6.504% | 0 | 0% | 6.504% | 0 | 0% | 6.504% | 0 | 0% | 0.3175% | 0 | 0% | 0.3175% | 0 | 0% | 0.3175% | 0 |  |  |  | 0% | 11.8% | 0 | 0% | 11.8% | 0 | 0% | 11.8% | 0 | 0% | 0.3687% | 0 | 0% | 0.3687% | 0 | 0% | 0.3687% | 0 | 0% | 100% | 0 | 0% | 100% | 0 | 0% | 100% | 0 | 0% | 100% | 0 |  |  | 0 |  |  | 0 |  |  | 0
MILLBRAE 110482544 | 3.6482e-05 | 0 | 0.013735 | 0 | 0.013735 | 0.0033797 | 0.01314 | 0.0033813 | 0% | 99% | 0 | 0% | 99% | 0 | 0% | 99% | 0 | 0% | 99% | 0 | 0% | 63.04% | 0 | 0% | 49.81% | 0 | 0% | 49.81% | 0 | 0% | 49.81% | 0 | 0 | 0% | 3.721% | 0 | 0% | 3.721% | 0 | 0% | 3.721% | 0 | 0% | 0.4051% | 0 | 0% | 0.4051% | 0 | 0% | 0.4051% | 0 | 0% | 0.9989% | 0 | 0% | 0.9989% | 0 | 0% | 0.9989% | 0 | 0% | 1.03% | 0 | 0% | 1.03% | 0 | 0% | 1.03% | 0 | 0% | 7.467% | 0 | 0% | 7.467% | 0 | 0% | 7.467% | 0 | 0% | 0.8713% | 0 | 0% | 0.8713% | 0 | 0% | 0.8713% | 0 |  |  |  | 0% | 11.8% | 0 | 0% | 11.8% | 0 | 0% | 11.8% | 0 | 0% | 0.3601% | 0 | 0% | 0.3601% | 0 | 0% | 0.3601% | 0 | 0% | 100% | 0 | 0% | 100% | 0 | 0% | 100% | 0 | 0% | 100% | 0 |  |  | 0 |  |  | 0 |  |  | 0
BAHIA 1105CB | 3.5644e-05 | 0 | 0.028911 | 0 | 0.028911 | 0.0067691 | 0.025434 | 0.009694 | 0% | 99% | 0 | 0% | 99% | 0 | 0% | 99% | 0 | 0% | 99% | 0 | 0% | 63.97% | 0 | 0% | 50.13% | 0 | 0% | 50.13% | 0 | 0% | 50.13% | 0 | 0 | 0% | 3.627% | 0 | 0% | 3.627% | 0 | 0% | 3.627% | 0 | 0% | 0.3966% | 0 | 0% | 0.3966% | 0 | 0% | 0.3966% | 0 | 0% | 0.9145% | 0 | 0% | 0.9145% | 0 | 0% | 0.9145% | 0 | 90.6% | 0.9513% | 0.00024918 | 0% | 0.9513% | 0 | 5.068% | 0.9513% | 1.3939e-05 | 0% | 6.847% | 0 | 0% | 6.847% | 0 | 0% | 6.847% | 0 | 0% | 0.6801% | 0 | 0% | 0.6801% | 0 | 0% | 0.6801% | 0 |  |  |  | 0% | 11.8% | 0 | 0% | 11.8% | 0 | 0% | 11.8% | 0 | 0% | 0.3648% | 0 | 0% | 0.3648% | 0 | 0% | 0.3648% | 0 | 0% | 100% | 0 | 0% | 100% | 0 | 0% | 100% | 0 | 0% | 100% | 0 |  |  | 0 |  |  | 0 |  |  | 0
MC KEE 1108CB | 4.0876e-05 | 0 | 0.0073005 | 0 | 0.0073005 | 0.0025514 | 0.0050478 | 0.002986 | 0% | 99% | 0 | 0% | 99% | 0 | 0% | 99% | 0 | 0% | 99% | 0 | 0% | 66.5% | 0 | 0% | 51.58% | 0 | 0% | 51.58% | 0 | 0% | 51.58% | 0 | 0 | 0% | 2.938% | 0 | 0% | 2.938% | 0 | 0% | 2.938% | 0 | 0% | 0.3309% | 0 | 0% | 0.3309% | 0 | 0% | 0.3309% | 0 | 0% | 0.7122% | 0 | 0% | 0.7122% | 0 | 0% | 0.7122% | 0 | 0% | 0.7598% | 0 | 0% | 0.7598% | 0 | 0% | 0.7598% | 0 | 0% | 5.374% | 0 | 0% | 5.374% | 0 | 0% | 5.374% | 0 | 0% | 0.929% | 0 | 0% | 0.929% | 0 | 0% | 0.929% | 0 |  |  |  | 0% | 11.8% | 0 | 0% | 11.8% | 0 | 0% | 11.8% | 0 | 0% | 0.3747% | 0 | 0% | 0.3747% | 0 | 0% | 0.3747% | 0 | 0% | 100% | 0 | 0% | 100% | 0 | 0% | 100% | 0 | 0% | 100% | 0 |  |  | 0 |  |  | 0 |  |  | 0
SAN RAFAEL 1101310 | 4.5435e-05 | 0.42099 | 0.02607 | 0 | 0.02607 | 0.018987 | 0.014809 | 0.0040073 | 0% | 99% | 0 | 0% | 99% | 0 | 0% | 99% | 0 | 0% | 99% | 0 | 0% | 63.33% | 0 | 0% | 48.92% | 0 | 0% | 48.92% | 0 | 0% | 48.92% | 0 | 0 | 0% | 2.157% | 0 | 0% | 2.157% | 0 | 0% | 2.157% | 0 | 0% | 0.228% | 0 | 0% | 0.228% | 0 | 0% | 0.228% | 0 | 0% | 0.5949% | 0 | 0% | 0.5949% | 0 | 9.308% | 0.5949% | 1.4435e-05 | 50.86% | 0.5932% | 7.8652e-05 | 9.308% | 0.5932% | 1.4395e-05 | 4.349% | 0.5932% | 6.726e-06 | 60.43% | 4.395% | 0.00069236 | 0% | 4.395% | 0 | 0% | 4.395% | 0 | 0% | 2.291% | 0 | 0% | 2.291% | 0 | 0% | 2.291% | 0 |  |  |  | 0% | 11.8% | 0 | 35% | 11.8% | 0.0010767 | 0% | 11.8% | 0 | 0% | 0.3722% | 0 | 0% | 0.3722% | 0 | 0% | 0.3722% | 0 | 0% | 100% | 0 | 0% | 100% | 0 | 0% | 100% | 0 | 0% | 100% | 0 |  |  | 0 |  |  | 0 |  |  | 0
TIDEWATER 210949552 | 4.5468e-05 | 0 | 0.061758 | 0 | 0.061758 | 0.027438 | 0.044612 | 0.017512 | 0% | 99% | 0 | 0% | 99% | 0 | 0% | 99% | 0 | 0% | 99% | 0 | 0% | 63.9% | 0 | 0% | 49.87% | 0 | 0% | 49.87% | 0 | 0% | 49.87% | 0 | 0 | 0% | 2.558% | 0 | 0% | 2.558% | 0 | 0% | 2.558% | 0 | 0% | 0.2772% | 0 | 0% | 0.2772% | 0 | 0% | 0.2772% | 0 | 0% | 0.7537% | 0 | 0% | 0.7537% | 0 | 0% | 0.7537% | 0 | 0% | 0.7595% | 0 | 0% | 0.7595% | 0 | 0% | 0.7595% | 0 | 0% | 5.6% | 0 | 0% | 5.6% | 0 | 0% | 5.6% | 0 | 0% | 1.008% | 0 | 0% | 1.008% | 0 | 0% | 1.008% | 0 |  |  |  | 0% | 11.8% | 0 | 0% | 11.8% | 0 | 0% | 11.8% | 0 | 0% | 0.3654% | 0 | 0% | 0.3654% | 0 | 0% | 0.3654% | 0 | 0% | 100% | 0 | 0% | 100% | 0 | 0% | 100% | 0 | 0% | 100% | 0 |  |  | 0 |  |  | 0 |  |  | 0
NEWARK 21KV 2102MR223 | 4.4651e-05 | 0 | 0.01775 | 0 | 0.01775 | 0.0050367 | 0.014137 | 0.0065754 | 0% | 99% | 0 | 0% | 99% | 0 | 0% | 99% | 0 | 0% | 99% | 0 | 0% | 64.73% | 0 | 0% | 50.3% | 0 | 0% | 50.3% | 0 | 0% | 50.3% | 0 | 0 | 0% | 3.012% | 0 | 0% | 3.012% | 0 | 0% | 3.012% | 0 | 0% | 0.3399% | 0 | 0% | 0.3399% | 0 | 0% | 0.3399% | 0 | 0% | 0.8204% | 0 | 0% | 0.8204% | 0 | 0% | 0.8204% | 0 | 87.34% | 0.8609% | 0.00013345 | 0% | 0.8609% | 0 | 0% | 0.8609% | 0 | 0% | 6.176% | 0 | 0% | 6.176% | 0 | 0% | 6.176% | 0 | 0% | 0.6046% | 0 | 0% | 0.6046% | 0 | 0% | 0.6046% | 0 |  |  |  | 0% | 11.8% | 0 | 0% | 11.8% | 0 | 0% | 11.8% | 0 | 0% | 0.3678% | 0 | 0% | 0.3678% | 0 | 0% | 0.3678% | 0 | 0% | 100% | 0 | 0% | 100% | 0 | 0% | 100% | 0 | 0% | 100% | 0 |  |  | 0 |  |  | 0 |  |  | 0
WEBER 1101CB | 5.7226e-05 | 0 | 0.025034 | 0 | 0.025034 | 0.0020418 | 0.022009 | 0.012265 | 0% | 99% | 0 | 0% | 99% | 0 | 0% | 99% | 0 | 0% | 99% | 0 | 0% | 62.99% | 0 | 0% | 48.83% | 0 | 0% | 48.83% | 0 | 0% | 48.83% | 0 | 0 | 0% | 2.834% | 0 | 0% | 2.834% | 0 | 0% | 2.834% | 0 | 0% | 0.3359% | 0 | 0% | 0.3359% | 0 | 0% | 0.3359% | 0 | 0% | 0.888% | 0 | 0% | 0.888% | 0 | 0% | 0.888% | 0 | 100% | 0.9356% | 0.00023422 | 0% | 0.9356% | 0 | 0% | 0.9356% | 0 | 0% | 6.729% | 0 | 0% | 6.729% | 0 | 0% | 6.729% | 0 | 0% | 0.2418% | 0 | 0% | 0.2418% | 0 | 0% | 0.2418% | 0 |  |  |  | 0% | 11.8% | 0 | 0% | 11.8% | 0 | 0% | 11.8% | 0 | 0% | 0.3629% | 0 | 0% | 0.3629% | 0 | 0% | 0.3629% | 0 | 0% | 100% | 0 | 0% | 100% | 0 | 0% | 100% | 0 | 0% | 100% | 0 |  |  | 0 |  |  | 0 |  |  | 0
SF H 110588460 | 3.2696e-05 | 0 | 0.044729 | 0 | 0.044729 | 0.0084497 | 0.045704 | 0.010745 | 0% | 99% | 0 | 0% | 99% | 0 | 0% | 99% | 0 | 0% | 99% | 0 | 0% | 62.57% | 0 | 0% | 50.21% | 0 | 0% | 50.21% | 0 | 0% | 50.21% | 0 | 0 | 0% | 3.89% | 0 | 0% | 3.89% | 0 | 0% | 3.89% | 0 | 0% | 0.4168% | 0 | 0% | 0.4168% | 0 | 0% | 0.4168% | 0 | 0% | 1.08% | 0 | 0% | 1.08% | 0 | 0% | 1.08% | 0 | 49.63% | 1.101% | 0.00024446 | 50.37% | 1.101% | 0.00024814 | 0% | 1.101% | 0 | 0% | 8.052% | 0 | 0% | 8.052% | 0 | 0% | 8.052% | 0 | 0% | 0.6371% | 0 | 0% | 0.6371% | 0 | 0% | 0.6371% | 0 |  |  |  | 0% | 11.8% | 0 | 0% | 11.8% | 0 | 0% | 11.8% | 0 | 0% | 0.357% | 0 | 0% | 0.357% | 0 | 0% | 0.357% | 0 | 0% | 100% | 0 | 0% | 100% | 0 | 0% | 100% | 0 | 0% | 100% | 0 |  |  | 0 |  |  | 0 |  |  | 0
MONROE 210765424 | 5.157e-05 | 0 | 0.039176 | 0 | 0.039176 | 0.019484 | 0.023305 | 0.014053 | 0% | 99% | 0 | 0% | 99% | 0 | 0% | 99% | 0 | 0% | 99% | 0 | 0% | 64.95% | 0 | 0% | 49.86% | 0 | 0% | 49.86% | 0 | 0% | 49.86% | 0 | 0 | 0% | 2.107% | 0 | 0% | 2.107% | 0 | 0% | 2.107% | 0 | 0% | 0.2425% | 0 | 0% | 0.2425% | 0 | 0% | 0.2425% | 0 | 0% | 0.6051% | 0 | 3.54% | 0.6051% | 8.3917e-06 | 0% | 0.6051% | 0 | 3.54% | 0.6317% | 8.761e-06 | 21.28% | 0.6317% | 5.2649e-05 | 8.72% | 0.6317% | 2.1579e-05 | 0% | 4.551% | 0 | 0% | 4.551% | 0 | 0% | 4.551% | 0 | 0% | 1.627% | 0 | 0% | 1.627% | 0 | 0% | 1.627% | 0 |  |  |  | 0% | 11.8% | 0 | 0% | 11.8% | 0 | 0% | 11.8% | 0 | 0% | 0.3738% | 0 | 0% | 0.3738% | 0 | 0% | 0.3738% | 0 | 0% | 100% | 0 | 0% | 100% | 0 | 0% | 100% | 0 | 0% | 100% | 0 |  |  | 0 |  |  | 0 |  |  | 0
MT EDEN 1110MR200 | 3.2146e-05 | 0 | 0.0053055 | 0 | 0.0053055 | 0.00064403 | 0.0049757 | 0.0020799 | 0% | 99% | 0 | 0% | 99% | 0 | 0% | 99% | 0 | 0% | 99% | 0 | 0% | 64.3% | 0 | 0% | 50.64% | 0 | 0% | 50.64% | 0 | 0% | 50.64% | 0 | 0 | 0% | 3.746% | 0 | 0% | 3.746% | 0 | 0% | 3.746% | 0 | 0% | 0.4171% | 0 | 0% | 0.4171% | 0 | 0% | 0.4171% | 0 | 0% | 0.9745% | 0 | 0% | 0.9745% | 0 | 0% | 0.9745% | 0 | 0% | 1.03% | 0 | 17.04% | 1.03% | 9.3125e-06 | 0% | 1.03% | 0 | 0% | 7.352% | 0 | 0% | 7.352% | 0 | 0% | 7.352% | 0 | 0% | 0.3206% | 0 | 0% | 0.3206% | 0 | 0% | 0.3206% | 0 |  |  |  | 0% | 11.8% | 0 | 0% | 11.8% | 0 | 0% | 11.8% | 0 | 0% | 0.3657% | 0 | 0% | 0.3657% | 0 | 0% | 0.3657% | 0 | 0% | 100% | 0 | 0% | 100% | 0 | 0% | 100% | 0 | 0% | 100% | 0 |  |  | 0 |  |  | 0 |  |  | 0
SAN LUIS OBISPO 1102CB | 3.8095e-05 | 0 | 0.035098 | 0 | 0.035098 | 0.010651 | 0.030834 | 0.0094558 | 0% | 99% | 0 | 0% | 99% | 0 | 0% | 99% | 0 | 0% | 99% | 0 | 0% | 62.95% | 0 | 0% | 49.45% | 0 | 0% | 49.45% | 0 | 0% | 49.45% | 0 | 0 | 0% | 3.086% | 0 | 0% | 3.086% | 0 | 0% | 3.086% | 0 | 0% | 0.338% | 0 | 0% | 0.338% | 0 | 0% | 0.338% | 0 | 0% | 0.9156% | 0 | 0% | 0.9156% | 0 | 0% | 0.9156% | 0 | 0% | 0.9325% | 0 | 0% | 0.9325% | 0 | 1.788% | 0.9325% | 5.8514e-06 | 0% | 6.833% | 0 | 0% | 6.833% | 0 | 0% | 6.833% | 0 | 0% | 0.8457% | 0 | 0% | 0.8457% | 0 | 0% | 0.8457% | 0 |  |  |  | 0% | 11.8% | 0 | 0% | 11.8% | 0 | 0% | 11.8% | 0 | 0% | 0.3605% | 0 | 0% | 0.3605% | 0 | 0% | 0.3605% | 0 | 0% | 100% | 0 | 0% | 100% | 0 | 0% | 100% | 0 | 0% | 100% | 0 |  |  | 0 |  |  | 0 |  |  | 0
PEABODY 211357908 | 6.0332e-05 | 0 | 0.01062 | 0 | 0.01062 | 0.0017232 | 0.0096301 | 0.0040604 | 0% | 99% | 0 | 0% | 99% | 0 | 0% | 99% | 0 | 0% | 99% | 0 | 0% | 63.55% | 0 | 0% | 49.53% | 0 | 0% | 49.53% | 0 | 0% | 49.53% | 0 | 0 | 0% | 3.294% | 0 | 0% | 3.294% | 0 | 0% | 3.294% | 0 | 0% | 0.3766% | 0 | 0% | 0.3766% | 0 | 0% | 0.3766% | 0 | 0% | 0.9248% | 0 | 0% | 0.9248% | 0 | 0% | 0.9248% | 0 | 0% | 0.9651% | 0 | 0% | 0.9651% | 0 | 0% | 0.9651% | 0 | 0% | 6.955% | 0 | 0% | 6.955% | 0 | 0% | 6.955% | 0 | 0% | 0.3611% | 0 | 0% | 0.3611% | 0 | 0% | 0.3611% | 0 |  |  |  | 0% | 11.8% | 0 | 0% | 11.8% | 0 | 0% | 11.8% | 0 | 0% | 0.3614% | 0 | 0% | 0.3614% | 0 | 0% | 0.3614% | 0 | 0% | 100% | 0 | 0% | 100% | 0 | 0% | 100% | 0 | 0% | 100% | 0 |  |  | 0 |  |  | 0 |  |  | 0
EVERGREEN 2105CB | 3.8596e-05 | 0 | 0.016742 | 0 | 0.016742 | 0.0031269 | 0.013106 | 0.0080674 | 0% | 99% | 0 | 0% | 99% | 0 | 0% | 99% | 0 | 0% | 99% | 0 | 0% | 65.68% | 0 | 0% | 51.29% | 0 | 0% | 51.29% | 0 | 0% | 51.29% | 0 | 0 | 0% | 3.068% | 0 | 0% | 3.068% | 0 | 0% | 3.068% | 0 | 0% | 0.3479% | 0 | 0% | 0.3479% | 0 | 0% | 0.3479% | 0 | 0% | 0.7985% | 0 | 0% | 0.7985% | 0 | 0% | 0.7985% | 0 | 0% | 0.8409% | 0 | 100% | 0.8409% | 0.00014079 | 0% | 0.8409% | 0 | 0% | 6.009% | 0 | 0% | 6.009% | 0 | 0% | 6.009% | 0 | 0% | 0.4737% | 0 | 0% | 0.4737% | 0 | 0% | 0.4737% | 0 |  |  |  | 0% | 11.8% | 0 | 0% | 11.8% | 0 | 0% | 11.8% | 0 | 0% | 0.3679% | 0 | 0% | 0.3679% | 0 | 0% | 0.3679% | 0 | 0% | 100% | 0 | 0% | 100% | 0 | 0% | 100% | 0 | 0% | 100% | 0 |  |  | 0 |  |  | 0 |  |  | 0
SAN JOAQUIN 110642822 | 2.855e-05 | 0 | 0.0076239 | 0 | 0.0076239 | 0.00047859 | 0.0075171 | 0.0030703 | 0% | 99% | 0 | 0% | 99% | 0 | 0% | 99% | 0 | 0% | 99% | 0 | 0% | 60.7% | 0 | 0% | 48.86% | 0 | 0% | 48.86% | 0 | 0% | 48.86% | 0 | 0 | 0% | 2.911% | 0 | 0% | 2.911% | 0 | 0% | 2.911% | 0 | 0% | 0.3112% | 0 | 0% | 0.3112% | 0 | 0% | 0.3112% | 0 | 0% | 1.03% | 0 | 0% | 1.03% | 0 | 0% | 1.03% | 0 | 0% | 1.022% | 0 | 0% | 1.022% | 0 | 0% | 1.022% | 0 | 0% | 7.647% | 0 | 0% | 7.647% | 0 | 0% | 7.647% | 0 | 0% | 0.242% | 0 | 0% | 0.242% | 0 | 0% | 0.242% | 0 |  |  |  | 0% | 11.8% | 0 | 0% | 11.8% | 0 | 0% | 11.8% | 0 | 0% | 0.3501% | 0 | 0% | 0.3501% | 0 | 0% | 0.3501% | 0 | 0% | 100% | 0 | 0% | 100% | 0 | 0% | 100% | 0 | 0% | 100% | 0 |  |  | 0 |  |  | 0 |  |  | 0
BURLINGAME 04029056 | 3.9568e-05 | 0 | 0.02458 | 0 | 0.02458 | 0.016038 | 0.016927 | 0.0027137 | 0% | 99% | 0 | 0% | 99% | 0 | 0% | 99% | 0 | 0% | 99% | 0 | 0% | 63.25% | 0 | 0% | 49.02% | 0 | 0% | 49.02% | 0 | 0% | 49.02% | 0 | 0 | 0% | 2.487% | 0 | 0% | 2.487% | 0 | 0% | 2.487% | 0 | 0% | 0.2685% | 0 | 0% | 0.2685% | 0 | 0% | 0.2685% | 0 | 0% | 0.7207% | 0 | 0% | 0.7207% | 0 | 0% | 0.7207% | 0 | 0% | 0.7315% | 0 | 0% | 0.7315% | 0 | 0% | 0.7315% | 0 | 0% | 5.366% | 0 | 0% | 5.366% | 0 | 0% | 5.366% | 0 | 0% | 2.066% | 0 | 0% | 2.066% | 0 | 0% | 2.066% | 0 |  |  |  | 0% | 11.8% | 0 | 0% | 11.8% | 0 | 0% | 11.8% | 0 | 0% | 0.369% | 0 | 0% | 0.369% | 0 | 0% | 0.369% | 0 | 0% | 100% | 0 | 0% | 100% | 0 | 0% | 100% | 0 | 0% | 100% | 0 |  |  | 0 |  |  | 0 |  |  | 0
BELLEVUE 1104CB | 3.3286e-05 | 0 | 0.01566 | 0 | 0.01566 | 0.0050695 | 0.012543 | 0.0051203 | 0% | 99% | 0 | 0% | 99% | 0 | 0% | 99% | 0 | 0% | 99% | 0 | 0% | 63.62% | 0 | 0% | 49.46% | 0 | 0% | 49.46% | 0 | 0% | 49.46% | 0 | 0 | 0% | 2.962% | 0 | 0% | 2.962% | 0 | 0% | 2.962% | 0 | 0% | 0.3329% | 0 | 0% | 0.3329% | 0 | 0% | 0.3329% | 0 | 0% | 0.823% | 0 | 0% | 0.823% | 0 | 0% | 0.823% | 0 | 0% | 0.8546% | 0 | 0% | 0.8546% | 0 | 2.223% | 0.8546% | 2.9755e-06 | 0% | 6.173% | 0 | 0% | 6.173% | 0 | 0% | 6.173% | 0 | 0% | 1.047% | 0 | 0% | 1.047% | 0 | 0% | 1.047% | 0 |  |  |  | 0% | 11.8% | 0 | 0% | 11.8% | 0 | 0% | 11.8% | 0 | 0% | 0.3658% | 0 | 0% | 0.3658% | 0 | 0% | 0.3658% | 0 | 0% | 100% | 0 | 0% | 100% | 0 | 0% | 100% | 0 | 0% | 100% | 0 |  |  | 0 |  |  | 0 |  |  | 0
MILLBRAE 110465748 | 3.598e-05 | 0 | 0.01008 | 0 | 0.01008 | 0.0045873 | 0.0081735 | 0.0018772 | 0% | 99% | 0 | 0% | 99% | 0 | 0% | 99% | 0 | 0% | 99% | 0 | 0% | 62.77% | 0 | 0% | 49.38% | 0 | 0% | 49.38% | 0 | 0% | 49.38% | 0 | 0 | 0% | 2.876% | 0 | 0% | 2.876% | 0 | 0% | 2.876% | 0 | 0% | 0.3108% | 0 | 0% | 0.3108% | 0 | 0% | 0.3108% | 0 | 0% | 0.8466% | 0 | 0% | 0.8466% | 0 | 0% | 0.8466% | 0 | 0% | 0.8555% | 0 | 0% | 0.8555% | 0 | 0% | 0.8555% | 0 | 0% | 6.298% | 0 | 0% | 6.298% | 0 | 0% | 6.298% | 0 | 0% | 1.59% | 0 | 0% | 1.59% | 0 | 0% | 1.59% | 0 |  |  |  | 0% | 11.8% | 0 | 0% | 11.8% | 0 | 0% | 11.8% | 0 | 0% | 0.3626% | 0 | 0% | 0.3626% | 0 | 0% | 0.3626% | 0 | 0% | 100% | 0 | 0% | 100% | 0 | 0% | 100% | 0 | 0% | 100% | 0 |  |  | 0 |  |  | 0 |  |  | 0
MANTECA 170880800 | 4.3567e-05 | 0 | 0.029252 | 0 | 0.029252 | 0.0021857 | 0.018516 | 0.021802 | 0% | 99% | 0 | 0% | 99% | 0 | 0% | 99% | 0 | 0% | 99% | 0 | 0% | 65.85% | 0 | 0% | 51.63% | 0 | 0% | 51.63% | 0 | 0% | 51.63% | 0 | 0 | 0% | 2.103% | 0 | 0% | 2.103% | 0 | 0% | 2.103% | 0 | 0% | 0.2478% | 0 | 0% | 0.2478% | 0 | 0% | 0.2478% | 0 | 0% | 0.6392% | 0 | 0% | 0.6392% | 0 | 0% | 0.6392% | 0 | 0% | 0.6711% | 0 | 0% | 0.6711% | 0 | 0% | 0.6711% | 0 | 0% | 4.828% | 0 | 0% | 4.828% | 0 | 0% | 4.828% | 0 | 0% | 0.2446% | 0 | 0% | 0.2446% | 0 | 0% | 0.2446% | 0 |  |  |  | 0% | 11.8% | 0 | 0% | 11.8% | 0 | 0% | 11.8% | 0 | 0% | 0.3719% | 0 | 0% | 0.3719% | 0 | 0% | 0.3719% | 0 | 0% | 100% | 0 | 0% | 100% | 0 | 0% | 100% | 0 | 0% | 100% | 0 |  |  | 0 |  |  | 0 |  |  | 0
RINCON 1104207458 | 4.7738e-05 | 0 | 0.044773 | 5.5006 | 5.5454 | 0.020126 | 0.033759 | 0.011169 | 0% | 99% | 0 | 0% | 99% | 0 | 0% | 99% | 0 | 0% | 99% | 0 | 0% | 63.94% | 0 | 0% | 49.42% | 0 | 0% | 49.42% | 0 | 0% | 49.42% | 0 | 5.5006 | 0% | 3.106% | 0 | 0% | 3.106% | 0 | 0% | 3.106% | 0 | 0% | 0.3401% | 0 | 0% | 0.3401% | 0 | 0% | 0.3401% | 0 | 0% | 0.7884% | 0 | 0% | 0.7884% | 0 | 2.645% | 0.7884% | 9.3371e-06 | 0% | 0.8338% | 0 | 2.645% | 0.8338% | 9.8738e-06 | 0% | 0.8338% | 0 | 0% | 5.946% | 0 | 0% | 5.946% | 0 | 0% | 5.946% | 0 | 0% | 1.554% | 0 | 0% | 1.554% | 0 | 0% | 1.554% | 0 |  |  |  | 0% | 11.8% | 0 | 0% | 11.8% | 0 | 0% | 11.8% | 0 | 0% | 0.3738% | 0 | 0% | 0.3738% | 0 | 0% | 0.3738% | 0 | 0% | 100% | 0 | 0% | 100% | 0 | 0% | 100% | 0 | 0% | 100% | 0 |  |  | 0 |  |  | 0 |  |  | 0
HARRIS 11087920 | 3.5274e-05 | 0 | 0.054366 | 1.3587 | 1.4131 | 0.029618 | 0.04197 | 0.0074067 | 0% | 99% | 0 | 0% | 99% | 0 | 0% | 99% | 0 | 0% | 99% | 0 | 0% | 62.63% | 0 | 0% | 48.94% | 0 | 0% | 48.94% | 0 | 0% | 48.94% | 0 | 1.3587 | 0% | 2.385% | 0 | 0% | 2.385% | 0 | 0% | 2.385% | 0 | 0% | 0.278% | 0 | 0% | 0.278% | 0 | 0% | 0.278% | 0 | 0% | 0.808% | 0 | 0% | 0.808% | 0 | 0% | 0.808% | 0 | 0% | 0.8533% | 0 | 26.38% | 0.8533% | 0.0001224 | 0% | 0.8533% | 0 | 0% | 6.131% | 0 | 0% | 6.131% | 0 | 0% | 6.131% | 0 | 0% | 2.325% | 0 | 0% | 2.325% | 0 | 0% | 2.325% | 0 |  |  |  | 0% | 11.8% | 0 | 0% | 11.8% | 0 | 0% | 11.8% | 0 | 0% | 0.3714% | 0 | 0% | 0.3714% | 0 | 0% | 0.3714% | 0 | 0% | 100% | 0 | 0% | 100% | 0 | 0% | 100% | 0 | 0% | 100% | 0 |  |  | 0 |  |  | 0 |  |  | 0
OAKLAND X 0402CR406 | 3.2505e-05 | 0 | 0.0068002 | 0 | 0.0068002 | 0.0032403 | 0.0052799 | 0.0013629 | 0% | 99% | 0 | 0% | 99% | 0 | 0% | 99% | 0 | 0% | 99% | 0 | 0% | 62.23% | 0 | 0% | 49.04% | 0 | 0% | 49.04% | 0 | 0% | 49.04% | 0 | 0 | 0% | 2.588% | 0 | 0% | 2.588% | 0 | 0% | 2.588% | 0 | 0% | 0.2772% | 0 | 0% | 0.2772% | 0 | 0% | 0.2772% | 0 | 0% | 0.808% | 0 | 0% | 0.808% | 0 | 0% | 0.808% | 0 | 0% | 0.8007% | 0 | 96.92% | 0.8007% | 5.2769e-05 | 0% | 0.8007% | 0 | 0% | 5.976% | 0 | 0% | 5.976% | 0 | 0% | 5.976% | 0 | 0% | 1.468% | 0 | 0% | 1.468% | 0 | 0% | 1.468% | 0 |  |  |  | 0% | 11.8% | 0 | 0% | 11.8% | 0 | 0% | 11.8% | 0 | 0% | 0.3603% | 0 | 0% | 0.3603% | 0 | 0% | 0.3603% | 0 | 0% | 100% | 0 | 0% | 100% | 0 | 0% | 100% | 0 | 0% | 100% | 0 |  |  | 0 |  |  | 0 |  |  | 0
SAN RAMON 2111CB | 5.1276e-05 | 0 | 0.058944 | 0 | 0.058944 | 0.010678 | 0.05326 | 0.021759 | 0% | 99% | 0 | 0% | 99% | 0 | 0% | 99% | 0 | 0% | 99% | 0 | 0% | 63.86% | 0 | 0% | 49.82% | 0 | 0% | 49.82% | 0 | 0% | 49.82% | 0 | 0 | 0% | 3.363% | 0 | 0% | 3.363% | 0 | 0% | 3.363% | 0 | 0% | 0.3782% | 0 | 0% | 0.3782% | 0 | 0% | 0.3782% | 0 | 0% | 0.9235% | 0 | 0% | 0.9235% | 0 | 0% | 0.9235% | 0 | 0% | 0.9556% | 0 | 0% | 0.9556% | 0 | 0% | 0.9556% | 0 | 0% | 6.917% | 0 | 0% | 6.917% | 0 | 0% | 6.917% | 0 | 0% | 0.4156% | 0 | 0% | 0.4156% | 0 | 0% | 0.4156% | 0 |  |  |  | 0% | 11.8% | 0 | 0% | 11.8% | 0 | 0% | 11.8% | 0 | 0% | 0.3603% | 0 | 0% | 0.3603% | 0 | 0% | 0.3603% | 0 | 0% | 100% | 0 | 0% | 100% | 0 | 0% | 100% | 0 | 0% | 100% | 0 |  |  | 0 |  |  | 0 |  |  | 0
PANAMA 210213071 | 4.2202e-05 | 0 | 0.0088039 | 0 | 0.0088039 | 0.0011885 | 0.007796 | 0.003817 | 0% | 99% | 0 | 0% | 99% | 0 | 0% | 99% | 0 | 0% | 99% | 0 | 0% | 62.18% | 0 | 0% | 50.12% | 0 | 0% | 50.12% | 0 | 0% | 50.12% | 0 | 0 | 0% | 2.704% | 0 | 0% | 2.704% | 0 | 0% | 2.704% | 0 | 0% | 0.2916% | 0 | 0% | 0.2916% | 0 | 0% | 0.2916% | 0 | 0% | 0.9277% | 0 | 0% | 0.9277% | 0 | 0% | 0.9277% | 0 | 0% | 0.9152% | 0 | 0% | 0.9152% | 0 | 0% | 0.9152% | 0 | 0% | 6.865% | 0 | 0% | 6.865% | 0 | 0% | 6.865% | 0 | 0% | 0.3396% | 0 | 0% | 0.3396% | 0 | 0% | 0.3396% | 0 |  |  |  | 0% | 11.8% | 0 | 0% | 11.8% | 0 | 0% | 11.8% | 0 | 0% | 0.3536% | 0 | 0% | 0.3536% | 0 | 0% | 0.3536% | 0 | 0% | 100% | 0 | 0% | 100% | 0 | 0% | 100% | 0 | 0% | 100% | 0 |  |  | 0 |  |  | 0 |  |  | 0
SANTA ROSA A 1106300 | 3.4371e-05 | 0 | 0.01367 | 0 | 0.01367 | 0.0051807 | 0.0094823 | 0.0052166 | 0% | 99% | 0 | 0% | 99% | 0 | 0% | 99% | 0 | 0% | 99% | 0 | 0% | 64.48% | 0 | 0% | 50% | 0 | 0% | 50% | 0 | 0% | 50% | 0 | 0 | 0% | 2.582% | 0 | 0% | 2.582% | 0 | 0% | 2.582% | 0 | 0% | 0.2892% | 0 | 0% | 0.2892% | 0 | 0% | 0.2892% | 0 | 0% | 0.7143% | 0 | 0% | 0.7143% | 0 | 0% | 0.7143% | 0 | 0% | 0.7435% | 0 | 0% | 0.7435% | 0 | 0% | 0.7435% | 0 | 0% | 5.363% | 0 | 0% | 5.363% | 0 | 0% | 5.363% | 0 | 0% | 1.174% | 0 | 0% | 1.174% | 0 | 0% | 1.174% | 0 |  |  |  | 0% | 11.8% | 0 | 0% | 11.8% | 0 | 0% | 11.8% | 0 | 0% | 0.3711% | 0 | 0% | 0.3711% | 0 | 0% | 0.3711% | 0 | 0% | 100% | 0 | 0% | 100% | 0 | 0% | 100% | 0 | 0% | 100% | 0 |  |  | 0 |  |  | 0 |  |  | 0
TAFT 1104CB | 4.0884e-05 | 0 | 0.034907 | 0 | 0.034907 | 0.0060576 | 0.031636 | 0.013073 | 0% | 99% | 0 | 0% | 99% | 0 | 0% | 99% | 0 | 0% | 99% | 0 | 0% | 62.99% | 0 | 0% | 50.43% | 0 | 0% | 50.43% | 0 | 0% | 50.43% | 0 | 0 | 0% | 2.683% | 0 | 0% | 2.683% | 0 | 0% | 2.683% | 0 | 0% | 0.3006% | 0 | 0% | 0.3006% | 0 | 0% | 0.3006% | 0 | 0% | 0.9491% | 0 | 0% | 0.9491% | 0 | 0% | 0.9491% | 0 | 0% | 0.9661% | 0 | 0% | 0.9661% | 0 | 100% | 0.9661% | 0.00033723 | 0% | 7.114% | 0 | 0% | 7.114% | 0 | 0% | 7.114% | 0 | 0% | 0.2902% | 0 | 0% | 0.2902% | 0 | 0% | 0.2902% | 0 |  |  |  | 0% | 11.8% | 0 | 0% | 11.8% | 0 | 0% | 11.8% | 0 | 0% | 0.359% | 0 | 0% | 0.359% | 0 | 0% | 0.359% | 0 | 0% | 100% | 0 | 0% | 100% | 0 | 0% | 100% | 0 | 0% | 100% | 0 |  |  | 0 |  |  | 0 |  |  | 0
MOUNTAIN VIEW 111360130 | 4.894e-05 | 0 | 0.014376 | 0 | 0.014376 | 0.0056302 | 0.010469 | 0.0048092 | 0% | 99% | 0 | 0% | 99% | 0 | 0% | 99% | 0 | 0% | 99% | 0 | 0% | 65.17% | 0 | 0% | 50.67% | 0 | 0% | 50.67% | 0 | 0% | 50.67% | 0 | 0 | 0% | 2.755% | 0 | 0% | 2.755% | 0 | 0% | 2.755% | 0 | 0% | 0.3053% | 0 | 0% | 0.3053% | 0 | 0% | 0.3053% | 0 | 0% | 0.7575% | 0 | 0% | 0.7575% | 0 | 0% | 0.7575% | 0 | 0% | 0.792% | 0 | 0% | 0.792% | 0 | 100% | 0.792% | 0.00011386 | 0% | 5.698% | 0 | 0% | 5.698% | 0 | 0% | 5.698% | 0 | 0% | 1.007% | 0 | 0% | 1.007% | 0 | 0% | 1.007% | 0 |  |  |  | 0% | 11.8% | 0 | 0% | 11.8% | 0 | 0% | 11.8% | 0 | 0% | 0.3716% | 0 | 0% | 0.3716% | 0 | 0% | 0.3716% | 0 | 0% | 100% | 0 | 0% | 100% | 0 | 0% | 100% | 0 | 0% | 100% | 0 |  |  | 0 |  |  | 0 |  |  | 0
SOLEDAD 2101775342 | 5.3047e-05 | 0 | 0.02569 | 0 | 0.02569 | 0.0013568 | 0.026925 | 0.009108 | 0% | 99% | 0 | 0% | 99% | 0 | 0% | 99% | 0 | 0% | 99% | 0 | 0% | 63.53% | 0 | 0% | 50.41% | 0 | 0% | 50.41% | 0 | 0% | 50.41% | 0 | 0 | 0% | 4.158% | 0 | 0% | 4.158% | 0 | 0% | 4.158% | 0 | 0% | 0.4553% | 0 | 0% | 0.4553% | 0 | 0% | 0.4553% | 0 | 0% | 1.102% | 0 | 0% | 1.102% | 0 | 0% | 1.102% | 0 | 0% | 1.164% | 0 | 0% | 1.164% | 0 | 100% | 1.164% | 0.00029908 | 0% | 8.322% | 0 | 0% | 8.322% | 0 | 0% | 8.322% | 0 | 0% | 0.2231% | 0 | 0% | 0.2231% | 0 | 0% | 0.2231% | 0 |  |  |  | 0% | 11.8% | 0 | 0% | 11.8% | 0 | 0% | 11.8% | 0 | 0% | 0.3645% | 0 | 0% | 0.3645% | 0 | 0% | 0.3645% | 0 | 0% | 100% | 0 | 0% | 100% | 0 | 0% | 100% | 0 | 0% | 100% | 0 |  |  | 0 |  |  | 0 |  |  | 0
VACAVILLE 1110CB | 4.5043e-05 | 0 | 0.02192 | 0 | 0.02192 | 0.005971 | 0.017678 | 0.0082535 | 0% | 99% | 0 | 0% | 99% | 0 | 0% | 99% | 0 | 0% | 99% | 0 | 0% | 64.29% | 0 | 0% | 50.2% | 0 | 0% | 50.2% | 0 | 0% | 50.2% | 0 | 0 | 0% | 3.091% | 0 | 0% | 3.091% | 0 | 0% | 3.091% | 0 | 0% | 0.3406% | 0 | 0% | 0.3406% | 0 | 0% | 0.3406% | 0 | 0% | 0.8319% | 0 | 0% | 0.8319% | 0 | 0% | 0.8319% | 0 | 0% | 0.861% | 0 | 100% | 0.861% | 0.00018872 | 0% | 0.861% | 0 | 0% | 6.229% | 0 | 0% | 6.229% | 0 | 0% | 6.229% | 0 | 0% | 0.6219% | 0 | 0% | 0.6219% | 0 | 0% | 0.6219% | 0 |  |  |  | 0% | 11.8% | 0 | 0% | 11.8% | 0 | 0% | 11.8% | 0 | 0% | 0.3661% | 0 | 0% | 0.3661% | 0 | 0% | 0.3661% | 0 | 0% | 100% | 0 | 0% | 100% | 0 | 0% | 100% | 0 | 0% | 100% | 0 |  |  | 0 |  |  | 0 |  |  | 0
CAROLANDS 0403CB | 4.4903e-05 | 0 | 0.00076577 | 0 | 0.00076577 | 0.00038724 | 0.00060473 | 0.00012259 | 0% | 99% | 0 | 0% | 99% | 0 | 0% | 99% | 0 | 0% | 99% | 0 | 0% | 62.98% | 0 | 0% | 48.18% | 0 | 0% | 48.18% | 0 | 0% | 48.18% | 0 | 0 | 0% | 2.726% | 0 | 0% | 2.726% | 0 | 0% | 2.726% | 0 | 0% | 0.3227% | 0 | 0% | 0.3227% | 0 | 0% | 0.3227% | 0 | 0% | 0.7838% | 0 | 0% | 0.7838% | 0 | 0% | 0.7838% | 0 | 0% | 0.815% | 0 | 0% | 0.815% | 0 | 0% | 0.815% | 0 | 0% | 5.88% | 0 | 0% | 5.88% | 0 | 0% | 5.88% | 0 | 0% | 1.608% | 0 | 0% | 1.608% | 0 | 0% | 1.608% | 0 |  |  |  | 0% | 11.8% | 0 | 0% | 11.8% | 0 | 0% | 11.8% | 0 | 0% | 0.3626% | 0 | 0% | 0.3626% | 0 | 0% | 0.3626% | 0 | 0% | 100% | 0 | 0% | 100% | 0 | 0% | 100% | 0 | 0% | 100% | 0 |  |  | 0 |  |  | 0 |  |  | 0
LEMOORE 1101546704 | 2.976e-05 | 0 | 0.040096 | 0 | 0.040096 | 0.0079923 | 0.036382 | 0.013985 | 0% | 99% | 0 | 0% | 99% | 0 | 0% | 99% | 0 | 0% | 99% | 0 | 0% | 61.58% | 0 | 0% | 48.81% | 0 | 0% | 48.81% | 0 | 0% | 48.81% | 0 | 0 | 0% | 2.784% | 0 | 0% | 2.784% | 0 | 0% | 2.784% | 0 | 0% | 0.3083% | 0 | 0% | 0.3083% | 0 | 0% | 0.3083% | 0 | 0% | 0.9415% | 0 | 0% | 0.9415% | 0 | 0% | 0.9415% | 0 | 0% | 0.9467% | 0 | 0% | 0.9467% | 0 | 0% | 0.9467% | 0 | 0% | 7.017% | 0 | 0% | 7.017% | 0 | 0% | 7.017% | 0 | 0% | 0.6148% | 0 | 0% | 0.6148% | 0 | 0% | 0.6148% | 0 |  |  |  | 0% | 11.8% | 0 | 0% | 11.8% | 0 | 0% | 11.8% | 0 | 0% | 0.3559% | 0 | 0% | 0.3559% | 0 | 0% | 0.3559% | 0 | 0% | 100% | 0 | 0% | 100% | 0 | 0% | 100% | 0 | 0% | 100% | 0 |  |  | 0 |  |  | 0 |  |  | 0
WILSON 110310700 | 3.1067e-05 | 0 | 0.037435 | 0 | 0.037435 | 0.010178 | 0.030686 | 0.013624 | 0% | 99% | 0 | 0% | 99% | 0 | 0% | 99% | 0 | 0% | 99% | 0 | 0% | 62.9% | 0 | 0% | 49.72% | 0 | 0% | 49.72% | 0 | 0% | 49.72% | 0 | 0 | 0% | 2.67% | 0 | 0% | 2.67% | 0 | 0% | 2.67% | 0 | 0% | 0.2957% | 0 | 0% | 0.2957% | 0 | 0% | 0.2957% | 0 | 0% | 0.8471% | 0 | 0% | 0.8471% | 0 | 0% | 0.8471% | 0 | 0% | 0.8558% | 0 | 0% | 0.8558% | 0 | 0% | 0.8558% | 0 | 0% | 6.309% | 0 | 0% | 6.309% | 0 | 0% | 6.309% | 0 | 0% | 0.8551% | 0 | 0% | 0.8551% | 0 | 0% | 0.8551% | 0 |  |  |  | 0% | 11.8% | 0 | 0% | 11.8% | 0 | 0% | 11.8% | 0 | 0% | 0.3604% | 0 | 0% | 0.3604% | 0 | 0% | 0.3604% | 0 | 0% | 100% | 0 | 0% | 100% | 0 | 0% | 100% | 0 | 0% | 100% | 0 |  |  | 0 |  |  | 0 |  |  | 0
RIPON 1702CB | 3.8455e-05 | 0 | 0.04043 | 0 | 0.04043 | 0.0047994 | 0.0257 | 0.028355 | 0% | 99% | 0 | 0% | 99% | 0 | 0% | 99% | 0 | 0% | 99% | 0 | 0% | 65.53% | 0 | 0% | 51.55% | 0 | 0% | 51.55% | 0 | 0% | 51.55% | 0 | 0 | 0% | 2.166% | 0 | 0% | 2.166% | 0 | 0% | 2.166% | 0 | 0% | 0.248% | 0 | 0% | 0.248% | 0 | 0% | 0.248% | 0 | 0% | 0.6452% | 0 | 0% | 0.6452% | 0 | 0% | 0.6452% | 0 | 99.94% | 0.6663% | 0.00026923 | 0% | 0.6663% | 0 | 0% | 0.6663% | 0 | 0% | 4.838% | 0 | 0% | 4.838% | 0 | 0% | 4.838% | 0 | 0% | 0.3774% | 0 | 0% | 0.3774% | 0 | 0% | 0.3774% | 0 |  |  |  | 0% | 11.8% | 0 | 0% | 11.8% | 0 | 0% | 11.8% | 0 | 0% | 0.3702% | 0 | 0% | 0.3702% | 0 | 0% | 0.3702% | 0 | 0% | 100% | 0 | 0% | 100% | 0 | 0% | 100% | 0 | 0% | 100% | 0 |  |  | 0 |  |  | 0 |  |  | 0
TIDEWATER 2106C514R | 3.8436e-05 | 0 | 0.022259 | 0.43487 | 0.45713 | 0.0073949 | 0.017648 | 0.007364 | 0% | 99% | 0 | 0% | 99% | 0 | 0% | 99% | 0 | 0% | 99% | 0 | 0% | 63.97% | 0 | 0% | 50.18% | 0 | 0% | 50.18% | 0 | 0% | 50.18% | 0 | 0.43487 | 0% | 2.889% | 0 | 0% | 2.889% | 0 | 0% | 2.889% | 0 | 0% | 0.3153% | 0 | 0% | 0.3153% | 0 | 0% | 0.3153% | 0 | 0% | 0.8252% | 0 | 0% | 0.8252% | 0 | 0% | 0.8252% | 0 | 0% | 0.8398% | 0 | 0% | 0.8398% | 0 | 0% | 0.8398% | 0 | 0% | 6.148% | 0 | 0% | 6.148% | 0 | 0% | 6.148% | 0 | 0% | 0.795% | 0 | 0% | 0.795% | 0 | 0% | 0.795% | 0 |  |  |  | 0% | 11.8% | 0 | 0% | 11.8% | 0 | 0% | 11.8% | 0 | 0% | 0.364% | 0 | 0% | 0.364% | 0 | 0% | 0.364% | 0 | 0% | 100% | 0 | 0% | 100% | 0 | 0% | 100% | 0 | 0% | 100% | 0 |  |  | 0 |  |  | 0 |  |  | 0
CHARCA 1106CB | 3.6273e-05 | 0 | 0.016344 | 0 | 0.016344 | 0.0017517 | 0.013504 | 0.0085397 | 0% | 99% | 0 | 0% | 99% | 0 | 0% | 99% | 0 | 0% | 99% | 0 | 0% | 61.66% | 0 | 0% | 48.23% | 0 | 0% | 48.23% | 0 | 0% | 48.23% | 0 | 0 | 0% | 2.611% | 0 | 0% | 2.611% | 0 | 0% | 2.611% | 0 | 0% | 0.2921% | 0 | 0% | 0.2921% | 0 | 0% | 0.2921% | 0 | 0% | 0.8443% | 0 | 0% | 0.8443% | 0 | 0% | 0.8443% | 0 | 0% | 0.8518% | 0 | 0.52% | 0.8518% | 7.239e-07 | 12.49% | 0.8518% | 1.7386e-05 | 0% | 6.298% | 0 | 0% | 6.298% | 0 | 0% | 6.298% | 0 | 0% | 0.3386% | 0 | 0% | 0.3386% | 0 | 0% | 0.3386% | 0 |  |  |  | 0% | 11.8% | 0 | 0% | 11.8% | 0 | 0% | 11.8% | 0 | 0% | 0.3593% | 0 | 0% | 0.3593% | 0 | 0% | 0.3593% | 0 | 0% | 100% | 0 | 0% | 100% | 0 | 0% | 100% | 0 | 0% | 100% | 0 |  |  | 0 |  |  | 0 |  |  | 0
RESEARCH 2101CB | 4.3396e-05 | 0 | 0.041365 | 0 | 0.041365 | 0.013405 | 0.030917 | 0.015903 | 0% | 99% | 0 | 0% | 99% | 0 | 0% | 99% | 0 | 0% | 99% | 0 | 0% | 65.64% | 0 | 0% | 50.51% | 0 | 0% | 50.51% | 0 | 0% | 50.51% | 0 | 0 | 0% | 3.226% | 0 | 0% | 3.226% | 0 | 0% | 3.226% | 0 | 0% | 0.361% | 0 | 0% | 0.361% | 0 | 0% | 0.361% | 0 | 0% | 0.7644% | 0 | 0% | 0.7644% | 0 | 0% | 0.7644% | 0 | 0% | 0.8159% | 0 | 97.47% | 0.8159% | 0.00032894 | 0% | 0.8159% | 0 | 0% | 5.768% | 0 | 0% | 5.768% | 0 | 0% | 5.768% | 0 | 0% | 0.7233% | 0 | 0% | 0.7233% | 0 | 0% | 0.7233% | 0 |  |  |  | 0% | 11.8% | 0 | 0% | 11.8% | 0 | 0% | 11.8% | 0 | 0% | 0.373% | 0 | 0% | 0.373% | 0 | 0% | 0.373% | 0 | 0% | 100% | 0 | 0% | 100% | 0 | 0% | 100% | 0 | 0% | 100% | 0 |  |  | 0 |  |  | 0 |  |  | 0
SWIFT 2102CB | 6.4342e-05 | 0 | 0.010865 | 0 | 0.010865 | 0.0033331 | 0.0082634 | 0.0042273 | 0% | 99% | 0 | 0% | 99% | 0 | 0% | 99% | 0 | 0% | 99% | 0 | 0% | 65.24% | 0 | 0% | 50.47% | 0 | 0% | 50.47% | 0 | 0% | 50.47% | 0 | 0 | 0% | 2.79% | 0 | 0% | 2.79% | 0 | 0% | 2.79% | 0 | 0% | 0.3225% | 0 | 0% | 0.3225% | 0 | 0% | 0.3225% | 0 | 0% | 0.7689% | 0 | 0% | 0.7689% | 0 | 0% | 0.7689% | 0 | 0% | 0.8079% | 0 | 55.22% | 0.8079% | 4.8472e-05 | 44.78% | 0.8079% | 3.9303e-05 | 0% | 5.789% | 0 | 0% | 5.789% | 0 | 0% | 5.789% | 0 | 0% | 0.8567% | 0 | 0% | 0.8567% | 0 | 0% | 0.8567% | 0 |  |  |  | 0% | 11.8% | 0 | 0% | 11.8% | 0 | 0% | 11.8% | 0 | 0% | 0.3677% | 0 | 0% | 0.3677% | 0 | 0% | 0.3677% | 0 | 0% | 100% | 0 | 0% | 100% | 0 | 0% | 100% | 0 | 0% | 100% | 0 |  |  | 0 |  |  | 0 |  |  | 0
PAUL SWEET 210711064 | 3.8287e-05 | 0 | 0.026062 | 0 | 0.026062 | 0.0081094 | 0.021199 | 0.008665 | 0% | 99% | 0 | 0% | 99% | 0 | 0% | 99% | 0 | 0% | 99% | 0 | 0% | 64% | 0 | 0% | 50.4% | 0 | 0% | 50.4% | 0 | 0% | 50.4% | 0 | 0 | 0% | 2.861% | 0 | 0% | 2.861% | 0 | 0% | 2.861% | 0 | 0% | 0.3144% | 0 | 0% | 0.3144% | 0 | 0% | 0.3144% | 0 | 0% | 0.8411% | 0 | 0% | 0.8411% | 0 | 0% | 0.8411% | 0 | 0% | 0.8545% | 0 | 0% | 0.8545% | 0 | 100% | 0.8545% | 0.0002227 | 0% | 6.267% | 0 | 0% | 6.267% | 0 | 0% | 6.267% | 0 | 0% | 0.872% | 0 | 0% | 0.872% | 0 | 0% | 0.872% | 0 |  |  |  | 0% | 11.8% | 0 | 0% | 11.8% | 0 | 0% | 11.8% | 0 | 0% | 0.3622% | 0 | 0% | 0.3622% | 0 | 0% | 0.3622% | 0 | 0% | 100% | 0 | 0% | 100% | 0 | 0% | 100% | 0 | 0% | 100% | 0 |  |  | 0 |  |  | 0 |  |  | 0
HALF MOON BAY 11019014 | 3.469e-05 | 0 | 0.011253 | 0 | 0.011253 | 0.0023315 | 0.011872 | 0.0021966 | 0% | 99% | 0 | 0% | 99% | 0 | 0% | 99% | 0 | 0% | 99% | 0 | 0% | 63.11% | 0 | 0% | 49.15% | 0 | 0% | 49.15% | 0 | 0% | 49.15% | 0 | 0 | 0% | 3.919% | 0 | 0% | 3.919% | 0 | 0% | 3.919% | 0 | 0% | 0.4416% | 0 | 0% | 0.4416% | 0 | 0% | 0.4416% | 0 | 0% | 1.093% | 0 | 0% | 1.093% | 0 | 0% | 1.093% | 0 | 0% | 1.16% | 0 | 0% | 1.16% | 0 | 0% | 1.16% | 0 | 0% | 8.269% | 0 | 0% | 8.269% | 0 | 0% | 8.269% | 0 | 0% | 0.7199% | 0 | 0% | 0.7199% | 0 | 0% | 0.7199% | 0 |  |  |  | 0% | 11.8% | 0 | 0% | 11.8% | 0 | 0% | 11.8% | 0 | 0% | 0.3627% | 0 | 0% | 0.3627% | 0 | 0% | 0.3627% | 0 | 0% | 100% | 0 | 0% | 100% | 0 | 0% | 100% | 0 | 0% | 100% | 0 |  |  | 0 |  |  | 0 |  |  | 0
ROSSMOOR 1101L501R | 4.5247e-05 | 0 | 0.019939 | 0 | 0.019939 | 0.012668 | 0.011447 | 0.0049453 | 0% | 99% | 0 | 0% | 99% | 0 | 0% | 99% | 0 | 0% | 99% | 0 | 0% | 64.54% | 0 | 0% | 49.74% | 0 | 0% | 49.74% | 0 | 0% | 49.74% | 0 | 0 | 0% | 2.249% | 0 | 0% | 2.249% | 0 | 0% | 2.249% | 0 | 0% | 0.2432% | 0 | 0% | 0.2432% | 0 | 0% | 0.2432% | 0 | 0% | 0.5952% | 0 | 7.099% | 0.5952% | 8.425e-06 | 0% | 0.5952% | 0 | 7.099% | 0.6114% | 8.6542e-06 | 0% | 0.6114% | 0 | 91.49% | 0.6114% | 0.00011153 | 0% | 4.44% | 0 | 0% | 4.44% | 0 | 0% | 4.44% | 0 | 0% | 1.589% | 0 | 0% | 1.589% | 0 | 0% | 1.589% | 0 |  |  |  | 0% | 11.8% | 0 | 0% | 11.8% | 0 | 0% | 11.8% | 0 | 0% | 0.3753% | 0 | 0% | 0.3753% | 0 | 0% | 0.3753% | 0 | 0% | 100% | 0 | 0% | 100% | 0 | 0% | 100% | 0 | 0% | 100% | 0 |  |  | 0 |  |  | 0 |  |  | 0
CASTROVILLE 2103CB | 3.7541e-05 | 0 | 0.050082 | 0 | 0.050082 | 0.0053167 | 0.054106 | 0.013586 | 0% | 99% | 0 | 0% | 99% | 0 | 0% | 99% | 0 | 0% | 99% | 0 | 0% | 63.3% | 0 | 0% | 49.56% | 0 | 0% | 49.56% | 0 | 0% | 49.56% | 0 | 0 | 0% | 3.951% | 0 | 0% | 3.951% | 0 | 0% | 3.951% | 0 | 0% | 0.4475% | 0 | 0% | 0.4475% | 0 | 0% | 0.4475% | 0 | 0% | 1.119% | 0 | 0% | 1.119% | 0 | 0% | 1.119% | 0 | 0% | 1.185% | 0 | 99.54% | 1.185% | 0.00059082 | 0% | 1.185% | 0 | 0% | 8.466% | 0 | 0% | 8.466% | 0 | 0% | 8.466% | 0 | 0% | 0.39% | 0 | 0% | 0.39% | 0 | 0% | 0.39% | 0 |  |  |  | 0% | 11.8% | 0 | 0% | 11.8% | 0 | 0% | 11.8% | 0 | 0% | 0.3612% | 0 | 0% | 0.3612% | 0 | 0% | 0.3612% | 0 | 0% | 100% | 0 | 0% | 100% | 0 | 0% | 100% | 0 | 0% | 100% | 0 |  |  | 0 |  |  | 0 |  |  | 0
CLOVIS 1102CB | 6.251e-05 | 0 | 0.0089271 | 0 | 0.0089271 | 0.0014295 | 0.0071224 | 0.0044645 | 0% | 99% | 0 | 0% | 99% | 0 | 0% | 99% | 0 | 0% | 99% | 0 | 0% | 63.45% | 0 | 0% | 48.71% | 0 | 0% | 48.71% | 0 | 0% | 48.71% | 0 | 0 | 0% | 2.453% | 0 | 0% | 2.453% | 0 | 0% | 2.453% | 0 | 0% | 0.29% | 0 | 0% | 0.29% | 0 | 0% | 0.29% | 0 | 0% | 0.8114% | 0 | 0% | 0.8114% | 0 | 0% | 0.8114% | 0 | 17.41% | 0.8601% | 1.3371e-05 | 76.78% | 0.8601% | 5.896e-05 | 0% | 0.8601% | 0 | 0% | 6.173% | 0 | 0% | 6.173% | 0 | 0% | 6.173% | 0 | 0% | 0.4986% | 0 | 0% | 0.4986% | 0 | 0% | 0.4986% | 0 |  |  |  | 0% | 11.8% | 0 | 0% | 11.8% | 0 | 0% | 11.8% | 0 | 0% | 0.3689% | 0 | 0% | 0.3689% | 0 | 0% | 0.3689% | 0 | 0% | 100% | 0 | 0% | 100% | 0 | 0% | 100% | 0 | 0% | 100% | 0 |  |  | 0 |  |  | 0 |  |  | 0
BOGUE 1104CB | 4.3063e-05 | 0 | 0.02969 | 0 | 0.02969 | 0.0050113 | 0.025015 | 0.013278 | 0% | 99% | 0 | 0% | 99% | 0 | 0% | 99% | 0 | 0% | 99% | 0 | 0% | 63.31% | 0 | 0% | 48.72% | 0 | 0% | 48.72% | 0 | 0% | 48.72% | 0 | 0 | 0% | 2.806% | 0 | 0% | 2.806% | 0 | 0% | 2.806% | 0 | 0% | 0.3331% | 0 | 0% | 0.3331% | 0 | 0% | 0.3331% | 0 | 0% | 0.8426% | 0 | 0% | 0.8426% | 0 | 0% | 0.8426% | 0 | 28.81% | 0.886% | 7.5794e-05 | 0% | 0.886% | 0 | 0% | 0.886% | 0 | 0% | 6.364% | 0 | 0% | 6.364% | 0 | 0% | 6.364% | 0 | 0% | 0.5208% | 0 | 0% | 0.5208% | 0 | 0% | 0.5208% | 0 |  |  |  | 0% | 11.8% | 0 | 0% | 11.8% | 0 | 0% | 11.8% | 0 | 0% | 0.3634% | 0 | 0% | 0.3634% | 0 | 0% | 0.3634% | 0 | 0% | 100% | 0 | 0% | 100% | 0 | 0% | 100% | 0 | 0% | 100% | 0 |  |  | 0 |  |  | 0 |  |  | 0
BELLEVUE 210342412 | 4.4277e-05 | 0 | 0.00095935 | 0 | 0.00095935 | 0.00014867 | 0.00092569 | 0.0003252 | 0% | 99% | 0 | 0% | 99% | 0 | 0% | 99% | 0 | 0% | 99% | 0 | 0% | 63.43% | 0 | 0% | 47.69% | 0 | 0% | 47.69% | 0 | 0% | 47.69% | 0 | 0 | 0% | 2.513% | 0 | 0% | 2.513% | 0 | 0% | 2.513% | 0 | 0% | 0.354% | 0 | 0% | 0.354% | 0 | 0% | 0.354% | 0 | 0% | 0.8956% | 0 | 0% | 0.8956% | 0 | 0% | 0.8956% | 0 | 0% | 0.9441% | 0 | 0% | 0.9441% | 0 | 100% | 0.9441% | 9.0568e-06 | 0% | 6.769% | 0 | 0% | 6.769% | 0 | 0% | 6.769% | 0 | 0% | 0.4959% | 0 | 0% | 0.4959% | 0 | 0% | 0.4959% | 0 |  |  |  | 0% | 11.8% | 0 | 0% | 11.8% | 0 | 0% | 11.8% | 0 | 0% | 0.3461% | 0 | 0% | 0.3461% | 0 | 0% | 0.3461% | 0 | 0% | 100% | 0 | 0% | 100% | 0 | 0% | 100% | 0 | 0% | 100% | 0 |  |  | 0 |  |  | 0 |  |  | 0
ALTO 112087204 | 4.2523e-05 | 0 | 0.051821 | 0 | 0.051821 | 0.025485 | 0.039407 | 0.010711 | 0% | 99% | 0 | 0% | 99% | 0 | 0% | 99% | 0 | 0% | 99% | 0 | 0% | 64.13% | 0 | 0% | 49.77% | 0 | 0% | 49.77% | 0 | 0% | 49.77% | 0 | 0 | 0% | 3.175% | 0 | 0% | 3.175% | 0 | 0% | 3.175% | 0 | 0% | 0.3458% | 0 | 0% | 0.3458% | 0 | 0% | 0.3458% | 0 | 0% | 0.7884% | 0 | 0% | 0.7884% | 0 | 0% | 0.7884% | 0 | 0.6055% | 0.821% | 2.5761e-06 | 99.28% | 0.821% | 0.0004224 | 0% | 0.821% | 0 | 0% | 5.901% | 0 | 0% | 5.901% | 0 | 0% | 5.901% | 0 | 0% | 1.569% | 0 | 0% | 1.569% | 0 | 0% | 1.569% | 0 |  |  |  | 0% | 11.8% | 0 | 0% | 11.8% | 0 | 0% | 11.8% | 0 | 0% | 0.3703% | 0 | 0% | 0.3703% | 0 | 0% | 0.3703% | 0 | 0% | 100% | 0 | 0% | 100% | 0 | 0% | 100% | 0 | 0% | 100% | 0 |  |  | 0 |  |  | 0 |  |  | 0
CASTRO VALLEY 1105MR201 | 4.0399e-05 | 0 | 0.036484 | 0 | 0.036484 | 0.020061 | 0.024263 | 0.0089045 | 0% | 99% | 0 | 0% | 99% | 0 | 0% | 99% | 0 | 0% | 99% | 0 | 0% | 63.97% | 0 | 0% | 49.81% | 0 | 0% | 49.81% | 0 | 0% | 49.81% | 0 | 0 | 0% | 2.541% | 0 | 0% | 2.541% | 0 | 0% | 2.541% | 0 | 0% | 0.2707% | 0 | 0% | 0.2707% | 0 | 0% | 0.2707% | 0 | 0% | 0.6923% | 0 | 5.483% | 0.6923% | 1.3847e-05 | 0% | 0.6923% | 0 | 5.483% | 0.6964% | 1.393e-05 | 50.56% | 0.6964% | 0.00012846 | 0% | 0.6964% | 0 | 0% | 5.13% | 0 | 0% | 5.13% | 0 | 0% | 5.13% | 0 | 0% | 1.364% | 0 | 0% | 1.364% | 0 | 0% | 1.364% | 0 |  |  |  | 0% | 11.8% | 0 | 0% | 11.8% | 0 | 0% | 11.8% | 0 | 0% | 0.3688% | 0 | 0% | 0.3688% | 0 | 0% | 0.3688% | 0 | 0% | 100% | 0 | 0% | 100% | 0 | 0% | 100% | 0 | 0% | 100% | 0 |  |  | 0 |  |  | 0 |  |  | 0
PEABODY 211218312 | 5.9971e-05 | 0 | 0.005611 | 0 | 0.005611 | 0.0011564 | 0.0042959 | 0.0027341 | 0% | 99% | 0 | 0% | 99% | 0 | 0% | 99% | 0 | 0% | 99% | 0 | 0% | 65.01% | 0 | 0% | 50.25% | 0 | 0% | 50.25% | 0 | 0% | 50.25% | 0 | 0 | 0% | 2.874% | 0 | 0% | 2.874% | 0 | 0% | 2.874% | 0 | 0% | 0.3283% | 0 | 0% | 0.3283% | 0 | 0% | 0.3283% | 0 | 0% | 0.7808% | 0 | 0% | 0.7808% | 0 | 0% | 0.7808% | 0 | 0% | 0.8341% | 0 | 100% | 0.8341% | 4.6803e-05 | 0% | 0.8341% | 0 | 0% | 5.928% | 0 | 0% | 5.928% | 0 | 0% | 5.928% | 0 | 0% | 0.5281% | 0 | 0% | 0.5281% | 0 | 0% | 0.5281% | 0 |  |  |  | 0% | 11.8% | 0 | 0% | 11.8% | 0 | 0% | 11.8% | 0 | 0% | 0.3725% | 0 | 0% | 0.3725% | 0 | 0% | 0.3725% | 0 | 0% | 100% | 0 | 0% | 100% | 0 | 0% | 100% | 0 | 0% | 100% | 0 |  |  | 0 |  |  | 0 |  |  | 0
BAKERSFIELD 1118CB | 5.3362e-05 | 0 | 0.023591 | 0 | 0.023591 | 0.0032044 | 0.015405 | 0.015815 | 0% | 99% | 0 | 0% | 99% | 0 | 0% | 99% | 0 | 0% | 99% | 0 | 0% | 66% | 0 | 0% | 52.26% | 0 | 0% | 52.26% | 0 | 0% | 52.26% | 0 | 0 | 0% | 2.406% | 0 | 0% | 2.406% | 0 | 0% | 2.406% | 0 | 0% | 0.2726% | 0 | 0% | 0.2726% | 0 | 0% | 0.2726% | 0 | 0% | 0.6628% | 0 | 0% | 0.6628% | 0 | 0% | 0.6628% | 0 | 0% | 0.6902% | 0 | 0% | 0.6902% | 0 | 0% | 0.6902% | 0 | 0% | 4.978% | 0 | 0% | 4.978% | 0 | 0% | 4.978% | 0 | 0% | 0.3036% | 0 | 0% | 0.3036% | 0 | 0% | 0.3036% | 0 |  |  |  | 0% | 11.8% | 0 | 0% | 11.8% | 0 | 0% | 11.8% | 0 | 0% | 0.371% | 0 | 0% | 0.371% | 0 | 0% | 0.371% | 0 | 0% | 100% | 0 | 0% | 100% | 0 | 0% | 100% | 0 | 0% | 100% | 0 |  |  | 0 |  |  | 0 |  |  | 0
SALINAS 1101CB | 6.7825e-05 | 0 | 0.0027572 | 0 | 0.0027572 | 0.00012943 | 0.0027464 | 0.0011476 | 0% | 99% | 0 | 0% | 99% | 0 | 0% | 99% | 0 | 0% | 99% | 0 | 0% | 64.19% | 0 | 0% | 50.64% | 0 | 0% | 50.64% | 0 | 0% | 50.64% | 0 | 0 | 0% | 3.34% | 0 | 0% | 3.34% | 0 | 0% | 3.34% | 0 | 0% | 0.3908% | 0 | 0% | 0.3908% | 0 | 0% | 0.3908% | 0 | 0% | 1.004% | 0 | 0% | 1.004% | 0 | 0% | 1.004% | 0 | 0% | 1.049% | 0 | 0% | 1.049% | 0 | 94.78% | 1.049% | 2.7422e-05 | 0% | 7.565% | 0 | 0% | 7.565% | 0 | 0% | 7.565% | 0 | 0% | 0.1833% | 0 | 0% | 0.1833% | 0 | 0% | 0.1833% | 0 |  |  |  | 0% | 11.8% | 0 | 0% | 11.8% | 0 | 0% | 11.8% | 0 | 0% | 0.3566% | 0 | 0% | 0.3566% | 0 | 0% | 0.3566% | 0 | 0% | 100% | 0 | 0% | 100% | 0 | 0% | 100% | 0 | 0% | 100% | 0 |  |  | 0 |  |  | 0 |  |  | 0
LAKEWOOD 210964992 | 5.7815e-05 | 0 | 0.002992 | 0 | 0.002992 | 0.00081484 | 0.0025237 | 0.0010276 | 0% | 99% | 0 | 0% | 99% | 0 | 0% | 99% | 0 | 0% | 99% | 0 | 0% | 64.82% | 0 | 0% | 50.31% | 0 | 0% | 50.31% | 0 | 0% | 50.31% | 0 | 0 | 0% | 3.525% | 0 | 0% | 3.525% | 0 | 0% | 3.525% | 0 | 0% | 0.3897% | 0 | 0% | 0.3897% | 0 | 0% | 0.3897% | 0 | 0% | 0.8703% | 0 | 0% | 0.8703% | 0 | 0% | 0.8703% | 0 | 0% | 0.9196% | 0 | 0% | 0.9196% | 0 | 0% | 0.9196% | 0 | 0% | 6.551% | 0 | 0% | 6.551% | 0 | 0% | 6.551% | 0 | 0% | 0.5896% | 0 | 0% | 0.5896% | 0 | 0% | 0.5896% | 0 |  |  |  | 0% | 11.8% | 0 | 0% | 11.8% | 0 | 0% | 11.8% | 0 | 0% | 0.3691% | 0 | 0% | 0.3691% | 0 | 0% | 0.3691% | 0 | 0% | 100% | 0 | 0% | 100% | 0 | 0% | 100% | 0 | 0% | 100% | 0 |  |  | 0 |  |  | 0 |  |  | 0
EVERGREEN 2103XR566 | 3.7616e-05 | 0 | 0.004163 | 0 | 0.004163 | 0.0009907 | 0.0030086 | 0.0020756 | 0% | 99% | 0 | 0% | 99% | 0 | 0% | 99% | 0 | 0% | 99% | 0 | 0% | 66.15% | 0 | 0% | 51.81% | 0 | 0% | 51.81% | 0 | 0% | 51.81% | 0 | 0 | 0% | 2.99% | 0 | 0% | 2.99% | 0 | 0% | 2.99% | 0 | 0% | 0.331% | 0 | 0% | 0.331% | 0 | 0% | 0.331% | 0 | 0% | 0.7413% | 0 | 0% | 0.7413% | 0 | 0% | 0.7413% | 0 | 0% | 0.7762% | 0 | 0% | 0.7762% | 0 | 100% | 0.7762% | 3.2311e-05 | 0% | 5.559% | 0 | 0% | 5.559% | 0 | 0% | 5.559% | 0 | 0% | 0.6171% | 0 | 0% | 0.6171% | 0 | 0% | 0.6171% | 0 |  |  |  | 0% | 11.8% | 0 | 0% | 11.8% | 0 | 0% | 11.8% | 0 | 0% | 0.3707% | 0 | 0% | 0.3707% | 0 | 0% | 0.3707% | 0 | 0% | 100% | 0 | 0% | 100% | 0 | 0% | 100% | 0 | 0% | 100% | 0 |  |  | 0 |  |  | 0 |  |  | 0
CASTRO VALLEY 1102MR204 | 3.1958e-05 | 0 | 0.017564 | 0 | 0.017564 | 0.0064558 | 0.014101 | 0.0050742 | 0% | 99% | 0 | 0% | 99% | 0 | 0% | 99% | 0 | 0% | 99% | 0 | 0% | 64.34% | 0 | 0% | 49.88% | 0 | 0% | 49.88% | 0 | 0% | 49.88% | 0 | 0 | 0% | 3.146% | 0 | 0% | 3.146% | 0 | 0% | 3.146% | 0 | 0% | 0.3484% | 0 | 0% | 0.3484% | 0 | 0% | 0.3484% | 0 | 0% | 0.8306% | 0 | 0% | 0.8306% | 0 | 0% | 0.8306% | 0 | 0% | 0.8768% | 0 | 0% | 0.8768% | 0 | 0% | 0.8768% | 0 | 0% | 6.262% | 0 | 0% | 6.262% | 0 | 0% | 6.262% | 0 | 0% | 0.9316% | 0 | 0% | 0.9316% | 0 | 0% | 0.9316% | 0 |  |  |  | 0% | 11.8% | 0 | 0% | 11.8% | 0 | 0% | 11.8% | 0 | 0% | 0.3706% | 0 | 0% | 0.3706% | 0 | 0% | 0.3706% | 0 | 0% | 100% | 0 | 0% | 100% | 0 | 0% | 100% | 0 | 0% | 100% | 0 |  |  | 0 |  |  | 0 |  |  | 0
ROB ROY 210512582 | 2.6198e-05 | 0 | 0.0014969 | 0 | 0.0014969 | 0.00057111 | 0.0011241 | 0.0004896 | 0% | 99% | 0 | 0% | 99% | 0 | 0% | 99% | 0 | 0% | 99% | 0 | 0% | 64.14% | 0 | 0% | 49.81% | 0 | 0% | 49.81% | 0 | 0% | 49.81% | 0 | 0 | 0% | 2.913% | 0 | 0% | 2.913% | 0 | 0% | 2.913% | 0 | 0% | 0.3203% | 0 | 0% | 0.3203% | 0 | 0% | 0.3203% | 0 | 0% | 0.7692% | 0 | 0% | 0.7692% | 0 | 0% | 0.7692% | 0 | 0% | 0.7937% | 0 | 0% | 0.7937% | 0 | 0% | 0.7937% | 0 | 0% | 5.749% | 0 | 0% | 5.749% | 0 | 0% | 5.749% | 0 | 0% | 1.212% | 0 | 0% | 1.212% | 0 | 0% | 1.212% | 0 |  |  |  | 0% | 11.8% | 0 | 0% | 11.8% | 0 | 0% | 11.8% | 0 | 0% | 0.3674% | 0 | 0% | 0.3674% | 0 | 0% | 0.3674% | 0 | 0% | 100% | 0 | 0% | 100% | 0 | 0% | 100% | 0 | 0% | 100% | 0 |  |  | 0 |  |  | 0 |  |  | 0
NORTH TOWER 1108780701 | 3.0199e-05 | 0 | 0.011343 | 0 | 0.011343 | 0.0025489 | 0.010009 | 0.0039969 | 0% | 99% | 0 | 0% | 99% | 0 | 0% | 99% | 0 | 0% | 99% | 0 | 0% | 64.13% | 0 | 0% | 50.44% | 0 | 0% | 50.44% | 0 | 0% | 50.44% | 0 | 0 | 0% | 3.518% | 0 | 0% | 3.518% | 0 | 0% | 3.518% | 0 | 0% | 0.3875% | 0 | 0% | 0.3875% | 0 | 0% | 0.3875% | 0 | 0% | 0.9065% | 0 | 0% | 0.9065% | 0 | 0% | 0.9065% | 0 | 98.31% | 0.9387% | 0.00010468 | 0% | 0.9387% | 0 | 1.687% | 0.9387% | 1.7965e-06 | 0% | 6.778% | 0 | 0% | 6.778% | 0 | 0% | 6.778% | 0 | 0% | 0.6733% | 0 | 0% | 0.6733% | 0 | 0% | 0.6733% | 0 |  |  |  | 0% | 11.8% | 0 | 0% | 11.8% | 0 | 0% | 11.8% | 0 | 0% | 0.3631% | 0 | 0% | 0.3631% | 0 | 0% | 0.3631% | 0 | 0% | 100% | 0 | 0% | 100% | 0 | 0% | 100% | 0 | 0% | 100% | 0 |  |  | 0 |  |  | 0 |  |  | 0
STAGG 21049472 | 5.5028e-05 | 0 | 0.0020293 | 0 | 0.0020293 | 0.0001345 | 0.002095 | 0.00073252 | 0% | 99% | 0 | 0% | 99% | 0 | 0% | 99% | 0 | 0% | 99% | 0 | 0% | 61.85% | 0 | 0% | 46.19% | 0 | 0% | 46.19% | 0 | 0% | 46.19% | 0 | 0 | 0% | 2.155% | 0 | 0% | 2.155% | 0 | 0% | 2.155% | 0 | 0% | 0.3294% | 0 | 0% | 0.3294% | 0 | 0% | 0.3294% | 0 | 0% | 0.9473% | 0 | 0% | 0.9473% | 0 | 0% | 0.9473% | 0 | 0% | 0.9928% | 0 | 100% | 0.9928% | 2.0148e-05 | 0% | 0.9928% | 0 | 0% | 7.181% | 0 | 0% | 7.181% | 0 | 0% | 7.181% | 0 | 0% | 0.2133% | 0 | 0% | 0.2133% | 0 | 0% | 0.2133% | 0 |  |  |  | 0% | 11.8% | 0 | 0% | 11.8% | 0 | 0% | 11.8% | 0 | 0% | 0.3399% | 0 | 0% | 0.3399% | 0 | 0% | 0.3399% | 0 | 0% | 100% | 0 | 0% | 100% | 0 | 0% | 100% | 0 | 0% | 100% | 0 |  |  | 0 |  |  | 0 |  |  | 0
EDES 1111MR220 | 4.2622e-05 | 0 | 0.0063649 | 0 | 0.0063649 | 0.00056478 | 0.0058351 | 0.0028903 | 0% | 99% | 0 | 0% | 99% | 0 | 0% | 99% | 0 | 0% | 99% | 0 | 0% | 65.51% | 0 | 0% | 51.97% | 0 | 0% | 51.97% | 0 | 0% | 51.97% | 0 | 0 | 0% | 3.798% | 0 | 0% | 3.798% | 0 | 0% | 3.798% | 0 | 0% | 0.4205% | 0 | 0% | 0.4205% | 0 | 0% | 0.4205% | 0 | 0% | 0.9437% | 0 | 0% | 0.9437% | 0 | 0% | 0.9437% | 0 | 0% | 0.9983% | 0 | 88.64% | 0.9983% | 5.6324e-05 | 0% | 0.9983% | 0 | 0% | 7.109% | 0 | 0% | 7.109% | 0 | 0% | 7.109% | 0 | 0% | 0.3006% | 0 | 0% | 0.3006% | 0 | 0% | 0.3006% | 0 |  |  |  | 0% | 11.8% | 0 | 0% | 11.8% | 0 | 0% | 11.8% | 0 | 0% | 0.3664% | 0 | 0% | 0.3664% | 0 | 0% | 0.3664% | 0 | 0% | 100% | 0 | 0% | 100% | 0 | 0% | 100% | 0 | 0% | 100% | 0 |  |  | 0 |  |  | 0 |  |  | 0
PACIFICA 110110067 | 3.7797e-05 | 0 | 0.0083943 | 0 | 0.0083943 | 0.0038974 | 0.0070596 | 0.0013036 | 0% | 99% | 0 | 0% | 99% | 0 | 0% | 99% | 0 | 0% | 99% | 0 | 0% | 63.92% | 0 | 0% | 49.39% | 0 | 0% | 49.39% | 0 | 0% | 49.39% | 0 | 0 | 0% | 3.497% | 0 | 0% | 3.497% | 0 | 0% | 3.497% | 0 | 0% | 0.3876% | 0 | 0% | 0.3876% | 0 | 0% | 0.3876% | 0 | 0% | 0.8751% | 0 | 0% | 0.8751% | 0 | 2.21% | 0.8751% | 1.6232e-06 | 0% | 0.9336% | 0 | 22.12% | 0.9336% | 1.7337e-05 | 0% | 0.9336% | 0 | 0% | 6.615% | 0 | 0% | 6.615% | 0 | 0% | 6.615% | 0 | 0% | 1.601% | 0 | 0% | 1.601% | 0 | 0% | 1.601% | 0 |  |  |  | 0% | 11.8% | 0 | 0% | 11.8% | 0 | 0% | 11.8% | 0 | 0% | 0.3725% | 0 | 0% | 0.3725% | 0 | 0% | 0.3725% | 0 | 0% | 100% | 0 | 0% | 100% | 0 | 0% | 100% | 0 | 0% | 100% | 0 |  |  | 0 |  |  | 0 |  |  | 0
NEWBURG 1132CB | 3.0341e-05 | 0 | 0.0064917 | 0.56738 | 0.57387 | 0.0015808 | 0.005781 | 0.0021203 | 0% | 99% | 0 | 0% | 99% | 0 | 0% | 99% | 0 | 0% | 99% | 0 | 0% | 63.03% | 0 | 0% | 49.14% | 0 | 0% | 49.14% | 0 | 0% | 49.14% | 0 | 0.56738 | 0% | 3.302% | 0 | 0% | 3.302% | 0 | 0% | 3.302% | 0 | 0% | 0.371% | 0 | 0% | 0.371% | 0 | 0% | 0.371% | 0 | 0% | 0.9158% | 0 | 0% | 0.9158% | 0 | 0% | 0.9158% | 0 | 0% | 0.9654% | 0 | 0% | 0.9654% | 0 | 0% | 0.9654% | 0 | 0% | 6.913% | 0 | 0% | 6.913% | 0 | 0% | 6.913% | 0 | 0% | 0.9527% | 0 | 0% | 0.9527% | 0 | 0% | 0.9527% | 0 |  |  |  | 0% | 11.8% | 0 | 0% | 11.8% | 0 | 0% | 11.8% | 0 | 0% | 0.3665% | 0 | 0% | 0.3665% | 0 | 0% | 0.3665% | 0 | 0% | 100% | 0 | 0% | 100% | 0 | 0% | 100% | 0 | 0% | 100% | 0 |  |  | 0 |  |  | 0 |  |  | 0
MOSHER 2108CB | 8.4699e-05 | 0 | 0.017627 | 0 | 0.017627 | 0.0011964 | 0.015803 | 0.0087478 | 0% | 99% | 0 | 0% | 99% | 0 | 0% | 99% | 0 | 0% | 99% | 0 | 0% | 63.34% | 0 | 0% | 48.64% | 0 | 0% | 48.64% | 0 | 0% | 48.64% | 0 | 0 | 0% | 2.625% | 0 | 0% | 2.625% | 0 | 0% | 2.625% | 0 | 0% | 0.3273% | 0 | 0% | 0.3273% | 0 | 0% | 0.3273% | 0 | 0% | 0.8841% | 0 | 0% | 0.8841% | 0 | 0% | 0.8841% | 0 | 0% | 0.9388% | 0 | 44.18% | 0.9388% | 7.3103e-05 | 55.82% | 0.9388% | 9.2379e-05 | 0% | 6.728% | 0 | 0% | 6.728% | 0 | 0% | 6.728% | 0 | 0% | 0.1909% | 0 | 0% | 0.1909% | 0 | 0% | 0.1909% | 0 |  |  |  | 0% | 11.8% | 0 | 0% | 11.8% | 0 | 0% | 11.8% | 0 | 0% | 0.3611% | 0 | 0% | 0.3611% | 0 | 0% | 0.3611% | 0 | 0% | 100% | 0 | 0% | 100% | 0 | 0% | 100% | 0 | 0% | 100% | 0 |  |  | 0 |  |  | 0 |  |  | 0
STOREY 1106CB | 3.9027e-05 | 0 | 0.033633 | 0 | 0.033633 | 0.004401 | 0.030428 | 0.014303 | 0% | 99% | 0 | 0% | 99% | 0 | 0% | 99% | 0 | 0% | 99% | 0 | 0% | 61.75% | 0 | 0% | 48.95% | 0 | 0% | 48.95% | 0 | 0% | 48.95% | 0 | 0 | 0% | 2.781% | 0 | 0% | 2.781% | 0 | 0% | 2.781% | 0 | 0% | 0.3072% | 0 | 0% | 0.3072% | 0 | 0% | 0.3072% | 0 | 0% | 0.9355% | 0 | 0% | 0.9355% | 0 | 0% | 0.9355% | 0 | 67.8% | 0.9398% | 0.00021429 | 0% | 0.9398% | 0 | 0% | 0.9398% | 0 | 0% | 6.972% | 0 | 0% | 6.972% | 0 | 0% | 6.972% | 0 | 0% | 0.4543% | 0 | 0% | 0.4543% | 0 | 0% | 0.4543% | 0 |  |  |  | 0% | 11.8% | 0 | 0% | 11.8% | 0 | 0% | 11.8% | 0 | 0% | 0.3563% | 0 | 0% | 0.3563% | 0 | 0% | 0.3563% | 0 | 0% | 100% | 0 | 0% | 100% | 0 | 0% | 100% | 0 | 0% | 100% | 0 |  |  | 0 |  |  | 0 |  |  | 0
HUMBOLDT BAY 1101898396 | 3.1768e-05 | 0 | 0.0095649 | 0.19322 | 0.20279 | 0.0015637 | 0.010971 | 0.0014381 | 0% | 99% | 0 | 0% | 99% | 0 | 0% | 99% | 0 | 0% | 99% | 0 | 0% | 62.59% | 0 | 0% | 48.8% | 0 | 0% | 48.8% | 0 | 0% | 48.8% | 0 | 0.19322 | 0% | 3.719% | 0 | 0% | 3.719% | 0 | 0% | 3.719% | 0 | 0% | 0.4473% | 0 | 0% | 0.4473% | 0 | 0% | 0.4473% | 0 | 0% | 1.191% | 0 | 0% | 1.191% | 0 | 0% | 1.191% | 0 | 72.68% | 1.297% | 9.0179e-05 | 0% | 1.297% | 0 | 0% | 1.297% | 0 | 0% | 9.136% | 0 | 0% | 9.136% | 0 | 0% | 9.136% | 0 | 0% | 0.7781% | 0 | 0% | 0.7781% | 0 | 0% | 0.7781% | 0 |  |  |  | 0% | 11.8% | 0 | 0% | 11.8% | 0 | 0% | 11.8% | 0 | 0% | 0.3657% | 0 | 0% | 0.3657% | 0 | 0% | 0.3657% | 0 | 0% | 100% | 0 | 0% | 100% | 0 | 0% | 100% | 0 | 0% | 100% | 0 |  |  | 0 |  |  | 0 |  |  | 0
LEMOORE 11048760 | 2.5529e-05 | 0 | 0.0067736 | 0 | 0.0067736 | 0.0013904 | 0.0056465 | 0.0028614 | 0% | 99% | 0 | 0% | 99% | 0 | 0% | 99% | 0 | 0% | 99% | 0 | 0% | 62.85% | 0 | 0% | 49.86% | 0 | 0% | 49.86% | 0 | 0% | 49.86% | 0 | 0 | 0% | 2.782% | 0 | 0% | 2.782% | 0 | 0% | 2.782% | 0 | 0% | 0.3038% | 0 | 0% | 0.3038% | 0 | 0% | 0.3038% | 0 | 0% | 0.8667% | 0 | 0% | 0.8667% | 0 | 0% | 0.8667% | 0 | 0% | 0.8807% | 0 | 0% | 0.8807% | 0 | 100% | 0.8807% | 5.9657e-05 | 0% | 6.468% | 0 | 0% | 6.468% | 0 | 0% | 6.468% | 0 | 0% | 0.6658% | 0 | 0% | 0.6658% | 0 | 0% | 0.6658% | 0 |  |  |  | 0% | 11.8% | 0 | 0% | 11.8% | 0 | 0% | 11.8% | 0 | 0% | 0.3623% | 0 | 0% | 0.3623% | 0 | 0% | 0.3623% | 0 | 0% | 100% | 0 | 0% | 100% | 0 | 0% | 100% | 0 | 0% | 100% | 0 |  |  | 0 |  |  | 0 |  |  | 0
BASALT 1106CB | 3.9334e-05 | 0 | 0.087178 | 0 | 0.087178 | 0.025803 | 0.075405 | 0.026189 | 0% | 99% | 0 | 0% | 99% | 0 | 0% | 99% | 0 | 0% | 99% | 0 | 0% | 63.52% | 0 | 0% | 49.8% | 0 | 0% | 49.8% | 0 | 0% | 49.8% | 0 | 0 | 0% | 3.415% | 0 | 0% | 3.415% | 0 | 0% | 3.415% | 0 | 0% | 0.3708% | 0 | 0% | 0.3708% | 0 | 0% | 0.3708% | 0 | 0% | 0.8934% | 0 | 0% | 0.8934% | 0 | 0% | 0.8934% | 0 | 100% | 0.9183% | 0.00080056 | 0% | 0.9183% | 0 | 0% | 0.9183% | 0 | 0% | 6.666% | 0 | 0% | 6.666% | 0 | 0% | 6.666% | 0 | 0% | 0.9585% | 0 | 0% | 0.9585% | 0 | 0% | 0.9585% | 0 |  |  |  | 0% | 11.8% | 0 | 0% | 11.8% | 0 | 0% | 11.8% | 0 | 0% | 0.3634% | 0 | 0% | 0.3634% | 0 | 0% | 0.3634% | 0 | 0% | 100% | 0 | 0% | 100% | 0 | 0% | 100% | 0 | 0% | 100% | 0 |  |  | 0 |  |  | 0 |  |  | 0
HALF MOON BAY 11018940 | 3.5142e-05 | 0 | 0.016988 | 0 | 0.016988 | 0.0057981 | 0.015853 | 0.0031741 | 0% | 99% | 0 | 0% | 99% | 0 | 0% | 99% | 0 | 0% | 99% | 0 | 0% | 63.22% | 0 | 0% | 49.1% | 0 | 0% | 49.1% | 0 | 0% | 49.1% | 0 | 0 | 0% | 3.416% | 0 | 0% | 3.416% | 0 | 0% | 3.416% | 0 | 0% | 0.3851% | 0 | 0% | 0.3851% | 0 | 0% | 0.3851% | 0 | 0% | 0.9654% | 0 | 0% | 0.9654% | 0 | 0% | 0.9654% | 0 | 4.107% | 1.019% | 7.1133e-06 | 0% | 1.019% | 0 | 0% | 1.019% | 0 | 0% | 7.293% | 0 | 0% | 7.293% | 0 | 0% | 7.293% | 0 | 0% | 1.146% | 0 | 0% | 1.146% | 0 | 0% | 1.146% | 0 |  |  |  | 0% | 11.8% | 0 | 0% | 11.8% | 0 | 0% | 11.8% | 0 | 0% | 0.3659% | 0 | 0% | 0.3659% | 0 | 0% | 0.3659% | 0 | 0% | 100% | 0 | 0% | 100% | 0 | 0% | 100% | 0 | 0% | 100% | 0 |  |  | 0 |  |  | 0 |  |  | 0
MANTECA 170866580 | 4.6037e-05 | 0 | 0.014787 | 0 | 0.014787 | 0.0018245 | 0.0091404 | 0.010646 | 0% | 99% | 0 | 0% | 99% | 0 | 0% | 99% | 0 | 0% | 99% | 0 | 0% | 65.53% | 0 | 0% | 51.02% | 0 | 0% | 51.02% | 0 | 0% | 51.02% | 0 | 0 | 0% | 2.118% | 0 | 0% | 2.118% | 0 | 0% | 2.118% | 0 | 0% | 0.2484% | 0 | 0% | 0.2484% | 0 | 0% | 0.2484% | 0 | 0% | 0.6205% | 0 | 0% | 0.6205% | 0 | 0% | 0.6205% | 0 | 0% | 0.6548% | 0 | 0% | 0.6548% | 0 | 0% | 0.6548% | 0 | 0% | 4.691% | 0 | 0% | 4.691% | 0 | 0% | 4.691% | 0 | 0% | 0.3998% | 0 | 0% | 0.3998% | 0 | 0% | 0.3998% | 0 |  |  |  | 0% | 11.8% | 0 | 0% | 11.8% | 0 | 0% | 11.8% | 0 | 0% | 0.3736% | 0 | 0% | 0.3736% | 0 | 0% | 0.3736% | 0 | 0% | 100% | 0 | 0% | 100% | 0 | 0% | 100% | 0 | 0% | 100% | 0 |  |  | 0 |  |  | 0 |  |  | 0
SANTA ROSA A 110376232 | 4.055e-05 | 0 | 0.015903 | 0 | 0.015903 | 0.0046508 | 0.01173 | 0.0068612 | 0% | 99% | 0 | 0% | 99% | 0 | 0% | 99% | 0 | 0% | 99% | 0 | 0% | 64.99% | 0 | 0% | 50.54% | 0 | 0% | 50.54% | 0 | 0% | 50.54% | 0 | 0 | 0% | 2.902% | 0 | 0% | 2.902% | 0 | 0% | 2.902% | 0 | 0% | 0.324% | 0 | 0% | 0.324% | 0 | 0% | 0.324% | 0 | 0% | 0.7561% | 0 | 0% | 0.7561% | 0 | 0% | 0.7561% | 0 | 0% | 0.7951% | 0 | 0% | 0.7951% | 0 | 0% | 0.7951% | 0 | 0% | 5.69% | 0 | 0% | 5.69% | 0 | 0% | 5.69% | 0 | 0% | 0.891% | 0 | 0% | 0.891% | 0 | 0% | 0.891% | 0 |  |  |  | 0% | 11.8% | 0 | 0% | 11.8% | 0 | 0% | 11.8% | 0 | 0% | 0.3714% | 0 | 0% | 0.3714% | 0 | 0% | 0.3714% | 0 | 0% | 100% | 0 | 0% | 100% | 0 | 0% | 100% | 0 | 0% | 100% | 0 |  |  | 0 |  |  | 0 |  |  | 0
EL CERRITO G 1111760530 | 2.4614e-05 | 0.47908 | 0.0046763 | 0 | 0.0046763 | 0.0012287 | 0.0043678 | 0.001239 | 0% | 99% | 0 | 0% | 99% | 0 | 0% | 99% | 0 | 0% | 99% | 0 | 0% | 60.37% | 0 | 0% | 49.37% | 0 | 0% | 49.37% | 0 | 0% | 49.37% | 0 | 0 | 0% | 2.901% | 0 | 0% | 2.901% | 0 | 0% | 2.901% | 0 | 0% | 0.2905% | 0 | 0% | 0.2905% | 0 | 0% | 0.2905% | 0 | 0% | 0.9776% | 0 | 0% | 0.9776% | 0 | 9.983% | 0.9776% | 4.5637e-06 | 0% | 0.9147% | 0 | 9.983% | 0.9147% | 4.2703e-06 | 20.62% | 0.9147% | 8.8184e-06 | 0% | 7.096% | 0 | 0% | 7.096% | 0 | 0% | 7.096% | 0 | 0% | 0.7906% | 0 | 0% | 0.7906% | 0 | 0% | 0.7906% | 0 |  |  |  | 0% | 11.8% | 0 | 0% | 11.8% | 0 | 0% | 11.8% | 0 | 0% | 0.3427% | 0 | 0% | 0.3427% | 0 | 0% | 0.3427% | 0 | 0% | 100% | 0 | 0% | 100% | 0 | 0% | 100% | 0 | 0% | 100% | 0 |  |  | 0 |  |  | 0 |  |  | 0
LAS GALLINAS A 1106206332 | 2.6845e-05 | 0.28319 | 0.003878 | 0 | 0.003878 | 0.0016185 | 0.0031923 | 0.00085889 | 0% | 99% | 0 | 0% | 99% | 0 | 0% | 99% | 0 | 0% | 99% | 0 | 0% | 61.08% | 0 | 0% | 48.87% | 0 | 0% | 48.87% | 0 | 0% | 48.87% | 0 | 0 | 0% | 2.793% | 0 | 0% | 2.793% | 0 | 0% | 2.793% | 0 | 0% | 0.2884% | 0 | 0% | 0.2884% | 0 | 0% | 0.2884% | 0 | 0% | 0.8583% | 0 | 0% | 0.8583% | 0 | 0% | 0.8583% | 0 | 0% | 0.8215% | 0 | 0% | 0.8215% | 0 | 84.16% | 0.8215% | 2.6813e-05 | 0% | 6.266% | 0 | 0% | 6.266% | 0 | 0% | 6.266% | 0 | 0% | 1.405% | 0 | 0% | 1.405% | 0 | 0% | 1.405% | 0 |  |  |  | 0% | 11.8% | 0 | 0% | 11.8% | 0 | 0% | 11.8% | 0 | 0% | 0.353% | 0 | 0% | 0.353% | 0 | 0% | 0.353% | 0 | 0% | 100% | 0 | 0% | 100% | 0 | 0% | 100% | 0 | 0% | 100% | 0 |  |  | 0 |  |  | 0 |  |  | 0
HICKS 2103XR068 | 4.0717e-05 | 0 | 0.021448 | 0 | 0.021448 | 0.0087988 | 0.01507 | 0.007495 | 0% | 99% | 0 | 0% | 99% | 0 | 0% | 99% | 0 | 0% | 99% | 0 | 0% | 64.87% | 0 | 0% | 50.2% | 0 | 0% | 50.2% | 0 | 0% | 50.2% | 0 | 0 | 0% | 2.409% | 0 | 0% | 2.409% | 0 | 0% | 2.409% | 0 | 0% | 0.2732% | 0 | 0% | 0.2732% | 0 | 0% | 0.2732% | 0 | 0% | 0.7199% | 0 | 0% | 0.7199% | 0 | 0% | 0.7199% | 0 | 0% | 0.7453% | 0 | 0% | 0.7453% | 0 | 0% | 0.7453% | 0 | 0% | 5.404% | 0 | 0% | 5.404% | 0 | 0% | 5.404% | 0 | 0% | 1.046% | 0 | 0% | 1.046% | 0 | 0% | 1.046% | 0 |  |  |  | 0% | 11.8% | 0 | 0% | 11.8% | 0 | 0% | 11.8% | 0 | 0% | 0.3695% | 0 | 0% | 0.3695% | 0 | 0% | 0.3695% | 0 | 0% | 100% | 0 | 0% | 100% | 0 | 0% | 100% | 0 | 0% | 100% | 0 |  |  | 0 |  |  | 0 |  |  | 0
RINCON 1102640 | 4.292e-05 | 0 | 0.031027 | 1.1029 | 1.134 | 0.013623 | 0.023215 | 0.0085357 | 0% | 99% | 0 | 0% | 99% | 0 | 0% | 99% | 0 | 0% | 99% | 0 | 0% | 63.88% | 0 | 0% | 49.69% | 0 | 0% | 49.69% | 0 | 0% | 49.69% | 0 | 1.1029 | 0% | 2.751% | 0 | 0% | 2.751% | 0 | 0% | 2.751% | 0 | 0% | 0.3071% | 0 | 0% | 0.3071% | 0 | 0% | 0.3071% | 0 | 0% | 0.7702% | 0 | 13.12% | 0.7702% | 3.1363e-05 | 0% | 0.7702% | 0 | 13.12% | 0.8007% | 3.2605e-05 | 39.5% | 0.8007% | 9.8121e-05 | 25.68% | 0.8007% | 6.38e-05 | 0% | 5.781% | 0 | 0% | 5.781% | 0 | 0% | 5.781% | 0 | 0% | 1.464% | 0 | 0% | 1.464% | 0 | 0% | 1.464% | 0 |  |  |  | 0% | 11.8% | 0 | 0.7864% | 11.8% | 2.8793e-05 | 0% | 11.8% | 0 | 0% | 0.3693% | 0 | 0% | 0.3693% | 0 | 0% | 0.3693% | 0 | 0% | 100% | 0 | 0% | 100% | 0 | 0% | 100% | 0 | 0% | 100% | 0 |  |  | 0 |  |  | 0 |  |  | 0
LOYOLA 0401CB | 3.9436e-05 | 0 | 0.028852 | 0 | 0.028852 | 0.016586 | 0.020879 | 0.0047565 | 0% | 99% | 0 | 0% | 99% | 0 | 0% | 99% | 0 | 0% | 99% | 0 | 0% | 63.01% | 0 | 0% | 48.68% | 0 | 0% | 48.68% | 0 | 0% | 48.68% | 0 | 0 | 0% | 2.278% | 0 | 0% | 2.278% | 0 | 0% | 2.278% | 0 | 0% | 0.2535% | 0 | 0% | 0.2535% | 0 | 0% | 0.2535% | 0 | 0% | 0.739% | 0 | 0% | 0.739% | 0 | 0% | 0.739% | 0 | 0% | 0.7415% | 0 | 0% | 0.7415% | 0 | 100% | 0.7415% | 0.00021395 | 0% | 5.493% | 0 | 0% | 5.493% | 0 | 0% | 5.493% | 0 | 0% | 1.628% | 0 | 0% | 1.628% | 0 | 0% | 1.628% | 0 |  |  |  | 0% | 11.8% | 0 | 0% | 11.8% | 0 | 0% | 11.8% | 0 | 0% | 0.3637% | 0 | 0% | 0.3637% | 0 | 0% | 0.3637% | 0 | 0% | 100% | 0 | 0% | 100% | 0 | 0% | 100% | 0 | 0% | 100% | 0 |  |  | 0 |  |  | 0 |  |  | 0
STOREY 1106315398 | 4.6101e-05 | 0 | 0.022267 | 0 | 0.022267 | 0.0024132 | 0.018048 | 0.012134 | 0% | 99% | 0 | 0% | 99% | 0 | 0% | 99% | 0 | 0% | 99% | 0 | 0% | 63.25% | 0 | 0% | 49.44% | 0 | 0% | 49.44% | 0 | 0% | 49.44% | 0 | 0 | 0% | 2.853% | 0 | 0% | 2.853% | 0 | 0% | 2.853% | 0 | 0% | 0.3165% | 0 | 0% | 0.3165% | 0 | 0% | 0.3165% | 0 | 0% | 0.8339% | 0 | 0% | 0.8339% | 0 | 0% | 0.8339% | 0 | 100% | 0.8658% | 0.00019279 | 0% | 0.8658% | 0 | 0% | 0.8658% | 0 | 0% | 6.274% | 0 | 0% | 6.274% | 0 | 0% | 6.274% | 0 | 0% | 0.3737% | 0 | 0% | 0.3737% | 0 | 0% | 0.3737% | 0 |  |  |  | 0% | 11.8% | 0 | 0% | 11.8% | 0 | 0% | 11.8% | 0 | 0% | 0.367% | 0 | 0% | 0.367% | 0 | 0% | 0.367% | 0 | 0% | 100% | 0 | 0% | 100% | 0 | 0% | 100% | 0 | 0% | 100% | 0 |  |  | 0 |  |  | 0 |  |  | 0
TIDEWATER 2106CB | 6.2659e-05 | 0 | 0.038168 | 0 | 0.038168 | 0.0042147 | 0.034353 | 0.017305 | 0% | 99% | 0 | 0% | 99% | 0 | 0% | 99% | 0 | 0% | 99% | 0 | 0% | 64.75% | 0 | 0% | 50.06% | 0 | 0% | 50.06% | 0 | 0% | 50.06% | 0 | 0 | 0% | 3.441% | 0 | 0% | 3.441% | 0 | 0% | 3.441% | 0 | 0% | 0.3979% | 0 | 0% | 0.3979% | 0 | 0% | 0.3979% | 0 | 0% | 0.9037% | 0 | 0% | 0.9037% | 0 | 0% | 0.9037% | 0 | 98.18% | 0.9605% | 0.00035992 | 0% | 0.9605% | 0 | 0% | 0.9605% | 0 | 0% | 6.829% | 0 | 0% | 6.829% | 0 | 0% | 6.829% | 0 | 0% | 0.2242% | 0 | 0% | 0.2242% | 0 | 0% | 0.2242% | 0 |  |  |  | 0% | 11.8% | 0 | 0% | 11.8% | 0 | 0% | 11.8% | 0 | 0% | 0.3646% | 0 | 0% | 0.3646% | 0 | 0% | 0.3646% | 0 | 0% | 100% | 0 | 0% | 100% | 0 | 0% | 100% | 0 | 0% | 100% | 0 |  |  | 0 |  |  | 0 |  |  | 0
EVERGREEN 2101CB | 4.0499e-05 | 0 | 0.021183 | 0 | 0.021183 | 0.006555 | 0.015878 | 0.0085868 | 0% | 99% | 0 | 0% | 99% | 0 | 0% | 99% | 0 | 0% | 99% | 0 | 0% | 65.46% | 0 | 0% | 50.96% | 0 | 0% | 50.96% | 0 | 0% | 50.96% | 0 | 0 | 0% | 2.786% | 0 | 0% | 2.786% | 0 | 0% | 2.786% | 0 | 0% | 0.3152% | 0 | 0% | 0.3152% | 0 | 0% | 0.3152% | 0 | 0% | 0.764% | 0 | 0% | 0.764% | 0 | 0% | 0.764% | 0 | 0% | 0.7995% | 0 | 65.67% | 0.7995% | 0.00011121 | 34.33% | 0.7995% | 5.8144e-05 | 0% | 5.745% | 0 | 0% | 5.745% | 0 | 0% | 5.745% | 0 | 0% | 0.8291% | 0 | 0% | 0.8291% | 0 | 0% | 0.8291% | 0 |  |  |  | 0% | 11.8% | 0 | 0% | 11.8% | 0 | 0% | 11.8% | 0 | 0% | 0.3692% | 0 | 0% | 0.3692% | 0 | 0% | 0.3692% | 0 | 0% | 100% | 0 | 0% | 100% | 0 | 0% | 100% | 0 | 0% | 100% | 0 |  |  | 0 |  |  | 0 |  |  | 0
PLACER 110451734 | 5.4297e-05 | 0 | 0.039568 | 0 | 0.039568 | 0.013459 | 0.027802 | 0.016694 | 0% | 99% | 0 | 0% | 99% | 0 | 0% | 99% | 0 | 0% | 99% | 0 | 0% | 64.7% | 0 | 0% | 50.14% | 0 | 0% | 50.14% | 0 | 0% | 50.14% | 0 | 0 | 0% | 2.585% | 0 | 0% | 2.585% | 0 | 0% | 2.585% | 0 | 0% | 0.2886% | 0 | 0% | 0.2886% | 0 | 0% | 0.2886% | 0 | 0% | 0.724% | 0 | 0.7442% | 0.724% | 2.1319e-06 | 0% | 0.724% | 0 | 0.7442% | 0.7618% | 2.2432e-06 | 58.93% | 0.7618% | 0.00017763 | 0% | 0.7618% | 0 | 0% | 5.463% | 0 | 0% | 5.463% | 0 | 0% | 5.463% | 0 | 0% | 1.049% | 0 | 0% | 1.049% | 0 | 0% | 1.049% | 0 |  |  |  | 0% | 11.8% | 0 | 0% | 11.8% | 0 | 0% | 11.8% | 0 | 0% | 0.3735% | 0 | 0% | 0.3735% | 0 | 0% | 0.3735% | 0 | 0% | 100% | 0 | 0% | 100% | 0 | 0% | 100% | 0 | 0% | 100% | 0 |  |  | 0 |  |  | 0 |  |  | 0
SANTA MARIA 1110CB | 4.0185e-05 | 0 | 0.024395 | 0 | 0.024395 | 0.0017201 | 0.022926 | 0.011092 | 0% | 99% | 0 | 0% | 99% | 0 | 0% | 99% | 0 | 0% | 99% | 0 | 0% | 64.32% | 0 | 0% | 50.78% | 0 | 0% | 50.78% | 0 | 0% | 50.78% | 0 | 0 | 0% | 3.436% | 0 | 0% | 3.436% | 0 | 0% | 3.436% | 0 | 0% | 0.3807% | 0 | 0% | 0.3807% | 0 | 0% | 0.3807% | 0 | 0% | 0.9759% | 0 | 0% | 0.9759% | 0 | 0% | 0.9759% | 0 | 0% | 1.031% | 0 | 0% | 1.031% | 0 | 0% | 1.031% | 0 | 0% | 7.388% | 0 | 0% | 7.388% | 0 | 0% | 7.388% | 0 | 0% | 0.2575% | 0 | 0% | 0.2575% | 0 | 0% | 0.2575% | 0 |  |  |  | 0% | 11.8% | 0 | 0% | 11.8% | 0 | 0% | 11.8% | 0 | 0% | 0.3673% | 0 | 0% | 0.3673% | 0 | 0% | 0.3673% | 0 | 0% | 100% | 0 | 0% | 100% | 0 | 0% | 100% | 0 | 0% | 100% | 0 |  |  | 0 |  |  | 0 |  |  | 0
CANAL 110511060 | 3.0049e-05 | 0 | 0.031951 | 0 | 0.031951 | 0.0028091 | 0.031108 | 0.012893 | 0% | 99% | 0 | 0% | 99% | 0 | 0% | 99% | 0 | 0% | 99% | 0 | 0% | 61.44% | 0 | 0% | 49.5% | 0 | 0% | 49.5% | 0 | 0% | 49.5% | 0 | 0 | 0% | 2.905% | 0 | 0% | 2.905% | 0 | 0% | 2.905% | 0 | 0% | 0.3175% | 0 | 0% | 0.3175% | 0 | 0% | 0.3175% | 0 | 0% | 1.006% | 0 | 0% | 1.006% | 0 | 0% | 1.006% | 0 | 0% | 1.001% | 0 | 0% | 1.001% | 0 | 0% | 1.001% | 0 | 0% | 7.471% | 0 | 0% | 7.471% | 0 | 0% | 7.471% | 0 | 0% | 0.2854% | 0 | 0% | 0.2854% | 0 | 0% | 0.2854% | 0 |  |  |  | 0% | 11.8% | 0 | 0% | 11.8% | 0 | 0% | 11.8% | 0 | 0% | 0.3511% | 0 | 0% | 0.3511% | 0 | 0% | 0.3511% | 0 | 0% | 100% | 0 | 0% | 100% | 0 | 0% | 100% | 0 | 0% | 100% | 0 |  |  | 0 |  |  | 0 |  |  | 0
SERRAMONTE 11046055 | 4.5136e-05 | 0 | 0.0040488 | 0 | 0.0040488 | 0.00080496 | 0.004436 | 0.00069093 | 0% | 99% | 0 | 0% | 99% | 0 | 0% | 99% | 0 | 0% | 99% | 0 | 0% | 63.62% | 0 | 0% | 50.44% | 0 | 0% | 50.44% | 0 | 0% | 50.44% | 0 | 0 | 0% | 4.636% | 0 | 0% | 4.636% | 0 | 0% | 4.636% | 0 | 0% | 0.5011% | 0 | 0% | 0.5011% | 0 | 0% | 0.5011% | 0 | 0% | 1.151% | 0 | 0% | 1.151% | 0 | 0% | 1.151% | 0 | 0% | 1.212% | 0 | 100% | 1.212% | 4.9077e-05 | 0% | 1.212% | 0 | 0% | 8.658% | 0 | 0% | 8.658% | 0 | 0% | 8.658% | 0 | 0% | 0.6549% | 0 | 0% | 0.6549% | 0 | 0% | 0.6549% | 0 |  |  |  | 0% | 11.8% | 0 | 0% | 11.8% | 0 | 0% | 11.8% | 0 | 0% | 0.3635% | 0 | 0% | 0.3635% | 0 | 0% | 0.3635% | 0 | 0% | 100% | 0 | 0% | 100% | 0 | 0% | 100% | 0 | 0% | 100% | 0 |  |  | 0 |  |  | 0 |  |  | 0
NAPA 111289474 | 3.4741e-05 | 0 | 0.010545 | 0 | 0.010545 | 0.0039454 | 0.0082633 | 0.0032418 | 0% | 99% | 0 | 0% | 99% | 0 | 0% | 99% | 0 | 0% | 99% | 0 | 0% | 63.94% | 0 | 0% | 49.89% | 0 | 0% | 49.89% | 0 | 0% | 49.89% | 0 | 0 | 0% | 3.063% | 0 | 0% | 3.063% | 0 | 0% | 3.063% | 0 | 0% | 0.3339% | 0 | 0% | 0.3339% | 0 | 0% | 0.3339% | 0 | 0% | 0.8098% | 0 | 0% | 0.8098% | 0 | 0% | 0.8098% | 0 | 100% | 0.8396% | 8.8541e-05 | 0% | 0.8396% | 0 | 0% | 0.8396% | 0 | 0% | 6.067% | 0 | 0% | 6.067% | 0 | 0% | 6.067% | 0 | 0% | 1.168% | 0 | 0% | 1.168% | 0 | 0% | 1.168% | 0 |  |  |  | 0% | 11.8% | 0 | 0% | 11.8% | 0 | 0% | 11.8% | 0 | 0% | 0.3687% | 0 | 0% | 0.3687% | 0 | 0% | 0.3687% | 0 | 0% | 100% | 0 | 0% | 100% | 0 | 0% | 100% | 0 | 0% | 100% | 0 |  |  | 0 |  |  | 0 |  |  | 0
MOSHER 21115266 | 3.7967e-05 | 0 | 0.10197 | 0 | 0.10197 | 0.053062 | 0.068814 | 0.027552 | 0% | 99% | 0 | 0% | 99% | 0 | 0% | 99% | 0 | 0% | 99% | 0 | 0% | 63.39% | 0 | 0% | 49.29% | 0 | 0% | 49.29% | 0 | 0% | 49.29% | 0 | 0 | 0% | 2.243% | 0 | 0% | 2.243% | 0 | 0% | 2.243% | 0 | 0% | 0.2489% | 0 | 0% | 0.2489% | 0 | 0% | 0.2489% | 0 | 0% | 0.6905% | 0 | 0% | 0.6905% | 0 | 0% | 0.6905% | 0 | 0% | 0.7009% | 0 | 89.03% | 0.7009% | 0.00063633 | 10.97% | 0.7009% | 7.8382e-05 | 0% | 5.149% | 0 | 0% | 5.149% | 0 | 0% | 5.149% | 0 | 0% | 1.52% | 0 | 0% | 1.52% | 0 | 0% | 1.52% | 0 |  |  |  | 0% | 11.8% | 0 | 0% | 11.8% | 0 | 0% | 11.8% | 0 | 0% | 0.3681% | 0 | 0% | 0.3681% | 0 | 0% | 0.3681% | 0 | 0% | 100% | 0 | 0% | 100% | 0 | 0% | 100% | 0 | 0% | 100% | 0 |  |  | 0 |  |  | 0 |  |  | 0
CLAYTON 221798080 | 4.3732e-05 | 0 | 0.015069 | 0 | 0.015069 | 0.0054577 | 0.012281 | 0.0043447 | 0% | 99% | 0 | 0% | 99% | 0 | 0% | 99% | 0 | 0% | 99% | 0 | 0% | 64.69% | 0 | 0% | 49.93% | 0 | 0% | 49.93% | 0 | 0% | 49.93% | 0 | 0 | 0% | 3.118% | 0 | 0% | 3.118% | 0 | 0% | 3.118% | 0 | 0% | 0.3526% | 0 | 0% | 0.3526% | 0 | 0% | 0.3526% | 0 | 0% | 0.8326% | 0 | 0% | 0.8326% | 0 | 0% | 0.8326% | 0 | 0% | 0.8815% | 0 | 0% | 0.8815% | 0 | 0% | 0.8815% | 0 | 0% | 6.285% | 0 | 0% | 6.285% | 0 | 0% | 6.285% | 0 | 0% | 0.6848% | 0 | 0% | 0.6848% | 0 | 0% | 0.6848% | 0 |  |  |  | 0% | 11.8% | 0 | 0% | 11.8% | 0 | 0% | 11.8% | 0 | 0% | 0.3693% | 0 | 0% | 0.3693% | 0 | 0% | 0.3693% | 0 | 0% | 100% | 0 | 0% | 100% | 0 | 0% | 100% | 0 | 0% | 100% | 0 |  |  | 0 |  |  | 0 |  |  | 0
KINGSBURG 110281042 | 3.4181e-05 | 0 | 0.041699 | 0 | 0.041699 | 0.0085725 | 0.03306 | 0.019485 | 0% | 99% | 0 | 0% | 99% | 0 | 0% | 99% | 0 | 0% | 99% | 0 | 0% | 62.85% | 0 | 0% | 49.61% | 0 | 0% | 49.61% | 0 | 0% | 49.61% | 0 | 0 | 0% | 2.679% | 0 | 0% | 2.679% | 0 | 0% | 2.679% | 0 | 0% | 0.2901% | 0 | 0% | 0.2901% | 0 | 0% | 0.2901% | 0 | 0% | 0.819% | 0 | 0% | 0.819% | 0 | 0% | 0.819% | 0 | 0% | 0.8236% | 0 | 0% | 0.8236% | 0 | 0% | 0.8236% | 0 | 0% | 6.089% | 0 | 0% | 6.089% | 0 | 0% | 6.089% | 0 | 0% | 0.6578% | 0 | 0% | 0.6578% | 0 | 0% | 0.6578% | 0 |  |  |  | 0% | 11.8% | 0 | 0% | 11.8% | 0 | 0% | 11.8% | 0 | 0% | 0.3623% | 0 | 0% | 0.3623% | 0 | 0% | 0.3623% | 0 | 0% | 100% | 0 | 0% | 100% | 0 | 0% | 100% | 0 | 0% | 100% | 0 |  |  | 0 |  |  | 0 |  |  | 0
MAGUNDEN 1104CB | 3.8174e-05 | 0 | 0.036858 | 0 | 0.036858 | 0.004975 | 0.035102 | 0.013955 | 0% | 99% | 0 | 0% | 99% | 0 | 0% | 99% | 0 | 0% | 99% | 0 | 0% | 61.54% | 0 | 0% | 49.09% | 0 | 0% | 49.09% | 0 | 0% | 49.09% | 0 | 0 | 0% | 2.653% | 0 | 0% | 2.653% | 0 | 0% | 2.653% | 0 | 0% | 0.3009% | 0 | 0% | 0.3009% | 0 | 0% | 0.3009% | 0 | 0% | 0.9785% | 0 | 0% | 0.9785% | 0 | 0% | 0.9785% | 0 | 0% | 0.9832% | 0 | 0% | 0.9832% | 0 | 0% | 0.9832% | 0 | 0% | 7.303% | 0 | 0% | 7.303% | 0 | 0% | 7.303% | 0 | 0% | 0.3459% | 0 | 0% | 0.3459% | 0 | 0% | 0.3459% | 0 |  |  |  | 0% | 11.8% | 0 | 0% | 11.8% | 0 | 0% | 11.8% | 0 | 0% | 0.353% | 0 | 0% | 0.353% | 0 | 0% | 0.353% | 0 | 0% | 100% | 0 | 0% | 100% | 0 | 0% | 100% | 0 | 0% | 100% | 0 |  |  | 0 |  |  | 0 |  |  | 0
LAKEWOOD 210757670 | 4.2016e-05 | 0 | 0.042587 | 0 | 0.042587 | 0.022213 | 0.030384 | 0.0098527 | 0% | 99% | 0 | 0% | 99% | 0 | 0% | 99% | 0 | 0% | 99% | 0 | 0% | 63.27% | 0 | 0% | 49.22% | 0 | 0% | 49.22% | 0 | 0% | 49.22% | 0 | 0 | 0% | 2.45% | 0 | 0% | 2.45% | 0 | 0% | 2.45% | 0 | 0% | 0.2653% | 0 | 0% | 0.2653% | 0 | 0% | 0.2653% | 0 | 0% | 0.7363% | 0 | 0% | 0.7363% | 0 | 0% | 0.7363% | 0 | 0.5796% | 0.7362% | 1.8173e-06 | 0% | 0.7362% | 0 | 0% | 0.7362% | 0 | 0% | 5.458% | 0 | 0% | 5.458% | 0 | 0% | 5.458% | 0 | 0% | 1.213% | 0 | 0% | 1.213% | 0 | 0% | 1.213% | 0 |  |  |  | 0% | 11.8% | 0 | 0% | 11.8% | 0 | 0% | 11.8% | 0 | 0% | 0.365% | 0 | 0% | 0.365% | 0 | 0% | 0.365% | 0 | 0% | 100% | 0 | 0% | 100% | 0 | 0% | 100% | 0 | 0% | 100% | 0 |  |  | 0 |  |  | 0 |  |  | 0
MORRO BAY 1101W06 | 2.9968e-06 | 0 | 0.00070311 | 0 | 0.00070311 | 0 | 0.0010312 | 0 | 0% | 99% | 0 | 0% | 99% | 0 | 0% | 99% | 0 | 0% | 99% | 0 | 0% | 43.53% | 0 | 0% | 45.44% | 0 | 0% | 45.44% | 0 | 0% | 45.44% | 0 | 0 | 0% | 1.898% | 0 | 0% | 1.898% | 0 | 0% | 1.898% | 0 | 0% | 0% | 0 | 0% | 0% | 0 | 0% | 0% | 0 | 0% | 1.584% | 0 | 0% | 1.584% | 0 | 0% | 1.584% | 0 | 98.72% | 1.07% | 7.4276e-06 | 0% | 1.07% | 0 | 0% | 1.07% | 0 | 0% | 10.54% | 0 | 0% | 10.54% | 0 | 0% | 10.54% | 0 | 0% | 0.00491% | 0 | 0% | 0.00491% | 0 | 0% | 0.00491% | 0 |  |  |  | 0% | 11.8% | 0 | 0% | 11.8% | 0 | 0% | 11.8% | 0 | 0% | 0.2329% | 0 | 0% | 0.2329% | 0 | 0% | 0.2329% | 0 | 0% | 100% | 0 | 0% | 100% | 0 | 0% | 100% | 0 | 0% | 100% | 0 |  |  | 0 |  |  | 0 |  |  | 0
KIRKER 2106P525R | 9.1696e-05 | 0 | 0.0071665 | 0 | 0.0071665 | 0.00057426 | 0.0062115 | 0.0037252 | 0% | 99% | 0 | 0% | 99% | 0 | 0% | 99% | 0 | 0% | 99% | 0 | 0% | 64.75% | 0 | 0% | 50.81% | 0 | 0% | 50.81% | 0 | 0% | 50.81% | 0 | 0 | 0% | 3.023% | 0 | 0% | 3.023% | 0 | 0% | 3.023% | 0 | 0% | 0.3472% | 0 | 0% | 0.3472% | 0 | 0% | 0.3472% | 0 | 0% | 0.879% | 0 | 0% | 0.879% | 0 | 0% | 0.879% | 0 | 0% | 0.9267% | 0 | 0% | 0.9267% | 0 | 0% | 0.9267% | 0 | 0% | 6.649% | 0 | 0% | 6.649% | 0 | 0% | 6.649% | 0 | 0% | 0.2273% | 0 | 0% | 0.2273% | 0 | 0% | 0.2273% | 0 |  |  |  | 0% | 11.8% | 0 | 0% | 11.8% | 0 | 0% | 11.8% | 0 | 0% | 0.3658% | 0 | 0% | 0.3658% | 0 | 0% | 0.3658% | 0 | 0% | 100% | 0 | 0% | 100% | 0 | 0% | 100% | 0 | 0% | 100% | 0 |  |  | 0 |  |  | 0 |  |  | 0
SYCAMORE CREEK 11112544 | 6.5227e-05 | 0 | 0.023568 | 0 | 0.023568 | 0.0070804 | 0.017411 | 0.010077 | 0% | 99% | 0 | 0% | 99% | 0 | 0% | 99% | 0 | 0% | 99% | 0 | 0% | 64.35% | 0 | 0% | 49.41% | 0 | 0% | 49.41% | 0 | 0% | 49.41% | 0 | 0 | 0% | 2.493% | 0 | 0% | 2.493% | 0 | 0% | 2.493% | 0 | 0% | 0.2923% | 0 | 0% | 0.2923% | 0 | 0% | 0.2923% | 0 | 0% | 0.7402% | 0 | 0% | 0.7402% | 0 | 0% | 0.7402% | 0 | 100% | 0.7792% | 0.00018365 | 0% | 0.7792% | 0 | 0% | 0.7792% | 0 | 0% | 5.591% | 0 | 0% | 5.591% | 0 | 0% | 5.591% | 0 | 0% | 0.9008% | 0 | 0% | 0.9008% | 0 | 0% | 0.9008% | 0 |  |  |  | 0% | 11.8% | 0 | 0% | 11.8% | 0 | 0% | 11.8% | 0 | 0% | 0.369% | 0 | 0% | 0.369% | 0 | 0% | 0.369% | 0 | 0% | 100% | 0 | 0% | 100% | 0 | 0% | 100% | 0 | 0% | 100% | 0 |  |  | 0 |  |  | 0 |  |  | 0
CONTRA COSTA 2110CB | 7.1913e-05 | 0 | 0.0069917 | 0 | 0.0069917 | 0.00059703 | 0.0059827 | 0.0036759 | 0% | 99% | 0 | 0% | 99% | 0 | 0% | 99% | 0 | 0% | 99% | 0 | 0% | 64.72% | 0 | 0% | 50.44% | 0 | 0% | 50.44% | 0 | 0% | 50.44% | 0 | 0 | 0% | 3.042% | 0 | 0% | 3.042% | 0 | 0% | 3.042% | 0 | 0% | 0.3502% | 0 | 0% | 0.3502% | 0 | 0% | 0.3502% | 0 | 0% | 0.8655% | 0 | 0% | 0.8655% | 0 | 0% | 0.8655% | 0 | 0% | 0.9174% | 0 | 50.96% | 0.9174% | 3.2689e-05 | 0% | 0.9174% | 0 | 0% | 6.556% | 0 | 0% | 6.556% | 0 | 0% | 6.556% | 0 | 0% | 0.2258% | 0 | 0% | 0.2258% | 0 | 0% | 0.2258% | 0 |  |  |  | 0% | 11.8% | 0 | 0% | 11.8% | 0 | 0% | 11.8% | 0 | 0% | 0.3671% | 0 | 0% | 0.3671% | 0 | 0% | 0.3671% | 0 | 0% | 100% | 0 | 0% | 100% | 0 | 0% | 100% | 0 | 0% | 100% | 0 |  |  | 0 |  |  | 0 |  |  | 0
MADERA 1106CB | 3.8689e-05 | 0 | 0.036947 | 0 | 0.036947 | 0.0055651 | 0.031584 | 0.017053 | 0% | 99% | 0 | 0% | 99% | 0 | 0% | 99% | 0 | 0% | 99% | 0 | 0% | 62.96% | 0 | 0% | 49.43% | 0 | 0% | 49.43% | 0 | 0% | 49.43% | 0 | 0 | 0% | 2.889% | 0 | 0% | 2.889% | 0 | 0% | 2.889% | 0 | 0% | 0.3218% | 0 | 0% | 0.3218% | 0 | 0% | 0.3218% | 0 | 0% | 0.8789% | 0 | 0% | 0.8789% | 0 | 0% | 0.8789% | 0 | 95.65% | 0.9053% | 0.00031992 | 0% | 0.9053% | 0 | 0.1879% | 0.9053% | 6.286e-07 | 0% | 6.595% | 0 | 0% | 6.595% | 0 | 0% | 6.595% | 0 | 0% | 0.5274% | 0 | 0% | 0.5274% | 0 | 0% | 0.5274% | 0 |  |  |  | 0% | 11.8% | 0 | 0% | 11.8% | 0 | 0% | 11.8% | 0 | 0% | 0.3635% | 0 | 0% | 0.3635% | 0 | 0% | 0.3635% | 0 | 0% | 100% | 0 | 0% | 100% | 0 | 0% | 100% | 0 | 0% | 100% | 0 |  |  | 0 |  |  | 0 |  |  | 0
SALINAS 1103CB | 4.4724e-05 | 0 | 0.0032813 | 0 | 0.0032813 | 0.00031228 | 0.0026161 | 0.0018854 | 0% | 99% | 0 | 0% | 99% | 0 | 0% | 99% | 0 | 0% | 99% | 0 | 0% | 66.48% | 0 | 0% | 53.4% | 0 | 0% | 53.4% | 0 | 0% | 53.4% | 0 | 0 | 0% | 3.146% | 0 | 0% | 3.146% | 0 | 0% | 3.146% | 0 | 0% | 0.3383% | 0 | 0% | 0.3383% | 0 | 0% | 0.3383% | 0 | 0% | 0.8237% | 0 | 0% | 0.8237% | 0 | 0% | 0.8237% | 0 | 0% | 0.8527% | 0 | 0% | 0.8527% | 0 | 100% | 0.8527% | 2.7979e-05 | 0% | 6.166% | 0 | 0% | 6.166% | 0 | 0% | 6.166% | 0 | 0% | 0.2781% | 0 | 0% | 0.2781% | 0 | 0% | 0.2781% | 0 |  |  |  | 0% | 11.8% | 0 | 0% | 11.8% | 0 | 0% | 11.8% | 0 | 0% | 0.3679% | 0 | 0% | 0.3679% | 0 | 0% | 0.3679% | 0 | 0% | 100% | 0 | 0% | 100% | 0 | 0% | 100% | 0 | 0% | 100% | 0 |  |  | 0 |  |  | 0 |  |  | 0
WEBER 1103CB | 4.7767e-05 | 0 | 0.016698 | 0 | 0.016698 | 0.0016915 | 0.014498 | 0.0083076 | 0% | 99% | 0 | 0% | 99% | 0 | 0% | 99% | 0 | 0% | 99% | 0 | 0% | 62.77% | 0 | 0% | 48.79% | 0 | 0% | 48.79% | 0 | 0% | 48.79% | 0 | 0 | 0% | 2.777% | 0 | 0% | 2.777% | 0 | 0% | 2.777% | 0 | 0% | 0.326% | 0 | 0% | 0.326% | 0 | 0% | 0.326% | 0 | 0% | 0.8683% | 0 | 0% | 0.8683% | 0 | 0% | 0.8683% | 0 | 100% | 0.9078% | 0.00015158 | 0% | 0.9078% | 0 | 0% | 0.9078% | 0 | 0% | 6.56% | 0 | 0% | 6.56% | 0 | 0% | 6.56% | 0 | 0% | 0.2842% | 0 | 0% | 0.2842% | 0 | 0% | 0.2842% | 0 |  |  |  | 0% | 11.8% | 0 | 0% | 11.8% | 0 | 0% | 11.8% | 0 | 0% | 0.3624% | 0 | 0% | 0.3624% | 0 | 0% | 0.3624% | 0 | 0% | 100% | 0 | 0% | 100% | 0 | 0% | 100% | 0 | 0% | 100% | 0 |  |  | 0 |  |  | 0 |  |  | 0
SONOMA 1106376 | 3.6564e-05 | 0 | 0.021772 | 0 | 0.021772 | 0.0079288 | 0.01811 | 0.0059043 | 0% | 99% | 0 | 0% | 99% | 0 | 0% | 99% | 0 | 0% | 99% | 0 | 0% | 63.84% | 0 | 0% | 49.87% | 0 | 0% | 49.87% | 0 | 0% | 49.87% | 0 | 0 | 0% | 3.244% | 0 | 0% | 3.244% | 0 | 0% | 3.244% | 0 | 0% | 0.3549% | 0 | 0% | 0.3549% | 0 | 0% | 0.3549% | 0 | 0% | 0.8593% | 0 | 0% | 0.8593% | 0 | 0% | 0.8593% | 0 | 0% | 0.8951% | 0 | 0% | 0.8951% | 0 | 0% | 0.8951% | 0 | 0% | 6.448% | 0 | 0% | 6.448% | 0 | 0% | 6.448% | 0 | 0% | 1.171% | 0 | 0% | 1.171% | 0 | 0% | 1.171% | 0 |  |  |  | 0% | 11.8% | 0 | 0% | 11.8% | 0 | 0% | 11.8% | 0 | 0% | 0.3678% | 0 | 0% | 0.3678% | 0 | 0% | 0.3678% | 0 | 0% | 100% | 0 | 0% | 100% | 0 | 0% | 100% | 0 | 0% | 100% | 0 |  |  | 0 |  |  | 0 |  |  | 0
CLOVERDALE 110282888 | 3.5307e-05 | 0 | 0.0019725 | 0.50738 | 0.50936 | 0.00060425 | 0.0016815 | 0.00060849 | 0% | 99% | 0 | 0% | 99% | 0 | 0% | 99% | 0 | 0% | 99% | 0 | 0% | 63.46% | 0 | 0% | 49.21% | 0 | 0% | 49.21% | 0 | 0% | 49.21% | 0 | 0.50738 | 0% | 3.145% | 0 | 0% | 3.145% | 0 | 0% | 3.145% | 0 | 0% | 0.3559% | 0 | 0% | 0.3559% | 0 | 0% | 0.3559% | 0 | 0% | 0.8759% | 0 | 0% | 0.8759% | 0 | 0% | 0.8759% | 0 | 0% | 0.927% | 0 | 100% | 0.927% | 1.8285e-05 | 0% | 0.927% | 0 | 0% | 6.622% | 0 | 0% | 6.622% | 0 | 0% | 6.622% | 0 | 0% | 0.9775% | 0 | 0% | 0.9775% | 0 | 0% | 0.9775% | 0 |  |  |  | 0% | 11.8% | 0 | 0% | 11.8% | 0 | 0% | 11.8% | 0 | 0% | 0.3689% | 0 | 0% | 0.3689% | 0 | 0% | 0.3689% | 0 | 0% | 100% | 0 | 0% | 100% | 0 | 0% | 100% | 0 | 0% | 100% | 0 |  |  | 0 |  |  | 0 |  |  | 0
MONROE 1105588 | 3.7737e-05 | 0 | 0.0080964 | 0 | 0.0080964 | 0.0022675 | 0.0057516 | 0.0038615 | 0% | 99% | 0 | 0% | 99% | 0 | 0% | 99% | 0 | 0% | 99% | 0 | 0% | 65.82% | 0 | 0% | 51.34% | 0 | 0% | 51.34% | 0 | 0% | 51.34% | 0 | 0 | 0% | 3.1% | 0 | 0% | 3.1% | 0 | 0% | 3.1% | 0 | 0% | 0.3411% | 0 | 0% | 0.3411% | 0 | 0% | 0.3411% | 0 | 0% | 0.7294% | 0 | 0% | 0.7294% | 0 | 0% | 0.7294% | 0 | 0% | 0.7722% | 0 | 0% | 0.7722% | 0 | 0% | 0.7722% | 0 | 0% | 5.484% | 0 | 0% | 5.484% | 0 | 0% | 5.484% | 0 | 0% | 0.8215% | 0 | 0% | 0.8215% | 0 | 0% | 0.8215% | 0 |  |  |  | 0% | 11.8% | 0 | 0% | 11.8% | 0 | 0% | 11.8% | 0 | 0% | 0.3743% | 0 | 0% | 0.3743% | 0 | 0% | 0.3743% | 0 | 0% | 100% | 0 | 0% | 100% | 0 | 0% | 100% | 0 | 0% | 100% | 0 |  |  | 0 |  |  | 0 |  |  | 0
HOLLISTER 2101CB | 3.3838e-05 | 0 | 0.040608 | 0 | 0.040608 | 0.0054971 | 0.034538 | 0.019574 | 0% | 99% | 0 | 0% | 99% | 0 | 0% | 99% | 0 | 0% | 99% | 0 | 0% | 64.7% | 0 | 0% | 51.13% | 0 | 0% | 51.13% | 0 | 0% | 51.13% | 0 | 0 | 0% | 2.93% | 0 | 0% | 2.93% | 0 | 0% | 2.93% | 0 | 0% | 0.3298% | 0 | 0% | 0.3298% | 0 | 0% | 0.3298% | 0 | 0% | 0.8689% | 0 | 0% | 0.8689% | 0 | 0% | 0.8689% | 0 | 0% | 0.8984% | 0 | 0% | 0.8984% | 0 | 11.24% | 0.8984% | 4.099e-05 | 0% | 6.519% | 0 | 0% | 6.519% | 0 | 0% | 6.519% | 0 | 0% | 0.3815% | 0 | 0% | 0.3815% | 0 | 0% | 0.3815% | 0 |  |  |  | 0% | 11.8% | 0 | 0% | 11.8% | 0 | 0% | 11.8% | 0 | 0% | 0.3632% | 0 | 0% | 0.3632% | 0 | 0% | 0.3632% | 0 | 0% | 100% | 0 | 0% | 100% | 0 | 0% | 100% | 0 | 0% | 100% | 0 |  |  | 0 |  |  | 0 |  |  | 0
NORTH TOWER 2104CB | 4.7233e-05 | 0 | 0.018969 | 0 | 0.018969 | 0.0036587 | 0.016691 | 0.0074957 | 0% | 99% | 0 | 0% | 99% | 0 | 0% | 99% | 0 | 0% | 99% | 0 | 0% | 64.92% | 0 | 0% | 51.24% | 0 | 0% | 51.24% | 0 | 0% | 51.24% | 0 | 0 | 0% | 3.471% | 0 | 0% | 3.471% | 0 | 0% | 3.471% | 0 | 0% | 0.3841% | 0 | 0% | 0.3841% | 0 | 0% | 0.3841% | 0 | 0% | 0.8965% | 0 | 0% | 0.8965% | 0 | 0% | 0.8965% | 0 | 33.22% | 0.9294% | 5.8571e-05 | 0% | 0.9294% | 0 | 7.66% | 0.9294% | 1.3505e-05 | 0% | 6.705% | 0 | 0% | 6.705% | 0 | 0% | 6.705% | 0 | 0% | 0.5416% | 0 | 0% | 0.5416% | 0 | 0% | 0.5416% | 0 |  |  |  | 0% | 11.8% | 0 | 0% | 11.8% | 0 | 0% | 11.8% | 0 | 0% | 0.363% | 0 | 0% | 0.363% | 0 | 0% | 0.363% | 0 | 0% | 100% | 0 | 0% | 100% | 0 | 0% | 100% | 0 | 0% | 100% | 0 |  |  | 0 |  |  | 0 |  |  | 0
KIRKER 210719592 | 4.0069e-05 | 0 | 0.019762 | 0 | 0.019762 | 0.0019868 | 0.017319 | 0.0097055 | 0% | 99% | 0 | 0% | 99% | 0 | 0% | 99% | 0 | 0% | 99% | 0 | 0% | 64.26% | 0 | 0% | 50.74% | 0 | 0% | 50.74% | 0 | 0% | 50.74% | 0 | 0 | 0% | 3.088% | 0 | 0% | 3.088% | 0 | 0% | 3.088% | 0 | 0% | 0.348% | 0 | 0% | 0.348% | 0 | 0% | 0.348% | 0 | 0% | 0.8957% | 0 | 0% | 0.8957% | 0 | 0% | 0.8957% | 0 | 0% | 0.9339% | 0 | 0% | 0.9339% | 0 | 0% | 0.9339% | 0 | 0% | 6.742% | 0 | 0% | 6.742% | 0 | 0% | 6.742% | 0 | 0% | 0.2831% | 0 | 0% | 0.2831% | 0 | 0% | 0.2831% | 0 |  |  |  | 0% | 11.8% | 0 | 0% | 11.8% | 0 | 0% | 11.8% | 0 | 0% | 0.3642% | 0 | 0% | 0.3642% | 0 | 0% | 0.3642% | 0 | 0% | 100% | 0 | 0% | 100% | 0 | 0% | 100% | 0 | 0% | 100% | 0 |  |  | 0 |  |  | 0 |  |  | 0
RICHMOND R 1121CB | 3.1066e-05 | 0 | 0.015941 | 0 | 0.015941 | 0.0024594 | 0.015623 | 0.0053193 | 0% | 99% | 0 | 0% | 99% | 0 | 0% | 99% | 0 | 0% | 99% | 0 | 0% | 63.94% | 0 | 0% | 50.58% | 0 | 0% | 50.58% | 0 | 0% | 50.58% | 0 | 0 | 0% | 4.243% | 0 | 0% | 4.243% | 0 | 0% | 4.243% | 0 | 0% | 0.4576% | 0 | 0% | 0.4576% | 0 | 0% | 0.4576% | 0 | 0% | 1.009% | 0 | 0% | 1.009% | 0 | 0% | 1.009% | 0 | 0% | 1.049% | 0 | 0% | 1.049% | 0 | 0% | 1.049% | 0 | 0% | 7.541% | 0 | 0% | 7.541% | 0 | 0% | 7.541% | 0 | 0% | 0.48% | 0 | 0% | 0.48% | 0 | 0% | 0.48% | 0 |  |  |  | 0% | 11.8% | 0 | 0% | 11.8% | 0 | 0% | 11.8% | 0 | 0% | 0.3621% | 0 | 0% | 0.3621% | 0 | 0% | 0.3621% | 0 | 0% | 100% | 0 | 0% | 100% | 0 | 0% | 100% | 0 | 0% | 100% | 0 |  |  | 0 |  |  | 0 |  |  | 0
VIERRA 170198454 | 3.8622e-05 | 0 | 0.019711 | 0 | 0.019711 | 0.0020716 | 0.01233 | 0.014545 | 0% | 99% | 0 | 0% | 99% | 0 | 0% | 99% | 0 | 0% | 99% | 0 | 0% | 66.34% | 0 | 0% | 52.33% | 0 | 0% | 52.33% | 0 | 0% | 52.33% | 0 | 0 | 0% | 2.229% | 0 | 0% | 2.229% | 0 | 0% | 2.229% | 0 | 0% | 0.2535% | 0 | 0% | 0.2535% | 0 | 0% | 0.2535% | 0 | 0% | 0.6325% | 0 | 0% | 0.6325% | 0 | 0% | 0.6325% | 0 | 0% | 0.6613% | 0 | 0% | 0.6613% | 0 | 0% | 0.6613% | 0 | 0% | 4.759% | 0 | 0% | 4.759% | 0 | 0% | 4.759% | 0 | 0% | 0.3337% | 0 | 0% | 0.3337% | 0 | 0% | 0.3337% | 0 |  |  |  | 0% | 11.8% | 0 | 0% | 11.8% | 0 | 0% | 11.8% | 0 | 0% | 0.373% | 0 | 0% | 0.373% | 0 | 0% | 0.373% | 0 | 0% | 100% | 0 | 0% | 100% | 0 | 0% | 100% | 0 | 0% | 100% | 0 |  |  | 0 |  |  | 0 |  |  | 0
CHICO B 1105585536 | 6.2283e-05 | 0 | 0.018389 | 0 | 0.018389 | 0.011224 | 0.010298 | 0.0054833 | 0% | 99% | 0 | 0% | 99% | 0 | 0% | 99% | 0 | 0% | 99% | 0 | 0% | 64.96% | 0 | 0% | 49.58% | 0 | 0% | 49.58% | 0 | 0% | 49.58% | 0 | 0 | 0% | 1.89% | 0 | 0% | 1.89% | 0 | 0% | 1.89% | 0 | 0% | 0.2164% | 0 | 0% | 0.2164% | 0 | 0% | 0.2164% | 0 | 0% | 0.5707% | 0 | 0% | 0.5707% | 0 | 0% | 0.5707% | 0 | 98.52% | 0.5995% | 0.0001086 | 0% | 0.5995% | 0 | 0% | 0.5995% | 0 | 0% | 4.31% | 0 | 0% | 4.31% | 0 | 0% | 4.31% | 0 | 0% | 1.889% | 0 | 0% | 1.889% | 0 | 0% | 1.889% | 0 |  |  |  | 0% | 11.8% | 0 | 0% | 11.8% | 0 | 0% | 11.8% | 0 | 0% | 0.3776% | 0 | 0% | 0.3776% | 0 | 0% | 0.3776% | 0 | 0% | 100% | 0 | 0% | 100% | 0 | 0% | 100% | 0 | 0% | 100% | 0 |  |  | 0 |  |  | 0 |  |  | 0
PAUL SWEET 210112594 | 4.8469e-05 | 0 | 0.0056918 | 0 | 0.0056918 | 0.0018418 | 0.0047037 | 0.0018159 | 0% | 99% | 0 | 0% | 99% | 0 | 0% | 99% | 0 | 0% | 99% | 0 | 0% | 64.06% | 0 | 0% | 50.24% | 0 | 0% | 50.24% | 0 | 0% | 50.24% | 0 | 0 | 0% | 2.975% | 0 | 0% | 2.975% | 0 | 0% | 2.975% | 0 | 0% | 0.3273% | 0 | 0% | 0.3273% | 0 | 0% | 0.3273% | 0 | 0% | 0.848% | 0 | 0% | 0.848% | 0 | 0% | 0.848% | 0 | 0% | 0.8711% | 0 | 89.84% | 0.8711% | 4.4543e-05 | 10.16% | 0.8711% | 5.0367e-06 | 0% | 6.343% | 0 | 0% | 6.343% | 0 | 0% | 6.343% | 0 | 0% | 0.9135% | 0 | 0% | 0.9135% | 0 | 0% | 0.9135% | 0 |  |  |  | 0% | 11.8% | 0 | 0% | 11.8% | 0 | 0% | 11.8% | 0 | 0% | 0.3643% | 0 | 0% | 0.3643% | 0 | 0% | 0.3643% | 0 | 0% | 100% | 0 | 0% | 100% | 0 | 0% | 100% | 0 | 0% | 100% | 0 |  |  | 0 |  |  | 0 |  |  | 0
LAKEWOOD 2109CB | 5.0885e-05 | 0 | 0.034411 | 0 | 0.034411 | 0.013159 | 0.026281 | 0.011116 | 0% | 99% | 0 | 0% | 99% | 0 | 0% | 99% | 0 | 0% | 99% | 0 | 0% | 64.09% | 0 | 0% | 49.74% | 0 | 0% | 49.74% | 0 | 0% | 49.74% | 0 | 0 | 0% | 2.743% | 0 | 0% | 2.743% | 0 | 0% | 2.743% | 0 | 0% | 0.3047% | 0 | 0% | 0.3047% | 0 | 0% | 0.3047% | 0 | 0% | 0.7793% | 0 | 0% | 0.7793% | 0 | 0% | 0.7793% | 0 | 0% | 0.7969% | 0 | 0% | 0.7969% | 0 | 61.65% | 0.7969% | 0.00016905 | 0% | 5.815% | 0 | 0% | 5.815% | 0 | 0% | 5.815% | 0 | 0% | 0.8504% | 0 | 0% | 0.8504% | 0 | 0% | 0.8504% | 0 |  |  |  | 0% | 11.8% | 0 | 0% | 11.8% | 0 | 0% | 11.8% | 0 | 0% | 0.3653% | 0 | 0% | 0.3653% | 0 | 0% | 0.3653% | 0 | 0% | 100% | 0 | 0% | 100% | 0 | 0% | 100% | 0 | 0% | 100% | 0 |  |  | 0 |  |  | 0 |  |  | 0
WILLOW PASS 2107CB | 5.5849e-05 | 0 | 0.0094644 | 0 | 0.0094644 | 0.001336 | 0.0085748 | 0.0039954 | 0% | 99% | 0 | 0% | 99% | 0 | 0% | 99% | 0 | 0% | 99% | 0 | 0% | 64.96% | 0 | 0% | 51.3% | 0 | 0% | 51.3% | 0 | 0% | 51.3% | 0 | 0 | 0% | 3.466% | 0 | 0% | 3.466% | 0 | 0% | 3.466% | 0 | 0% | 0.3902% | 0 | 0% | 0.3902% | 0 | 0% | 0.3902% | 0 | 0% | 0.9235% | 0 | 0% | 0.9235% | 0 | 0% | 0.9235% | 0 | 0% | 0.9682% | 0 | 0% | 0.9682% | 0 | 0% | 0.9682% | 0 | 0% | 6.943% | 0 | 0% | 6.943% | 0 | 0% | 6.943% | 0 | 0% | 0.3918% | 0 | 0% | 0.3918% | 0 | 0% | 0.3918% | 0 |  |  |  | 0% | 11.8% | 0 | 0% | 11.8% | 0 | 0% | 11.8% | 0 | 0% | 0.3639% | 0 | 0% | 0.3639% | 0 | 0% | 0.3639% | 0 | 0% | 100% | 0 | 0% | 100% | 0 | 0% | 100% | 0 | 0% | 100% | 0 |  |  | 0 |  |  | 0 |  |  | 0
FRANKLIN 1104CB | 3.682e-05 | 0.22479 | 0.030891 | 0 | 0.030891 | 0.0065004 | 0.028508 | 0.010381 | 0% | 99% | 0 | 0% | 99% | 0 | 0% | 99% | 0 | 0% | 99% | 0 | 0% | 63.52% | 0 | 0% | 50.46% | 0 | 0% | 50.46% | 0 | 0% | 50.46% | 0 | 0 | 0% | 3.55% | 0 | 0% | 3.55% | 0 | 0% | 3.55% | 0 | 0% | 0.3832% | 0 | 0% | 0.3832% | 0 | 0% | 0.3832% | 0 | 0% | 0.9501% | 0 | 0% | 0.9501% | 0 | 0.6384% | 0.9501% | 1.8737e-06 | 97.21% | 0.9676% | 0.00029055 | 0.6384% | 0.9676% | 1.9081e-06 | 2.156% | 0.9676% | 6.4444e-06 | 0% | 7.069% | 0 | 0% | 7.069% | 0 | 0% | 7.069% | 0 | 0% | 0.5845% | 0 | 0% | 0.5845% | 0 | 0% | 0.5845% | 0 |  |  |  | 0% | 11.8% | 0 | 0% | 11.8% | 0 | 0% | 11.8% | 0 | 0% | 0.3594% | 0 | 0% | 0.3594% | 0 | 0% | 0.3594% | 0 | 0% | 100% | 0 | 0% | 100% | 0 | 0% | 100% | 0 | 0% | 100% | 0 |  |  | 0 |  |  | 0 |  |  | 0
RIVERBANK 171490210 | 2.789e-05 | 0 | 0.026471 | 0 | 0.026471 | 0.0030555 | 0.019893 | 0.015948 | 0% | 99% | 0 | 0% | 99% | 0 | 0% | 99% | 0 | 0% | 99% | 0 | 0% | 64.13% | 0 | 0% | 51.16% | 0 | 0% | 51.16% | 0 | 0% | 51.16% | 0 | 0 | 0% | 2.22% | 0 | 0% | 2.22% | 0 | 0% | 2.22% | 0 | 0% | 0.2514% | 0 | 0% | 0.2514% | 0 | 0% | 0.2514% | 0 | 0% | 0.7642% | 0 | 0% | 0.7642% | 0 | 0% | 0.7642% | 0 | 0% | 0.7701% | 0 | 0% | 0.7701% | 0 | 0% | 0.7701% | 0 | 0% | 5.696% | 0 | 0% | 5.696% | 0 | 0% | 5.696% | 0 | 0% | 0.3589% | 0 | 0% | 0.3589% | 0 | 0% | 0.3589% | 0 |  |  |  | 0% | 11.8% | 0 | 0% | 11.8% | 0 | 0% | 11.8% | 0 | 0% | 0.3622% | 0 | 0% | 0.3622% | 0 | 0% | 0.3622% | 0 | 0% | 100% | 0 | 0% | 100% | 0 | 0% | 100% | 0 | 0% | 100% | 0 |  |  | 0 |  |  | 0 |  |  | 0
FIGARDEN 2108R1020 | 5.4729e-05 | 0 | 0.015689 | 0 | 0.015689 | 0.002408 | 0.012879 | 0.0077695 | 0% | 99% | 0 | 0% | 99% | 0 | 0% | 99% | 0 | 0% | 99% | 0 | 0% | 63.9% | 0 | 0% | 49.47% | 0 | 0% | 49.47% | 0 | 0% | 49.47% | 0 | 0 | 0% | 2.557% | 0 | 0% | 2.557% | 0 | 0% | 2.557% | 0 | 0% | 0.3032% | 0 | 0% | 0.3032% | 0 | 0% | 0.3032% | 0 | 0% | 0.8286% | 0 | 0% | 0.8286% | 0 | 0% | 0.8286% | 0 | 0% | 0.876% | 0 | 0% | 0.876% | 0 | 100% | 0.876% | 0.00013744 | 0% | 6.287% | 0 | 0% | 6.287% | 0 | 0% | 6.287% | 0 | 0% | 0.4665% | 0 | 0% | 0.4665% | 0 | 0% | 0.4665% | 0 |  |  |  | 0% | 11.8% | 0 | 0% | 11.8% | 0 | 0% | 11.8% | 0 | 0% | 0.3671% | 0 | 0% | 0.3671% | 0 | 0% | 0.3671% | 0 | 0% | 100% | 0 | 0% | 100% | 0 | 0% | 100% | 0 | 0% | 100% | 0 |  |  | 0 |  |  | 0 |  |  | 0
MILPITAS 1108XR122 | 3.061e-05 | 0 | 0.039673 | 0 | 0.039673 | 0.012168 | 0.032188 | 0.013946 | 0% | 99% | 0 | 0% | 99% | 0 | 0% | 99% | 0 | 0% | 99% | 0 | 0% | 63.96% | 0 | 0% | 50.06% | 0 | 0% | 50.06% | 0 | 0% | 50.06% | 0 | 0 | 0% | 2.881% | 0 | 0% | 2.881% | 0 | 0% | 2.881% | 0 | 0% | 0.3176% | 0 | 0% | 0.3176% | 0 | 0% | 0.3176% | 0 | 0% | 0.8349% | 0 | 0% | 0.8349% | 0 | 0% | 0.8349% | 0 | 13.65% | 0.8609% | 4.6618e-05 | 0% | 0.8609% | 0 | 0% | 0.8609% | 0 | 0% | 6.257% | 0 | 0% | 6.257% | 0 | 0% | 6.257% | 0 | 0% | 0.782% | 0 | 0% | 0.782% | 0 | 0% | 0.782% | 0 |  |  |  | 0% | 11.8% | 0 | 0% | 11.8% | 0 | 0% | 11.8% | 0 | 0% | 0.3661% | 0 | 0% | 0.3661% | 0 | 0% | 0.3661% | 0 | 0% | 100% | 0 | 0% | 100% | 0 | 0% | 100% | 0 | 0% | 100% | 0 |  |  | 0 |  |  | 0 |  |  | 0
MONROE 1105602 | 3.6415e-05 | 0 | 0.0061505 | 0 | 0.0061505 | 0.0020003 | 0.0045662 | 0.0024743 | 0% | 99% | 0 | 0% | 99% | 0 | 0% | 99% | 0 | 0% | 99% | 0 | 0% | 65.01% | 0 | 0% | 50.27% | 0 | 0% | 50.27% | 0 | 0% | 50.27% | 0 | 0 | 0% | 3.041% | 0 | 0% | 3.041% | 0 | 0% | 3.041% | 0 | 0% | 0.3389% | 0 | 0% | 0.3389% | 0 | 0% | 0.3389% | 0 | 0% | 0.7586% | 0 | 0% | 0.7586% | 0 | 0% | 0.7586% | 0 | 0% | 0.8052% | 0 | 0% | 0.8052% | 0 | 0% | 0.8052% | 0 | 0% | 5.722% | 0 | 0% | 5.722% | 0 | 0% | 5.722% | 0 | 0% | 0.9902% | 0 | 0% | 0.9902% | 0 | 0% | 0.9902% | 0 |  |  |  | 0% | 11.8% | 0 | 0% | 11.8% | 0 | 0% | 11.8% | 0 | 0% | 0.3735% | 0 | 0% | 0.3735% | 0 | 0% | 0.3735% | 0 | 0% | 100% | 0 | 0% | 100% | 0 | 0% | 100% | 0 | 0% | 100% | 0 |  |  | 0 |  |  | 0 |  |  | 0
BELMONT 1103543076 | 3.2617e-05 | 0 | 0.013495 | 0 | 0.013495 | 0.0063545 | 0.010509 | 0.0029736 | 0% | 99% | 0 | 0% | 99% | 0 | 0% | 99% | 0 | 0% | 99% | 0 | 0% | 62.41% | 0 | 0% | 49.08% | 0 | 0% | 49.08% | 0 | 0% | 49.08% | 0 | 0 | 0% | 2.675% | 0 | 0% | 2.675% | 0 | 0% | 2.675% | 0 | 0% | 0.2841% | 0 | 0% | 0.2841% | 0 | 0% | 0.2841% | 0 | 0% | 0.8024% | 0 | 0% | 0.8024% | 0 | 0% | 0.8024% | 0 | 88.55% | 0.7887% | 9.4249e-05 | 0% | 0.7887% | 0 | 0% | 0.7887% | 0 | 0% | 5.911% | 0 | 0% | 5.911% | 0 | 0% | 5.911% | 0 | 0% | 1.505% | 0 | 0% | 1.505% | 0 | 0% | 1.505% | 0 |  |  |  | 0% | 11.8% | 0 | 0% | 11.8% | 0 | 0% | 11.8% | 0 | 0% | 0.3597% | 0 | 0% | 0.3597% | 0 | 0% | 0.3597% | 0 | 0% | 100% | 0 | 0% | 100% | 0 | 0% | 100% | 0 | 0% | 100% | 0 |  |  | 0 |  |  | 0 |  |  | 0
TIDEWATER 2110C594R | 5.4964e-05 | 0 | 0.034145 | 0 | 0.034145 | 0.011247 | 0.026836 | 0.01211 | 0% | 99% | 0 | 0% | 99% | 0 | 0% | 99% | 0 | 0% | 99% | 0 | 0% | 65.14% | 0 | 0% | 50.5% | 0 | 0% | 50.5% | 0 | 0% | 50.5% | 0 | 0 | 0% | 3.156% | 0 | 0% | 3.156% | 0 | 0% | 3.156% | 0 | 0% | 0.3525% | 0 | 0% | 0.3525% | 0 | 0% | 0.3525% | 0 | 0% | 0.7997% | 0 | 0% | 0.7997% | 0 | 0% | 0.7997% | 0 | 7.493% | 0.8423% | 2.1551e-05 | 0% | 0.8423% | 0 | 0% | 0.8423% | 0 | 0% | 6.015% | 0 | 0% | 6.015% | 0 | 0% | 6.015% | 0 | 0% | 0.6737% | 0 | 0% | 0.6737% | 0 | 0% | 0.6737% | 0 |  |  |  | 0% | 11.8% | 0 | 0% | 11.8% | 0 | 0% | 11.8% | 0 | 0% | 0.3696% | 0 | 0% | 0.3696% | 0 | 0% | 0.3696% | 0 | 0% | 100% | 0 | 0% | 100% | 0 | 0% | 100% | 0 | 0% | 100% | 0 |  |  | 0 |  |  | 0 |  |  | 0
BURLINGAME 040139556 | 3.5116e-05 | 0 | 0.0087155 | 0 | 0.0087155 | 0.0058656 | 0.0057221 | 0.0012255 | 0% | 99% | 0 | 0% | 99% | 0 | 0% | 99% | 0 | 0% | 99% | 0 | 0% | 64.01% | 0 | 0% | 49.31% | 0 | 0% | 49.31% | 0 | 0% | 49.31% | 0 | 0 | 0% | 2.528% | 0 | 0% | 2.528% | 0 | 0% | 2.528% | 0 | 0% | 0.2736% | 0 | 0% | 0.2736% | 0 | 0% | 0.2736% | 0 | 0% | 0.6788% | 0 | 0% | 0.6788% | 0 | 0% | 0.6788% | 0 | 0% | 0.6984% | 0 | 0% | 0.6984% | 0 | 0% | 0.6984% | 0 | 0% | 5.07% | 0 | 0% | 5.07% | 0 | 0% | 5.07% | 0 | 0% | 2.054% | 0 | 0% | 2.054% | 0 | 0% | 2.054% | 0 |  |  |  | 0% | 11.8% | 0 | 0% | 11.8% | 0 | 0% | 11.8% | 0 | 0% | 0.373% | 0 | 0% | 0.373% | 0 | 0% | 0.373% | 0 | 0% | 100% | 0 | 0% | 100% | 0 | 0% | 100% | 0 | 0% | 100% | 0 |  |  | 0 |  |  | 0 |  |  | 0
CHEROKEE 1101CB | 4.2397e-05 | 0 | 0.064262 | 0 | 0.064262 | 0.015289 | 0.054184 | 0.025023 | 0% | 99% | 0 | 0% | 99% | 0 | 0% | 99% | 0 | 0% | 99% | 0 | 0% | 63.63% | 0 | 0% | 49.62% | 0 | 0% | 49.62% | 0 | 0% | 49.62% | 0 | 0 | 0% | 2.711% | 0 | 0% | 2.711% | 0 | 0% | 2.711% | 0 | 0% | 0.3173% | 0 | 0% | 0.3173% | 0 | 0% | 0.3173% | 0 | 0% | 0.8493% | 0 | 0% | 0.8493% | 0 | 0% | 0.8493% | 0 | 0% | 0.8893% | 0 | 58.36% | 0.8893% | 0.00033352 | 40.75% | 0.8893% | 0.0002329 | 0% | 6.411% | 0 | 0% | 6.411% | 0 | 0% | 6.411% | 0 | 0% | 0.6503% | 0 | 0% | 0.6503% | 0 | 0% | 0.6503% | 0 |  |  |  | 0% | 11.8% | 0 | 0% | 11.8% | 0 | 0% | 11.8% | 0 | 0% | 0.3644% | 0 | 0% | 0.3644% | 0 | 0% | 0.3644% | 0 | 0% | 100% | 0 | 0% | 100% | 0 | 0% | 100% | 0 | 0% | 100% | 0 |  |  | 0 |  |  | 0 |  |  | 0
ROSSMOOR 1105W564R | 5.5093e-05 | 0 | 0.012625 | 0 | 0.012625 | 0.0058841 | 0.0091521 | 0.0035298 | 0% | 99% | 0 | 0% | 99% | 0 | 0% | 99% | 0 | 0% | 99% | 0 | 0% | 64.42% | 0 | 0% | 49.84% | 0 | 0% | 49.84% | 0 | 0% | 49.84% | 0 | 0 | 0% | 2.778% | 0 | 0% | 2.778% | 0 | 0% | 2.778% | 0 | 0% | 0.3069% | 0 | 0% | 0.3069% | 0 | 0% | 0.3069% | 0 | 0% | 0.7426% | 0 | 0% | 0.7426% | 0 | 0% | 0.7426% | 0 | 0% | 0.7725% | 0 | 16.42% | 0.7725% | 1.6013e-05 | 81.59% | 0.7725% | 7.9568e-05 | 0% | 5.569% | 0 | 0% | 5.569% | 0 | 0% | 5.569% | 0 | 0% | 0.9686% | 0 | 0% | 0.9686% | 0 | 0% | 0.9686% | 0 |  |  |  | 0% | 11.8% | 0 | 0% | 11.8% | 0 | 0% | 11.8% | 0 | 0% | 0.3708% | 0 | 0% | 0.3708% | 0 | 0% | 0.3708% | 0 | 0% | 100% | 0 | 0% | 100% | 0 | 0% | 100% | 0 | 0% | 100% | 0 |  |  | 0 |  |  | 0 |  |  | 0
SILVERADO 210581662 | 7.6835e-05 | 0 | 0.0071801 | 0.10557 | 0.11275 | 0.0045358 | 0.00464 | 0.0013854 | 0% | 99% | 0 | 0% | 99% | 0 | 0% | 99% | 0 | 0% | 99% | 0 | 0% | 63.73% | 0 | 0% | 48.5% | 0 | 0% | 48.5% | 0 | 0% | 48.5% | 0 | 0.10557 | 0% | 2.24% | 0 | 0% | 2.24% | 0 | 0% | 2.24% | 0 | 0% | 0.2533% | 0 | 0% | 0.2533% | 0 | 0% | 0.2533% | 0 | 0% | 0.6554% | 0 | 0% | 0.6554% | 0 | 0% | 0.6554% | 0 | 0% | 0.6805% | 0 | 0% | 0.6805% | 0 | 100% | 0.6805% | 4.8863e-05 | 0% | 4.926% | 0 | 0% | 4.926% | 0 | 0% | 4.926% | 0 | 0% | 1.967% | 0 | 0% | 1.967% | 0 | 0% | 1.967% | 0 |  |  |  | 0% | 11.8% | 0 | 0% | 11.8% | 0 | 0% | 11.8% | 0 | 0% | 0.3727% | 0 | 0% | 0.3727% | 0 | 0% | 0.3727% | 0 | 0% | 100% | 0 | 0% | 100% | 0 | 0% | 100% | 0 | 0% | 100% | 0 |  |  | 0 |  |  | 0 |  |  | 0
KING CITY 1103723816 | 4.3574e-05 | 0 | 0.0096556 | 0 | 0.0096556 | 0.00071045 | 0.0094404 | 0.0040544 | 0% | 99% | 0 | 0% | 99% | 0 | 0% | 99% | 0 | 0% | 99% | 0 | 0% | 63.89% | 0 | 0% | 50.76% | 0 | 0% | 50.76% | 0 | 0% | 50.76% | 0 | 0 | 0% | 3.893% | 0 | 0% | 3.893% | 0 | 0% | 3.893% | 0 | 0% | 0.4178% | 0 | 0% | 0.4178% | 0 | 0% | 0.4178% | 0 | 0% | 1.022% | 0 | 0% | 1.022% | 0 | 0% | 1.022% | 0 | 0% | 1.074% | 0 | 0% | 1.074% | 0 | 0% | 1.074% | 0 | 0% | 7.702% | 0 | 0% | 7.702% | 0 | 0% | 7.702% | 0 | 0% | 0.2546% | 0 | 0% | 0.2546% | 0 | 0% | 0.2546% | 0 |  |  |  | 0% | 11.8% | 0 | 0% | 11.8% | 0 | 0% | 11.8% | 0 | 0% | 0.367% | 0 | 0% | 0.367% | 0 | 0% | 0.367% | 0 | 0% | 100% | 0 | 0% | 100% | 0 | 0% | 100% | 0 | 0% | 100% | 0 |  |  | 0 |  |  | 0 |  |  | 0
TAFT 110136578 | 3.6223e-05 | 0 | 0.034747 | 0 | 0.034747 | 0.0049575 | 0.032522 | 0.013641 | 0% | 99% | 0 | 0% | 99% | 0 | 0% | 99% | 0 | 0% | 99% | 0 | 0% | 62.58% | 0 | 0% | 50.52% | 0 | 0% | 50.52% | 0 | 0% | 50.52% | 0 | 0 | 0% | 2.79% | 0 | 0% | 2.79% | 0 | 0% | 2.79% | 0 | 0% | 0.305% | 0 | 0% | 0.305% | 0 | 0% | 0.305% | 0 | 0% | 0.969% | 0 | 0% | 0.969% | 0 | 0% | 0.969% | 0 | 0% | 0.9684% | 0 | 0% | 0.9684% | 0 | 84.22% | 0.9684% | 0.00028338 | 0% | 7.209% | 0 | 0% | 7.209% | 0 | 0% | 7.209% | 0 | 0% | 0.2707% | 0 | 0% | 0.2707% | 0 | 0% | 0.2707% | 0 |  |  |  | 0% | 11.8% | 0 | 0% | 11.8% | 0 | 0% | 11.8% | 0 | 0% | 0.3544% | 0 | 0% | 0.3544% | 0 | 0% | 0.3544% | 0 | 0% | 100% | 0 | 0% | 100% | 0 | 0% | 100% | 0 | 0% | 100% | 0 |  |  | 0 |  |  | 0 |  |  | 0
ROSSMOOR 1104L530R | 4.2224e-05 | 0 | 0.015489 | 0 | 0.015489 | 0.0044415 | 0.013003 | 0.005345 | 0% | 99% | 0 | 0% | 99% | 0 | 0% | 99% | 0 | 0% | 99% | 0 | 0% | 64.44% | 0 | 0% | 50.46% | 0 | 0% | 50.46% | 0 | 0% | 50.46% | 0 | 0 | 0% | 3.273% | 0 | 0% | 3.273% | 0 | 0% | 3.273% | 0 | 0% | 0.361% | 0 | 0% | 0.361% | 0 | 0% | 0.361% | 0 | 0% | 0.8626% | 0 | 0% | 0.8626% | 0 | 0% | 0.8626% | 0 | 0% | 0.9018% | 0 | 0% | 0.9018% | 0 | 5.766% | 0.9018% | 8.0538e-06 | 0% | 6.479% | 0 | 0% | 6.479% | 0 | 0% | 6.479% | 0 | 0% | 0.6458% | 0 | 0% | 0.6458% | 0 | 0% | 0.6458% | 0 |  |  |  | 0% | 11.8% | 0 | 0% | 11.8% | 0 | 0% | 11.8% | 0 | 0% | 0.3677% | 0 | 0% | 0.3677% | 0 | 0% | 0.3677% | 0 | 0% | 100% | 0 | 0% | 100% | 0 | 0% | 100% | 0 | 0% | 100% | 0 |  |  | 0 |  |  | 0 |  |  | 0
STELLING 1108LL20 | 4.1718e-05 | 0 | 0.026301 | 0 | 0.026301 | 0.012317 | 0.019487 | 0.0068929 | 0% | 99% | 0 | 0% | 99% | 0 | 0% | 99% | 0 | 0% | 99% | 0 | 0% | 63.01% | 0 | 0% | 49.63% | 0 | 0% | 49.63% | 0 | 0% | 49.63% | 0 | 0 | 0% | 2.373% | 0 | 0% | 2.373% | 0 | 0% | 2.373% | 0 | 0% | 0.2511% | 0 | 0% | 0.2511% | 0 | 0% | 0.2511% | 0 | 0% | 0.7656% | 0 | 0% | 0.7656% | 0 | 0% | 0.7656% | 0 | 0% | 0.7469% | 0 | 0% | 0.7469% | 0 | 0% | 0.7469% | 0 | 0% | 5.634% | 0 | 0% | 5.634% | 0 | 0% | 5.634% | 0 | 0% | 1.248% | 0 | 0% | 1.248% | 0 | 0% | 1.248% | 0 |  |  |  | 0% | 11.8% | 0 | 0% | 11.8% | 0 | 0% | 11.8% | 0 | 0% | 0.3604% | 0 | 0% | 0.3604% | 0 | 0% | 0.3604% | 0 | 0% | 100% | 0 | 0% | 100% | 0 | 0% | 100% | 0 | 0% | 100% | 0 |  |  | 0 |  |  | 0 |  |  | 0
BAHIA 1103CB | 4.687e-05 | 0 | 0.026587 | 0 | 0.026587 | 0.0035965 | 0.025273 | 0.010253 | 0% | 99% | 0 | 0% | 99% | 0 | 0% | 99% | 0 | 0% | 99% | 0 | 0% | 64.6% | 0 | 0% | 50.66% | 0 | 0% | 50.66% | 0 | 0% | 50.66% | 0 | 0 | 0% | 3.919% | 0 | 0% | 3.919% | 0 | 0% | 3.919% | 0 | 0% | 0.4366% | 0 | 0% | 0.4366% | 0 | 0% | 0.4366% | 0 | 0% | 0.9621% | 0 | 0% | 0.9621% | 0 | 0% | 0.9621% | 0 | 84.3% | 1.013% | 0.0002271 | 0% | 1.013% | 0 | 12.63% | 1.013% | 3.4026e-05 | 0% | 7.229% | 0 | 0% | 7.229% | 0 | 0% | 7.229% | 0 | 0% | 0.388% | 0 | 0% | 0.388% | 0 | 0% | 0.388% | 0 |  |  |  | 0% | 11.8% | 0 | 0% | 11.8% | 0 | 0% | 11.8% | 0 | 0% | 0.3635% | 0 | 0% | 0.3635% | 0 | 0% | 0.3635% | 0 | 0% | 100% | 0 | 0% | 100% | 0 | 0% | 100% | 0 | 0% | 100% | 0 |  |  | 0 |  |  | 0 |  |  | 0
VASONA 1102CB | 3.8856e-05 | 0 | 0.10472 | 0 | 0.10472 | 0.050976 | 0.069894 | 0.033239 | 0% | 99% | 0 | 0% | 99% | 0 | 0% | 99% | 0 | 0% | 99% | 0 | 0% | 64.7% | 0 | 0% | 50.12% | 0 | 0% | 50.12% | 0 | 0% | 50.12% | 0 | 0 | 0% | 2.396% | 0 | 0% | 2.396% | 0 | 0% | 2.396% | 0 | 0% | 0.2651% | 0 | 0% | 0.2651% | 0 | 0% | 0.2651% | 0 | 0% | 0.6817% | 0 | 0.3692% | 0.6817% | 2.6353e-06 | 0% | 0.6817% | 0 | 0.3692% | 0.7007% | 2.7086e-06 | 68.05% | 0.7007% | 0.00049933 | 23.17% | 0.7007% | 0.00016998 | 0% | 5.096% | 0 | 0% | 5.096% | 0 | 0% | 5.096% | 0 | 0% | 1.436% | 0 | 0% | 1.436% | 0 | 0% | 1.436% | 0 |  |  |  | 0% | 11.8% | 0 | 0% | 11.8% | 0 | 0% | 11.8% | 0 | 0% | 0.3709% | 0 | 0% | 0.3709% | 0 | 0% | 0.3709% | 0 | 0% | 100% | 0 | 0% | 100% | 0 | 0% | 100% | 0 | 0% | 100% | 0 |  |  | 0 |  |  | 0 |  |  | 0
BOGUE 11071386 | 4.2822e-05 | 0 | 0.050398 | 0 | 0.050398 | 0.016129 | 0.039979 | 0.018105 | 0% | 99% | 0 | 0% | 99% | 0 | 0% | 99% | 0 | 0% | 99% | 0 | 0% | 63.53% | 0 | 0% | 49.62% | 0 | 0% | 49.62% | 0 | 0% | 49.62% | 0 | 0 | 0% | 2.564% | 0 | 0% | 2.564% | 0 | 0% | 2.564% | 0 | 0% | 0.2894% | 0 | 0% | 0.2894% | 0 | 0% | 0.2894% | 0 | 0% | 0.8022% | 0 | 0% | 0.8022% | 0 | 0% | 0.8022% | 0 | 0% | 0.8196% | 0 | 0% | 0.8196% | 0 | 0% | 0.8196% | 0 | 0% | 5.997% | 0 | 0% | 5.997% | 0 | 0% | 5.997% | 0 | 0% | 0.9469% | 0 | 0% | 0.9469% | 0 | 0% | 0.9469% | 0 |  |  |  | 0% | 11.8% | 0 | 0% | 11.8% | 0 | 0% | 11.8% | 0 | 0% | 0.363% | 0 | 0% | 0.363% | 0 | 0% | 0.363% | 0 | 0% | 100% | 0 | 0% | 100% | 0 | 0% | 100% | 0 | 0% | 100% | 0 |  |  | 0 |  |  | 0 |  |  | 0
CORCORAN 1106339194 | 3.5638e-05 | 0 | 0.021668 | 0 | 0.021668 | 0.0017145 | 0.020993 | 0.0092002 | 0% | 99% | 0 | 0% | 99% | 0 | 0% | 99% | 0 | 0% | 99% | 0 | 0% | 61.17% | 0 | 0% | 47.17% | 0 | 0% | 47.17% | 0 | 0% | 47.17% | 0 | 0 | 0% | 2.708% | 0 | 0% | 2.708% | 0 | 0% | 2.708% | 0 | 0% | 0.3175% | 0 | 0% | 0.3175% | 0 | 0% | 0.3175% | 0 | 0% | 0.9854% | 0 | 0% | 0.9854% | 0 | 0% | 0.9854% | 0 | 100% | 1.036% | 0.00022444 | 0% | 1.036% | 0 | 0% | 1.036% | 0 | 0% | 7.496% | 0 | 0% | 7.496% | 0 | 0% | 7.496% | 0 | 0% | 0.2681% | 0 | 0% | 0.2681% | 0 | 0% | 0.2681% | 0 |  |  |  | 0% | 11.8% | 0 | 0% | 11.8% | 0 | 0% | 11.8% | 0 | 0% | 0.3626% | 0 | 0% | 0.3626% | 0 | 0% | 0.3626% | 0 | 0% | 100% | 0 | 0% | 100% | 0 | 0% | 100% | 0 | 0% | 100% | 0 |  |  | 0 |  |  | 0 |  |  | 0
OLIVEHURST 1104CB | 3.5301e-05 | 0 | 0.069106 | 0 | 0.069106 | 0.017826 | 0.056139 | 0.027808 | 0% | 99% | 0 | 0% | 99% | 0 | 0% | 99% | 0 | 0% | 99% | 0 | 0% | 63.64% | 0 | 0% | 49.78% | 0 | 0% | 49.78% | 0 | 0% | 49.78% | 0 | 0 | 0% | 2.771% | 0 | 0% | 2.771% | 0 | 0% | 2.771% | 0 | 0% | 0.312% | 0 | 0% | 0.312% | 0 | 0% | 0.312% | 0 | 0% | 0.8228% | 0 | 0% | 0.8228% | 0 | 0% | 0.8228% | 0 | 28.52% | 0.8464% | 0.00016684 | 0% | 0.8464% | 0 | 0% | 0.8464% | 0 | 0% | 6.16% | 0 | 0% | 6.16% | 0 | 0% | 6.16% | 0 | 0% | 0.7373% | 0 | 0% | 0.7373% | 0 | 0% | 0.7373% | 0 |  |  |  | 0% | 11.8% | 0 | 0% | 11.8% | 0 | 0% | 11.8% | 0 | 0% | 0.3637% | 0 | 0% | 0.3637% | 0 | 0% | 0.3637% | 0 | 0% | 100% | 0 | 0% | 100% | 0 | 0% | 100% | 0 | 0% | 100% | 0 |  |  | 0 |  |  | 0 |  |  | 0
RIPON 1704464030 | 4.1708e-05 | 0 | 0.014899 | 0 | 0.014899 | 0.0009859 | 0.0096205 | 0.011338 | 0% | 99% | 0 | 0% | 99% | 0 | 0% | 99% | 0 | 0% | 99% | 0 | 0% | 65.47% | 0 | 0% | 51.27% | 0 | 0% | 51.27% | 0 | 0% | 51.27% | 0 | 0 | 0% | 2.132% | 0 | 0% | 2.132% | 0 | 0% | 2.132% | 0 | 0% | 0.2488% | 0 | 0% | 0.2488% | 0 | 0% | 0.2488% | 0 | 0% | 0.6448% | 0 | 0% | 0.6448% | 0 | 0% | 0.6448% | 0 | 0% | 0.6772% | 0 | 0% | 0.6772% | 0 | 41.4% | 0.6772% | 4.1774e-05 | 0% | 4.872% | 0 | 0% | 4.872% | 0 | 0% | 4.872% | 0 | 0% | 0.2148% | 0 | 0% | 0.2148% | 0 | 0% | 0.2148% | 0 |  |  |  | 0% | 11.8% | 0 | 0% | 11.8% | 0 | 0% | 11.8% | 0 | 0% | 0.3722% | 0 | 0% | 0.3722% | 0 | 0% | 0.3722% | 0 | 0% | 100% | 0 | 0% | 100% | 0 | 0% | 100% | 0 | 0% | 100% | 0 |  |  | 0 |  |  | 0 |  |  | 0
REDWOOD CITY 0406913566 | 3.6589e-05 | 0 | 0.040071 | 0 | 0.040071 | 0.020914 | 0.029025 | 0.0090853 | 0% | 99% | 0 | 0% | 99% | 0 | 0% | 99% | 0 | 0% | 99% | 0 | 0% | 64.12% | 0 | 0% | 50% | 0 | 0% | 50% | 0 | 0% | 50% | 0 | 0 | 0% | 2.539% | 0 | 0% | 2.539% | 0 | 0% | 2.539% | 0 | 0% | 0.2773% | 0 | 0% | 0.2773% | 0 | 0% | 0.2773% | 0 | 0% | 0.7444% | 0 | 0% | 0.7444% | 0 | 0% | 0.7444% | 0 | 0% | 0.758% | 0 | 97.48% | 0.758% | 0.00029608 | 0% | 0.758% | 0 | 0% | 5.552% | 0 | 0% | 5.552% | 0 | 0% | 5.552% | 0 | 0% | 1.486% | 0 | 0% | 1.486% | 0 | 0% | 1.486% | 0 |  |  |  | 0% | 11.8% | 0 | 0% | 11.8% | 0 | 0% | 11.8% | 0 | 0% | 0.3678% | 0 | 0% | 0.3678% | 0 | 0% | 0.3678% | 0 | 0% | 100% | 0 | 0% | 100% | 0 | 0% | 100% | 0 | 0% | 100% | 0 |  |  | 0 |  |  | 0 |  |  | 0
SARATOGA 1106CB | 4.7674e-05 | 0 | 0.057517 | 0 | 0.057517 | 0.024017 | 0.041935 | 0.018777 | 0% | 99% | 0 | 0% | 99% | 0 | 0% | 99% | 0 | 0% | 99% | 0 | 0% | 64.65% | 0 | 0% | 49.93% | 0 | 0% | 49.93% | 0 | 0% | 49.93% | 0 | 0 | 0% | 2.486% | 0 | 0% | 2.486% | 0 | 0% | 2.486% | 0 | 0% | 0.2846% | 0 | 0% | 0.2846% | 0 | 0% | 0.2846% | 0 | 0% | 0.7378% | 0 | 16.07% | 0.7378% | 6.8188e-05 | 0% | 0.7378% | 0 | 81.55% | 0.7682% | 0.00036029 | 17.22% | 0.7682% | 7.6081e-05 | 0% | 0.7682% | 0 | 0% | 5.548% | 0 | 0% | 5.548% | 0 | 0% | 5.548% | 0 | 0% | 1.135% | 0 | 0% | 1.135% | 0 | 0% | 1.135% | 0 |  |  |  | 0% | 11.8% | 0 | 0% | 11.8% | 0 | 0% | 11.8% | 0 | 0% | 0.3692% | 0 | 0% | 0.3692% | 0 | 0% | 0.3692% | 0 | 0% | 100% | 0 | 0% | 100% | 0 | 0% | 100% | 0 | 0% | 100% | 0 |  |  | 0 |  |  | 0 |  |  | 0
SYCAMORE CREEK 11092458 | 5.6871e-05 | 0 | 0.031828 | 0 | 0.031828 | 0.014853 | 0.021113 | 0.010928 | 0% | 99% | 0 | 0% | 99% | 0 | 0% | 99% | 0 | 0% | 99% | 0 | 0% | 64.16% | 0 | 0% | 49.57% | 0 | 0% | 49.57% | 0 | 0% | 49.57% | 0 | 0 | 0% | 2.234% | 0 | 0% | 2.234% | 0 | 0% | 2.234% | 0 | 0% | 0.2501% | 0 | 0% | 0.2501% | 0 | 0% | 0.2501% | 0 | 0% | 0.6725% | 0 | 0% | 0.6725% | 0 | 0% | 0.6725% | 0 | 0% | 0.6884% | 0 | 0% | 0.6884% | 0 | 99.7% | 0.6884% | 0.00021844 | 0% | 5.028% | 0 | 0% | 5.028% | 0 | 0% | 5.028% | 0 | 0% | 1.433% | 0 | 0% | 1.433% | 0 | 0% | 1.433% | 0 |  |  |  | 0% | 11.8% | 0 | 0% | 11.8% | 0 | 0% | 11.8% | 0 | 0% | 0.3698% | 0 | 0% | 0.3698% | 0 | 0% | 0.3698% | 0 | 0% | 100% | 0 | 0% | 100% | 0 | 0% | 100% | 0 | 0% | 100% | 0 |  |  | 0 |  |  | 0 |  |  | 0
HARRIS 1108CB | 3.7087e-05 | 0 | 0.032239 | 0.9313 | 0.96354 | 0.019193 | 0.02381 | 0.0045095 | 0% | 99% | 0 | 0% | 99% | 0 | 0% | 99% | 0 | 0% | 99% | 0 | 0% | 63.03% | 0 | 0% | 48.9% | 0 | 0% | 48.9% | 0 | 0% | 48.9% | 0 | 0.9313 | 0% | 2.437% | 0 | 0% | 2.437% | 0 | 0% | 2.437% | 0 | 0% | 0.2811% | 0 | 0% | 0.2811% | 0 | 0% | 0.2811% | 0 | 0% | 0.7594% | 0 | 0% | 0.7594% | 0 | 0% | 0.7594% | 0 | 0% | 0.804% | 0 | 99.05% | 0.804% | 0.00025673 | 0% | 0.804% | 0 | 0% | 5.756% | 0 | 0% | 5.756% | 0 | 0% | 5.756% | 0 | 0% | 2.423% | 0 | 0% | 2.423% | 0 | 0% | 2.423% | 0 |  |  |  | 0% | 11.8% | 0 | 0% | 11.8% | 0 | 0% | 11.8% | 0 | 0% | 0.3733% | 0 | 0% | 0.3733% | 0 | 0% | 0.3733% | 0 | 0% | 100% | 0 | 0% | 100% | 0 | 0% | 100% | 0 | 0% | 100% | 0 |  |  | 0 |  |  | 0 |  |  | 0
SOLEDAD 21027644 | 4.3183e-05 | 0 | 0.012967 | 0 | 0.012967 | 0.00047602 | 0.013466 | 0.0051688 | 0% | 99% | 0 | 0% | 99% | 0 | 0% | 99% | 0 | 0% | 99% | 0 | 0% | 62.99% | 0 | 0% | 49.4% | 0 | 0% | 49.4% | 0 | 0% | 49.4% | 0 | 0 | 0% | 4.169% | 0 | 0% | 4.169% | 0 | 0% | 4.169% | 0 | 0% | 0.452% | 0 | 0% | 0.452% | 0 | 0% | 0.452% | 0 | 0% | 1.084% | 0 | 0% | 1.084% | 0 | 0% | 1.084% | 0 | 0% | 1.156% | 0 | 0% | 1.156% | 0 | 100% | 1.156% | 0.00014994 | 0% | 8.223% | 0 | 0% | 8.223% | 0 | 0% | 8.223% | 0 | 0% | 0.1801% | 0 | 0% | 0.1801% | 0 | 0% | 0.1801% | 0 |  |  |  | 0% | 11.8% | 0 | 0% | 11.8% | 0 | 0% | 11.8% | 0 | 0% | 0.3694% | 0 | 0% | 0.3694% | 0 | 0% | 0.3694% | 0 | 0% | 100% | 0 | 0% | 100% | 0 | 0% | 100% | 0 | 0% | 100% | 0 |  |  | 0 |  |  | 0 |  |  | 0
RIVERBANK 17139000 | 3.332e-05 | 0 | 0.029813 | 0 | 0.029813 | 0.0055944 | 0.021048 | 0.017296 | 0% | 99% | 0 | 0% | 99% | 0 | 0% | 99% | 0 | 0% | 99% | 0 | 0% | 64.33% | 0 | 0% | 50.94% | 0 | 0% | 50.94% | 0 | 0% | 50.94% | 0 | 0 | 0% | 2.245% | 0 | 0% | 2.245% | 0 | 0% | 2.245% | 0 | 0% | 0.2482% | 0 | 0% | 0.2482% | 0 | 0% | 0.2482% | 0 | 0% | 0.7158% | 0 | 0% | 0.7158% | 0 | 0% | 0.7158% | 0 | 62.5% | 0.7167% | 0.00013355 | 0% | 0.7167% | 0 | 0% | 0.7167% | 0 | 0% | 5.313% | 0 | 0% | 5.313% | 0 | 0% | 5.313% | 0 | 0% | 0.5669% | 0 | 0% | 0.5669% | 0 | 0% | 0.5669% | 0 |  |  |  | 0% | 11.8% | 0 | 0% | 11.8% | 0 | 0% | 11.8% | 0 | 0% | 0.3638% | 0 | 0% | 0.3638% | 0 | 0% | 0.3638% | 0 | 0% | 100% | 0 | 0% | 100% | 0 | 0% | 100% | 0 | 0% | 100% | 0 |  |  | 0 |  |  | 0 |  |  | 0
GREENBRAE 1104300 | 3.5819e-05 | 0 | 0.055983 | 0 | 0.055983 | 0.026323 | 0.043712 | 0.01248 | 0% | 99% | 0 | 0% | 99% | 0 | 0% | 99% | 0 | 0% | 99% | 0 | 0% | 63.61% | 0 | 0% | 49.48% | 0 | 0% | 49.48% | 0 | 0% | 49.48% | 0 | 0 | 0% | 3.066% | 0 | 0% | 3.066% | 0 | 0% | 3.066% | 0 | 0% | 0.3354% | 0 | 0% | 0.3354% | 0 | 0% | 0.3354% | 0 | 0% | 0.7987% | 0 | 0.5938% | 0.7987% | 2.6554e-06 | 0% | 0.7987% | 0 | 0.5938% | 0.8243% | 2.7405e-06 | 98.95% | 0.8243% | 0.00045664 | 0.4543% | 0.8243% | 2.0965e-06 | 0% | 5.966% | 0 | 0% | 5.966% | 0 | 0% | 5.966% | 0 | 0% | 1.527% | 0 | 0% | 1.527% | 0 | 0% | 1.527% | 0 |  |  |  | 0% | 11.8% | 0 | 0.4939% | 11.8% | 3.263e-05 | 0% | 11.8% | 0 | 0% | 0.3676% | 0 | 0% | 0.3676% | 0 | 0% | 0.3676% | 0 | 0% | 100% | 0 | 0% | 100% | 0 | 0% | 100% | 0 | 0% | 100% | 0 |  |  | 0 |  |  | 0 |  |  | 0
MEADOW LANE 210856034 | 4.4364e-05 | 0 | 0.028974 | 0 | 0.028974 | 0.013773 | 0.021696 | 0.0072397 | 0% | 99% | 0 | 0% | 99% | 0 | 0% | 99% | 0 | 0% | 99% | 0 | 0% | 64.04% | 0 | 0% | 49.54% | 0 | 0% | 49.54% | 0 | 0% | 49.54% | 0 | 0 | 0% | 2.682% | 0 | 0% | 2.682% | 0 | 0% | 2.682% | 0 | 0% | 0.2983% | 0 | 0% | 0.2983% | 0 | 0% | 0.2983% | 0 | 0% | 0.7649% | 0 | 0% | 0.7649% | 0 | 0% | 0.7649% | 0 | 19.2% | 0.7884% | 4.3862e-05 | 0% | 0.7884% | 0 | 0% | 0.7884% | 0 | 0% | 5.727% | 0 | 0% | 5.727% | 0 | 0% | 5.727% | 0 | 0% | 1.026% | 0 | 0% | 1.026% | 0 | 0% | 1.026% | 0 |  |  |  | 0% | 11.8% | 0 | 0% | 11.8% | 0 | 0% | 11.8% | 0 | 0% | 0.368% | 0 | 0% | 0.368% | 0 | 0% | 0.368% | 0 | 0% | 100% | 0 | 0% | 100% | 0 | 0% | 100% | 0 | 0% | 100% | 0 |  |  | 0 |  |  | 0 |  |  | 0
WILLOWS A 1103CB | 4.4166e-05 | 0 | 0.019988 | 0 | 0.019988 | 0.0046061 | 0.017696 | 0.007171 | 0% | 99% | 0 | 0% | 99% | 0 | 0% | 99% | 0 | 0% | 99% | 0 | 0% | 62.77% | 0 | 0% | 49.26% | 0 | 0% | 49.26% | 0 | 0% | 49.26% | 0 | 0 | 0% | 2.461% | 0 | 0% | 2.461% | 0 | 0% | 2.461% | 0 | 0% | 0.2919% | 0 | 0% | 0.2919% | 0 | 0% | 0.2919% | 0 | 0% | 0.8854% | 0 | 0% | 0.8854% | 0 | 0% | 0.8854% | 0 | 0% | 0.9001% | 0 | 0% | 0.9001% | 0 | 0% | 0.9001% | 0 | 0% | 6.626% | 0 | 0% | 6.626% | 0 | 0% | 6.626% | 0 | 0% | 0.6619% | 0 | 0% | 0.6619% | 0 | 0% | 0.6619% | 0 |  |  |  | 0% | 11.8% | 0 | 0% | 11.8% | 0 | 0% | 11.8% | 0 | 0% | 0.3558% | 0 | 0% | 0.3558% | 0 | 0% | 0.3558% | 0 | 0% | 100% | 0 | 0% | 100% | 0 | 0% | 100% | 0 | 0% | 100% | 0 |  |  | 0 |  |  | 0 |  |  | 0
PAUL SWEET 210980246 | 3.7506e-05 | 0 | 0.022185 | 0 | 0.022185 | 0.013562 | 0.014981 | 0.0041752 | 0% | 99% | 0 | 0% | 99% | 0 | 0% | 99% | 0 | 0% | 99% | 0 | 0% | 63.72% | 0 | 0% | 49.27% | 0 | 0% | 49.27% | 0 | 0% | 49.27% | 0 | 0 | 0% | 2.367% | 0 | 0% | 2.367% | 0 | 0% | 2.367% | 0 | 0% | 0.261% | 0 | 0% | 0.261% | 0 | 0% | 0.261% | 0 | 0% | 0.6944% | 0 | 0% | 0.6944% | 0 | 0% | 0.6944% | 0 | 0% | 0.7178% | 0 | 90% | 0.7178% | 0.00014333 | 0% | 0.7178% | 0 | 0% | 5.21% | 0 | 0% | 5.21% | 0 | 0% | 5.21% | 0 | 0% | 1.864% | 0 | 0% | 1.864% | 0 | 0% | 1.864% | 0 |  |  |  | 0% | 11.8% | 0 | 0% | 11.8% | 0 | 0% | 11.8% | 0 | 0% | 0.3724% | 0 | 0% | 0.3724% | 0 | 0% | 0.3724% | 0 | 0% | 100% | 0 | 0% | 100% | 0 | 0% | 100% | 0 | 0% | 100% | 0 |  |  | 0 |  |  | 0 |  |  | 0
BAHIA 1102CB | 4.2969e-05 | 0 | 0.01223 | 0 | 0.01223 | 0.0017995 | 0.011494 | 0.0047438 | 0% | 99% | 0 | 0% | 99% | 0 | 0% | 99% | 0 | 0% | 99% | 0 | 0% | 63.4% | 0 | 0% | 49.25% | 0 | 0% | 49.25% | 0 | 0% | 49.25% | 0 | 0 | 0% | 3.599% | 0 | 0% | 3.599% | 0 | 0% | 3.599% | 0 | 0% | 0.4083% | 0 | 0% | 0.4083% | 0 | 0% | 0.4083% | 0 | 0% | 0.946% | 0 | 0% | 0.946% | 0 | 0% | 0.946% | 0 | 0% | 1.001% | 0 | 0% | 1.001% | 0 | 100% | 1.001% | 0.00012244 | 0% | 7.14% | 0 | 0% | 7.14% | 0 | 0% | 7.14% | 0 | 0% | 0.412% | 0 | 0% | 0.412% | 0 | 0% | 0.412% | 0 |  |  |  | 0% | 11.8% | 0 | 0% | 11.8% | 0 | 0% | 11.8% | 0 | 0% | 0.3643% | 0 | 0% | 0.3643% | 0 | 0% | 0.3643% | 0 | 0% | 100% | 0 | 0% | 100% | 0 | 0% | 100% | 0 | 0% | 100% | 0 |  |  | 0 |  |  | 0 |  |  | 0
ARLINGTON 0401CB | 4.0342e-05 | 0 | 0.017379 | 0 | 0.017379 | 0.0096702 | 0.012811 | 0.003152 | 0% | 99% | 0 | 0% | 99% | 0 | 0% | 99% | 0 | 0% | 99% | 0 | 0% | 62.31% | 0 | 0% | 48.9% | 0 | 0% | 48.9% | 0 | 0% | 48.9% | 0 | 0 | 0% | 2.51% | 0 | 0% | 2.51% | 0 | 0% | 2.51% | 0 | 0% | 0.2645% | 0 | 0% | 0.2645% | 0 | 0% | 0.2645% | 0 | 0% | 0.7574% | 0 | 0% | 0.7574% | 0 | 0% | 0.7574% | 0 | 0% | 0.7399% | 0 | 50.38% | 0.7399% | 6.4778e-05 | 22.7% | 0.7399% | 2.9187e-05 | 0% | 5.568% | 0 | 0% | 5.568% | 0 | 0% | 5.568% | 0 | 0% | 1.404% | 0 | 0% | 1.404% | 0 | 0% | 1.404% | 0 |  |  |  | 0% | 11.8% | 0 | 0% | 11.8% | 0 | 0% | 11.8% | 0 | 0% | 0.3608% | 0 | 0% | 0.3608% | 0 | 0% | 0.3608% | 0 | 0% | 100% | 0 | 0% | 100% | 0 | 0% | 100% | 0 | 0% | 100% | 0 |  |  | 0 |  |  | 0 |  |  | 0
STOREY 110749686 | 4.8269e-05 | 0 | 0.01243 | 0 | 0.01243 | 0.0017563 | 0.010695 | 0.0058844 | 0% | 99% | 0 | 0% | 99% | 0 | 0% | 99% | 0 | 0% | 99% | 0 | 0% | 62.91% | 0 | 0% | 49.33% | 0 | 0% | 49.33% | 0 | 0% | 49.33% | 0 | 0 | 0% | 2.761% | 0 | 0% | 2.761% | 0 | 0% | 2.761% | 0 | 0% | 0.3106% | 0 | 0% | 0.3106% | 0 | 0% | 0.3106% | 0 | 0% | 0.8755% | 0 | 0% | 0.8755% | 0 | 0% | 0.8755% | 0 | 48.24% | 0.9009% | 5.4014e-05 | 0% | 0.9009% | 0 | 0% | 0.9009% | 0 | 0% | 6.574% | 0 | 0% | 6.574% | 0 | 0% | 6.574% | 0 | 0% | 0.4906% | 0 | 0% | 0.4906% | 0 | 0% | 0.4906% | 0 |  |  |  | 0% | 11.8% | 0 | 0% | 11.8% | 0 | 0% | 11.8% | 0 | 0% | 0.3627% | 0 | 0% | 0.3627% | 0 | 0% | 0.3627% | 0 | 0% | 100% | 0 | 0% | 100% | 0 | 0% | 100% | 0 | 0% | 100% | 0 |  |  | 0 |  |  | 0 |  |  | 0
LAKEVILLE 1105CB | 3.1957e-05 | 0 | 0.024725 | 0 | 0.024725 | 0.0046798 | 0.022913 | 0.0088865 | 0% | 99% | 0 | 0% | 99% | 0 | 0% | 99% | 0 | 0% | 99% | 0 | 0% | 63.38% | 0 | 0% | 49.7% | 0 | 0% | 49.7% | 0 | 0% | 49.7% | 0 | 0 | 0% | 3.457% | 0 | 0% | 3.457% | 0 | 0% | 3.457% | 0 | 0% | 0.3869% | 0 | 0% | 0.3869% | 0 | 0% | 0.3869% | 0 | 0% | 0.9369% | 0 | 0% | 0.9369% | 0 | 0% | 0.9369% | 0 | 0% | 0.972% | 0 | 0% | 0.972% | 0 | 0% | 0.972% | 0 | 0% | 7.021% | 0 | 0% | 7.021% | 0 | 0% | 7.021% | 0 | 0% | 0.5957% | 0 | 0% | 0.5957% | 0 | 0% | 0.5957% | 0 |  |  |  | 0% | 11.8% | 0 | 0% | 11.8% | 0 | 0% | 11.8% | 0 | 0% | 0.361% | 0 | 0% | 0.361% | 0 | 0% | 0.361% | 0 | 0% | 100% | 0 | 0% | 100% | 0 | 0% | 100% | 0 | 0% | 100% | 0 |  |  | 0 |  |  | 0 |  |  | 0
PAUL SWEET 2108CB | 4.5257e-05 | 0 | 0.051008 | 0 | 0.051008 | 0.019169 | 0.038557 | 0.017545 | 0% | 99% | 0 | 0% | 99% | 0 | 0% | 99% | 0 | 0% | 99% | 0 | 0% | 64.79% | 0 | 0% | 50.74% | 0 | 0% | 50.74% | 0 | 0% | 50.74% | 0 | 0 | 0% | 2.761% | 0 | 0% | 2.761% | 0 | 0% | 2.761% | 0 | 0% | 0.3048% | 0 | 0% | 0.3048% | 0 | 0% | 0.3048% | 0 | 0% | 0.7737% | 0 | 0% | 0.7737% | 0 | 0% | 0.7737% | 0 | 0% | 0.7987% | 0 | 1.359% | 0.7987% | 5.5348e-06 | 98.64% | 0.7987% | 0.00040185 | 0% | 5.795% | 0 | 0% | 5.795% | 0 | 0% | 5.795% | 0 | 0% | 1.103% | 0 | 0% | 1.103% | 0 | 0% | 1.103% | 0 |  |  |  | 0% | 11.8% | 0 | 0% | 11.8% | 0 | 0% | 11.8% | 0 | 0% | 0.3683% | 0 | 0% | 0.3683% | 0 | 0% | 0.3683% | 0 | 0% | 100% | 0 | 0% | 100% | 0 | 0% | 100% | 0 | 0% | 100% | 0 |  |  | 0 |  |  | 0 |  |  | 0
RINCON 1102666 | 4.0865e-05 | 0 | 0.0081222 | 0.1166 | 0.12472 | 0.0038675 | 0.0058371 | 0.0022823 | 0% | 99% | 0 | 0% | 99% | 0 | 0% | 99% | 0 | 0% | 99% | 0 | 0% | 64.28% | 0 | 0% | 49.79% | 0 | 0% | 49.79% | 0 | 0% | 49.79% | 0 | 0.1166 | 0% | 2.756% | 0 | 0% | 2.756% | 0 | 0% | 2.756% | 0 | 0% | 0.3033% | 0 | 0% | 0.3033% | 0 | 0% | 0.3033% | 0 | 0% | 0.741% | 0 | 0% | 0.741% | 0 | 0% | 0.741% | 0 | 0% | 0.7825% | 0 | 100% | 0.7825% | 6.3554e-05 | 0% | 0.7825% | 0 | 0% | 5.594% | 0 | 0% | 5.594% | 0 | 0% | 5.594% | 0 | 0% | 1.583% | 0 | 0% | 1.583% | 0 | 0% | 1.583% | 0 |  |  |  | 0% | 11.8% | 0 | 0.7864% | 11.8% | 7.5373e-06 | 0% | 11.8% | 0 | 0% | 0.375% | 0 | 0% | 0.375% | 0 | 0% | 0.375% | 0 | 0% | 100% | 0 | 0% | 100% | 0 | 0% | 100% | 0 | 0% | 100% | 0 |  |  | 0 |  |  | 0 |  |  | 0
NEWBURG 11326982 | 2.2258e-05 | 0 | 0.0036111 | 0.092857 | 0.096468 | 0.00088918 | 0.0031923 | 0.001248 | 0% | 99% | 0 | 0% | 99% | 0 | 0% | 99% | 0 | 0% | 99% | 0 | 0% | 63.38% | 0 | 0% | 49.85% | 0 | 0% | 49.85% | 0 | 0% | 49.85% | 0 | 0.092857 | 0% | 3.673% | 0 | 0% | 3.673% | 0 | 0% | 3.673% | 0 | 0% | 0.3949% | 0 | 0% | 0.3949% | 0 | 0% | 0.3949% | 0 | 0% | 0.9118% | 0 | 0% | 0.9118% | 0 | 0% | 0.9118% | 0 | 0% | 0.956% | 0 | 0% | 0.956% | 0 | 0% | 0.956% | 0 | 0% | 6.847% | 0 | 0% | 6.847% | 0 | 0% | 6.847% | 0 | 0% | 0.9623% | 0 | 0% | 0.9623% | 0 | 0% | 0.9623% | 0 |  |  |  | 0% | 11.8% | 0 | 3.038% | 11.8% | 1.2943e-05 | 0% | 11.8% | 0 | 0% | 0.3685% | 0 | 0% | 0.3685% | 0 | 0% | 0.3685% | 0 | 0% | 100% | 0 | 0% | 100% | 0 | 0% | 100% | 0 | 0% | 100% | 0 |  |  | 0 |  |  | 0 |  |  | 0
SF N 1101CB | 3.4343e-05 | 0 | 0.0028351 | 0 | 0.0028351 | 0.00049015 | 0.0031183 | 0.00057662 | 0% | 99% | 0 | 0% | 99% | 0 | 0% | 99% | 0 | 0% | 99% | 0 | 0% | 62.63% | 0 | 0% | 50.13% | 0 | 0% | 50.13% | 0 | 0% | 50.13% | 0 | 0 | 0% | 4.339% | 0 | 0% | 4.339% | 0 | 0% | 4.339% | 0 | 0% | 0.4665% | 0 | 0% | 0.4665% | 0 | 0% | 0.4665% | 0 | 0% | 1.145% | 0 | 0% | 1.145% | 0 | 0% | 1.145% | 0 | 0% | 1.187% | 0 | 0% | 1.187% | 0 | 0% | 1.187% | 0 | 0% | 8.574% | 0 | 0% | 8.574% | 0 | 0% | 8.574% | 0 | 0% | 0.6342% | 0 | 0% | 0.6342% | 0 | 0% | 0.6342% | 0 |  |  |  | 0% | 11.8% | 0 | 0% | 11.8% | 0 | 0% | 11.8% | 0 | 0% | 0.3591% | 0 | 0% | 0.3591% | 0 | 0% | 0.3591% | 0 | 0% | 100% | 0 | 0% | 100% | 0 | 0% | 100% | 0 | 0% | 100% | 0 |  |  | 0 |  |  | 0 |  |  | 0
MAGUNDEN 210892790 | 3.1188e-05 | 0 | 0.063629 | 0 | 0.063629 | 0.010272 | 0.05855 | 0.025106 | 0% | 99% | 0 | 0% | 99% | 0 | 0% | 99% | 0 | 0% | 99% | 0 | 0% | 61.89% | 0 | 0% | 49.29% | 0 | 0% | 49.29% | 0 | 0% | 49.29% | 0 | 0 | 0% | 2.575% | 0 | 0% | 2.575% | 0 | 0% | 2.575% | 0 | 0% | 0.2915% | 0 | 0% | 0.2915% | 0 | 0% | 0.2915% | 0 | 0% | 0.9434% | 0 | 0% | 0.9434% | 0 | 0% | 0.9434% | 0 | 0% | 0.9478% | 0 | 0% | 0.9478% | 0 | 0.0608% | 0.9478% | 3.6668e-07 | 0% | 7.039% | 0 | 0% | 7.039% | 0 | 0% | 7.039% | 0 | 0% | 0.4262% | 0 | 0% | 0.4262% | 0 | 0% | 0.4262% | 0 |  |  |  | 0% | 11.8% | 0 | 0% | 11.8% | 0 | 0% | 11.8% | 0 | 0% | 0.3551% | 0 | 0% | 0.3551% | 0 | 0% | 0.3551% | 0 | 0% | 100% | 0 | 0% | 100% | 0 | 0% | 100% | 0 | 0% | 100% | 0 |  |  | 0 |  |  | 0 |  |  | 0
MOLINO 1104468882 | 4.4805e-05 | 0 | 0.024837 | 0 | 0.024837 | 0.018097 | 0.012493 | 0.0060776 | 0% | 99% | 0 | 0% | 99% | 0 | 0% | 99% | 0 | 0% | 99% | 0 | 0% | 64.43% | 0 | 0% | 49.4% | 0 | 0% | 49.4% | 0 | 0% | 49.4% | 0 | 0 | 0% | 1.777% | 0 | 0% | 1.777% | 0 | 0% | 1.777% | 0 | 0% | 0.1977% | 0 | 0% | 0.1977% | 0 | 0% | 0.1977% | 0 | 0% | 0.509% | 0 | 0% | 0.509% | 0 | 0% | 0.509% | 0 | 0% | 0.5196% | 0 | 0% | 0.5196% | 0 | 0% | 0.5196% | 0 | 0% | 3.795% | 0 | 0% | 3.795% | 0 | 0% | 3.795% | 0 | 0% | 2.316% | 0 | 0% | 2.316% | 0 | 0% | 2.316% | 0 |  |  |  | 0% | 11.8% | 0 | 0% | 11.8% | 0 | 0% | 11.8% | 0 | 0% | 0.3766% | 0 | 0% | 0.3766% | 0 | 0% | 0.3766% | 0 | 0% | 100% | 0 | 0% | 100% | 0 | 0% | 100% | 0 | 0% | 100% | 0 |  |  | 0 |  |  | 0 |  |  | 0
FRANKLIN 1103P202 | 3.3176e-05 | 0 | 0.049278 | 0 | 0.049278 | 0.018519 | 0.039432 | 0.014802 | 0% | 99% | 0 | 0% | 99% | 0 | 0% | 99% | 0 | 0% | 99% | 0 | 0% | 64.35% | 0 | 0% | 50.72% | 0 | 0% | 50.72% | 0 | 0% | 50.72% | 0 | 0 | 0% | 3.096% | 0 | 0% | 3.096% | 0 | 0% | 3.096% | 0 | 0% | 0.3332% | 0 | 0% | 0.3332% | 0 | 0% | 0.3332% | 0 | 0% | 0.8249% | 0 | 0% | 0.8249% | 0 | 0% | 0.8249% | 0 | 100% | 0.8448% | 0.0004163 | 0% | 0.8448% | 0 | 0% | 0.8448% | 0 | 0% | 6.15% | 0 | 0% | 6.15% | 0 | 0% | 6.15% | 0 | 0% | 0.9436% | 0 | 0% | 0.9436% | 0 | 0% | 0.9436% | 0 |  |  |  | 0% | 11.8% | 0 | 0% | 11.8% | 0 | 0% | 11.8% | 0 | 0% | 0.3664% | 0 | 0% | 0.3664% | 0 | 0% | 0.3664% | 0 | 0% | 100% | 0 | 0% | 100% | 0 | 0% | 100% | 0 | 0% | 100% | 0 |  |  | 0 |  |  | 0 |  |  | 0
HARTER 1102CB | 4.9697e-05 | 0 | 0.033208 | 0 | 0.033208 | 0.0072426 | 0.026921 | 0.01487 | 0% | 99% | 0 | 0% | 99% | 0 | 0% | 99% | 0 | 0% | 99% | 0 | 0% | 63.36% | 0 | 0% | 49.25% | 0 | 0% | 49.25% | 0 | 0% | 49.25% | 0 | 0 | 0% | 2.674% | 0 | 0% | 2.674% | 0 | 0% | 2.674% | 0 | 0% | 0.3072% | 0 | 0% | 0.3072% | 0 | 0% | 0.3072% | 0 | 0% | 0.8081% | 0 | 0% | 0.8081% | 0 | 0% | 0.8081% | 0 | 0% | 0.8322% | 0 | 0% | 0.8322% | 0 | 0% | 0.8322% | 0 | 0% | 6.057% | 0 | 0% | 6.057% | 0 | 0% | 6.057% | 0 | 0% | 0.6356% | 0 | 0% | 0.6356% | 0 | 0% | 0.6356% | 0 |  |  |  | 0% | 11.8% | 0 | 0% | 11.8% | 0 | 0% | 11.8% | 0 | 0% | 0.3626% | 0 | 0% | 0.3626% | 0 | 0% | 0.3626% | 0 | 0% | 100% | 0 | 0% | 100% | 0 | 0% | 100% | 0 | 0% | 100% | 0 |  |  | 0 |  |  | 0 |  |  | 0
GREEN VALLEY 210395184 | 3.8576e-05 | 0 | 0.022696 | 0 | 0.022696 | 0.0047717 | 0.019146 | 0.0095956 | 0% | 99% | 0 | 0% | 99% | 0 | 0% | 99% | 0 | 0% | 99% | 0 | 0% | 65.23% | 0 | 0% | 51.12% | 0 | 0% | 51.12% | 0 | 0% | 51.12% | 0 | 0 | 0% | 3.434% | 0 | 0% | 3.434% | 0 | 0% | 3.434% | 0 | 0% | 0.3762% | 0 | 0% | 0.3762% | 0 | 0% | 0.3762% | 0 | 0% | 0.8639% | 0 | 0% | 0.8639% | 0 | 0% | 0.8639% | 0 | 0% | 0.9102% | 0 | 0% | 0.9102% | 0 | 100% | 0.9102% | 0.00020658 | 0% | 6.503% | 0 | 0% | 6.503% | 0 | 0% | 6.503% | 0 | 0% | 0.6171% | 0 | 0% | 0.6171% | 0 | 0% | 0.6171% | 0 |  |  |  | 0% | 11.8% | 0 | 0% | 11.8% | 0 | 0% | 11.8% | 0 | 0% | 0.3694% | 0 | 0% | 0.3694% | 0 | 0% | 0.3694% | 0 | 0% | 100% | 0 | 0% | 100% | 0 | 0% | 100% | 0 | 0% | 100% | 0 |  |  | 0 |  |  | 0 |  |  | 0
CASTRO VALLEY 1107MR587 | 3.8044e-05 | 0 | 0.013178 | 0 | 0.013178 | 0.0052955 | 0.010245 | 0.0039275 | 0% | 99% | 0 | 0% | 99% | 0 | 0% | 99% | 0 | 0% | 99% | 0 | 0% | 64.29% | 0 | 0% | 50.29% | 0 | 0% | 50.29% | 0 | 0% | 50.29% | 0 | 0 | 0% | 2.965% | 0 | 0% | 2.965% | 0 | 0% | 2.965% | 0 | 0% | 0.3222% | 0 | 0% | 0.3222% | 0 | 0% | 0.3222% | 0 | 0% | 0.7971% | 0 | 0% | 0.7971% | 0 | 0% | 0.7971% | 0 | 0% | 0.821% | 0 | 0% | 0.821% | 0 | 14.87% | 0.821% | 1.6093e-05 | 0% | 5.958% | 0 | 0% | 5.958% | 0 | 0% | 5.958% | 0 | 0% | 0.9943% | 0 | 0% | 0.9943% | 0 | 0% | 0.9943% | 0 |  |  |  | 0% | 11.8% | 0 | 0% | 11.8% | 0 | 0% | 11.8% | 0 | 0% | 0.3679% | 0 | 0% | 0.3679% | 0 | 0% | 0.3679% | 0 | 0% | 100% | 0 | 0% | 100% | 0 | 0% | 100% | 0 | 0% | 100% | 0 |  |  | 0 |  |  | 0 |  |  | 0
LAMONT 11034088 | 3.1007e-05 | 0 | 0.036596 | 0 | 0.036596 | 0.0045676 | 0.035897 | 0.013605 | 0% | 99% | 0 | 0% | 99% | 0 | 0% | 99% | 0 | 0% | 99% | 0 | 0% | 60.87% | 0 | 0% | 48.81% | 0 | 0% | 48.81% | 0 | 0% | 48.81% | 0 | 0 | 0% | 2.674% | 0 | 0% | 2.674% | 0 | 0% | 2.674% | 0 | 0% | 0.2986% | 0 | 0% | 0.2986% | 0 | 0% | 0.2986% | 0 | 0% | 1.006% | 0 | 0% | 1.006% | 0 | 0% | 1.006% | 0 | 99.13% | 1.003% | 0.00036382 | 0% | 1.003% | 0 | 0.7658% | 1.003% | 2.8105e-06 | 0% | 7.487% | 0 | 0% | 7.487% | 0 | 0% | 7.487% | 0 | 0% | 0.3507% | 0 | 0% | 0.3507% | 0 | 0% | 0.3507% | 0 |  |  |  | 0% | 11.8% | 0 | 0% | 11.8% | 0 | 0% | 11.8% | 0 | 0% | 0.3511% | 0 | 0% | 0.3511% | 0 | 0% | 0.3511% | 0 | 0% | 100% | 0 | 0% | 100% | 0 | 0% | 100% | 0 | 0% | 100% | 0 |  |  | 0 |  |  | 0 |  |  | 0
MILLBRAE 110810045 | 2.8827e-05 | 0 | 0.021031 | 0 | 0.021031 | 0.0059357 | 0.020514 | 0.0046264 | 0% | 99% | 0 | 0% | 99% | 0 | 0% | 99% | 0 | 0% | 99% | 0 | 0% | 61.76% | 0 | 0% | 49.61% | 0 | 0% | 49.61% | 0 | 0% | 49.61% | 0 | 0 | 0% | 3.51% | 0 | 0% | 3.51% | 0 | 0% | 3.51% | 0 | 0% | 0.3676% | 0 | 0% | 0.3676% | 0 | 0% | 0.3676% | 0 | 0% | 1.009% | 0 | 0% | 1.009% | 0 | 0% | 1.009% | 0 | 0% | 0.9995% | 0 | 0% | 0.9995% | 0 | 0% | 0.9995% | 0 | 0% | 7.449% | 0 | 0% | 7.449% | 0 | 0% | 7.449% | 0 | 0% | 0.9626% | 0 | 0% | 0.9626% | 0 | 0% | 0.9626% | 0 |  |  |  | 0% | 11.8% | 0 | 0% | 11.8% | 0 | 0% | 11.8% | 0 | 0% | 0.353% | 0 | 0% | 0.353% | 0 | 0% | 0.353% | 0 | 0% | 100% | 0 | 0% | 100% | 0 | 0% | 100% | 0 | 0% | 100% | 0 |  |  | 0 |  |  | 0 |  |  | 0
OAKLAND J 1105CR132 | 3.4208e-05 | 0 | 0.023868 | 0 | 0.023868 | 0.010262 | 0.017912 | 0.0070962 | 0% | 99% | 0 | 0% | 99% | 0 | 0% | 99% | 0 | 0% | 99% | 0 | 0% | 63.7% | 0 | 0% | 50.2% | 0 | 0% | 50.2% | 0 | 0% | 50.2% | 0 | 0 | 0% | 2.596% | 0 | 0% | 2.596% | 0 | 0% | 2.596% | 0 | 0% | 0.2804% | 0 | 0% | 0.2804% | 0 | 0% | 0.2804% | 0 | 0% | 0.7704% | 0 | 10.73% | 0.7704% | 1.9737e-05 | 0% | 0.7704% | 0 | 10.73% | 0.7715% | 1.9766e-05 | 0% | 0.7715% | 0 | 0% | 0.7715% | 0 | 0% | 5.712% | 0 | 0% | 5.712% | 0 | 0% | 5.712% | 0 | 0% | 1.171% | 0 | 0% | 1.171% | 0 | 0% | 1.171% | 0 |  |  |  | 0% | 11.8% | 0 | 0% | 11.8% | 0 | 0% | 11.8% | 0 | 0% | 0.364% | 0 | 0% | 0.364% | 0 | 0% | 0.364% | 0 | 0% | 100% | 0 | 0% | 100% | 0 | 0% | 100% | 0 | 0% | 100% | 0 |  |  | 0 |  |  | 0 |  |  | 0
SARATOGA 1112CB | 4.671e-05 | 0 | 0.035117 | 0 | 0.035117 | 0.014802 | 0.025991 | 0.011113 | 0% | 99% | 0 | 0% | 99% | 0 | 0% | 99% | 0 | 0% | 99% | 0 | 0% | 64.19% | 0 | 0% | 50.25% | 0 | 0% | 50.25% | 0 | 0% | 50.25% | 0 | 0 | 0% | 2.413% | 0 | 0% | 2.413% | 0 | 0% | 2.413% | 0 | 0% | 0.2667% | 0 | 0% | 0.2667% | 0 | 0% | 0.2667% | 0 | 0% | 0.7551% | 0 | 0% | 0.7551% | 0 | 0% | 0.7551% | 0 | 85.58% | 0.7644% | 0.00022973 | 14.42% | 0.7644% | 3.8703e-05 | 0% | 0.7644% | 0 | 0% | 5.628% | 0 | 0% | 5.628% | 0 | 0% | 5.628% | 0 | 0% | 1.123% | 0 | 0% | 1.123% | 0 | 0% | 1.123% | 0 |  |  |  | 0% | 11.8% | 0 | 0% | 11.8% | 0 | 0% | 11.8% | 0 | 0% | 0.3655% | 0 | 0% | 0.3655% | 0 | 0% | 0.3655% | 0 | 0% | 100% | 0 | 0% | 100% | 0 | 0% | 100% | 0 | 0% | 100% | 0 |  |  | 0 |  |  | 0 |  |  | 0
COLUSA 1101CB | 3.5698e-05 | 0 | 0.066597 | 0 | 0.066597 | 0.014328 | 0.063314 | 0.0208 | 0% | 99% | 0 | 0% | 99% | 0 | 0% | 99% | 0 | 0% | 99% | 0 | 0% | 61.56% | 0 | 0% | 48.5% | 0 | 0% | 48.5% | 0 | 0% | 48.5% | 0 | 0 | 0% | 2.619% | 0 | 0% | 2.619% | 0 | 0% | 2.619% | 0 | 0% | 0.3045% | 0 | 0% | 0.3045% | 0 | 0% | 0.3045% | 0 | 0% | 0.947% | 0 | 0% | 0.947% | 0 | 0% | 0.947% | 0 | 52.32% | 0.9461% | 0.00032967 | 47.68% | 0.9461% | 0.00030043 | 0% | 0.9461% | 0 | 0% | 7.042% | 0 | 0% | 7.042% | 0 | 0% | 7.042% | 0 | 0% | 0.6823% | 0 | 0% | 0.6823% | 0 | 0% | 0.6823% | 0 |  |  |  | 0% | 11.8% | 0 | 0% | 11.8% | 0 | 0% | 11.8% | 0 | 0% | 0.3494% | 0 | 0% | 0.3494% | 0 | 0% | 0.3494% | 0 | 0% | 100% | 0 | 0% | 100% | 0 | 0% | 100% | 0 | 0% | 100% | 0 |  |  | 0 |  |  | 0 |  |  | 0
SAN PABLO 1105BR142 | 4.4732e-05 | 0 | 0.03394 | 0 | 0.03394 | 0.014075 | 0.02636 | 0.0097345 | 0% | 99% | 0 | 0% | 99% | 0 | 0% | 99% | 0 | 0% | 99% | 0 | 0% | 63.56% | 0 | 0% | 50.36% | 0 | 0% | 50.36% | 0 | 0% | 50.36% | 0 | 0 | 0% | 2.797% | 0 | 0% | 2.797% | 0 | 0% | 2.797% | 0 | 0% | 0.2958% | 0 | 0% | 0.2958% | 0 | 0% | 0.2958% | 0 | 0% | 0.7998% | 0 | 0% | 0.7998% | 0 | 0% | 0.7998% | 0 | 0% | 0.7922% | 0 | 0% | 0.7922% | 0 | 0% | 0.7922% | 0 | 0% | 5.901% | 0 | 0% | 5.901% | 0 | 0% | 5.901% | 0 | 0% | 0.933% | 0 | 0% | 0.933% | 0 | 0% | 0.933% | 0 |  |  |  | 0% | 11.8% | 0 | 0% | 11.8% | 0 | 0% | 11.8% | 0 | 0% | 0.3615% | 0 | 0% | 0.3615% | 0 | 0% | 0.3615% | 0 | 0% | 100% | 0 | 0% | 100% | 0 | 0% | 100% | 0 | 0% | 100% | 0 |  |  | 0 |  |  | 0 |  |  | 0
SWIFT 2107XR356 | 3.9185e-05 | 0 | 0.021079 | 0 | 0.021079 | 0.0071566 | 0.016076 | 0.0079262 | 0% | 99% | 0 | 0% | 99% | 0 | 0% | 99% | 0 | 0% | 99% | 0 | 0% | 65.06% | 0 | 0% | 50.84% | 0 | 0% | 50.84% | 0 | 0% | 50.84% | 0 | 0 | 0% | 2.711% | 0 | 0% | 2.711% | 0 | 0% | 2.711% | 0 | 0% | 0.3024% | 0 | 0% | 0.3024% | 0 | 0% | 0.3024% | 0 | 0% | 0.7778% | 0 | 0% | 0.7778% | 0 | 0% | 0.7778% | 0 | 0% | 0.8056% | 0 | 90.26% | 0.8056% | 0.00015328 | 9.735% | 0.8056% | 1.6532e-05 | 0% | 5.833% | 0 | 0% | 5.833% | 0 | 0% | 5.833% | 0 | 0% | 0.8516% | 0 | 0% | 0.8516% | 0 | 0% | 0.8516% | 0 |  |  |  | 0% | 11.8% | 0 | 0% | 11.8% | 0 | 0% | 11.8% | 0 | 0% | 0.3681% | 0 | 0% | 0.3681% | 0 | 0% | 0.3681% | 0 | 0% | 100% | 0 | 0% | 100% | 0 | 0% | 100% | 0 | 0% | 100% | 0 |  |  | 0 |  |  | 0 |  |  | 0
CASTRO VALLEY 1107MR586 | 3.9516e-05 | 0 | 0.016925 | 0 | 0.016925 | 0.0054208 | 0.013155 | 0.0064436 | 0% | 99% | 0 | 0% | 99% | 0 | 0% | 99% | 0 | 0% | 99% | 0 | 0% | 65.62% | 0 | 0% | 51.54% | 0 | 0% | 51.54% | 0 | 0% | 51.54% | 0 | 0 | 0% | 3.011% | 0 | 0% | 3.011% | 0 | 0% | 3.011% | 0 | 0% | 0.3325% | 0 | 0% | 0.3325% | 0 | 0% | 0.3325% | 0 | 0% | 0.7967% | 0 | 0% | 0.7967% | 0 | 0% | 0.7967% | 0 | 0% | 0.8372% | 0 | 2.059% | 0.8372% | 2.9181e-06 | 27.04% | 0.8372% | 3.832e-05 | 0% | 5.997% | 0 | 0% | 5.997% | 0 | 0% | 5.997% | 0 | 0% | 0.7915% | 0 | 0% | 0.7915% | 0 | 0% | 0.7915% | 0 |  |  |  | 0% | 11.8% | 0 | 0% | 11.8% | 0 | 0% | 11.8% | 0 | 0% | 0.3712% | 0 | 0% | 0.3712% | 0 | 0% | 0.3712% | 0 | 0% | 100% | 0 | 0% | 100% | 0 | 0% | 100% | 0 | 0% | 100% | 0 |  |  | 0 |  |  | 0 |  |  | 0
LAKEWOOD 2110W577R | 3.1666e-05 | 0 | 0.0045321 | 0 | 0.0045321 | 0.0024107 | 0.0030939 | 0.0011954 | 0% | 99% | 0 | 0% | 99% | 0 | 0% | 99% | 0 | 0% | 99% | 0 | 0% | 64.1% | 0 | 0% | 49.53% | 0 | 0% | 49.53% | 0 | 0% | 49.53% | 0 | 0 | 0% | 2.576% | 0 | 0% | 2.576% | 0 | 0% | 2.576% | 0 | 0% | 0.2823% | 0 | 0% | 0.2823% | 0 | 0% | 0.2823% | 0 | 0% | 0.6951% | 0 | 0% | 0.6951% | 0 | 0% | 0.6951% | 0 | 0% | 0.7141% | 0 | 100% | 0.7141% | 3.2362e-05 | 0% | 0.7141% | 0 | 0% | 5.188% | 0 | 0% | 5.188% | 0 | 0% | 5.188% | 0 | 0% | 1.352% | 0 | 0% | 1.352% | 0 | 0% | 1.352% | 0 |  |  |  | 0% | 11.8% | 0 | 0% | 11.8% | 0 | 0% | 11.8% | 0 | 0% | 0.3705% | 0 | 0% | 0.3705% | 0 | 0% | 0.3705% | 0 | 0% | 100% | 0 | 0% | 100% | 0 | 0% | 100% | 0 | 0% | 100% | 0 |  |  | 0 |  |  | 0 |  |  | 0
DOS PALOS 110137478 | 2.9787e-05 | 0 | 0.038547 | 0 | 0.038547 | 0.0065223 | 0.036342 | 0.014123 | 0% | 99% | 0 | 0% | 99% | 0 | 0% | 99% | 0 | 0% | 99% | 0 | 0% | 62.13% | 0 | 0% | 49.41% | 0 | 0% | 49.41% | 0 | 0% | 49.41% | 0 | 0 | 0% | 2.751% | 0 | 0% | 2.751% | 0 | 0% | 2.751% | 0 | 0% | 0.3118% | 0 | 0% | 0.3118% | 0 | 0% | 0.3118% | 0 | 0% | 0.9592% | 0 | 0% | 0.9592% | 0 | 0% | 0.9592% | 0 | 0% | 0.9719% | 0 | 2.147% | 0.9719% | 8.0452e-06 | 20.32% | 0.9719% | 7.6113e-05 | 0% | 7.169% | 0 | 0% | 7.169% | 0 | 0% | 7.169% | 0 | 0% | 0.5706% | 0 | 0% | 0.5706% | 0 | 0% | 0.5706% | 0 |  |  |  | 0% | 11.8% | 0 | 0% | 11.8% | 0 | 0% | 11.8% | 0 | 0% | 0.3555% | 0 | 0% | 0.3555% | 0 | 0% | 0.3555% | 0 | 0% | 100% | 0 | 0% | 100% | 0 | 0% | 100% | 0 | 0% | 100% | 0 |  |  | 0 |  |  | 0 |  |  | 0
BOGUE 1105CB | 3.7465e-05 | 0 | 0.063973 | 0 | 0.063973 | 0.014805 | 0.053181 | 0.026592 | 0% | 99% | 0 | 0% | 99% | 0 | 0% | 99% | 0 | 0% | 99% | 0 | 0% | 63.12% | 0 | 0% | 49.17% | 0 | 0% | 49.17% | 0 | 0% | 49.17% | 0 | 0 | 0% | 2.697% | 0 | 0% | 2.697% | 0 | 0% | 2.697% | 0 | 0% | 0.3081% | 0 | 0% | 0.3081% | 0 | 0% | 0.3081% | 0 | 0% | 0.832% | 0 | 0% | 0.832% | 0 | 0% | 0.832% | 0 | 0% | 0.8547% | 0 | 0% | 0.8547% | 0 | 0% | 0.8547% | 0 | 0% | 6.232% | 0 | 0% | 6.232% | 0 | 0% | 6.232% | 0 | 0% | 0.6758% | 0 | 0% | 0.6758% | 0 | 0% | 0.6758% | 0 |  |  |  | 0% | 11.8% | 0 | 0% | 11.8% | 0 | 0% | 11.8% | 0 | 0% | 0.3618% | 0 | 0% | 0.3618% | 0 | 0% | 0.3618% | 0 | 0% | 100% | 0 | 0% | 100% | 0 | 0% | 100% | 0 | 0% | 100% | 0 |  |  | 0 |  |  | 0 |  |  | 0
OAK 0401R7252 | 2.6523e-05 | 4.3285 | 0.010965 | 0 | 0.010965 | 0.0058895 | 0.0085591 | 0.0017651 | 0% | 99% | 0 | 0% | 99% | 0 | 0% | 99% | 0 | 0% | 99% | 0 | 0% | 61.55% | 0 | 0% | 48.72% | 0 | 0% | 48.72% | 0 | 0% | 48.72% | 0 | 0 | 0% | 2.547% | 0 | 0% | 2.547% | 0 | 0% | 2.547% | 0 | 0% | 0.2635% | 0 | 0% | 0.2635% | 0 | 0% | 0.2635% | 0 | 0% | 0.8067% | 0 | 69.17% | 0.8067% | 6.1187e-05 | 0% | 0.8067% | 0 | 69.17% | 0.7798% | 5.9151e-05 | 0% | 0.7798% | 0 | 30.83% | 0.7798% | 2.6359e-05 | 0% | 5.915% | 0 | 0% | 5.915% | 0 | 0% | 5.915% | 0 | 0% | 1.439% | 0 | 0% | 1.439% | 0 | 0% | 1.439% | 0 |  |  |  | 0% | 11.8% | 0 | 0% | 11.8% | 0 | 0% | 11.8% | 0 | 0% | 0.3578% | 0 | 0% | 0.3578% | 0 | 0% | 0.3578% | 0 | 0% | 100% | 0 | 0% | 100% | 0 | 0% | 100% | 0 | 0% | 100% | 0 |  |  | 0 |  |  | 0 |  |  | 0
ALTO 11256405 | 5.1361e-05 | 0 | 0.014251 | 0 | 0.014251 | 0.010125 | 0.0085163 | 0.0024317 | 0% | 99% | 0 | 0% | 99% | 0 | 0% | 99% | 0 | 0% | 99% | 0 | 0% | 63.9% | 0 | 0% | 49.11% | 0 | 0% | 49.11% | 0 | 0% | 49.11% | 0 | 0 | 0% | 2.305% | 0 | 0% | 2.305% | 0 | 0% | 2.305% | 0 | 0% | 0.2516% | 0 | 0% | 0.2516% | 0 | 0% | 0.2516% | 0 | 0% | 0.6087% | 0 | 0% | 0.6087% | 0 | 0% | 0.6087% | 0 | 44.12% | 0.6271% | 3.9425e-05 | 0% | 0.6271% | 0 | 27.28% | 0.6271% | 2.4381e-05 | 0% | 4.546% | 0 | 0% | 4.546% | 0 | 0% | 4.546% | 0 | 0% | 2.311% | 0 | 0% | 2.311% | 0 | 0% | 2.311% | 0 |  |  |  | 0% | 11.8% | 0 | 7.866% | 11.8% | 0.00013228 | 0% | 11.8% | 0 | 0% | 0.3749% | 0 | 0% | 0.3749% | 0 | 0% | 0.3749% | 0 | 0% | 100% | 0 | 0% | 100% | 0 | 0% | 100% | 0 | 0% | 100% | 0 |  |  | 0 |  |  | 0 |  |  | 0
FULTON 11011734 | 3.0659e-05 | 0 | 0.0070559 | 0 | 0.0070559 | 0.0017265 | 0.0055547 | 0.003157 | 0% | 99% | 0 | 0% | 99% | 0 | 0% | 99% | 0 | 0% | 99% | 0 | 0% | 65.36% | 0 | 0% | 50.87% | 0 | 0% | 50.87% | 0 | 0% | 50.87% | 0 | 0 | 0% | 3.377% | 0 | 0% | 3.377% | 0 | 0% | 3.377% | 0 | 0% | 0.3738% | 0 | 0% | 0.3738% | 0 | 0% | 0.3738% | 0 | 0% | 0.7983% | 0 | 0% | 0.7983% | 0 | 0% | 0.7983% | 0 | 0% | 0.8474% | 0 | 0% | 0.8474% | 0 | 0% | 0.8474% | 0 | 0% | 6.01% | 0 | 0% | 6.01% | 0 | 0% | 6.01% | 0 | 0% | 0.7144% | 0 | 0% | 0.7144% | 0 | 0% | 0.7144% | 0 |  |  |  | 0% | 11.8% | 0 | 0% | 11.8% | 0 | 0% | 11.8% | 0 | 0% | 0.372% | 0 | 0% | 0.372% | 0 | 0% | 0.372% | 0 | 0% | 100% | 0 | 0% | 100% | 0 | 0% | 100% | 0 | 0% | 100% | 0 |  |  | 0 |  |  | 0 |  |  | 0
SERRAMONTE 110412705 | 4.1671e-05 | 0 | 0.036725 | 0 | 0.036725 | 0.0093633 | 0.039397 | 0.0055739 | 0% | 99% | 0 | 0% | 99% | 0 | 0% | 99% | 0 | 0% | 99% | 0 | 0% | 62.92% | 0 | 0% | 49.72% | 0 | 0% | 49.72% | 0 | 0% | 49.72% | 0 | 0 | 0% | 4.335% | 0 | 0% | 4.335% | 0 | 0% | 4.335% | 0 | 0% | 0.4688% | 0 | 0% | 0.4688% | 0 | 0% | 0.4688% | 0 | 0% | 1.112% | 0 | 0% | 1.112% | 0 | 0.493% | 1.112% | 2.0137e-06 | 0% | 1.162% | 0 | 73.41% | 1.162% | 0.00031322 | 0% | 1.162% | 0 | 0% | 8.348% | 0 | 0% | 8.348% | 0 | 0% | 8.348% | 0 | 0% | 0.8735% | 0 | 0% | 0.8735% | 0 | 0% | 0.8735% | 0 |  |  |  | 0% | 11.8% | 0 | 0% | 11.8% | 0 | 0% | 11.8% | 0 | 0% | 0.3621% | 0 | 0% | 0.3621% | 0 | 0% | 0.3621% | 0 | 0% | 100% | 0 | 0% | 100% | 0 | 0% | 100% | 0 | 0% | 100% | 0 |  |  | 0 |  |  | 0 |  |  | 0
MALAGA 1110CB | 4.4641e-05 | 0 | 0.074355 | 0 | 0.074355 | 0.02664 | 0.054062 | 0.029315 | 0% | 99% | 0 | 0% | 99% | 0 | 0% | 99% | 0 | 0% | 99% | 0 | 0% | 63.74% | 0 | 0% | 49.35% | 0 | 0% | 49.35% | 0 | 0% | 49.35% | 0 | 0 | 0% | 2.425% | 0 | 0% | 2.425% | 0 | 0% | 2.425% | 0 | 0% | 0.273% | 0 | 0% | 0.273% | 0 | 0% | 0.273% | 0 | 0% | 0.7405% | 0 | 0% | 0.7405% | 0 | 0% | 0.7405% | 0 | 2.433% | 0.7677% | 1.3886e-05 | 97.57% | 0.7677% | 0.00055691 | 0% | 0.7677% | 0 | 0% | 5.568% | 0 | 0% | 5.568% | 0 | 0% | 5.568% | 0 | 0% | 1.157% | 0 | 0% | 1.157% | 0 | 0% | 1.157% | 0 |  |  |  | 0% | 11.8% | 0 | 0% | 11.8% | 0 | 0% | 11.8% | 0 | 0% | 0.37% | 0 | 0% | 0.37% | 0 | 0% | 0.37% | 0 | 0% | 100% | 0 | 0% | 100% | 0 | 0% | 100% | 0 | 0% | 100% | 0 |  |  | 0 |  |  | 0 |  |  | 0
CORNING 1103CB | 4.0463e-05 | 0 | 0.03936 | 0 | 0.03936 | 0.011246 | 0.031852 | 0.015141 | 0% | 99% | 0 | 0% | 99% | 0 | 0% | 99% | 0 | 0% | 99% | 0 | 0% | 64.01% | 0 | 0% | 50.05% | 0 | 0% | 50.05% | 0 | 0% | 50.05% | 0 | 0 | 0% | 2.699% | 0 | 0% | 2.699% | 0 | 0% | 2.699% | 0 | 0% | 0.3047% | 0 | 0% | 0.3047% | 0 | 0% | 0.3047% | 0 | 0% | 0.8194% | 0 | 0% | 0.8194% | 0 | 0% | 0.8194% | 0 | 0% | 0.8481% | 0 | 0% | 0.8481% | 0 | 99.78% | 0.8481% | 0.00033305 | 0% | 6.154% | 0 | 0% | 6.154% | 0 | 0% | 6.154% | 0 | 0% | 0.8064% | 0 | 0% | 0.8064% | 0 | 0% | 0.8064% | 0 |  |  |  | 0% | 11.8% | 0 | 0% | 11.8% | 0 | 0% | 11.8% | 0 | 0% | 0.3655% | 0 | 0% | 0.3655% | 0 | 0% | 0.3655% | 0 | 0% | 100% | 0 | 0% | 100% | 0 | 0% | 100% | 0 | 0% | 100% | 0 |  |  | 0 |  |  | 0 |  |  | 0
MILLBRAE 0401CB | 4.0827e-05 | 0 | 0.022371 | 0 | 0.022371 | 0.0070417 | 0.02112 | 0.0049444 | 0% | 99% | 0 | 0% | 99% | 0 | 0% | 99% | 0 | 0% | 99% | 0 | 0% | 63.77% | 0 | 0% | 50.5% | 0 | 0% | 50.5% | 0 | 0% | 50.5% | 0 | 0 | 0% | 3.672% | 0 | 0% | 3.672% | 0 | 0% | 3.672% | 0 | 0% | 0.3986% | 0 | 0% | 0.3986% | 0 | 0% | 0.3986% | 0 | 0% | 0.9699% | 0 | 0% | 0.9699% | 0 | 0% | 0.9699% | 0 | 0% | 1.005% | 0 | 0% | 1.005% | 0 | 0% | 1.005% | 0 | 0% | 7.262% | 0 | 0% | 7.262% | 0 | 0% | 7.262% | 0 | 0% | 1.026% | 0 | 0% | 1.026% | 0 | 0% | 1.026% | 0 |  |  |  | 0% | 11.8% | 0 | 0% | 11.8% | 0 | 0% | 11.8% | 0 | 0% | 0.3633% | 0 | 0% | 0.3633% | 0 | 0% | 0.3633% | 0 | 0% | 100% | 0 | 0% | 100% | 0 | 0% | 100% | 0 | 0% | 100% | 0 |  |  | 0 |  |  | 0 |  |  | 0
CASTRO VALLEY 1109CB | 4.0771e-05 | 0 | 0.016627 | 0 | 0.016627 | 0.0053256 | 0.013024 | 0.0062568 | 0% | 99% | 0 | 0% | 99% | 0 | 0% | 99% | 0 | 0% | 99% | 0 | 0% | 64.9% | 0 | 0% | 51.14% | 0 | 0% | 51.14% | 0 | 0% | 51.14% | 0 | 0 | 0% | 2.822% | 0 | 0% | 2.822% | 0 | 0% | 2.822% | 0 | 0% | 0.3098% | 0 | 0% | 0.3098% | 0 | 0% | 0.3098% | 0 | 0% | 0.8026% | 0 | 0% | 0.8026% | 0 | 0% | 0.8026% | 0 | 0% | 0.8289% | 0 | 49.84% | 0.8289% | 6.8691e-05 | 0% | 0.8289% | 0 | 0% | 6.015% | 0 | 0% | 6.015% | 0 | 0% | 6.015% | 0 | 0% | 0.7942% | 0 | 0% | 0.7942% | 0 | 0% | 0.7942% | 0 |  |  |  | 0% | 11.8% | 0 | 0% | 11.8% | 0 | 0% | 11.8% | 0 | 0% | 0.3679% | 0 | 0% | 0.3679% | 0 | 0% | 0.3679% | 0 | 0% | 100% | 0 | 0% | 100% | 0 | 0% | 100% | 0 | 0% | 100% | 0 |  |  | 0 |  |  | 0 |  |  | 0
HARTLEY 1101471 | 2.7378e-05 | 0 | 0.0050689 | 0 | 0.0050689 | 0.0021198 | 0.0038594 | 0.0015229 | 0% | 99% | 0 | 0% | 99% | 0 | 0% | 99% | 0 | 0% | 99% | 0 | 0% | 62.7% | 0 | 0% | 49.11% | 0 | 0% | 49.11% | 0 | 0% | 49.11% | 0 | 0 | 0% | 2.275% | 0 | 0% | 2.275% | 0 | 0% | 2.275% | 0 | 0% | 0.2549% | 0 | 0% | 0.2549% | 0 | 0% | 0.2549% | 0 | 0% | 0.7726% | 0 | 0% | 0.7726% | 0 | 0% | 0.7726% | 0 | 0% | 0.7786% | 0 | 61.45% | 0.7786% | 2.4253e-05 | 0% | 0.7786% | 0 | 0% | 5.756% | 0 | 0% | 5.756% | 0 | 0% | 5.756% | 0 | 0% | 1.473% | 0 | 0% | 1.473% | 0 | 0% | 1.473% | 0 |  |  |  | 0% | 11.8% | 0 | 0% | 11.8% | 0 | 0% | 11.8% | 0 | 0% | 0.3629% | 0 | 0% | 0.3629% | 0 | 0% | 0.3629% | 0 | 0% | 100% | 0 | 0% | 100% | 0 | 0% | 100% | 0 | 0% | 100% | 0 |  |  | 0 |  |  | 0 |  |  | 0
GABILAN 110191118 | 2.5915e-05 | 0 | 0.015668 | 0 | 0.015668 | 0.0024777 | 0.013636 | 0.0070747 | 0% | 99% | 0 | 0% | 99% | 0 | 0% | 99% | 0 | 0% | 99% | 0 | 0% | 64.6% | 0 | 0% | 51.25% | 0 | 0% | 51.25% | 0 | 0% | 51.25% | 0 | 0 | 0% | 3.138% | 0 | 0% | 3.138% | 0 | 0% | 3.138% | 0 | 0% | 0.3473% | 0 | 0% | 0.3473% | 0 | 0% | 0.3473% | 0 | 0% | 0.8918% | 0 | 0% | 0.8918% | 0 | 0% | 0.8918% | 0 | 0% | 0.9258% | 0 | 0% | 0.9258% | 0 | 0% | 0.9258% | 0 | 0% | 6.697% | 0 | 0% | 6.697% | 0 | 0% | 6.697% | 0 | 0% | 0.4538% | 0 | 0% | 0.4538% | 0 | 0% | 0.4538% | 0 |  |  |  | 0% | 11.8% | 0 | 0% | 11.8% | 0 | 0% | 11.8% | 0 | 0% | 0.3653% | 0 | 0% | 0.3653% | 0 | 0% | 0.3653% | 0 | 0% | 100% | 0 | 0% | 100% | 0 | 0% | 100% | 0 | 0% | 100% | 0 |  |  | 0 |  |  | 0 |  |  | 0
SAN PABLO 1105P188 | 3.8677e-05 | 0 | 0.0060148 | 0 | 0.0060148 | 0.0028159 | 0.0043827 | 0.0017035 | 0% | 99% | 0 | 0% | 99% | 0 | 0% | 99% | 0 | 0% | 99% | 0 | 0% | 64.74% | 0 | 0% | 49.91% | 0 | 0% | 49.91% | 0 | 0% | 49.91% | 0 | 0 | 0% | 2.949% | 0 | 0% | 2.949% | 0 | 0% | 2.949% | 0 | 0% | 0.3274% | 0 | 0% | 0.3274% | 0 | 0% | 0.3274% | 0 | 0% | 0.7382% | 0 | 0% | 0.7382% | 0 | 0% | 0.7382% | 0 | 0% | 0.7776% | 0 | 0% | 0.7776% | 0 | 0% | 0.7776% | 0 | 0% | 5.551% | 0 | 0% | 5.551% | 0 | 0% | 5.551% | 0 | 0% | 1.133% | 0 | 0% | 1.133% | 0 | 0% | 1.133% | 0 |  |  |  | 0% | 11.8% | 0 | 0% | 11.8% | 0 | 0% | 11.8% | 0 | 0% | 0.3726% | 0 | 0% | 0.3726% | 0 | 0% | 0.3726% | 0 | 0% | 100% | 0 | 0% | 100% | 0 | 0% | 100% | 0 | 0% | 100% | 0 |  |  | 0 |  |  | 0 |  |  | 0
SANTA ROSA A 111095984 | 3.2602e-05 | 0 | 0.012177 | 0 | 0.012177 | 0.0065375 | 0.0082898 | 0.003198 | 0% | 99% | 0 | 0% | 99% | 0 | 0% | 99% | 0 | 0% | 99% | 0 | 0% | 64.29% | 0 | 0% | 50.11% | 0 | 0% | 50.11% | 0 | 0% | 50.11% | 0 | 0 | 0% | 2.78% | 0 | 0% | 2.78% | 0 | 0% | 2.78% | 0 | 0% | 0.2987% | 0 | 0% | 0.2987% | 0 | 0% | 0.2987% | 0 | 0% | 0.7013% | 0 | 0% | 0.7013% | 0 | 0% | 0.7013% | 0 | 0% | 0.7295% | 0 | 0% | 0.7295% | 0 | 0% | 0.7295% | 0 | 0% | 5.251% | 0 | 0% | 5.251% | 0 | 0% | 5.251% | 0 | 0% | 1.856% | 0 | 0% | 1.856% | 0 | 0% | 1.856% | 0 |  |  |  | 0% | 11.8% | 0 | 0% | 11.8% | 0 | 0% | 11.8% | 0 | 0% | 0.3744% | 0 | 0% | 0.3744% | 0 | 0% | 0.3744% | 0 | 0% | 100% | 0 | 0% | 100% | 0 | 0% | 100% | 0 | 0% | 100% | 0 |  |  | 0 |  |  | 0 |  |  | 0
TASSAJARA 210791094 | 4.5179e-05 | 0 | 0.047861 | 0 | 0.047861 | 0.027046 | 0.031353 | 0.012461 | 0% | 99% | 0 | 0% | 99% | 0 | 0% | 99% | 0 | 0% | 99% | 0 | 0% | 64.13% | 0 | 0% | 49.4% | 0 | 0% | 49.4% | 0 | 0% | 49.4% | 0 | 0 | 0% | 2.343% | 0 | 0% | 2.343% | 0 | 0% | 2.343% | 0 | 0% | 0.2572% | 0 | 0% | 0.2572% | 0 | 0% | 0.2572% | 0 | 0% | 0.665% | 0 | 0% | 0.665% | 0 | 0% | 0.665% | 0 | 0% | 0.6758% | 0 | 100% | 0.6758% | 0.00032342 | 0% | 0.6758% | 0 | 0% | 4.951% | 0 | 0% | 4.951% | 0 | 0% | 4.951% | 0 | 0% | 1.119% | 0 | 0% | 1.119% | 0 | 0% | 1.119% | 0 |  |  |  | 0% | 11.8% | 0 | 0% | 11.8% | 0 | 0% | 11.8% | 0 | 0% | 0.3698% | 0 | 0% | 0.3698% | 0 | 0% | 0.3698% | 0 | 0% | 100% | 0 | 0% | 100% | 0 | 0% | 100% | 0 | 0% | 100% | 0 |  |  | 0 |  |  | 0 |  |  | 0
KIRKER 2109CB | 6.8404e-05 | 0 | 0.09155 | 0 | 0.09155 | 0.0084833 | 0.077761 | 0.049303 | 0% | 99% | 0 | 0% | 99% | 0 | 0% | 99% | 0 | 0% | 99% | 0 | 0% | 65.28% | 0 | 0% | 51.28% | 0 | 0% | 51.28% | 0 | 0% | 51.28% | 0 | 0 | 0% | 3.062% | 0 | 0% | 3.062% | 0 | 0% | 3.062% | 0 | 0% | 0.3508% | 0 | 0% | 0.3508% | 0 | 0% | 0.3508% | 0 | 0% | 0.8528% | 0 | 0% | 0.8528% | 0 | 0% | 0.8528% | 0 | 0% | 0.9026% | 0 | 0% | 0.9026% | 0 | 0% | 0.9026% | 0 | 0% | 6.45% | 0 | 0% | 6.45% | 0 | 0% | 6.45% | 0 | 0% | 0.258% | 0 | 0% | 0.258% | 0 | 0% | 0.258% | 0 |  |  |  | 0% | 11.8% | 0 | 0% | 11.8% | 0 | 0% | 11.8% | 0 | 0% | 0.3673% | 0 | 0% | 0.3673% | 0 | 0% | 0.3673% | 0 | 0% | 100% | 0 | 0% | 100% | 0 | 0% | 100% | 0 | 0% | 100% | 0 |  |  | 0 |  |  | 0 |  |  | 0
NEWBURG 113137512 | 2.337e-05 | 0 | 0.020752 | 0.95793 | 0.97868 | 0.0067696 | 0.019449 | 0.0045084 | 0% | 99% | 0 | 0% | 99% | 0 | 0% | 99% | 0 | 0% | 99% | 0 | 0% | 62.27% | 0 | 0% | 48.93% | 0 | 0% | 48.93% | 0 | 0% | 48.93% | 0 | 0.95793 | 0% | 3.048% | 0 | 0% | 3.048% | 0 | 0% | 3.048% | 0 | 0% | 0.3431% | 0 | 0% | 0.3431% | 0 | 0% | 0.3431% | 0 | 0% | 0.9631% | 0 | 0% | 0.9631% | 0 | 0% | 0.9631% | 0 | 0% | 1.005% | 0 | 0% | 1.005% | 0 | 0% | 1.005% | 0 | 0% | 7.265% | 0 | 0% | 7.265% | 0 | 0% | 7.265% | 0 | 0% | 1.257% | 0 | 0% | 1.257% | 0 | 0% | 1.257% | 0 |  |  |  | 0% | 11.8% | 0 | 0% | 11.8% | 0 | 0% | 11.8% | 0 | 0% | 0.3642% | 0 | 0% | 0.3642% | 0 | 0% | 0.3642% | 0 | 0% | 100% | 0 | 0% | 100% | 0 | 0% | 100% | 0 | 0% | 100% | 0 |  |  | 0 |  |  | 0 |  |  | 0
CAYUCOS 1102W16 | 2.7149e-05 | 0 | 0.030024 | 0 | 0.030024 | 0.0048873 | 0.032288 | 0.0072843 | 0% | 99% | 0 | 0% | 99% | 0 | 0% | 99% | 0 | 0% | 99% | 0 | 0% | 62.35% | 0 | 0% | 49.38% | 0 | 0% | 49.38% | 0 | 0% | 49.38% | 0 | 0 | 0% | 3.54% | 0 | 0% | 3.54% | 0 | 0% | 3.54% | 0 | 0% | 0.3974% | 0 | 0% | 0.3974% | 0 | 0% | 0.3974% | 0 | 0% | 1.104% | 0 | 0% | 1.104% | 0 | 0% | 1.104% | 0 | 100% | 1.144% | 0.0003434 | 0% | 1.144% | 0 | 0% | 1.144% | 0 | 0% | 8.301% | 0 | 0% | 8.301% | 0 | 0% | 8.301% | 0 | 0% | 0.5446% | 0 | 0% | 0.5446% | 0 | 0% | 0.5446% | 0 |  |  |  | 0% | 11.8% | 0 | 0% | 11.8% | 0 | 0% | 11.8% | 0 | 0% | 0.3571% | 0 | 0% | 0.3571% | 0 | 0% | 0.3571% | 0 | 0% | 100% | 0 | 0% | 100% | 0 | 0% | 100% | 0 | 0% | 100% | 0 |  |  | 0 |  |  | 0 |  |  | 0
NEWMAN 110590460 | 3.0869e-05 | 0 | 0.0024827 | 0 | 0.0024827 | 0.00016358 | 0.0023329 | 0.0011805 | 0% | 99% | 0 | 0% | 99% | 0 | 0% | 99% | 0 | 0% | 99% | 0 | 0% | 60.73% | 0 | 0% | 47.01% | 0 | 0% | 47.01% | 0 | 0% | 47.01% | 0 | 0 | 0% | 2.703% | 0 | 0% | 2.703% | 0 | 0% | 2.703% | 0 | 0% | 0.3156% | 0 | 0% | 0.3156% | 0 | 0% | 0.3156% | 0 | 0% | 0.9356% | 0 | 0% | 0.9356% | 0 | 0% | 0.9356% | 0 | 0% | 0.9589% | 0 | 75% | 0.9589% | 1.7854e-05 | 0% | 0.9589% | 0 | 0% | 7.033% | 0 | 0% | 7.033% | 0 | 0% | 7.033% | 0 | 0% | 0.241% | 0 | 0% | 0.241% | 0 | 0% | 0.241% | 0 |  |  |  | 0% | 11.8% | 0 | 0% | 11.8% | 0 | 0% | 11.8% | 0 | 0% | 0.3564% | 0 | 0% | 0.3564% | 0 | 0% | 0.3564% | 0 | 0% | 100% | 0 | 0% | 100% | 0 | 0% | 100% | 0 | 0% | 100% | 0 |  |  | 0 |  |  | 0 |  |  | 0
POINT PINOLE 1102CB | 3.1821e-05 | 0 | 0.047983 | 0 | 0.047983 | 0.012139 | 0.043562 | 0.015367 | 0% | 99% | 0 | 0% | 99% | 0 | 0% | 99% | 0 | 0% | 99% | 0 | 0% | 62.46% | 0 | 0% | 50.14% | 0 | 0% | 50.14% | 0 | 0% | 50.14% | 0 | 0 | 0% | 3.134% | 0 | 0% | 3.134% | 0 | 0% | 3.134% | 0 | 0% | 0.3311% | 0 | 0% | 0.3311% | 0 | 0% | 0.3311% | 0 | 0% | 0.9311% | 0 | 0% | 0.9311% | 0 | 0% | 0.9311% | 0 | 43.56% | 0.9145% | 0.00019114 | 0% | 0.9145% | 0 | 0% | 0.9145% | 0 | 0% | 6.856% | 0 | 0% | 6.856% | 0 | 0% | 6.856% | 0 | 0% | 0.6138% | 0 | 0% | 0.6138% | 0 | 0% | 0.6138% | 0 |  |  |  | 0% | 11.8% | 0 | 0% | 11.8% | 0 | 0% | 11.8% | 0 | 0% | 0.3533% | 0 | 0% | 0.3533% | 0 | 0% | 0.3533% | 0 | 0% | 100% | 0 | 0% | 100% | 0 | 0% | 100% | 0 | 0% | 100% | 0 |  |  | 0 |  |  | 0 |  |  | 0
CASTRO VALLEY 1107MR336 | 3.4923e-05 | 0 | 0.030875 | 0 | 0.030875 | 0.01554 | 0.022033 | 0.0081599 | 0% | 99% | 0 | 0% | 99% | 0 | 0% | 99% | 0 | 0% | 99% | 0 | 0% | 64.18% | 0 | 0% | 50.27% | 0 | 0% | 50.27% | 0 | 0% | 50.27% | 0 | 0 | 0% | 2.64% | 0 | 0% | 2.64% | 0 | 0% | 2.64% | 0 | 0% | 0.2816% | 0 | 0% | 0.2816% | 0 | 0% | 0.2816% | 0 | 0% | 0.7344% | 0 | 0% | 0.7344% | 0 | 0% | 0.7344% | 0 | 0% | 0.7445% | 0 | 0.4519% | 0.7445% | 1.0389e-06 | 0% | 0.7445% | 0 | 0% | 5.462% | 0 | 0% | 5.462% | 0 | 0% | 5.462% | 0 | 0% | 1.302% | 0 | 0% | 1.302% | 0 | 0% | 1.302% | 0 |  |  |  | 0% | 11.8% | 0 | 0% | 11.8% | 0 | 0% | 11.8% | 0 | 0% | 0.3686% | 0 | 0% | 0.3686% | 0 | 0% | 0.3686% | 0 | 0% | 100% | 0 | 0% | 100% | 0 | 0% | 100% | 0 | 0% | 100% | 0 |  |  | 0 |  |  | 0 |  |  | 0
GREEN VALLEY 210412552 | 5.2161e-05 | 0 | 0.044366 | 0 | 0.044366 | 0.0045728 | 0.040112 | 0.021043 | 0% | 99% | 0 | 0% | 99% | 0 | 0% | 99% | 0 | 0% | 99% | 0 | 0% | 65.45% | 0 | 0% | 51.6% | 0 | 0% | 51.6% | 0 | 0% | 51.6% | 0 | 0 | 0% | 3.385% | 0 | 0% | 3.385% | 0 | 0% | 3.385% | 0 | 0% | 0.3807% | 0 | 0% | 0.3807% | 0 | 0% | 0.3807% | 0 | 0% | 0.9211% | 0 | 0% | 0.9211% | 0 | 0% | 0.9211% | 0 | 0% | 0.9772% | 0 | 0% | 0.9772% | 0 | 0% | 0.9772% | 0 | 0% | 6.967% | 0 | 0% | 6.967% | 0 | 0% | 6.967% | 0 | 0% | 0.3108% | 0 | 0% | 0.3108% | 0 | 0% | 0.3108% | 0 |  |  |  | 0% | 11.8% | 0 | 0% | 11.8% | 0 | 0% | 11.8% | 0 | 0% | 0.3679% | 0 | 0% | 0.3679% | 0 | 0% | 0.3679% | 0 | 0% | 100% | 0 | 0% | 100% | 0 | 0% | 100% | 0 | 0% | 100% | 0 |  |  | 0 |  |  | 0 |  |  | 0
ORLAND B 110353574 | 4.0485e-05 | 0 | 0.096123 | 0 | 0.096123 | 0.027065 | 0.081471 | 0.033902 | 0% | 99% | 0 | 0% | 99% | 0 | 0% | 99% | 0 | 0% | 99% | 0 | 0% | 63.69% | 0 | 0% | 49.69% | 0 | 0% | 49.69% | 0 | 0% | 49.69% | 0 | 0 | 0% | 2.736% | 0 | 0% | 2.736% | 0 | 0% | 2.736% | 0 | 0% | 0.3133% | 0 | 0% | 0.3133% | 0 | 0% | 0.3133% | 0 | 0% | 0.8535% | 0 | 0% | 0.8535% | 0 | 0% | 0.8535% | 0 | 0% | 0.8858% | 0 | 0% | 0.8858% | 0 | 0% | 0.8858% | 0 | 0% | 6.42% | 0 | 0% | 6.42% | 0 | 0% | 6.42% | 0 | 0% | 0.8423% | 0 | 0% | 0.8423% | 0 | 0% | 0.8423% | 0 |  |  |  | 0% | 11.8% | 0 | 0% | 11.8% | 0 | 0% | 11.8% | 0 | 0% | 0.3639% | 0 | 0% | 0.3639% | 0 | 0% | 0.3639% | 0 | 0% | 100% | 0 | 0% | 100% | 0 | 0% | 100% | 0 | 0% | 100% | 0 |  |  | 0 |  |  | 0 |  |  | 0
FAIRVIEW 2206768080 | 3.5333e-05 | 0 | 0.040498 | 0 | 0.040498 | 0.011896 | 0.034175 | 0.013947 | 0% | 99% | 0 | 0% | 99% | 0 | 0% | 99% | 0 | 0% | 99% | 0 | 0% | 64.05% | 0 | 0% | 50.31% | 0 | 0% | 50.31% | 0 | 0% | 50.31% | 0 | 0 | 0% | 3.236% | 0 | 0% | 3.236% | 0 | 0% | 3.236% | 0 | 0% | 0.3512% | 0 | 0% | 0.3512% | 0 | 0% | 0.3512% | 0 | 0% | 0.859% | 0 | 0% | 0.859% | 0 | 0% | 0.859% | 0 | 99.92% | 0.8785% | 0.0003555 | 0% | 0.8785% | 0 | 0% | 0.8785% | 0 | 0% | 6.399% | 0 | 0% | 6.399% | 0 | 0% | 6.399% | 0 | 0% | 0.64% | 0 | 0% | 0.64% | 0 | 0% | 0.64% | 0 |  |  |  | 0% | 11.8% | 0 | 0% | 11.8% | 0 | 0% | 11.8% | 0 | 0% | 0.3634% | 0 | 0% | 0.3634% | 0 | 0% | 0.3634% | 0 | 0% | 100% | 0 | 0% | 100% | 0 | 0% | 100% | 0 | 0% | 100% | 0 |  |  | 0 |  |  | 0 |  |  | 0
DIXON LANDING 2109MR211 | 3.1904e-05 | 0 | 0.01422 | 0 | 0.01422 | 0.003852 | 0.011343 | 0.0058788 | 0% | 99% | 0 | 0% | 99% | 0 | 0% | 99% | 0 | 0% | 99% | 0 | 0% | 65.83% | 0 | 0% | 51.19% | 0 | 0% | 51.19% | 0 | 0% | 51.19% | 0 | 0 | 0% | 3.394% | 0 | 0% | 3.394% | 0 | 0% | 3.394% | 0 | 0% | 0.3766% | 0 | 0% | 0.3766% | 0 | 0% | 0.3766% | 0 | 0% | 0.8103% | 0 | 0% | 0.8103% | 0 | 0% | 0.8103% | 0 | 30.09% | 0.8643% | 3.6979e-05 | 0% | 0.8643% | 0 | 50.17% | 0.8643% | 6.1654e-05 | 0% | 6.115% | 0 | 0% | 6.115% | 0 | 0% | 6.115% | 0 | 0% | 0.6142% | 0 | 0% | 0.6142% | 0 | 0% | 0.6142% | 0 |  |  |  | 0% | 11.8% | 0 | 0% | 11.8% | 0 | 0% | 11.8% | 0 | 0% | 0.3727% | 0 | 0% | 0.3727% | 0 | 0% | 0.3727% | 0 | 0% | 100% | 0 | 0% | 100% | 0 | 0% | 100% | 0 | 0% | 100% | 0 |  |  | 0 |  |  | 0 |  |  | 0
CONTRA COSTA 2109827875 | 5.1023e-05 | 0 | 0.020013 | 0 | 0.020013 | 0.0020654 | 0.017807 | 0.0097881 | 0% | 99% | 0 | 0% | 99% | 0 | 0% | 99% | 0 | 0% | 99% | 0 | 0% | 63.56% | 0 | 0% | 49.21% | 0 | 0% | 49.21% | 0 | 0% | 49.21% | 0 | 0 | 0% | 2.975% | 0 | 0% | 2.975% | 0 | 0% | 2.975% | 0 | 0% | 0.3373% | 0 | 0% | 0.3373% | 0 | 0% | 0.3373% | 0 | 0% | 0.9022% | 0 | 0% | 0.9022% | 0 | 0% | 0.9022% | 0 | 0% | 0.9553% | 0 | 100% | 0.9553% | 0.00019119 | 0% | 0.9553% | 0 | 0% | 6.853% | 0 | 0% | 6.853% | 0 | 0% | 6.853% | 0 | 0% | 0.3067% | 0 | 0% | 0.3067% | 0 | 0% | 0.3067% | 0 |  |  |  | 0% | 11.8% | 0 | 0% | 11.8% | 0 | 0% | 11.8% | 0 | 0% | 0.3682% | 0 | 0% | 0.3682% | 0 | 0% | 0.3682% | 0 | 0% | 100% | 0 | 0% | 100% | 0 | 0% | 100% | 0 | 0% | 100% | 0 |  |  | 0 |  |  | 0 |  |  | 0
KERN OIL 1116CB | 3.1745e-05 | 0 | 0.010991 | 0 | 0.010991 | 0.001466 | 0.0081533 | 0.0066766 | 0% | 99% | 0 | 0% | 99% | 0 | 0% | 99% | 0 | 0% | 99% | 0 | 0% | 64.11% | 0 | 0% | 50.59% | 0 | 0% | 50.59% | 0 | 0% | 50.59% | 0 | 0 | 0% | 2.696% | 0 | 0% | 2.696% | 0 | 0% | 2.696% | 0 | 0% | 0.2947% | 0 | 0% | 0.2947% | 0 | 0% | 0.2947% | 0 | 0% | 0.756% | 0 | 0% | 0.756% | 0 | 0% | 0.756% | 0 | 3.493% | 0.7828% | 3.0055e-06 | 57.61% | 0.7828% | 4.957e-05 | 0.8693% | 0.7828% | 7.4796e-07 | 0% | 5.675% | 0 | 0% | 5.675% | 0 | 0% | 5.675% | 0 | 0% | 0.3049% | 0 | 0% | 0.3049% | 0 | 0% | 0.3049% | 0 |  |  |  | 0% | 11.8% | 0 | 0% | 11.8% | 0 | 0% | 11.8% | 0 | 0% | 0.3697% | 0 | 0% | 0.3697% | 0 | 0% | 0.3697% | 0 | 0% | 100% | 0 | 0% | 100% | 0 | 0% | 100% | 0 | 0% | 100% | 0 |  |  | 0 |  |  | 0 |  |  | 0
SAN RAMON 2107MR287 | 3.7114e-05 | 0 | 0.017903 | 0.79569 | 0.81359 | 0.0045074 | 0.015415 | 0.0066295 | 0% | 99% | 0 | 0% | 99% | 0 | 0% | 99% | 0 | 0% | 99% | 0 | 0% | 64.14% | 0 | 0% | 50.51% | 0 | 0% | 50.51% | 0 | 0% | 50.51% | 0 | 0.79569 | 0% | 3.309% | 0 | 0% | 3.309% | 0 | 0% | 3.309% | 0 | 0% | 0.3572% | 0 | 0% | 0.3572% | 0 | 0% | 0.3572% | 0 | 0% | 0.8827% | 0 | 0% | 0.8827% | 0 | 0% | 0.8827% | 0 | 0% | 0.9062% | 0 | 0% | 0.9062% | 0 | 33.19% | 0.9062% | 5.3846e-05 | 0% | 6.589% | 0 | 0% | 6.589% | 0 | 0% | 6.589% | 0 | 0% | 0.5676% | 0 | 0% | 0.5676% | 0 | 0% | 0.5676% | 0 |  |  |  | 0% | 11.8% | 0 | 0% | 11.8% | 0 | 0% | 11.8% | 0 | 55.56% | 0.3644% | 3.6241e-05 | 0% | 0.3644% | 0 | 0% | 0.3644% | 0 | 0% | 100% | 0 | 0% | 100% | 0 | 0% | 100% | 0 | 0% | 100% | 0 |  |  | 0 |  |  | 0 |  |  | 0
DEL MONTE 21022650 | 3.6126e-05 | 0 | 0.01337 | 0 | 0.01337 | 0.0018981 | 0.014799 | 0.0031332 | 0% | 99% | 0 | 0% | 99% | 0 | 0% | 99% | 0 | 0% | 99% | 0 | 0% | 63.14% | 0 | 0% | 49.62% | 0 | 0% | 49.62% | 0 | 0% | 49.62% | 0 | 0 | 0% | 4.142% | 0 | 0% | 4.142% | 0 | 0% | 4.142% | 0 | 0% | 0.4643% | 0 | 0% | 0.4643% | 0 | 0% | 0.4643% | 0 | 0% | 1.142% | 0 | 0% | 1.142% | 0 | 0% | 1.142% | 0 | 88.94% | 1.217% | 0.00014474 | 0% | 1.217% | 0 | 0% | 1.217% | 0 | 0% | 8.658% | 0 | 0% | 8.658% | 0 | 0% | 8.658% | 0 | 0% | 0.465% | 0 | 0% | 0.465% | 0 | 0% | 0.465% | 0 |  |  |  | 0% | 11.8% | 0 | 0% | 11.8% | 0 | 0% | 11.8% | 0 | 0% | 0.3648% | 0 | 0% | 0.3648% | 0 | 0% | 0.3648% | 0 | 0% | 100% | 0 | 0% | 100% | 0 | 0% | 100% | 0 | 0% | 100% | 0 |  |  | 0 |  |  | 0 |  |  | 0
VINEYARD 2105MR270 | 5.0315e-05 | 0 | 0.005489 | 0 | 0.005489 | 0.00084072 | 0.0047612 | 0.0025409 | 0% | 99% | 0 | 0% | 99% | 0 | 0% | 99% | 0 | 0% | 99% | 0 | 0% | 65.61% | 0 | 0% | 50.87% | 0 | 0% | 50.87% | 0 | 0% | 50.87% | 0 | 0 | 0% | 3.632% | 0 | 0% | 3.632% | 0 | 0% | 3.632% | 0 | 0% | 0.41% | 0 | 0% | 0.41% | 0 | 0% | 0.41% | 0 | 0% | 0.8696% | 0 | 0% | 0.8696% | 0 | 0% | 0.8696% | 0 | 0% | 0.9316% | 0 | 0% | 0.9316% | 0 | 0% | 0.9316% | 0 | 0% | 6.573% | 0 | 0% | 6.573% | 0 | 0% | 6.573% | 0 | 0% | 0.3347% | 0 | 0% | 0.3347% | 0 | 0% | 0.3347% | 0 |  |  |  | 0% | 11.8% | 0 | 0% | 11.8% | 0 | 0% | 11.8% | 0 | 0% | 0.3696% | 0 | 0% | 0.3696% | 0 | 0% | 0.3696% | 0 | 0% | 100% | 0 | 0% | 100% | 0 | 0% | 100% | 0 | 0% | 100% | 0 |  |  | 0 |  |  | 0 |  |  | 0
FRANKLIN 1103P144 | 2.8493e-05 | 0 | 0.0081048 | 0 | 0.0081048 | 0.0031446 | 0.0065397 | 0.0023396 | 0% | 99% | 0 | 0% | 99% | 0 | 0% | 99% | 0 | 0% | 99% | 0 | 0% | 64.31% | 0 | 0% | 50.41% | 0 | 0% | 50.41% | 0 | 0% | 50.41% | 0 | 0 | 0% | 2.945% | 0 | 0% | 2.945% | 0 | 0% | 2.945% | 0 | 0% | 0.3239% | 0 | 0% | 0.3239% | 0 | 0% | 0.3239% | 0 | 0% | 0.8272% | 0 | 0% | 0.8272% | 0 | 0% | 0.8272% | 0 | 100% | 0.8583% | 6.9561e-05 | 0% | 0.8583% | 0 | 0% | 0.8583% | 0 | 0% | 6.206% | 0 | 0% | 6.206% | 0 | 0% | 6.206% | 0 | 0% | 0.8734% | 0 | 0% | 0.8734% | 0 | 0% | 0.8734% | 0 |  |  |  | 0% | 11.8% | 0 | 0% | 11.8% | 0 | 0% | 11.8% | 0 | 0% | 0.3682% | 0 | 0% | 0.3682% | 0 | 0% | 0.3682% | 0 | 0% | 100% | 0 | 0% | 100% | 0 | 0% | 100% | 0 | 0% | 100% | 0 |  |  | 0 |  |  | 0 |  |  | 0
MORRO BAY 1102V84 | 2.953e-06 | 0.15637 | 0.0046166 | 0 | 0.0046166 | 0 | 0.0068492 | 0 | 0% | 99% | 0 | 0% | 99% | 0 | 0% | 99% | 0 | 0% | 99% | 0 | 0% | 41.73% | 0 | 0% | 44.46% | 0 | 0% | 44.46% | 0 | 0% | 44.46% | 0 | 0 | 0% | 1.952% | 0 | 0% | 1.952% | 0 | 0% | 1.952% | 0 | 0% | 0% | 0 | 0% | 0% | 0 | 0% | 0% | 0 | 0% | 1.581% | 0 | 0% | 1.581% | 0 | 0.4401% | 1.581% | 3.211e-07 | 0% | 1.02% | 0 | 0.4401% | 1.02% | 2.0715e-07 | 0.6971% | 1.02% | 3.2815e-07 | 33.05% | 10.38% | 0.00015841 | 0% | 10.38% | 0 | 0% | 10.38% | 0 | 0% | 0.005253% | 0 | 0% | 0.005253% | 0 | 0% | 0.005253% | 0 |  |  |  | 0% | 11.8% | 0 | 18.46% | 11.8% | 0.00010057 | 0% | 11.8% | 0 | 0% | 0.2224% | 0 | 0% | 0.2224% | 0 | 0% | 0.2224% | 0 | 0% | 100% | 0 | 0% | 100% | 0 | 0% | 100% | 0 | 0% | 100% | 0 |  |  | 0 |  |  | 0 |  |  | 0
SANTA ROSA A 111298576 | 4.3281e-05 | 0 | 0.033137 | 0 | 0.033137 | 0.020881 | 0.019142 | 0.0091412 | 0% | 99% | 0 | 0% | 99% | 0 | 0% | 99% | 0 | 0% | 99% | 0 | 0% | 64.16% | 0 | 0% | 49.73% | 0 | 0% | 49.73% | 0 | 0% | 49.73% | 0 | 0 | 0% | 1.98% | 0 | 0% | 1.98% | 0 | 0% | 1.98% | 0 | 0% | 0.2156% | 0 | 0% | 0.2156% | 0 | 0% | 0.2156% | 0 | 0% | 0.5878% | 0 | 0% | 0.5878% | 0 | 0% | 0.5878% | 0 | 0% | 0.5913% | 0 | 0% | 0.5913% | 0 | 0.1264% | 0.5913% | 2.477e-07 | 0% | 4.364% | 0 | 0% | 4.364% | 0 | 0% | 4.364% | 0 | 0% | 1.996% | 0 | 0% | 1.996% | 0 | 0% | 1.996% | 0 |  |  |  | 0% | 11.8% | 0 | 0% | 11.8% | 0 | 0% | 11.8% | 0 | 0% | 0.3725% | 0 | 0% | 0.3725% | 0 | 0% | 0.3725% | 0 | 0% | 100% | 0 | 0% | 100% | 0 | 0% | 100% | 0 | 0% | 100% | 0 |  |  | 0 |  |  | 0 |  |  | 0
HICKS 2111XR042 | 5.6361e-05 | 0 | 0.001963 | 0 | 0.001963 | 0.0006454 | 0.0013231 | 0.00094437 | 0% | 99% | 0 | 0% | 99% | 0 | 0% | 99% | 0 | 0% | 99% | 0 | 0% | 66.75% | 0 | 0% | 51.91% | 0 | 0% | 51.91% | 0 | 0% | 51.91% | 0 | 0 | 0% | 2.757% | 0 | 0% | 2.757% | 0 | 0% | 2.757% | 0 | 0% | 0.3075% | 0 | 0% | 0.3075% | 0 | 0% | 0.3075% | 0 | 0% | 0.6772% | 0 | 0% | 0.6772% | 0 | 0% | 0.6772% | 0 | 0% | 0.7157% | 0 | 0% | 0.7157% | 0 | 100% | 0.7157% | 1.405e-05 | 0% | 5.095% | 0 | 0% | 5.095% | 0 | 0% | 5.095% | 0 | 0% | 0.7894% | 0 | 0% | 0.7894% | 0 | 0% | 0.7894% | 0 |  |  |  | 0% | 11.8% | 0 | 0% | 11.8% | 0 | 0% | 11.8% | 0 | 0% | 0.3741% | 0 | 0% | 0.3741% | 0 | 0% | 0.3741% | 0 | 0% | 100% | 0 | 0% | 100% | 0 | 0% | 100% | 0 | 0% | 100% | 0 |  |  | 0 |  |  | 0 |  |  | 0
CLARKSVILLE 2103547420 | 3.5517e-05 | 0 | 0.0012454 | 0 | 0.0012454 | 0.00015473 | 0.00099513 | 0.00069821 | 0% | 99% | 0 | 0% | 99% | 0 | 0% | 99% | 0 | 0% | 99% | 0 | 0% | 65.12% | 0 | 0% | 50.1% | 0 | 0% | 50.1% | 0 | 0% | 50.1% | 0 | 0 | 0% | 3.13% | 0 | 0% | 3.13% | 0 | 0% | 3.13% | 0 | 0% | 0.3591% | 0 | 0% | 0.3591% | 0 | 0% | 0.3591% | 0 | 0% | 0.7933% | 0 | 0% | 0.7933% | 0 | 0% | 0.7933% | 0 | 0% | 0.8451% | 0 | 0% | 0.8451% | 0 | 0% | 0.8451% | 0 | 0% | 5.994% | 0 | 0% | 5.994% | 0 | 0% | 5.994% | 0 | 0% | 0.4127% | 0 | 0% | 0.4127% | 0 | 0% | 0.4127% | 0 |  |  |  | 0% | 11.8% | 0 | 0% | 11.8% | 0 | 0% | 11.8% | 0 | 0% | 0.3693% | 0 | 0% | 0.3693% | 0 | 0% | 0.3693% | 0 | 0% | 100% | 0 | 0% | 100% | 0 | 0% | 100% | 0 | 0% | 100% | 0 |  |  | 0 |  |  | 0 |  |  | 0
DIAMOND SPRINGS 110719702 | 2.8034e-05 | 0 | 0.0010232 | 0 | 0.0010232 | 0.00037349 | 0.00066587 | 0.00047891 | 0% | 99% | 0 | 0% | 99% | 0 | 0% | 99% | 0 | 0% | 99% | 0 | 0% | 65.08% | 0 | 0% | 50.49% | 0 | 0% | 50.49% | 0 | 0% | 50.49% | 0 | 0 | 0% | 2.886% | 0 | 0% | 2.886% | 0 | 0% | 2.886% | 0 | 0% | 0.3125% | 0 | 0% | 0.3125% | 0 | 0% | 0.3125% | 0 | 0% | 0.6623% | 0 | 0% | 0.6623% | 0 | 0% | 0.6623% | 0 | 0% | 0.6986% | 0 | 0% | 0.6986% | 0 | 0% | 0.6986% | 0 | 0% | 4.971% | 0 | 0% | 4.971% | 0 | 0% | 4.971% | 0 | 0% | 1.23% | 0 | 0% | 1.23% | 0 | 0% | 1.23% | 0 |  |  |  | 0% | 11.8% | 0 | 0% | 11.8% | 0 | 0% | 11.8% | 0 | 55.56% | 0.3769% | 2.1425e-06 | 0% | 0.3769% | 0 | 0% | 0.3769% | 0 | 0% | 100% | 0 | 0% | 100% | 0 | 0% | 100% | 0 | 0% | 100% | 0 |  |  | 0 |  |  | 0 |  |  | 0
CORCORAN 111288132 | 2.7686e-05 | 0 | 0.020648 | 0 | 0.020648 | 0.0026019 | 0.019981 | 0.008056 | 0% | 99% | 0 | 0% | 99% | 0 | 0% | 99% | 0 | 0% | 99% | 0 | 0% | 61.23% | 0 | 0% | 49% | 0 | 0% | 49% | 0 | 0% | 49% | 0 | 0 | 0% | 2.854% | 0 | 0% | 2.854% | 0 | 0% | 2.854% | 0 | 0% | 0.3151% | 0 | 0% | 0.3151% | 0 | 0% | 0.3151% | 0 | 0% | 0.9848% | 0 | 0% | 0.9848% | 0 | 0% | 0.9848% | 0 | 99.66% | 0.9832% | 0.00020233 | 0% | 0.9832% | 0 | 0% | 0.9832% | 0 | 0% | 7.323% | 0 | 0% | 7.323% | 0 | 0% | 7.323% | 0 | 0% | 0.396% | 0 | 0% | 0.396% | 0 | 0% | 0.396% | 0 |  |  |  | 0% | 11.8% | 0 | 0% | 11.8% | 0 | 0% | 11.8% | 0 | 0% | 0.3522% | 0 | 0% | 0.3522% | 0 | 0% | 0.3522% | 0 | 0% | 100% | 0 | 0% | 100% | 0 | 0% | 100% | 0 | 0% | 100% | 0 |  |  | 0 |  |  | 0 |  |  | 0
LIVE OAK 1101CB | 3.0128e-05 | 0 | 0.017823 | 0 | 0.017823 | 0.0048239 | 0.014315 | 0.0073082 | 0% | 99% | 0 | 0% | 99% | 0 | 0% | 99% | 0 | 0% | 99% | 0 | 0% | 63.28% | 0 | 0% | 49.18% | 0 | 0% | 49.18% | 0 | 0% | 49.18% | 0 | 0 | 0% | 2.591% | 0 | 0% | 2.591% | 0 | 0% | 2.591% | 0 | 0% | 0.2982% | 0 | 0% | 0.2982% | 0 | 0% | 0.2982% | 0 | 0% | 0.7981% | 0 | 0% | 0.7981% | 0 | 0% | 0.7981% | 0 | 0% | 0.8201% | 0 | 0% | 0.8201% | 0 | 99.77% | 0.8201% | 0.00014583 | 0% | 5.975% | 0 | 0% | 5.975% | 0 | 0% | 5.975% | 0 | 0% | 0.7646% | 0 | 0% | 0.7646% | 0 | 0% | 0.7646% | 0 |  |  |  | 0% | 11.8% | 0 | 0% | 11.8% | 0 | 0% | 11.8% | 0 | 0% | 0.3627% | 0 | 0% | 0.3627% | 0 | 0% | 0.3627% | 0 | 0% | 100% | 0 | 0% | 100% | 0 | 0% | 100% | 0 | 0% | 100% | 0 |  |  | 0 |  |  | 0 |  |  | 0
VACA DIXON 1104CB | 4.1919e-05 | 0 | 0.02104 | 0 | 0.02104 | 0.0041489 | 0.018199 | 0.0088808 | 0% | 99% | 0 | 0% | 99% | 0 | 0% | 99% | 0 | 0% | 99% | 0 | 0% | 63.76% | 0 | 0% | 49.74% | 0 | 0% | 49.74% | 0 | 0% | 49.74% | 0 | 0 | 0% | 2.938% | 0 | 0% | 2.938% | 0 | 0% | 2.938% | 0 | 0% | 0.3385% | 0 | 0% | 0.3385% | 0 | 0% | 0.3385% | 0 | 0% | 0.8658% | 0 | 0% | 0.8658% | 0 | 0% | 0.8658% | 0 | 0% | 0.907% | 0 | 44.18% | 0.907% | 8.4301e-05 | 54.96% | 0.907% | 0.00010487 | 0% | 6.53% | 0 | 0% | 6.53% | 0 | 0% | 6.53% | 0 | 0% | 0.4909% | 0 | 0% | 0.4909% | 0 | 0% | 0.4909% | 0 |  |  |  | 0% | 11.8% | 0 | 0% | 11.8% | 0 | 0% | 11.8% | 0 | 0% | 0.3647% | 0 | 0% | 0.3647% | 0 | 0% | 0.3647% | 0 | 0% | 100% | 0 | 0% | 100% | 0 | 0% | 100% | 0 | 0% | 100% | 0 |  |  | 0 |  |  | 0 |  |  | 0
LAS GALLINAS A 1107CB | 4.6378e-05 | 0 | 0.022922 | 0 | 0.022922 | 0.0086555 | 0.018659 | 0.0067109 | 0% | 99% | 0 | 0% | 99% | 0 | 0% | 99% | 0 | 0% | 99% | 0 | 0% | 64.29% | 0 | 0% | 50.05% | 0 | 0% | 50.05% | 0 | 0% | 50.05% | 0 | 0 | 0% | 3.348% | 0 | 0% | 3.348% | 0 | 0% | 3.348% | 0 | 0% | 0.3648% | 0 | 0% | 0.3648% | 0 | 0% | 0.3648% | 0 | 0% | 0.8293% | 0 | 0% | 0.8293% | 0 | 0% | 0.8293% | 0 | 0% | 0.8673% | 0 | 0% | 0.8673% | 0 | 0% | 0.8673% | 0 | 0% | 6.22% | 0 | 0% | 6.22% | 0 | 0% | 6.22% | 0 | 0% | 1.117% | 0 | 0% | 1.117% | 0 | 0% | 1.117% | 0 |  |  |  | 0% | 11.8% | 0 | 0% | 11.8% | 0 | 0% | 11.8% | 0 | 0% | 0.3696% | 0 | 0% | 0.3696% | 0 | 0% | 0.3696% | 0 | 0% | 100% | 0 | 0% | 100% | 0 | 0% | 100% | 0 | 0% | 100% | 0 |  |  | 0 |  |  | 0 |  |  | 0
MEADOW LANE 2108PH401/2 | 4.1369e-05 | 0 | 0.026363 | 0 | 0.026363 | 0.015391 | 0.019329 | 0.0044145 | 0% | 99% | 0 | 0% | 99% | 0 | 0% | 99% | 0 | 0% | 99% | 0 | 0% | 63.01% | 0 | 0% | 48.9% | 0 | 0% | 48.9% | 0 | 0% | 48.9% | 0 | 0 | 0% | 2.562% | 0 | 0% | 2.562% | 0 | 0% | 2.562% | 0 | 0% | 0.2781% | 0 | 0% | 0.2781% | 0 | 0% | 0.2781% | 0 | 0% | 0.7465% | 0 | 0% | 0.7465% | 0 | 0% | 0.7465% | 0 | 11.37% | 0.7501% | 2.2484e-05 | 0% | 0.7501% | 0 | 0% | 0.7501% | 0 | 0% | 5.539% | 0 | 0% | 5.539% | 0 | 0% | 5.539% | 0 | 0% | 1.304% | 0 | 0% | 1.304% | 0 | 0% | 1.304% | 0 |  |  |  | 0% | 11.8% | 0 | 0% | 11.8% | 0 | 0% | 11.8% | 0 | 0% | 0.3653% | 0 | 0% | 0.3653% | 0 | 0% | 0.3653% | 0 | 0% | 100% | 0 | 0% | 100% | 0 | 0% | 100% | 0 | 0% | 100% | 0 |  |  | 0 |  |  | 0 |  |  | 0
BELMONT 110268446 | 3.6066e-05 | 0 | 0.021589 | 0 | 0.021589 | 0.0074477 | 0.018701 | 0.0059023 | 0% | 99% | 0 | 0% | 99% | 0 | 0% | 99% | 0 | 0% | 99% | 0 | 0% | 63.51% | 0 | 0% | 50.31% | 0 | 0% | 50.31% | 0 | 0% | 50.31% | 0 | 0 | 0% | 3.142% | 0 | 0% | 3.142% | 0 | 0% | 3.142% | 0 | 0% | 0.3391% | 0 | 0% | 0.3391% | 0 | 0% | 0.3391% | 0 | 0% | 0.8815% | 0 | 0% | 0.8815% | 0 | 0% | 0.8815% | 0 | 100% | 0.8881% | 0.00019173 | 0% | 0.8881% | 0 | 0% | 0.8881% | 0 | 0% | 6.54% | 0 | 0% | 6.54% | 0 | 0% | 6.54% | 0 | 0% | 1.028% | 0 | 0% | 1.028% | 0 | 0% | 1.028% | 0 |  |  |  | 0% | 11.8% | 0 | 0% | 11.8% | 0 | 0% | 11.8% | 0 | 0% | 0.3599% | 0 | 0% | 0.3599% | 0 | 0% | 0.3599% | 0 | 0% | 100% | 0 | 0% | 100% | 0 | 0% | 100% | 0 | 0% | 100% | 0 |  |  | 0 |  |  | 0 |  |  | 0
MEADOW LANE 2106CB | 5.6202e-05 | 0 | 0.029707 | 0 | 0.029707 | 0.014388 | 0.02059 | 0.0091353 | 0% | 99% | 0 | 0% | 99% | 0 | 0% | 99% | 0 | 0% | 99% | 0 | 0% | 64.57% | 0 | 0% | 49.73% | 0 | 0% | 49.73% | 0 | 0% | 49.73% | 0 | 0 | 0% | 2.557% | 0 | 0% | 2.557% | 0 | 0% | 2.557% | 0 | 0% | 0.2852% | 0 | 0% | 0.2852% | 0 | 0% | 0.2852% | 0 | 0% | 0.697% | 0 | 0% | 0.697% | 0 | 0% | 0.697% | 0 | 57.05% | 0.7181% | 0.00012171 | 0% | 0.7181% | 0 | 0% | 0.7181% | 0 | 0% | 5.21% | 0 | 0% | 5.21% | 0 | 0% | 5.21% | 0 | 0% | 0.9631% | 0 | 0% | 0.9631% | 0 | 0% | 0.9631% | 0 |  |  |  | 0% | 11.8% | 0 | 0% | 11.8% | 0 | 0% | 11.8% | 0 | 0% | 0.3695% | 0 | 0% | 0.3695% | 0 | 0% | 0.3695% | 0 | 0% | 100% | 0 | 0% | 100% | 0 | 0% | 100% | 0 | 0% | 100% | 0 |  |  | 0 |  |  | 0 |  |  | 0
ROCKLIN 1104CB | 4.5432e-05 | 0 | 0.022467 | 0 | 0.022467 | 0.0074142 | 0.016777 | 0.0091754 | 0% | 99% | 0 | 0% | 99% | 0 | 0% | 99% | 0 | 0% | 99% | 0 | 0% | 64.36% | 0 | 0% | 49.88% | 0 | 0% | 49.88% | 0 | 0% | 49.88% | 0 | 0 | 0% | 2.403% | 0 | 0% | 2.403% | 0 | 0% | 2.403% | 0 | 0% | 0.2795% | 0 | 0% | 0.2795% | 0 | 0% | 0.2795% | 0 | 0% | 0.7471% | 0 | 0% | 0.7471% | 0 | 0% | 0.7471% | 0 | 0% | 0.7834% | 0 | 100% | 0.7834% | 0.00017602 | 0% | 0.7834% | 0 | 0% | 5.643% | 0 | 0% | 5.643% | 0 | 0% | 5.643% | 0 | 0% | 1.132% | 0 | 0% | 1.132% | 0 | 0% | 1.132% | 0 |  |  |  | 0% | 11.8% | 0 | 0% | 11.8% | 0 | 0% | 11.8% | 0 | 0% | 0.3692% | 0 | 0% | 0.3692% | 0 | 0% | 0.3692% | 0 | 0% | 100% | 0 | 0% | 100% | 0 | 0% | 100% | 0 | 0% | 100% | 0 |  |  | 0 |  |  | 0 |  |  | 0
VASONA 1101LC68 | 4.0588e-05 | 0 | 0.036897 | 0 | 0.036897 | 0.015034 | 0.026105 | 0.013664 | 0% | 99% | 0 | 0% | 99% | 0 | 0% | 99% | 0 | 0% | 99% | 0 | 0% | 64.79% | 0 | 0% | 50.62% | 0 | 0% | 50.62% | 0 | 0% | 50.62% | 0 | 0 | 0% | 2.46% | 0 | 0% | 2.46% | 0 | 0% | 2.46% | 0 | 0% | 0.2715% | 0 | 0% | 0.2715% | 0 | 0% | 0.2715% | 0 | 0% | 0.7166% | 0 | 0% | 0.7166% | 0 | 0% | 0.7166% | 0 | 0% | 0.7302% | 0 | 100% | 0.7302% | 0.00026944 | 0% | 0.7302% | 0 | 0% | 5.344% | 0 | 0% | 5.344% | 0 | 0% | 5.344% | 0 | 0% | 1.05% | 0 | 0% | 1.05% | 0 | 0% | 1.05% | 0 |  |  |  | 0% | 11.8% | 0 | 0% | 11.8% | 0 | 0% | 11.8% | 0 | 0% | 0.368% | 0 | 0% | 0.368% | 0 | 0% | 0.368% | 0 | 0% | 100% | 0 | 0% | 100% | 0 | 0% | 100% | 0 | 0% | 100% | 0 |  |  | 0 |  |  | 0 |  |  | 0
KIRKER 210475648 | 4.5278e-05 | 0 | 0.022768 | 0 | 0.022768 | 0.0034258 | 0.021617 | 0.0087876 | 0% | 99% | 0 | 0% | 99% | 0 | 0% | 99% | 0 | 0% | 99% | 0 | 0% | 63.86% | 0 | 0% | 50.74% | 0 | 0% | 50.74% | 0 | 0% | 50.74% | 0 | 0 | 0% | 3.24% | 0 | 0% | 3.24% | 0 | 0% | 3.24% | 0 | 0% | 0.3641% | 0 | 0% | 0.3641% | 0 | 0% | 0.3641% | 0 | 0% | 0.9696% | 0 | 9.127% | 0.9696% | 2.0147e-05 | 0% | 0.9696% | 0 | 9.127% | 1.008% | 2.0952e-05 | 0% | 1.008% | 0 | 0% | 1.008% | 0 | 0% | 7.293% | 0 | 0% | 7.293% | 0 | 0% | 7.293% | 0 | 0% | 0.4605% | 0 | 0% | 0.4605% | 0 | 0% | 0.4605% | 0 |  |  |  | 0% | 11.8% | 0 | 0% | 11.8% | 0 | 0% | 11.8% | 0 | 55.56% | 0.3623% | 4.5821e-05 | 0% | 0.3623% | 0 | 0% | 0.3623% | 0 | 0% | 100% | 0 | 0% | 100% | 0 | 0% | 100% | 0 | 0% | 100% | 0 |  |  | 0 |  |  | 0 |  |  | 0
TIDEWATER 210967868 | 3.5554e-05 | 0 | 0.015883 | 0 | 0.015883 | 0.0052142 | 0.013031 | 0.0053673 | 0% | 99% | 0 | 0% | 99% | 0 | 0% | 99% | 0 | 0% | 99% | 0 | 0% | 63.97% | 0 | 0% | 49.65% | 0 | 0% | 49.65% | 0 | 0% | 49.65% | 0 | 0 | 0% | 3.036% | 0 | 0% | 3.036% | 0 | 0% | 3.036% | 0 | 0% | 0.3373% | 0 | 0% | 0.3373% | 0 | 0% | 0.3373% | 0 | 0% | 0.8248% | 0 | 0% | 0.8248% | 0 | 0% | 0.8248% | 0 | 0% | 0.851% | 0 | 0% | 0.851% | 0 | 0% | 0.851% | 0 | 0% | 6.169% | 0 | 0% | 6.169% | 0 | 0% | 6.169% | 0 | 0% | 0.6791% | 0 | 0% | 0.6791% | 0 | 0% | 0.6791% | 0 |  |  |  | 0% | 11.8% | 0 | 0% | 11.8% | 0 | 0% | 11.8% | 0 | 0% | 0.3648% | 0 | 0% | 0.3648% | 0 | 0% | 0.3648% | 0 | 0% | 100% | 0 | 0% | 100% | 0 | 0% | 100% | 0 | 0% | 100% | 0 |  |  | 0 |  |  | 0 |  |  | 0
FREMONT 1110MR130 | 3.6904e-05 | 0 | 0.010999 | 0 | 0.010999 | 0.0019525 | 0.0090041 | 0.005396 | 0% | 99% | 0 | 0% | 99% | 0 | 0% | 99% | 0 | 0% | 99% | 0 | 0% | 65.49% | 0 | 0% | 51.08% | 0 | 0% | 51.08% | 0 | 0% | 51.08% | 0 | 0 | 0% | 3.145% | 0 | 0% | 3.145% | 0 | 0% | 3.145% | 0 | 0% | 0.3567% | 0 | 0% | 0.3567% | 0 | 0% | 0.3567% | 0 | 0% | 0.8249% | 0 | 0% | 0.8249% | 0 | 0% | 0.8249% | 0 | 0% | 0.8844% | 0 | 0% | 0.8844% | 0 | 2.875% | 0.8844% | 2.7968e-06 | 0% | 6.258% | 0 | 0% | 6.258% | 0 | 0% | 6.258% | 0 | 0% | 0.4355% | 0 | 0% | 0.4355% | 0 | 0% | 0.4355% | 0 |  |  |  | 0% | 11.8% | 0 | 0% | 11.8% | 0 | 0% | 11.8% | 0 | 0% | 0.3723% | 0 | 0% | 0.3723% | 0 | 0% | 0.3723% | 0 | 0% | 100% | 0 | 0% | 100% | 0 | 0% | 100% | 0 | 0% | 100% | 0 |  |  | 0 |  |  | 0 |  |  | 0
STOCKDALE 21124665 | 6.7429e-05 | 0 | 0.0087898 | 0 | 0.0087898 | 0.00076771 | 0.006734 | 0.0055701 | 0% | 99% | 0 | 0% | 99% | 0 | 0% | 99% | 0 | 0% | 99% | 0 | 0% | 64.88% | 0 | 0% | 50.37% | 0 | 0% | 50.37% | 0 | 0% | 50.37% | 0 | 0 | 0% | 2.703% | 0 | 0% | 2.703% | 0 | 0% | 2.703% | 0 | 0% | 0.3142% | 0 | 0% | 0.3142% | 0 | 0% | 0.3142% | 0 | 0% | 0.7602% | 0 | 0% | 0.7602% | 0 | 0% | 0.7602% | 0 | 0% | 0.8085% | 0 | 0% | 0.8085% | 0 | 100% | 0.8085% | 7.1068e-05 | 0% | 5.761% | 0 | 0% | 5.761% | 0 | 0% | 5.761% | 0 | 0% | 0.2137% | 0 | 0% | 0.2137% | 0 | 0% | 0.2137% | 0 |  |  |  | 0% | 11.8% | 0 | 0% | 11.8% | 0 | 0% | 11.8% | 0 | 0% | 0.3703% | 0 | 0% | 0.3703% | 0 | 0% | 0.3703% | 0 | 0% | 100% | 0 | 0% | 100% | 0 | 0% | 100% | 0 | 0% | 100% | 0 |  |  | 0 |  |  | 0 |  |  | 0
GREENBRAE 1104751 | 3.3175e-05 | 0.24152 | 0.017576 | 0 | 0.017576 | 0.0084361 | 0.013706 | 0.003999 | 0% | 99% | 0 | 0% | 99% | 0 | 0% | 99% | 0 | 0% | 99% | 0 | 0% | 63.32% | 0 | 0% | 49.67% | 0 | 0% | 49.67% | 0 | 0% | 49.67% | 0 | 0 | 0% | 2.979% | 0 | 0% | 2.979% | 0 | 0% | 2.979% | 0 | 0% | 0.3175% | 0 | 0% | 0.3175% | 0 | 0% | 0.3175% | 0 | 0% | 0.7984% | 0 | 0% | 0.7984% | 0 | 4.563% | 0.7984% | 6.4036e-06 | 0% | 0.806% | 0 | 87.65% | 0.806% | 0.00012416 | 12.35% | 0.806% | 1.7501e-05 | 0% | 5.921% | 0 | 0% | 5.921% | 0 | 0% | 5.921% | 0 | 0% | 1.543% | 0 | 0% | 1.543% | 0 | 0% | 1.543% | 0 |  |  |  | 0% | 11.8% | 0 | 0.4939% | 11.8% | 1.0244e-05 | 0% | 11.8% | 0 | 0% | 0.3653% | 0 | 0% | 0.3653% | 0 | 0% | 0.3653% | 0 | 0% | 100% | 0 | 0% | 100% | 0 | 0% | 100% | 0 | 0% | 100% | 0 |  |  | 0 |  |  | 0 |  |  | 0
CONTRA COSTA 2103CB | 4.3955e-05 | 0 | 0.027742 | 0 | 0.027742 | 0.0044615 | 0.024989 | 0.011814 | 0% | 99% | 0 | 0% | 99% | 0 | 0% | 99% | 0 | 0% | 99% | 0 | 0% | 63.1% | 0 | 0% | 50.17% | 0 | 0% | 50.17% | 0 | 0% | 50.17% | 0 | 0 | 0% | 2.997% | 0 | 0% | 2.997% | 0 | 0% | 2.997% | 0 | 0% | 0.326% | 0 | 0% | 0.326% | 0 | 0% | 0.326% | 0 | 0% | 0.9183% | 0 | 0% | 0.9183% | 0 | 0% | 0.9183% | 0 | 0% | 0.9284% | 0 | 0% | 0.9284% | 0 | 0% | 0.9284% | 0 | 0% | 6.843% | 0 | 0% | 6.843% | 0 | 0% | 6.843% | 0 | 0% | 0.4246% | 0 | 0% | 0.4246% | 0 | 0% | 0.4246% | 0 |  |  |  | 0% | 11.8% | 0 | 0% | 11.8% | 0 | 0% | 11.8% | 0 | 0% | 0.359% | 0 | 0% | 0.359% | 0 | 0% | 0.359% | 0 | 0% | 100% | 0 | 0% | 100% | 0 | 0% | 100% | 0 | 0% | 100% | 0 |  |  | 0 |  |  | 0 |  |  | 0
CASTRO VALLEY 1102CB | 3.7143e-05 | 0 | 0.049862 | 0 | 0.049862 | 0.021349 | 0.038136 | 0.014684 | 0% | 99% | 0 | 0% | 99% | 0 | 0% | 99% | 0 | 0% | 99% | 0 | 0% | 64.55% | 0 | 0% | 50.46% | 0 | 0% | 50.46% | 0 | 0% | 50.46% | 0 | 0 | 0% | 3.012% | 0 | 0% | 3.012% | 0 | 0% | 3.012% | 0 | 0% | 0.3262% | 0 | 0% | 0.3262% | 0 | 0% | 0.3262% | 0 | 0% | 0.7801% | 0 | 0% | 0.7801% | 0 | 0% | 0.7801% | 0 | 0% | 0.8064% | 0 | 2.563% | 0.8064% | 1.0306e-05 | 0% | 0.8064% | 0 | 0% | 5.831% | 0 | 0% | 5.831% | 0 | 0% | 5.831% | 0 | 0% | 1.086% | 0 | 0% | 1.086% | 0 | 0% | 1.086% | 0 |  |  |  | 0% | 11.8% | 0 | 0% | 11.8% | 0 | 0% | 11.8% | 0 | 0% | 0.3695% | 0 | 0% | 0.3695% | 0 | 0% | 0.3695% | 0 | 0% | 100% | 0 | 0% | 100% | 0 | 0% | 100% | 0 | 0% | 100% | 0 |  |  | 0 |  |  | 0 |  |  | 0
SALINAS 110638220 | 3.354e-05 | 0 | 0.011937 | 0 | 0.011937 | 0.0017356 | 0.012284 | 0.0037368 | 0% | 99% | 0 | 0% | 99% | 0 | 0% | 99% | 0 | 0% | 99% | 0 | 0% | 61.54% | 0 | 0% | 49.42% | 0 | 0% | 49.42% | 0 | 0% | 49.42% | 0 | 0 | 0% | 3.272% | 0 | 0% | 3.272% | 0 | 0% | 3.272% | 0 | 0% | 0.3547% | 0 | 0% | 0.3547% | 0 | 0% | 0.3547% | 0 | 0% | 1.054% | 0 | 0% | 1.054% | 0 | 0% | 1.054% | 0 | 0% | 1.052% | 0 | 0% | 1.052% | 0 | 0% | 1.052% | 0 | 0% | 7.824% | 0 | 0% | 7.824% | 0 | 0% | 7.824% | 0 | 0% | 0.4366% | 0 | 0% | 0.4366% | 0 | 0% | 0.4366% | 0 |  |  |  | 0% | 11.8% | 0 | 0% | 11.8% | 0 | 0% | 11.8% | 0 | 0% | 0.3511% | 0 | 0% | 0.3511% | 0 | 0% | 0.3511% | 0 | 0% | 100% | 0 | 0% | 100% | 0 | 0% | 100% | 0 | 0% | 100% | 0 |  |  | 0 |  |  | 0 |  |  | 0
IGNACIO 1102CB | 3.2312e-05 | 0 | 0.0077064 | 0 | 0.0077064 | 0.00087317 | 0.0074866 | 0.0031036 | 0% | 99% | 0 | 0% | 99% | 0 | 0% | 99% | 0 | 0% | 99% | 0 | 0% | 62.44% | 0 | 0% | 48.9% | 0 | 0% | 48.9% | 0 | 0% | 48.9% | 0 | 0 | 0% | 3.363% | 0 | 0% | 3.363% | 0 | 0% | 3.363% | 0 | 0% | 0.3864% | 0 | 0% | 0.3864% | 0 | 0% | 0.3864% | 0 | 0% | 0.9567% | 0 | 0% | 0.9567% | 0 | 0% | 0.9567% | 0 | 0% | 0.9916% | 0 | 0% | 0.9916% | 0 | 0% | 0.9916% | 0 | 0% | 7.174% | 0 | 0% | 7.174% | 0 | 0% | 7.174% | 0 | 0% | 0.4041% | 0 | 0% | 0.4041% | 0 | 0% | 0.4041% | 0 |  |  |  | 0% | 11.8% | 0 | 0% | 11.8% | 0 | 0% | 11.8% | 0 | 0% | 0.3565% | 0 | 0% | 0.3565% | 0 | 0% | 0.3565% | 0 | 0% | 100% | 0 | 0% | 100% | 0 | 0% | 100% | 0 | 0% | 100% | 0 |  |  | 0 |  |  | 0 |  |  | 0
DUMBARTON 2111CB | 3.0463e-05 | 0 | 0.021843 | 0 | 0.021843 | 0.0049829 | 0.019337 | 0.008176 | 0% | 99% | 0 | 0% | 99% | 0 | 0% | 99% | 0 | 0% | 99% | 0 | 0% | 64.86% | 0 | 0% | 50.29% | 0 | 0% | 50.29% | 0 | 0% | 50.29% | 0 | 0 | 0% | 3.471% | 0 | 0% | 3.471% | 0 | 0% | 3.471% | 0 | 0% | 0.3905% | 0 | 0% | 0.3905% | 0 | 0% | 0.3905% | 0 | 0% | 0.8872% | 0 | 0% | 0.8872% | 0 | 0% | 0.8872% | 0 | 0% | 0.9436% | 0 | 100% | 0.9436% | 0.00020611 | 0% | 0.9436% | 0 | 0% | 6.702% | 0 | 0% | 6.702% | 0 | 0% | 6.702% | 0 | 0% | 0.4999% | 0 | 0% | 0.4999% | 0 | 0% | 0.4999% | 0 |  |  |  | 0% | 11.8% | 0 | 0% | 11.8% | 0 | 0% | 11.8% | 0 | 0% | 0.3681% | 0 | 0% | 0.3681% | 0 | 0% | 0.3681% | 0 | 0% | 100% | 0 | 0% | 100% | 0 | 0% | 100% | 0 | 0% | 100% | 0 |  |  | 0 |  |  | 0 |  |  | 0
ROSSMOOR 1107CB | 3.0827e-05 | 0 | 0.0034351 | 0 | 0.0034351 | 0.0010758 | 0.0027211 | 0.0013136 | 0% | 99% | 0 | 0% | 99% | 0 | 0% | 99% | 0 | 0% | 99% | 0 | 0% | 64.24% | 0 | 0% | 50.11% | 0 | 0% | 50.11% | 0 | 0% | 50.11% | 0 | 0 | 0% | 3.363% | 0 | 0% | 3.363% | 0 | 0% | 3.363% | 0 | 0% | 0.3636% | 0 | 0% | 0.3636% | 0 | 0% | 0.3636% | 0 | 0% | 0.8015% | 0 | 0% | 0.8015% | 0 | 0% | 0.8015% | 0 | 0% | 0.8289% | 0 | 10.72% | 0.8289% | 3.0508e-06 | 0% | 0.8289% | 0 | 100% | 5.978% | 0.00020536 | 0% | 5.978% | 0 | 0% | 5.978% | 0 | 0% | 0.8123% | 0 | 0% | 0.8123% | 0 | 0% | 0.8123% | 0 |  |  |  | 0% | 11.8% | 0 | 0% | 11.8% | 0 | 0% | 11.8% | 0 | 0% | 0.3681% | 0 | 0% | 0.3681% | 0 | 0% | 0.3681% | 0 | 0% | 100% | 0 | 0% | 100% | 0 | 0% | 100% | 0 | 0% | 100% | 0 |  |  | 0 |  |  | 0 |  |  | 0
MILLBRAE 11021033 | 2.9086e-05 | 0 | 0.01138 | 0 | 0.01138 | 0.0047621 | 0.0094596 | 0.0027105 | 0% | 99% | 0 | 0% | 99% | 0 | 0% | 99% | 0 | 0% | 99% | 0 | 0% | 63.73% | 0 | 0% | 49.99% | 0 | 0% | 49.99% | 0 | 0% | 49.99% | 0 | 0 | 0% | 3.008% | 0 | 0% | 3.008% | 0 | 0% | 3.008% | 0 | 0% | 0.3295% | 0 | 0% | 0.3295% | 0 | 0% | 0.3295% | 0 | 0% | 0.8489% | 0 | 0% | 0.8489% | 0 | 0% | 0.8489% | 0 | 0% | 0.8737% | 0 | 0% | 0.8737% | 0 | 0% | 0.8737% | 0 | 0% | 6.351% | 0 | 0% | 6.351% | 0 | 0% | 6.351% | 0 | 0% | 1.29% | 0 | 0% | 1.29% | 0 | 0% | 1.29% | 0 |  |  |  | 0% | 11.8% | 0 | 0% | 11.8% | 0 | 0% | 11.8% | 0 | 0% | 0.366% | 0 | 0% | 0.366% | 0 | 0% | 0.366% | 0 | 0% | 100% | 0 | 0% | 100% | 0 | 0% | 100% | 0 | 0% | 100% | 0 |  |  | 0 |  |  | 0 |  |  | 0
BULLARD 1113CB | 6.3143e-05 | 0 | 0.043308 | 0 | 0.043308 | 0.0082478 | 0.034818 | 0.021383 | 0% | 99% | 0 | 0% | 99% | 0 | 0% | 99% | 0 | 0% | 99% | 0 | 0% | 63.89% | 0 | 0% | 49.39% | 0 | 0% | 49.39% | 0 | 0% | 49.39% | 0 | 0 | 0% | 2.6% | 0 | 0% | 2.6% | 0 | 0% | 2.6% | 0 | 0% | 0.2982% | 0 | 0% | 0.2982% | 0 | 0% | 0.2982% | 0 | 0% | 0.8105% | 0 | 0% | 0.8105% | 0 | 0% | 0.8105% | 0 | 1.66% | 0.8553% | 6.1479e-06 | 0% | 0.8553% | 0 | 23.53% | 0.8553% | 8.7159e-05 | 0% | 6.146% | 0 | 0% | 6.146% | 0 | 0% | 6.146% | 0 | 0% | 0.5917% | 0 | 0% | 0.5917% | 0 | 0% | 0.5917% | 0 |  |  |  | 0% | 11.8% | 0 | 0% | 11.8% | 0 | 0% | 11.8% | 0 | 0% | 0.3699% | 0 | 0% | 0.3699% | 0 | 0% | 0.3699% | 0 | 0% | 100% | 0 | 0% | 100% | 0 | 0% | 100% | 0 | 0% | 100% | 0 |  |  | 0 |  |  | 0 |  |  | 0
FIGARDEN 211275770 | 4.6593e-05 | 0 | 0.011824 | 0 | 0.011824 | 0.004422 | 0.0081656 | 0.0050129 | 0% | 99% | 0 | 0% | 99% | 0 | 0% | 99% | 0 | 0% | 99% | 0 | 0% | 64.41% | 0 | 0% | 49.66% | 0 | 0% | 49.66% | 0 | 0% | 49.66% | 0 | 0 | 0% | 2.236% | 0 | 0% | 2.236% | 0 | 0% | 2.236% | 0 | 0% | 0.2566% | 0 | 0% | 0.2566% | 0 | 0% | 0.2566% | 0 | 0% | 0.6914% | 0 | 0% | 0.6914% | 0 | 0% | 0.6914% | 0 | 0% | 0.7198% | 0 | 0% | 0.7198% | 0 | 99.65% | 0.7198% | 8.4819e-05 | 0% | 5.207% | 0 | 0% | 5.207% | 0 | 0% | 5.207% | 0 | 0% | 1.227% | 0 | 0% | 1.227% | 0 | 0% | 1.227% | 0 |  |  |  | 0% | 11.8% | 0 | 0% | 11.8% | 0 | 0% | 11.8% | 0 | 0% | 0.3709% | 0 | 0% | 0.3709% | 0 | 0% | 0.3709% | 0 | 0% | 100% | 0 | 0% | 100% | 0 | 0% | 100% | 0 | 0% | 100% | 0 |  |  | 0 |  |  | 0 |  |  | 0
SAN RAFAEL 1103302 | 3.8197e-05 | 0 | 0.022393 | 0 | 0.022393 | 0.004453 | 0.021724 | 0.0071555 | 0% | 99% | 0 | 0% | 99% | 0 | 0% | 99% | 0 | 0% | 99% | 0 | 0% | 64% | 0 | 0% | 49.88% | 0 | 0% | 49.88% | 0 | 0% | 49.88% | 0 | 0 | 0% | 3.972% | 0 | 0% | 3.972% | 0 | 0% | 3.972% | 0 | 0% | 0.4385% | 0 | 0% | 0.4385% | 0 | 0% | 0.4385% | 0 | 0% | 0.9808% | 0 | 0% | 0.9808% | 0 | 0% | 0.9808% | 0 | 0% | 1.036% | 0 | 100% | 1.036% | 0.00023199 | 0% | 1.036% | 0 | 0% | 7.385% | 0 | 0% | 7.385% | 0 | 0% | 7.385% | 0 | 0% | 0.6184% | 0 | 0% | 0.6184% | 0 | 0% | 0.6184% | 0 |  |  |  | 0% | 11.8% | 0 | 0% | 11.8% | 0 | 0% | 11.8% | 0 | 0% | 0.3656% | 0 | 0% | 0.3656% | 0 | 0% | 0.3656% | 0 | 0% | 100% | 0 | 0% | 100% | 0 | 0% | 100% | 0 | 0% | 100% | 0 |  |  | 0 |  |  | 0 |  |  | 0
MC KEE 1108XR302 | 3.8305e-05 | 0 | 0.044812 | 0 | 0.044812 | 0.015093 | 0.034667 | 0.016964 | 0% | 99% | 0 | 0% | 99% | 0 | 0% | 99% | 0 | 0% | 99% | 0 | 0% | 64.48% | 0 | 0% | 50.6% | 0 | 0% | 50.6% | 0 | 0% | 50.6% | 0 | 0 | 0% | 2.674% | 0 | 0% | 2.674% | 0 | 0% | 2.674% | 0 | 0% | 0.2946% | 0 | 0% | 0.2946% | 0 | 0% | 0.2946% | 0 | 0% | 0.7817% | 0 | 0% | 0.7817% | 0 | 0% | 0.7817% | 0 | 0% | 0.7957% | 0 | 18.5% | 0.7957% | 6.596e-05 | 0% | 0.7957% | 0 | 0% | 5.828% | 0 | 0% | 5.828% | 0 | 0% | 5.828% | 0 | 0% | 0.858% | 0 | 0% | 0.858% | 0 | 0% | 0.858% | 0 |  |  |  | 0% | 11.8% | 0 | 3.835% | 11.8% | 0.00020277 | 0% | 11.8% | 0 | 0% | 0.365% | 0 | 0% | 0.365% | 0 | 0% | 0.365% | 0 | 0% | 100% | 0 | 0% | 100% | 0 | 0% | 100% | 0 | 0% | 100% | 0 |  |  | 0 |  |  | 0 |  |  | 0
SAN PABLO 1105BR186 | 3.6115e-05 | 0 | 0.028803 | 0 | 0.028803 | 0.010042 | 0.023585 | 0.0092655 | 0% | 99% | 0 | 0% | 99% | 0 | 0% | 99% | 0 | 0% | 99% | 0 | 0% | 64.06% | 0 | 0% | 50.83% | 0 | 0% | 50.83% | 0 | 0% | 50.83% | 0 | 0 | 0% | 2.942% | 0 | 0% | 2.942% | 0 | 0% | 2.942% | 0 | 0% | 0.3163% | 0 | 0% | 0.3163% | 0 | 0% | 0.3163% | 0 | 0% | 0.8364% | 0 | 0% | 0.8364% | 0 | 0% | 0.8364% | 0 | 9.782% | 0.8429% | 2.3749e-05 | 0% | 0.8429% | 0 | 0% | 0.8429% | 0 | 0% | 6.21% | 0 | 0% | 6.21% | 0 | 0% | 6.21% | 0 | 0% | 0.854% | 0 | 0% | 0.854% | 0 | 0% | 0.854% | 0 |  |  |  | 0% | 11.8% | 0 | 0% | 11.8% | 0 | 0% | 11.8% | 0 | 0% | 0.3627% | 0 | 0% | 0.3627% | 0 | 0% | 0.3627% | 0 | 0% | 100% | 0 | 0% | 100% | 0 | 0% | 100% | 0 | 0% | 100% | 0 |  |  | 0 |  |  | 0 |  |  | 0
LAS PULGAS 0403CB | 3.8697e-05 | 0 | 0.050337 | 0 | 0.050337 | 0.032448 | 0.033931 | 0.0085861 | 0% | 99% | 0 | 0% | 99% | 0 | 0% | 99% | 0 | 0% | 99% | 0 | 0% | 64.39% | 0 | 0% | 49.52% | 0 | 0% | 49.52% | 0 | 0% | 49.52% | 0 | 0 | 0% | 2.362% | 0 | 0% | 2.362% | 0 | 0% | 2.362% | 0 | 0% | 0.2614% | 0 | 0% | 0.2614% | 0 | 0% | 0.2614% | 0 | 0% | 0.685% | 0 | 0% | 0.685% | 0 | 0% | 0.685% | 0 | 0% | 0.7098% | 0 | 45.35% | 0.7098% | 0.00016204 | 54.4% | 0.7098% | 0.00019436 | 0% | 5.14% | 0 | 0% | 5.14% | 0 | 0% | 5.14% | 0 | 0% | 1.81% | 0 | 0% | 1.81% | 0 | 0% | 1.81% | 0 |  |  |  | 0% | 11.8% | 0 | 0% | 11.8% | 0 | 0% | 11.8% | 0 | 0% | 0.3729% | 0 | 0% | 0.3729% | 0 | 0% | 0.3729% | 0 | 0% | 100% | 0 | 0% | 100% | 0 | 0% | 100% | 0 | 0% | 100% | 0 |  |  | 0 |  |  | 0 |  |  | 0
MANTECA 1708878023 | 4.1617e-05 | 0 | 0.014547 | 0 | 0.014547 | 0.0012446 | 0.0093268 | 0.011095 | 0% | 99% | 0 | 0% | 99% | 0 | 0% | 99% | 0 | 0% | 99% | 0 | 0% | 65.26% | 0 | 0% | 50.73% | 0 | 0% | 50.73% | 0 | 0% | 50.73% | 0 | 0 | 0% | 2.129% | 0 | 0% | 2.129% | 0 | 0% | 2.129% | 0 | 0% | 0.2515% | 0 | 0% | 0.2515% | 0 | 0% | 0.2515% | 0 | 0% | 0.6294% | 0 | 0% | 0.6294% | 0 | 0% | 0.6294% | 0 | 0% | 0.6642% | 0 | 11.56% | 0.6642% | 1.1167e-05 | 0% | 0.6642% | 0 | 0% | 4.759% | 0 | 0% | 4.759% | 0 | 0% | 4.759% | 0 | 0% | 0.2784% | 0 | 0% | 0.2784% | 0 | 0% | 0.2784% | 0 |  |  |  | 0% | 11.8% | 0 | 0% | 11.8% | 0 | 0% | 11.8% | 0 | 0% | 0.3728% | 0 | 0% | 0.3728% | 0 | 0% | 0.3728% | 0 | 0% | 100% | 0 | 0% | 100% | 0 | 0% | 100% | 0 | 0% | 100% | 0 |  |  | 0 |  |  | 0 |  |  | 0
GUSTINE 1101CB | 3.0639e-05 | 0 | 0.030644 | 0 | 0.030644 | 0.0050427 | 0.028384 | 0.012217 | 0% | 99% | 0 | 0% | 99% | 0 | 0% | 99% | 0 | 0% | 99% | 0 | 0% | 61.25% | 0 | 0% | 48.87% | 0 | 0% | 48.87% | 0 | 0% | 48.87% | 0 | 0 | 0% | 2.68% | 0 | 0% | 2.68% | 0 | 0% | 2.68% | 0 | 0% | 0.2923% | 0 | 0% | 0.2923% | 0 | 0% | 0.2923% | 0 | 0% | 0.9373% | 0 | 0% | 0.9373% | 0 | 0% | 0.9373% | 0 | 0% | 0.9283% | 0 | 0% | 0.9283% | 0 | 0% | 0.9283% | 0 | 0% | 6.95% | 0 | 0% | 6.95% | 0 | 0% | 6.95% | 0 | 0% | 0.5151% | 0 | 0% | 0.5151% | 0 | 0% | 0.5151% | 0 |  |  |  | 0% | 11.8% | 0 | 0% | 11.8% | 0 | 0% | 11.8% | 0 | 0% | 0.3528% | 0 | 0% | 0.3528% | 0 | 0% | 0.3528% | 0 | 0% | 100% | 0 | 0% | 100% | 0 | 0% | 100% | 0 | 0% | 100% | 0 |  |  | 0 |  |  | 0 |  |  | 0
VINEYARD 2106MR168 | 4.4005e-05 | 0 | 0.0067002 | 0 | 0.0067002 | 0.0015411 | 0.0055742 | 0.0028649 | 0% | 99% | 0 | 0% | 99% | 0 | 0% | 99% | 0 | 0% | 99% | 0 | 0% | 64.43% | 0 | 0% | 49.65% | 0 | 0% | 49.65% | 0 | 0% | 49.65% | 0 | 0 | 0% | 2.844% | 0 | 0% | 2.844% | 0 | 0% | 2.844% | 0 | 0% | 0.3311% | 0 | 0% | 0.3311% | 0 | 0% | 0.3311% | 0 | 0% | 0.8189% | 0 | 0% | 0.8189% | 0 | 0% | 0.8189% | 0 | 0% | 0.8591% | 0 | 0% | 0.8591% | 0 | 100% | 0.8591% | 5.7561e-05 | 0% | 6.17% | 0 | 0% | 6.17% | 0 | 0% | 6.17% | 0 | 0% | 0.6813% | 0 | 0% | 0.6813% | 0 | 0% | 0.6813% | 0 |  |  |  | 0% | 11.8% | 0 | 0% | 11.8% | 0 | 0% | 11.8% | 0 | 0% | 0.3647% | 0 | 0% | 0.3647% | 0 | 0% | 0.3647% | 0 | 0% | 100% | 0 | 0% | 100% | 0 | 0% | 100% | 0 | 0% | 100% | 0 |  |  | 0 |  |  | 0 |  |  | 0
VASCO 1101MR290 | 3.1606e-05 | 0 | 0.0075032 | 0 | 0.0075032 | 0.0013909 | 0.0058647 | 0.0039209 | 0% | 99% | 0 | 0% | 99% | 0 | 0% | 99% | 0 | 0% | 99% | 0 | 0% | 66.56% | 0 | 0% | 52.22% | 0 | 0% | 52.22% | 0 | 0% | 52.22% | 0 | 0 | 0% | 3.446% | 0 | 0% | 3.446% | 0 | 0% | 3.446% | 0 | 0% | 0.3732% | 0 | 0% | 0.3732% | 0 | 0% | 0.3732% | 0 | 0% | 0.7951% | 0 | 0% | 0.7951% | 0 | 0% | 0.7951% | 0 | 100% | 0.8493% | 6.3726e-05 | 0% | 0.8493% | 0 | 0% | 0.8493% | 0 | 0% | 5.999% | 0 | 0% | 5.999% | 0 | 0% | 5.999% | 0 | 0% | 0.5125% | 0 | 0% | 0.5125% | 0 | 0% | 0.5125% | 0 |  |  |  | 0% | 11.8% | 0 | 0% | 11.8% | 0 | 0% | 11.8% | 0 | 0% | 0.3751% | 0 | 0% | 0.3751% | 0 | 0% | 0.3751% | 0 | 0% | 100% | 0 | 0% | 100% | 0 | 0% | 100% | 0 | 0% | 100% | 0 |  |  | 0 |  |  | 0 |  |  | 0
EUREKA A 1106CB | 3.3787e-05 | 0 | 0.010243 | 0.19937 | 0.20961 | 0.0017034 | 0.010996 | 0.0025612 | 0% | 99% | 0 | 0% | 99% | 0 | 0% | 99% | 0 | 0% | 99% | 0 | 0% | 62.59% | 0 | 0% | 49.04% | 0 | 0% | 49.04% | 0 | 0% | 49.04% | 0 | 0.19937 | 0% | 3.901% | 0 | 0% | 3.901% | 0 | 0% | 3.901% | 0 | 0% | 0.4352% | 0 | 0% | 0.4352% | 0 | 0% | 0.4352% | 0 | 0% | 1.103% | 0 | 0% | 1.103% | 0 | 0% | 1.103% | 0 | 0% | 1.178% | 0 | 0% | 1.178% | 0 | 0% | 1.178% | 0 | 0% | 8.378% | 0 | 0% | 8.378% | 0 | 0% | 8.378% | 0 | 0% | 0.7327% | 0 | 0% | 0.7327% | 0 | 0% | 0.7327% | 0 |  |  |  | 0% | 11.8% | 0 | 0% | 11.8% | 0 | 0% | 11.8% | 0 | 0% | 0.3671% | 0 | 0% | 0.3671% | 0 | 0% | 0.3671% | 0 | 0% | 100% | 0 | 0% | 100% | 0 | 0% | 100% | 0 | 0% | 100% | 0 |  |  | 0 |  |  | 0 |  |  | 0
SARATOGA 1109CB | 5.2211e-05 | 0 | 0.041975 | 0 | 0.041975 | 0.014846 | 0.032936 | 0.014764 | 0% | 99% | 0 | 0% | 99% | 0 | 0% | 99% | 0 | 0% | 99% | 0 | 0% | 64.2% | 0 | 0% | 50.04% | 0 | 0% | 50.04% | 0 | 0% | 50.04% | 0 | 0 | 0% | 2.542% | 0 | 0% | 2.542% | 0 | 0% | 2.542% | 0 | 0% | 0.2888% | 0 | 0% | 0.2888% | 0 | 0% | 0.2888% | 0 | 0% | 0.7834% | 0 | 0% | 0.7834% | 0 | 0% | 0.7834% | 0 | 64.31% | 0.8009% | 0.00021621 | 35.69% | 0.8009% | 0.00012 | 0% | 0.8009% | 0 | 0% | 5.858% | 0 | 0% | 5.858% | 0 | 0% | 5.858% | 0 | 0% | 0.9172% | 0 | 0% | 0.9172% | 0 | 0% | 0.9172% | 0 |  |  |  | 0% | 11.8% | 0 | 0% | 11.8% | 0 | 0% | 11.8% | 0 | 0% | 0.3639% | 0 | 0% | 0.3639% | 0 | 0% | 0.3639% | 0 | 0% | 100% | 0 | 0% | 100% | 0 | 0% | 100% | 0 | 0% | 100% | 0 |  |  | 0 |  |  | 0 |  |  | 0
LAKEWOOD 222565266 | 5.2367e-05 | 0 | 0.013217 | 0 | 0.013217 | 0.0085761 | 0.0082796 | 0.0028381 | 0% | 99% | 0 | 0% | 99% | 0 | 0% | 99% | 0 | 0% | 99% | 0 | 0% | 64.16% | 0 | 0% | 49.17% | 0 | 0% | 49.17% | 0 | 0% | 49.17% | 0 | 0 | 0% | 2.149% | 0 | 0% | 2.149% | 0 | 0% | 2.149% | 0 | 0% | 0.2363% | 0 | 0% | 0.2363% | 0 | 0% | 0.2363% | 0 | 0% | 0.6334% | 0 | 0% | 0.6334% | 0 | 0% | 0.6334% | 0 | 0% | 0.6431% | 0 | 0% | 0.6431% | 0 | 0% | 0.6431% | 0 | 0% | 4.72% | 0 | 0% | 4.72% | 0 | 0% | 4.72% | 0 | 0% | 1.284% | 0 | 0% | 1.284% | 0 | 0% | 1.284% | 0 |  |  |  | 0% | 11.8% | 0 | 0% | 11.8% | 0 | 0% | 11.8% | 0 | 0% | 0.3713% | 0 | 0% | 0.3713% | 0 | 0% | 0.3713% | 0 | 0% | 100% | 0 | 0% | 100% | 0 | 0% | 100% | 0 | 0% | 100% | 0 |  |  | 0 |  |  | 0 |  |  | 0
PACIFIC GROVE 04242610 | 3.9826e-05 | 0 | 0.039767 | 0 | 0.039767 | 0.012887 | 0.04184 | 0.004545 | 0% | 99% | 0 | 0% | 99% | 0 | 0% | 99% | 0 | 0% | 99% | 0 | 0% | 62.3% | 0 | 0% | 48.73% | 0 | 0% | 48.73% | 0 | 0% | 48.73% | 0 | 0 | 0% | 3.685% | 0 | 0% | 3.685% | 0 | 0% | 3.685% | 0 | 0% | 0.4128% | 0 | 0% | 0.4128% | 0 | 0% | 0.4128% | 0 | 0% | 1.076% | 0 | 0% | 1.076% | 0 | 0% | 1.076% | 0 | 0% | 1.13% | 0 | 99.69% | 1.13% | 0.000448 | 0% | 1.13% | 0 | 0% | 8.123% | 0 | 0% | 8.123% | 0 | 0% | 8.123% | 0 | 0% | 1.079% | 0 | 0% | 1.079% | 0 | 0% | 1.079% | 0 |  |  |  | 0% | 11.8% | 0 | 0% | 11.8% | 0 | 0% | 11.8% | 0 | 0% | 0.3624% | 0 | 0% | 0.3624% | 0 | 0% | 0.3624% | 0 | 0% | 100% | 0 | 0% | 100% | 0 | 0% | 100% | 0 | 0% | 100% | 0 |  |  | 0 |  |  | 0 |  |  | 0
BELMONT 1105CB | 4.2734e-05 | 0 | 0.0034266 | 0 | 0.0034266 | 0.00056896 | 0.0030739 | 0.0014657 | 0% | 99% | 0 | 0% | 99% | 0 | 0% | 99% | 0 | 0% | 99% | 0 | 0% | 65.68% | 0 | 0% | 51.72% | 0 | 0% | 51.72% | 0 | 0% | 51.72% | 0 | 0 | 0% | 3.559% | 0 | 0% | 3.559% | 0 | 0% | 3.559% | 0 | 0% | 0.401% | 0 | 0% | 0.401% | 0 | 0% | 0.401% | 0 | 0% | 0.8899% | 0 | 0% | 0.8899% | 0 | 0% | 0.8899% | 0 | 100% | 0.9374% | 3.2121e-05 | 0% | 0.9374% | 0 | 0% | 0.9374% | 0 | 0% | 6.691% | 0 | 0% | 6.691% | 0 | 0% | 6.691% | 0 | 0% | 0.4449% | 0 | 0% | 0.4449% | 0 | 0% | 0.4449% | 0 |  |  |  | 0% | 11.8% | 0 | 0% | 11.8% | 0 | 0% | 11.8% | 0 | 0% | 0.3648% | 0 | 0% | 0.3648% | 0 | 0% | 0.3648% | 0 | 0% | 100% | 0 | 0% | 100% | 0 | 0% | 100% | 0 | 0% | 100% | 0 |  |  | 0 |  |  | 0 |  |  | 0
ASHLAN AVE 111276862 | 3.8727e-05 | 0 | 0.022658 | 0 | 0.022658 | 0.0038315 | 0.018478 | 0.011473 | 0% | 99% | 0 | 0% | 99% | 0 | 0% | 99% | 0 | 0% | 99% | 0 | 0% | 63.32% | 0 | 0% | 49.57% | 0 | 0% | 49.57% | 0 | 0% | 49.57% | 0 | 0 | 0% | 2.663% | 0 | 0% | 2.663% | 0 | 0% | 2.663% | 0 | 0% | 0.3001% | 0 | 0% | 0.3001% | 0 | 0% | 0.3001% | 0 | 0% | 0.8225% | 0 | 0% | 0.8225% | 0 | 0% | 0.8225% | 0 | 0% | 0.8523% | 0 | 0% | 0.8523% | 0 | 81.15% | 0.8523% | 0.00015671 | 0% | 6.188% | 0 | 0% | 6.188% | 0 | 0% | 6.188% | 0 | 0% | 0.5302% | 0 | 0% | 0.5302% | 0 | 0% | 0.5302% | 0 |  |  |  | 0% | 11.8% | 0 | 0% | 11.8% | 0 | 0% | 11.8% | 0 | 0% | 0.3663% | 0 | 0% | 0.3663% | 0 | 0% | 0.3663% | 0 | 0% | 100% | 0 | 0% | 100% | 0 | 0% | 100% | 0 | 0% | 100% | 0 |  |  | 0 |  |  | 0 |  |  | 0
MERCED 1114CB | 3.6481e-05 | 0 | 0.0066159 | 0 | 0.0066159 | 0.0004921 | 0.0068231 | 0.0025518 | 0% | 99% | 0 | 0% | 99% | 0 | 0% | 99% | 0 | 0% | 99% | 0 | 0% | 60.88% | 0 | 0% | 45.51% | 0 | 0% | 45.51% | 0 | 0% | 45.51% | 0 | 0 | 0% | 1.894% | 0 | 0% | 1.894% | 0 | 0% | 1.894% | 0 | 0% | 0.2956% | 0 | 0% | 0.2956% | 0 | 0% | 0.2956% | 0 | 0% | 0.93% | 0 | 0% | 0.93% | 0 | 0% | 0.93% | 0 | 0% | 0.961% | 0 | 0% | 0.961% | 0 | 0% | 0.961% | 0 | 0% | 7.023% | 0 | 0% | 7.023% | 0 | 0% | 7.023% | 0 | 0% | 0.2775% | 0 | 0% | 0.2775% | 0 | 0% | 0.2775% | 0 |  |  |  | 0% | 11.8% | 0 | 0% | 11.8% | 0 | 0% | 11.8% | 0 | 0% | 0.3387% | 0 | 0% | 0.3387% | 0 | 0% | 0.3387% | 0 | 0% | 100% | 0 | 0% | 100% | 0 | 0% | 100% | 0 | 0% | 100% | 0 |  |  | 0 |  |  | 0 |  |  | 0
BASALT 110175886 | 3.2187e-05 | 0 | 0.041804 | 0 | 0.041804 | 0.018064 | 0.033888 | 0.010401 | 0% | 99% | 0 | 0% | 99% | 0 | 0% | 99% | 0 | 0% | 99% | 0 | 0% | 63.03% | 0 | 0% | 49.58% | 0 | 0% | 49.58% | 0 | 0% | 49.58% | 0 | 0 | 0% | 2.897% | 0 | 0% | 2.897% | 0 | 0% | 2.897% | 0 | 0% | 0.3074% | 0 | 0% | 0.3074% | 0 | 0% | 0.3074% | 0 | 0% | 0.8277% | 0 | 0% | 0.8277% | 0 | 0% | 0.8277% | 0 | 100% | 0.8314% | 0.00034757 | 0% | 0.8314% | 0 | 0% | 0.8314% | 0 | 0% | 6.139% | 0 | 0% | 6.139% | 0 | 0% | 6.139% | 0 | 0% | 1.329% | 0 | 0% | 1.329% | 0 | 0% | 1.329% | 0 |  |  |  | 0% | 11.8% | 0 | 0% | 11.8% | 0 | 0% | 11.8% | 0 | 0% | 0.3632% | 0 | 0% | 0.3632% | 0 | 0% | 0.3632% | 0 | 0% | 100% | 0 | 0% | 100% | 0 | 0% | 100% | 0 | 0% | 100% | 0 |  |  | 0 |  |  | 0 |  |  | 0
SAN RAFAEL 110648752 | 4.5727e-05 | 0.032837 | 0.017404 | 0 | 0.017404 | 0.0090557 | 0.012752 | 0.0041546 | 0% | 99% | 0 | 0% | 99% | 0 | 0% | 99% | 0 | 0% | 99% | 0 | 0% | 63.56% | 0 | 0% | 49.39% | 0 | 0% | 49.39% | 0 | 0% | 49.39% | 0 | 0 | 0% | 2.641% | 0 | 0% | 2.641% | 0 | 0% | 2.641% | 0 | 0% | 0.284% | 0 | 0% | 0.284% | 0 | 0% | 0.284% | 0 | 0% | 0.7446% | 0 | 33.71% | 0.7446% | 4.3684e-05 | 0% | 0.7446% | 0 | 52.04% | 0.7543% | 6.8319e-05 | 0% | 0.7543% | 0 | 1.036% | 0.7543% | 1.36e-06 | 0% | 5.537% | 0 | 0% | 5.537% | 0 | 0% | 5.537% | 0 | 0% | 1.513% | 0 | 0% | 1.513% | 0 | 0% | 1.513% | 0 |  |  |  | 0% | 11.8% | 0 | 0% | 11.8% | 0 | 0% | 11.8% | 0 | 0% | 0.3675% | 0 | 0% | 0.3675% | 0 | 0% | 0.3675% | 0 | 0% | 100% | 0 | 0% | 100% | 0 | 0% | 100% | 0 | 0% | 100% | 0 |  |  | 0 |  |  | 0 |  |  | 0
HOLLISTER 21064260 | 2.7028e-05 | 0 | 0.021595 | 0 | 0.021595 | 0.0032211 | 0.019043 | 0.0099524 | 0% | 99% | 0 | 0% | 99% | 0 | 0% | 99% | 0 | 0% | 99% | 0 | 0% | 63.9% | 0 | 0% | 50.77% | 0 | 0% | 50.77% | 0 | 0% | 50.77% | 0 | 0 | 0% | 3.153% | 0 | 0% | 3.153% | 0 | 0% | 3.153% | 0 | 0% | 0.3429% | 0 | 0% | 0.3429% | 0 | 0% | 0.3429% | 0 | 0% | 0.8957% | 0 | 0% | 0.8957% | 0 | 0% | 0.8957% | 0 | 0% | 0.9118% | 0 | 0% | 0.9118% | 0 | 0% | 0.9118% | 0 | 0% | 6.674% | 0 | 0% | 6.674% | 0 | 0% | 6.674% | 0 | 0% | 0.4201% | 0 | 0% | 0.4201% | 0 | 0% | 0.4201% | 0 |  |  |  | 0% | 11.8% | 0 | 0% | 11.8% | 0 | 0% | 11.8% | 0 | 0% | 0.361% | 0 | 0% | 0.361% | 0 | 0% | 0.361% | 0 | 0% | 100% | 0 | 0% | 100% | 0 | 0% | 100% | 0 | 0% | 100% | 0 |  |  | 0 |  |  | 0 |  |  | 0
SAN RAMON 2103CB | 4.5727e-05 | 0 | 0.021749 | 0 | 0.021749 | 0.0041391 | 0.019956 | 0.0083521 | 0% | 99% | 0 | 0% | 99% | 0 | 0% | 99% | 0 | 0% | 99% | 0 | 0% | 64.34% | 0 | 0% | 50.3% | 0 | 0% | 50.3% | 0 | 0% | 50.3% | 0 | 0 | 0% | 3.468% | 0 | 0% | 3.468% | 0 | 0% | 3.468% | 0 | 0% | 0.3864% | 0 | 0% | 0.3864% | 0 | 0% | 0.3864% | 0 | 0% | 0.92% | 0 | 0% | 0.92% | 0 | 0% | 0.92% | 0 | 0% | 0.9592% | 0 | 0% | 0.9592% | 0 | 0% | 0.9592% | 0 | 0% | 6.905% | 0 | 0% | 6.905% | 0 | 0% | 6.905% | 0 | 0% | 0.434% | 0 | 0% | 0.434% | 0 | 0% | 0.434% | 0 |  |  |  | 0% | 11.8% | 0 | 0% | 11.8% | 0 | 0% | 11.8% | 0 | 0% | 0.3633% | 0 | 0% | 0.3633% | 0 | 0% | 0.3633% | 0 | 0% | 100% | 0 | 0% | 100% | 0 | 0% | 100% | 0 | 0% | 100% | 0 |  |  | 0 |  |  | 0 |  |  | 0
PAUL SWEET 210349370 | 4.4246e-05 | 0 | 0.019763 | 0 | 0.019763 | 0.0083366 | 0.01578 | 0.0053704 | 0% | 99% | 0 | 0% | 99% | 0 | 0% | 99% | 0 | 0% | 99% | 0 | 0% | 63.93% | 0 | 0% | 50% | 0 | 0% | 50% | 0 | 0% | 50% | 0 | 0 | 0% | 2.747% | 0 | 0% | 2.747% | 0 | 0% | 2.747% | 0 | 0% | 0.3038% | 0 | 0% | 0.3038% | 0 | 0% | 0.3038% | 0 | 0% | 0.8096% | 0 | 0% | 0.8096% | 0 | 0% | 0.8096% | 0 | 0% | 0.8328% | 0 | 0% | 0.8328% | 0 | 59.41% | 0.8328% | 9.7787e-05 | 0% | 6.064% | 0 | 0% | 6.064% | 0 | 0% | 6.064% | 0 | 0% | 1.17% | 0 | 0% | 1.17% | 0 | 0% | 1.17% | 0 |  |  |  | 0% | 11.8% | 0 | 0% | 11.8% | 0 | 0% | 11.8% | 0 | 0% | 0.3665% | 0 | 0% | 0.3665% | 0 | 0% | 0.3665% | 0 | 0% | 100% | 0 | 0% | 100% | 0 | 0% | 100% | 0 | 0% | 100% | 0 |  |  | 0 |  |  | 0 |  |  | 0
PANAMA 21021689 | 4.0421e-05 | 0 | 0.059912 | 0 | 0.059912 | 0.009055 | 0.050544 | 0.029793 | 0% | 99% | 0 | 0% | 99% | 0 | 0% | 99% | 0 | 0% | 99% | 0 | 0% | 63.72% | 0 | 0% | 50.29% | 0 | 0% | 50.29% | 0 | 0% | 50.29% | 0 | 0 | 0% | 2.614% | 0 | 0% | 2.614% | 0 | 0% | 2.614% | 0 | 0% | 0.2972% | 0 | 0% | 0.2972% | 0 | 0% | 0.2972% | 0 | 0% | 0.8536% | 0 | 0% | 0.8536% | 0 | 0% | 0.8536% | 0 | 0% | 0.884% | 0 | 0% | 0.884% | 0 | 0% | 0.884% | 0 | 0% | 6.426% | 0 | 0% | 6.426% | 0 | 0% | 6.426% | 0 | 0% | 0.3478% | 0 | 0% | 0.3478% | 0 | 0% | 0.3478% | 0 |  |  |  | 0% | 11.8% | 0 | 0% | 11.8% | 0 | 0% | 11.8% | 0 | 0% | 0.3646% | 0 | 0% | 0.3646% | 0 | 0% | 0.3646% | 0 | 0% | 100% | 0 | 0% | 100% | 0 | 0% | 100% | 0 | 0% | 100% | 0 |  |  | 0 |  |  | 0 |  |  | 0
OAKLAND K 1101CR174 | 3.8141e-05 | 0 | 0.0075923 | 0 | 0.0075923 | 0.0023407 | 0.0061233 | 0.0028645 | 0% | 99% | 0 | 0% | 99% | 0 | 0% | 99% | 0 | 0% | 99% | 0 | 0% | 64.27% | 0 | 0% | 50.64% | 0 | 0% | 50.64% | 0 | 0% | 50.64% | 0 | 0 | 0% | 2.932% | 0 | 0% | 2.932% | 0 | 0% | 2.932% | 0 | 0% | 0.324% | 0 | 0% | 0.324% | 0 | 0% | 0.324% | 0 | 0% | 0.8177% | 0 | 0% | 0.8177% | 0 | 0% | 0.8177% | 0 | 95.46% | 0.8479% | 6.1459e-05 | 4.535% | 0.8479% | 2.9196e-06 | 0% | 0.8479% | 0 | 0% | 6.135% | 0 | 0% | 6.135% | 0 | 0% | 6.135% | 0 | 0% | 0.8849% | 0 | 0% | 0.8849% | 0 | 0% | 0.8849% | 0 |  |  |  | 0% | 11.8% | 0 | 0% | 11.8% | 0 | 0% | 11.8% | 0 | 0% | 0.3677% | 0 | 0% | 0.3677% | 0 | 0% | 0.3677% | 0 | 0% | 100% | 0 | 0% | 100% | 0 | 0% | 100% | 0 | 0% | 100% | 0 |  |  | 0 |  |  | 0 |  |  | 0
DAVIS 110623502 | 3.1417e-05 | 0 | 0.0096507 | 0 | 0.0096507 | 0.0030577 | 0.0070488 | 0.0042975 | 0% | 99% | 0 | 0% | 99% | 0 | 0% | 99% | 0 | 0% | 99% | 0 | 0% | 64.23% | 0 | 0% | 49.84% | 0 | 0% | 49.84% | 0 | 0% | 49.84% | 0 | 0 | 0% | 2.655% | 0 | 0% | 2.655% | 0 | 0% | 2.655% | 0 | 0% | 0.2974% | 0 | 0% | 0.2974% | 0 | 0% | 0.2974% | 0 | 0% | 0.7248% | 0 | 0% | 0.7248% | 0 | 0% | 0.7248% | 0 | 1.871% | 0.7449% | 1.345e-06 | 0% | 0.7449% | 0 | 0% | 0.7449% | 0 | 0% | 5.413% | 0 | 0% | 5.413% | 0 | 0% | 5.413% | 0 | 0% | 0.8443% | 0 | 0% | 0.8443% | 0 | 0% | 0.8443% | 0 |  |  |  | 0% | 11.8% | 0 | 0% | 11.8% | 0 | 0% | 11.8% | 0 | 0% | 0.3672% | 0 | 0% | 0.3672% | 0 | 0% | 0.3672% | 0 | 0% | 100% | 0 | 0% | 100% | 0 | 0% | 100% | 0 | 0% | 100% | 0 |  |  | 0 |  |  | 0 |  |  | 0
WILLIAMS 1102CB | 2.9907e-05 | 0 | 0.036925 | 0 | 0.036925 | 0.0052537 | 0.035673 | 0.014195 | 0% | 99% | 0 | 0% | 99% | 0 | 0% | 99% | 0 | 0% | 99% | 0 | 0% | 61.33% | 0 | 0% | 48.57% | 0 | 0% | 48.57% | 0 | 0% | 48.57% | 0 | 0 | 0% | 2.683% | 0 | 0% | 2.683% | 0 | 0% | 2.683% | 0 | 0% | 0.3075% | 0 | 0% | 0.3075% | 0 | 0% | 0.3075% | 0 | 0% | 0.9514% | 0 | 0% | 0.9514% | 0 | 0% | 0.9514% | 0 | 0% | 0.9409% | 0 | 99.65% | 0.9409% | 0.00034623 | 0% | 0.9409% | 0 | 0% | 7.045% | 0 | 0% | 7.045% | 0 | 0% | 7.045% | 0 | 0% | 0.4498% | 0 | 0% | 0.4498% | 0 | 0% | 0.4498% | 0 |  |  |  | 0% | 11.8% | 0 | 0% | 11.8% | 0 | 0% | 11.8% | 0 | 0% | 0.347% | 0 | 0% | 0.347% | 0 | 0% | 0.347% | 0 | 0% | 100% | 0 | 0% | 100% | 0 | 0% | 100% | 0 | 0% | 100% | 0 |  |  | 0 |  |  | 0 |  |  | 0
BAY MEADOWS 110339664 | 3.4971e-05 | 0 | 0.011303 | 0 | 0.011303 | 0.0024767 | 0.010017 | 0.0043815 | 0% | 99% | 0 | 0% | 99% | 0 | 0% | 99% | 0 | 0% | 99% | 0 | 0% | 64.03% | 0 | 0% | 51.08% | 0 | 0% | 51.08% | 0 | 0% | 51.08% | 0 | 0 | 0% | 3.069% | 0 | 0% | 3.069% | 0 | 0% | 3.069% | 0 | 0% | 0.3394% | 0 | 0% | 0.3394% | 0 | 0% | 0.3394% | 0 | 0% | 0.8937% | 0 | 0% | 0.8937% | 0 | 0% | 0.8937% | 0 | 100% | 0.9126% | 0.00010314 | 0% | 0.9126% | 0 | 0% | 0.9126% | 0 | 0% | 6.67% | 0 | 0% | 6.67% | 0 | 0% | 6.67% | 0 | 0% | 0.6332% | 0 | 0% | 0.6332% | 0 | 0% | 0.6332% | 0 |  |  |  | 0% | 11.8% | 0 | 0% | 11.8% | 0 | 0% | 11.8% | 0 | 0% | 0.3607% | 0 | 0% | 0.3607% | 0 | 0% | 0.3607% | 0 | 0% | 100% | 0 | 0% | 100% | 0 | 0% | 100% | 0 | 0% | 100% | 0 |  |  | 0 |  |  | 0 |  |  | 0
EL CAPITAN 21108500 | 3.3438e-05 | 0 | 0.049462 | 0 | 0.049462 | 0.0096377 | 0.041582 | 0.022635 | 0% | 99% | 0 | 0% | 99% | 0 | 0% | 99% | 0 | 0% | 99% | 0 | 0% | 63.14% | 0 | 0% | 49.62% | 0 | 0% | 49.62% | 0 | 0% | 49.62% | 0 | 0 | 0% | 2.534% | 0 | 0% | 2.534% | 0 | 0% | 2.534% | 0 | 0% | 0.2869% | 0 | 0% | 0.2869% | 0 | 0% | 0.2869% | 0 | 0% | 0.8393% | 0 | 0% | 0.8393% | 0 | 0% | 0.8393% | 0 | 5.511% | 0.8519% | 2.3221e-05 | 0% | 0.8519% | 0 | 78.59% | 0.8519% | 0.00033119 | 0% | 6.269% | 0 | 0% | 6.269% | 0 | 0% | 6.269% | 0 | 0% | 0.6206% | 0 | 0% | 0.6206% | 0 | 0% | 0.6206% | 0 |  |  |  | 0% | 11.8% | 0 | 0% | 11.8% | 0 | 0% | 11.8% | 0 | 0% | 0.3599% | 0 | 0% | 0.3599% | 0 | 0% | 0.3599% | 0 | 0% | 100% | 0 | 0% | 100% | 0 | 0% | 100% | 0 | 0% | 100% | 0 |  |  | 0 |  |  | 0 |  |  | 0
ALTO 1120500 | 4.038e-05 | 0.35883 | 0.019057 | 0 | 0.019057 | 0.015737 | 0.010334 | 0.0023871 | 0% | 99% | 0 | 0% | 99% | 0 | 0% | 99% | 0 | 0% | 99% | 0 | 0% | 63.92% | 0 | 0% | 49.1% | 0 | 0% | 49.1% | 0 | 0% | 49.1% | 0 | 0 | 0% | 2.074% | 0 | 100% | 2.074% | 0.0003953 | 0% | 2.074% | 0 | 0% | 0.2204% | 0 | 0% | 0.2204% | 0 | 0% | 0.2204% | 0 | 0% | 0.5553% | 0 | 0% | 0.5553% | 0 | 29.45% | 0.5553% | 3.1162e-05 | 0.9527% | 0.5673% | 1.03e-06 | 29.45% | 0.5673% | 3.1837e-05 | 23.22% | 0.5673% | 2.5102e-05 | 0.4931% | 4.137% | 3.8876e-06 | 0% | 4.137% | 0 | 0% | 4.137% | 0 | 0% | 2.576% | 0 | 0% | 2.576% | 0 | 0% | 2.576% | 0 |  |  |  | 0% | 11.8% | 0 | 12.75% | 11.8% | 0.00028661 | 0% | 11.8% | 0 | 0% | 0.3776% | 0 | 0% | 0.3776% | 0 | 0% | 0.3776% | 0 | 0% | 100% | 0 | 0% | 100% | 0 | 0% | 100% | 0 | 0% | 100% | 0 |  |  | 0 |  |  | 0 |  |  | 0
PUEBLO 2103CB | 5.5464e-05 | 0 | 0.042988 | 1.4409 | 1.4839 | 0.009756 | 0.039748 | 0.014696 | 0% | 99% | 0 | 0% | 99% | 0 | 0% | 99% | 0 | 0% | 99% | 0 | 0% | 64.03% | 0 | 0% | 49.51% | 0 | 0% | 49.51% | 0 | 0% | 49.51% | 0 | 1.4409 | 0% | 3.406% | 0 | 0% | 3.406% | 0 | 0% | 3.406% | 0 | 0% | 0.3859% | 0 | 0% | 0.3859% | 0 | 0% | 0.3859% | 0 | 0% | 0.9236% | 0 | 0% | 0.9236% | 0 | 0% | 0.9236% | 0 | 0% | 0.974% | 0 | 5.713% | 0.974% | 2.3921e-05 | 0% | 0.974% | 0 | 0% | 6.968% | 0 | 0% | 6.968% | 0 | 0% | 6.968% | 0 | 0% | 0.7029% | 0 | 0% | 0.7029% | 0 | 0% | 0.7029% | 0 |  |  |  | 0% | 11.8% | 0 | 0% | 11.8% | 0 | 0% | 11.8% | 0 | 0% | 0.365% | 0 | 0% | 0.365% | 0 | 0% | 0.365% | 0 | 0% | 100% | 0 | 0% | 100% | 0 | 0% | 100% | 0 | 0% | 100% | 0 |  |  | 0 |  |  | 0 |  |  | 0
LAKEWOOD 1101CB | 5.7573e-05 | 0 | 0.0029411 | 0 | 0.0029411 | 0.0011734 | 0.0022915 | 0.00092895 | 0% | 99% | 0 | 0% | 99% | 0 | 0% | 99% | 0 | 0% | 99% | 0 | 0% | 64.52% | 0 | 0% | 50.01% | 0 | 0% | 50.01% | 0 | 0% | 50.01% | 0 | 0 | 0% | 3.06% | 0 | 0% | 3.06% | 0 | 0% | 3.06% | 0 | 0% | 0.3363% | 0 | 0% | 0.3363% | 0 | 0% | 0.3363% | 0 | 0% | 0.7832% | 0 | 0% | 0.7832% | 0 | 0% | 0.7832% | 0 | 0% | 0.8112% | 0 | 0% | 0.8112% | 0 | 0% | 0.8112% | 0 | 0% | 5.858% | 0 | 0% | 5.858% | 0 | 0% | 5.858% | 0 | 0% | 0.7426% | 0 | 0% | 0.7426% | 0 | 0% | 0.7426% | 0 |  |  |  | 0% | 11.8% | 0 | 0% | 11.8% | 0 | 0% | 11.8% | 0 | 0% | 0.3683% | 0 | 0% | 0.3683% | 0 | 0% | 0.3683% | 0 | 0% | 100% | 0 | 0% | 100% | 0 | 0% | 100% | 0 | 0% | 100% | 0 |  |  | 0 |  |  | 0 |  |  | 0
SANTA MARIA 1110M04 | 3.4908e-05 | 0 | 0.0035807 | 0 | 0.0035807 | 0.00016472 | 0.0040642 | 0.0011205 | 0% | 99% | 0 | 0% | 99% | 0 | 0% | 99% | 0 | 0% | 99% | 0 | 0% | 61.98% | 0 | 0% | 49.33% | 0 | 0% | 49.33% | 0 | 0% | 49.33% | 0 | 0 | 0% | 3.597% | 0 | 0% | 3.597% | 0 | 0% | 3.597% | 0 | 0% | 0.4055% | 0 | 0% | 0.4055% | 0 | 0% | 0.4055% | 0 | 0% | 1.159% | 0 | 0% | 1.159% | 0 | 0% | 1.159% | 0 | 0% | 1.207% | 0 | 0% | 1.207% | 0 | 0% | 1.207% | 0 | 0% | 8.749% | 0 | 0% | 8.749% | 0 | 0% | 8.749% | 0 | 0% | 0.2144% | 0 | 0% | 0.2144% | 0 | 0% | 0.2144% | 0 |  |  |  | 0% | 11.8% | 0 | 0% | 11.8% | 0 | 0% | 11.8% | 0 | 0% | 0.3572% | 0 | 0% | 0.3572% | 0 | 0% | 0.3572% | 0 | 0% | 100% | 0 | 0% | 100% | 0 | 0% | 100% | 0 | 0% | 100% | 0 |  |  | 0 |  |  | 0 |  |  | 0
FRUITVALE 1104CB | 4.3968e-05 | 0 | 0.018982 | 0 | 0.018982 | 0.0030496 | 0.014614 | 0.010697 | 0% | 99% | 0 | 0% | 99% | 0 | 0% | 99% | 0 | 0% | 99% | 0 | 0% | 64.06% | 0 | 0% | 50.46% | 0 | 0% | 50.46% | 0 | 0% | 50.46% | 0 | 0 | 0% | 2.453% | 0 | 0% | 2.453% | 0 | 0% | 2.453% | 0 | 0% | 0.2769% | 0 | 0% | 0.2769% | 0 | 0% | 0.2769% | 0 | 0% | 0.7768% | 0 | 0% | 0.7768% | 0 | 0% | 0.7768% | 0 | 0% | 0.8044% | 0 | 100% | 0.8044% | 0.00015269 | 0% | 0.8044% | 0 | 0% | 5.846% | 0 | 0% | 5.846% | 0 | 0% | 5.846% | 0 | 0% | 0.3994% | 0 | 0% | 0.3994% | 0 | 0% | 0.3994% | 0 |  |  |  | 0% | 11.8% | 0 | 0% | 11.8% | 0 | 0% | 11.8% | 0 | 0% | 0.3678% | 0 | 0% | 0.3678% | 0 | 0% | 0.3678% | 0 | 0% | 100% | 0 | 0% | 100% | 0 | 0% | 100% | 0 | 0% | 100% | 0 |  |  | 0 |  |  | 0 |  |  | 0
EDENVALE 2111CB | 3.4014e-05 | 0 | 0.0041048 | 0 | 0.0041048 | 0.00072599 | 0.0030083 | 0.0023991 | 0% | 99% | 0 | 0% | 99% | 0 | 0% | 99% | 0 | 0% | 99% | 0 | 0% | 67.5% | 0 | 0% | 53% | 0 | 0% | 53% | 0 | 0% | 53% | 0 | 0 | 0% | 3.284% | 0 | 0% | 3.284% | 0 | 0% | 3.284% | 0 | 0% | 0.3649% | 0 | 0% | 0.3649% | 0 | 0% | 0.3649% | 0 | 0% | 0.7312% | 0 | 0% | 0.7312% | 0 | 0% | 0.7312% | 0 | 0% | 0.7808% | 0 | 0% | 0.7808% | 0 | 0% | 0.7808% | 0 | 0% | 5.504% | 0 | 0% | 5.504% | 0 | 0% | 5.504% | 0 | 0% | 0.4504% | 0 | 0% | 0.4504% | 0 | 0% | 0.4504% | 0 |  |  |  | 0% | 11.8% | 0 | 0% | 11.8% | 0 | 0% | 11.8% | 0 | 0% | 0.3738% | 0 | 0% | 0.3738% | 0 | 0% | 0.3738% | 0 | 0% | 100% | 0 | 0% | 100% | 0 | 0% | 100% | 0 | 0% | 100% | 0 |  |  | 0 |  |  | 0 |  |  | 0
BOGUE 1107CB | 4.3211e-05 | 0 | 0.018707 | 0 | 0.018707 | 0.0046378 | 0.015428 | 0.007894 | 0% | 99% | 0 | 0% | 99% | 0 | 0% | 99% | 0 | 0% | 99% | 0 | 0% | 63.63% | 0 | 0% | 49.13% | 0 | 0% | 49.13% | 0 | 0% | 49.13% | 0 | 0 | 0% | 2.625% | 0 | 0% | 2.625% | 0 | 0% | 2.625% | 0 | 0% | 0.3086% | 0 | 0% | 0.3086% | 0 | 0% | 0.3086% | 0 | 0% | 0.8073% | 0 | 0% | 0.8073% | 0 | 0% | 0.8073% | 0 | 0% | 0.8421% | 0 | 0% | 0.8421% | 0 | 0% | 0.8421% | 0 | 0% | 6.081% | 0 | 0% | 6.081% | 0 | 0% | 6.081% | 0 | 0% | 0.7172% | 0 | 0% | 0.7172% | 0 | 0% | 0.7172% | 0 |  |  |  | 0% | 11.8% | 0 | 0% | 11.8% | 0 | 0% | 11.8% | 0 | 0% | 0.3638% | 0 | 0% | 0.3638% | 0 | 0% | 0.3638% | 0 | 0% | 100% | 0 | 0% | 100% | 0 | 0% | 100% | 0 | 0% | 100% | 0 |  |  | 0 |  |  | 0 |  |  | 0
SALINAS 110297880 | 3.2143e-05 | 0 | 0.015759 | 0 | 0.015759 | 0.002188 | 0.013836 | 0.0075301 | 0% | 99% | 0 | 0% | 99% | 0 | 0% | 99% | 0 | 0% | 99% | 0 | 0% | 66.14% | 0 | 0% | 53.16% | 0 | 0% | 53.16% | 0 | 0% | 53.16% | 0 | 0 | 0% | 3.2% | 0 | 0% | 3.2% | 0 | 0% | 3.2% | 0 | 0% | 0.3539% | 0 | 0% | 0.3539% | 0 | 0% | 0.3539% | 0 | 0% | 0.8957% | 0 | 0% | 0.8957% | 0 | 0% | 0.8957% | 0 | 0% | 0.9357% | 0 | 0% | 0.9357% | 0 | 0% | 0.9357% | 0 | 0% | 6.739% | 0 | 0% | 6.739% | 0 | 0% | 6.739% | 0 | 0% | 0.3802% | 0 | 0% | 0.3802% | 0 | 0% | 0.3802% | 0 |  |  |  | 0% | 11.8% | 0 | 0% | 11.8% | 0 | 0% | 11.8% | 0 | 0% | 0.367% | 0 | 0% | 0.367% | 0 | 0% | 0.367% | 0 | 0% | 100% | 0 | 0% | 100% | 0 | 0% | 100% | 0 | 0% | 100% | 0 |  |  | 0 |  |  | 0 |  |  | 0
SUISUN 1110CB | 5.2702e-05 | 0 | 0.025759 | 0 | 0.025759 | 0.0048746 | 0.024244 | 0.0093871 | 0% | 99% | 0 | 0% | 99% | 0 | 0% | 99% | 0 | 0% | 99% | 0 | 0% | 64.07% | 0 | 0% | 50.13% | 0 | 0% | 50.13% | 0 | 0% | 50.13% | 0 | 0 | 0% | 3.098% | 0 | 0% | 3.098% | 0 | 0% | 3.098% | 0 | 0% | 0.3622% | 0 | 0% | 0.3622% | 0 | 0% | 0.3622% | 0 | 0% | 0.9231% | 0 | 0% | 0.9231% | 0 | 0% | 0.9231% | 0 | 0% | 0.9559% | 0 | 0% | 0.9559% | 0 | 4.737% | 0.9559% | 1.1665e-05 | 0% | 6.924% | 0 | 0% | 6.924% | 0 | 0% | 6.924% | 0 | 0% | 0.4318% | 0 | 0% | 0.4318% | 0 | 0% | 0.4318% | 0 |  |  |  | 0% | 11.8% | 0 | 0% | 11.8% | 0 | 0% | 11.8% | 0 | 0% | 0.3575% | 0 | 0% | 0.3575% | 0 | 0% | 0.3575% | 0 | 0% | 100% | 0 | 0% | 100% | 0 | 0% | 100% | 0 | 0% | 100% | 0 |  |  | 0 |  |  | 0 |  |  | 0
FIGARDEN 211093078 | 6.1109e-05 | 0 | 0.0069582 | 0 | 0.0069582 | 0.00062135 | 0.0056771 | 0.0041041 | 0% | 99% | 0 | 0% | 99% | 0 | 0% | 99% | 0 | 0% | 99% | 0 | 0% | 63.5% | 0 | 0% | 48.88% | 0 | 0% | 48.88% | 0 | 0% | 48.88% | 0 | 0 | 0% | 2.516% | 0 | 0% | 2.516% | 0 | 0% | 2.516% | 0 | 0% | 0.2997% | 0 | 0% | 0.2997% | 0 | 0% | 0.2997% | 0 | 0% | 0.8027% | 0 | 0% | 0.8027% | 0 | 0% | 0.8027% | 0 | 0% | 0.8476% | 0 | 0% | 0.8476% | 0 | 100% | 0.8476% | 5.8974e-05 | 0% | 6.089% | 0 | 0% | 6.089% | 0 | 0% | 6.089% | 0 | 0% | 0.2853% | 0 | 0% | 0.2853% | 0 | 0% | 0.2853% | 0 |  |  |  | 0% | 11.8% | 0 | 0% | 11.8% | 0 | 0% | 11.8% | 0 | 0% | 0.3668% | 0 | 0% | 0.3668% | 0 | 0% | 0.3668% | 0 | 0% | 100% | 0 | 0% | 100% | 0 | 0% | 100% | 0 | 0% | 100% | 0 |  |  | 0 |  |  | 0 |  |  | 0
DALY CITY 110277934 | 3.4641e-05 | 0 | 0.023851 | 0 | 0.023851 | 0.0041117 | 0.026789 | 0.004766 | 0% | 99% | 0 | 0% | 99% | 0 | 0% | 99% | 0 | 0% | 99% | 0 | 0% | 64.04% | 0 | 0% | 50.6% | 0 | 0% | 50.6% | 0 | 0% | 50.6% | 0 | 0 | 0% | 4.173% | 0 | 0% | 4.173% | 0 | 0% | 4.173% | 0 | 0% | 0.471% | 0 | 0% | 0.471% | 0 | 0% | 0.471% | 0 | 0% | 1.149% | 0 | 0% | 1.149% | 0 | 0% | 1.149% | 0 | 0% | 1.233% | 0 | 100% | 1.233% | 0.00029405 | 0% | 1.233% | 0 | 0% | 8.731% | 0 | 0% | 8.731% | 0 | 0% | 8.731% | 0 | 0% | 0.5958% | 0 | 0% | 0.5958% | 0 | 0% | 0.5958% | 0 |  |  |  | 0% | 11.8% | 0 | 0% | 11.8% | 0 | 0% | 11.8% | 0 | 0% | 0.366% | 0 | 0% | 0.366% | 0 | 0% | 0.366% | 0 | 0% | 100% | 0 | 0% | 100% | 0 | 0% | 100% | 0 | 0% | 100% | 0 |  |  | 0 |  |  | 0 |  |  | 0
RICHMOND R 1122CB | 5.8362e-05 | 0 | 0.022416 | 0 | 0.022416 | 0.0041827 | 0.025312 | 0.0040263 | 0% | 99% | 0 | 0% | 99% | 0 | 0% | 99% | 0 | 0% | 99% | 0 | 0% | 63.07% | 0 | 0% | 48.82% | 0 | 0% | 48.82% | 0 | 0% | 48.82% | 0 | 0 | 0% | 4.058% | 0 | 0% | 4.058% | 0 | 0% | 4.058% | 0 | 0% | 0.4753% | 0 | 0% | 0.4753% | 0 | 0% | 0.4753% | 0 | 0% | 1.093% | 0 | 0% | 1.093% | 0 | 0% | 1.093% | 0 | 0% | 1.141% | 0 | 0% | 1.141% | 0 | 0% | 1.141% | 0 | 0% | 8.196% | 0 | 0% | 8.196% | 0 | 0% | 8.196% | 0 | 0% | 0.5769% | 0 | 0% | 0.5769% | 0 | 0% | 0.5769% | 0 |  |  |  | 0% | 11.8% | 0 | 0% | 11.8% | 0 | 0% | 11.8% | 0 | 0% | 0.3498% | 0 | 0% | 0.3498% | 0 | 0% | 0.3498% | 0 | 0% | 100% | 0 | 0% | 100% | 0 | 0% | 100% | 0 | 0% | 100% | 0 |  |  | 0 |  |  | 0 |  |  | 0
RICHMOND R 1121BR210 | 2.9441e-05 | 0 | 0.0071766 | 0 | 0.0071766 | 0.0024731 | 0.0064984 | 0.001761 | 0% | 99% | 0 | 0% | 99% | 0 | 0% | 99% | 0 | 0% | 99% | 0 | 0% | 61.97% | 0 | 0% | 49.93% | 0 | 0% | 49.93% | 0 | 0% | 49.93% | 0 | 0 | 0% | 3.082% | 0 | 0% | 3.082% | 0 | 0% | 3.082% | 0 | 0% | 0.3172% | 0 | 0% | 0.3172% | 0 | 0% | 0.3172% | 0 | 0% | 0.9269% | 0 | 0% | 0.9269% | 0 | 0% | 0.9269% | 0 | 0% | 0.8989% | 0 | 0% | 0.8989% | 0 | 0% | 0.8989% | 0 | 0% | 6.796% | 0 | 0% | 6.796% | 0 | 0% | 6.796% | 0 | 0% | 0.9513% | 0 | 0% | 0.9513% | 0 | 0% | 0.9513% | 0 |  |  |  | 0% | 11.8% | 0 | 0% | 11.8% | 0 | 0% | 11.8% | 0 | 0% | 0.3526% | 0 | 0% | 0.3526% | 0 | 0% | 0.3526% | 0 | 0% | 100% | 0 | 0% | 100% | 0 | 0% | 100% | 0 | 0% | 100% | 0 |  |  | 0 |  |  | 0 |  |  | 0
SNEATH LANE 110210287 | 4.6132e-05 | 0 | 0.030679 | 0 | 0.030679 | 0.010641 | 0.030172 | 0.0050831 | 0% | 99% | 0 | 0% | 99% | 0 | 0% | 99% | 0 | 0% | 99% | 0 | 0% | 63.45% | 0 | 0% | 49.89% | 0 | 0% | 49.89% | 0 | 0% | 49.89% | 0 | 0 | 0% | 3.914% | 0 | 0% | 3.914% | 0 | 0% | 3.914% | 0 | 0% | 0.4251% | 0 | 0% | 0.4251% | 0 | 0% | 0.4251% | 0 | 0% | 1.009% | 0 | 0% | 1.009% | 0 | 0% | 1.009% | 0 | 2.23% | 1.058% | 7.2362e-06 | 0% | 1.058% | 0 | 17.48% | 1.058% | 5.6706e-05 | 0% | 7.585% | 0 | 0% | 7.585% | 0 | 0% | 7.585% | 0 | 0% | 1.089% | 0 | 0% | 1.089% | 0 | 0% | 1.089% | 0 |  |  |  | 0% | 11.8% | 0 | 0% | 11.8% | 0 | 0% | 11.8% | 0 | 0% | 0.3662% | 0 | 0% | 0.3662% | 0 | 0% | 0.3662% | 0 | 0% | 100% | 0 | 0% | 100% | 0 | 0% | 100% | 0 | 0% | 100% | 0 |  |  | 0 |  |  | 0 |  |  | 0
HARTER 1105CB | 3.8725e-05 | 0 | 0.01441 | 0 | 0.01441 | 0.0033822 | 0.012541 | 0.0056393 | 0% | 99% | 0 | 0% | 99% | 0 | 0% | 99% | 0 | 0% | 99% | 0 | 0% | 62.95% | 0 | 0% | 48.58% | 0 | 0% | 48.58% | 0 | 0% | 48.58% | 0 | 0 | 0% | 2.507% | 0 | 0% | 2.507% | 0 | 0% | 2.507% | 0 | 0% | 0.3046% | 0 | 0% | 0.3046% | 0 | 0% | 0.3046% | 0 | 0% | 0.8411% | 0 | 0% | 0.8411% | 0 | 0% | 0.8411% | 0 | 0% | 0.8693% | 0 | 0% | 0.8693% | 0 | 0% | 0.8693% | 0 | 0% | 6.321% | 0 | 0% | 6.321% | 0 | 0% | 6.321% | 0 | 0% | 0.6748% | 0 | 0% | 0.6748% | 0 | 0% | 0.6748% | 0 |  |  |  | 0% | 11.8% | 0 | 0% | 11.8% | 0 | 0% | 11.8% | 0 | 0% | 0.3582% | 0 | 0% | 0.3582% | 0 | 0% | 0.3582% | 0 | 0% | 100% | 0 | 0% | 100% | 0 | 0% | 100% | 0 | 0% | 100% | 0 |  |  | 0 |  |  | 0 |  |  | 0
CONTRA COSTA 211521471 | 4.5744e-05 | 0 | 0.015946 | 0 | 0.015946 | 0.0035224 | 0.014235 | 0.0061034 | 0% | 99% | 0 | 0% | 99% | 0 | 0% | 99% | 0 | 0% | 99% | 0 | 0% | 64.69% | 0 | 0% | 51.19% | 0 | 0% | 51.19% | 0 | 0% | 51.19% | 0 | 0 | 0% | 3.36% | 0 | 0% | 3.36% | 0 | 0% | 3.36% | 0 | 0% | 0.3697% | 0 | 0% | 0.3697% | 0 | 0% | 0.3697% | 0 | 0% | 0.9043% | 0 | 0% | 0.9043% | 0 | 0% | 0.9043% | 0 | 0% | 0.938% | 0 | 95.16% | 0.938% | 0.00014233 | 0% | 0.938% | 0 | 0% | 6.776% | 0 | 0% | 6.776% | 0 | 0% | 6.776% | 0 | 0% | 0.4585% | 0 | 0% | 0.4585% | 0 | 0% | 0.4585% | 0 |  |  |  | 0% | 11.8% | 0 | 0% | 11.8% | 0 | 0% | 11.8% | 0 | 0% | 0.3645% | 0 | 0% | 0.3645% | 0 | 0% | 0.3645% | 0 | 0% | 100% | 0 | 0% | 100% | 0 | 0% | 100% | 0 | 0% | 100% | 0 |  |  | 0 |  |  | 0 |  |  | 0
RESEARCH 2102CB | 4.0093e-05 | 0 | 0.0043978 | 0 | 0.0043978 | 0.0006335 | 0.004388 | 0.0015596 | 0% | 99% | 0 | 0% | 99% | 0 | 0% | 99% | 0 | 0% | 99% | 0 | 0% | 63.94% | 0 | 0% | 49.23% | 0 | 0% | 49.23% | 0 | 0% | 49.23% | 0 | 0 | 0% | 3.273% | 0 | 0% | 3.273% | 0 | 0% | 3.273% | 0 | 0% | 0.3947% | 0 | 0% | 0.3947% | 0 | 0% | 0.3947% | 0 | 0% | 0.9605% | 0 | 0% | 0.9605% | 0 | 0% | 0.9605% | 0 | 0% | 1.008% | 0 | 39.54% | 1.008% | 1.7536e-05 | 0% | 1.008% | 0 | 0% | 7.237% | 0 | 0% | 7.237% | 0 | 0% | 7.237% | 0 | 0% | 0.3249% | 0 | 0% | 0.3249% | 0 | 0% | 0.3249% | 0 |  |  |  | 0% | 11.8% | 0 | 0% | 11.8% | 0 | 0% | 11.8% | 0 | 0% | 0.3554% | 0 | 0% | 0.3554% | 0 | 0% | 0.3554% | 0 | 0% | 100% | 0 | 0% | 100% | 0 | 0% | 100% | 0 | 0% | 100% | 0 |  |  | 0 |  |  | 0 |  |  | 0
SAN RAMON 2105CB | 6.8182e-05 | 0 | 0.047659 | 0 | 0.047659 | 0.006054 | 0.045273 | 0.020005 | 0% | 99% | 0 | 0% | 99% | 0 | 0% | 99% | 0 | 0% | 99% | 0 | 0% | 65.02% | 0 | 0% | 50.05% | 0 | 0% | 50.05% | 0 | 0% | 50.05% | 0 | 0 | 0% | 3.712% | 0 | 0% | 3.712% | 0 | 0% | 3.712% | 0 | 0% | 0.4287% | 0 | 0% | 0.4287% | 0 | 0% | 0.4287% | 0 | 0% | 0.9325% | 0 | 0% | 0.9325% | 0 | 0% | 0.9325% | 0 | 0% | 1.002% | 0 | 1.765% | 1.002% | 8.4289e-06 | 0% | 1.002% | 0 | 0% | 7.067% | 0 | 0% | 7.067% | 0 | 0% | 7.067% | 0 | 0% | 0.3007% | 0 | 0% | 0.3007% | 0 | 0% | 0.3007% | 0 |  |  |  | 0% | 11.8% | 0 | 0% | 11.8% | 0 | 0% | 11.8% | 0 | 0% | 0.3661% | 0 | 0% | 0.3661% | 0 | 0% | 0.3661% | 0 | 0% | 100% | 0 | 0% | 100% | 0 | 0% | 100% | 0 | 0% | 100% | 0 |  |  | 0 |  |  | 0 |  |  | 0
DALY CITY 110415369 | 4.4861e-05 | 0 | 0.017193 | 0 | 0.017193 | 0.0048519 | 0.018009 | 0.0028833 | 0% | 99% | 0 | 0% | 99% | 0 | 0% | 99% | 0 | 0% | 99% | 0 | 0% | 63.97% | 0 | 0% | 50.22% | 0 | 0% | 50.22% | 0 | 0% | 50.22% | 0 | 0 | 0% | 4.379% | 0 | 0% | 4.379% | 0 | 0% | 4.379% | 0 | 0% | 0.4763% | 0 | 0% | 0.4763% | 0 | 0% | 0.4763% | 0 | 0% | 1.075% | 0 | 0% | 1.075% | 0 | 0% | 1.075% | 0 | 0% | 1.145% | 0 | 99.12% | 1.145% | 0.0001951 | 0% | 1.145% | 0 | 0% | 8.12% | 0 | 0% | 8.12% | 0 | 0% | 8.12% | 0 | 0% | 0.9432% | 0 | 0% | 0.9432% | 0 | 0% | 0.9432% | 0 |  |  |  | 0% | 11.8% | 0 | 0% | 11.8% | 0 | 0% | 11.8% | 0 | 0% | 0.3685% | 0 | 0% | 0.3685% | 0 | 0% | 0.3685% | 0 | 0% | 100% | 0 | 0% | 100% | 0 | 0% | 100% | 0 | 0% | 100% | 0 |  |  | 0 |  |  | 0 |  |  | 0
LAKEWOOD 110492910 | 3.3673e-05 | 0 | 0.040071 | 0 | 0.040071 | 0.020232 | 0.028993 | 0.010786 | 0% | 99% | 0 | 0% | 99% | 0 | 0% | 99% | 0 | 0% | 99% | 0 | 0% | 63.69% | 0 | 0% | 49.89% | 0 | 0% | 49.89% | 0 | 0% | 49.89% | 0 | 0 | 0% | 2.617% | 0 | 0% | 2.617% | 0 | 0% | 2.617% | 0 | 0% | 0.279% | 0 | 0% | 0.279% | 0 | 0% | 0.279% | 0 | 0% | 0.7343% | 0 | 0% | 0.7343% | 0 | 0% | 0.7343% | 0 | 0% | 0.7371% | 0 | 0% | 0.7371% | 0 | 0% | 0.7371% | 0 | 0% | 5.441% | 0 | 0% | 5.441% | 0 | 0% | 5.441% | 0 | 0% | 1.268% | 0 | 0% | 1.268% | 0 | 0% | 1.268% | 0 |  |  |  | 0% | 11.8% | 0 | 0% | 11.8% | 0 | 0% | 11.8% | 0 | 0% | 0.3666% | 0 | 0% | 0.3666% | 0 | 0% | 0.3666% | 0 | 0% | 100% | 0 | 0% | 100% | 0 | 0% | 100% | 0 | 0% | 100% | 0 |  |  | 0 |  |  | 0 |  |  | 0
BAY MEADOWS 1106CB | 6.4439e-05 | 0 | 0.0029879 | 0 | 0.0029879 | 0.00027434 | 0.0027219 | 0.00148 | 0% | 99% | 0 | 0% | 99% | 0 | 0% | 99% | 0 | 0% | 99% | 0 | 0% | 65.07% | 0 | 0% | 51.34% | 0 | 0% | 51.34% | 0 | 0% | 51.34% | 0 | 0 | 0% | 2.947% | 0 | 0% | 2.947% | 0 | 0% | 2.947% | 0 | 0% | 0.3515% | 0 | 0% | 0.3515% | 0 | 0% | 0.3515% | 0 | 0% | 0.8788% | 0 | 0% | 0.8788% | 0 | 0% | 0.8788% | 0 | 86.16% | 0.9164% | 2.3589e-05 | 0% | 0.9164% | 0 | 0% | 0.9164% | 0 | 0% | 6.612% | 0 | 0% | 6.612% | 0 | 0% | 6.612% | 0 | 0% | 0.3001% | 0 | 0% | 0.3001% | 0 | 0% | 0.3001% | 0 |  |  |  | 0% | 11.8% | 0 | 0% | 11.8% | 0 | 0% | 11.8% | 0 | 0% | 0.3584% | 0 | 0% | 0.3584% | 0 | 0% | 0.3584% | 0 | 0% | 100% | 0 | 0% | 100% | 0 | 0% | 100% | 0 | 0% | 100% | 0 |  |  | 0 |  |  | 0 |  |  | 0
CLAYTON 2212523764 | 4.6877e-05 | 0.024911 | 0.0025137 | 0.0023634 | 0.0048771 | 0.00079907 | 0.0021113 | 0.00085551 | 0% | 99% | 0 | 0% | 99% | 0 | 0% | 99% | 0 | 0% | 99% | 0 | 0% | 65.18% | 0 | 0% | 50.65% | 0 | 0% | 50.65% | 0 | 0% | 50.65% | 0 | 0.0023634 | 0% | 3.94% | 0 | 0% | 3.94% | 0 | 0% | 3.94% | 0 | 0% | 0.4236% | 0 | 0% | 0.4236% | 0 | 0% | 0.4236% | 0 | 0% | 0.8497% | 0 | 0% | 0.8497% | 0 | 0% | 0.8497% | 0 | 0% | 0.8993% | 0 | 0% | 0.8993% | 0 | 16.83% | 0.8993% | 3.8042e-06 | 0% | 6.371% | 0 | 0% | 6.371% | 0 | 0% | 6.371% | 0 | 0% | 0.622% | 0 | 0% | 0.622% | 0 | 0% | 0.622% | 0 |  |  |  | 0% | 11.8% | 0 | 0% | 11.8% | 0 | 0% | 11.8% | 0 | 55.56% | 0.3717% | 5.1908e-06 | 0% | 0.3717% | 0 | 0% | 0.3717% | 0 | 0% | 100% | 0 | 0% | 100% | 0 | 0% | 100% | 0 | 0% | 100% | 0 |  |  | 0 |  |  | 0 |  |  | 0
LODI 110164912 | 4.3441e-05 | 0 | 0.012125 | 0 | 0.012125 | 0.0048864 | 0.0083822 | 0.0048962 | 0% | 99% | 0 | 0% | 99% | 0 | 0% | 99% | 0 | 0% | 99% | 0 | 0% | 65.18% | 0 | 0% | 50.94% | 0 | 0% | 50.94% | 0 | 0% | 50.94% | 0 | 0 | 0% | 2.571% | 0 | 0% | 2.571% | 0 | 0% | 2.571% | 0 | 0% | 0.2818% | 0 | 0% | 0.2818% | 0 | 0% | 0.2818% | 0 | 0% | 0.6952% | 0 | 0% | 0.6952% | 0 | 0% | 0.6952% | 0 | 0% | 0.7174% | 0 | 0% | 0.7174% | 0 | 100% | 0.7174% | 8.6981e-05 | 0% | 5.198% | 0 | 0% | 5.198% | 0 | 0% | 5.198% | 0 | 0% | 1.176% | 0 | 0% | 1.176% | 0 | 0% | 1.176% | 0 |  |  |  | 0% | 11.8% | 0 | 0% | 11.8% | 0 | 0% | 11.8% | 0 | 0% | 0.3712% | 0 | 0% | 0.3712% | 0 | 0% | 0.3712% | 0 | 0% | 100% | 0 | 0% | 100% | 0 | 0% | 100% | 0 | 0% | 100% | 0 |  |  | 0 |  |  | 0 |  |  | 0
WEST SACRAMENTO 1109CB | 3.5549e-05 | 0 | 0.081592 | 0 | 0.081592 | 0.031997 | 0.06652 | 0.023723 | 0% | 99% | 0 | 0% | 99% | 0 | 0% | 99% | 0 | 0% | 99% | 0 | 0% | 62.92% | 0 | 0% | 48.58% | 0 | 0% | 48.58% | 0 | 0% | 48.58% | 0 | 0 | 0% | 2.249% | 0 | 0% | 2.249% | 0 | 0% | 2.249% | 0 | 0% | 0.2712% | 0 | 0% | 0.2712% | 0 | 0% | 0.2712% | 0 | 0% | 0.79% | 0 | 0% | 0.79% | 0 | 0% | 0.79% | 0 | 0% | 0.8006% | 0 | 0% | 0.8006% | 0 | 0% | 0.8006% | 0 | 0% | 5.899% | 0 | 0% | 5.899% | 0 | 0% | 5.899% | 0 | 0% | 1.116% | 0 | 0% | 1.116% | 0 | 0% | 1.116% | 0 |  |  |  | 0% | 11.8% | 0 | 0% | 11.8% | 0 | 0% | 11.8% | 0 | 0% | 0.3577% | 0 | 0% | 0.3577% | 0 | 0% | 0.3577% | 0 | 0% | 100% | 0 | 0% | 100% | 0 | 0% | 100% | 0 | 0% | 100% | 0 |  |  | 0 |  |  | 0 |  |  | 0
MORRO BAY 11013487 | 1.9307e-06 | 0 | 0.00059433 | 0 | 0.00059433 | 0 | 0.00089048 | 0 | 0% | 99% | 0 | 0% | 99% | 0 | 0% | 99% | 0 | 0% | 99% | 0 | 0% | 39.89% | 0 | 0% | 43.47% | 0 | 0% | 43.47% | 0 | 0% | 43.47% | 0 | 0 | 0% | 2.007% | 0 | 0% | 2.007% | 0 | 0% | 2.007% | 0 | 0% | 0% | 0 | 0% | 0% | 0 | 0% | 0% | 0 | 0% | 1.577% | 0 | 0% | 1.577% | 0 | 2.452% | 1.577% | 2.2984e-07 | 57.03% | 0.9682% | 3.2819e-06 | 2.452% | 0.9682% | 1.4108e-07 | 0% | 0.9682% | 0 | 0% | 10.22% | 0 | 0% | 10.22% | 0 | 0% | 10.22% | 0 | 0% | 0.005604% | 0 | 0% | 0.005604% | 0 | 0% | 0.005604% | 0 |  |  |  | 0% | 11.8% | 0 | 0% | 11.8% | 0 | 0% | 11.8% | 0 | 0% | 0.2117% | 0 | 0% | 0.2117% | 0 | 0% | 0.2117% | 0 | 0% | 100% | 0 | 0% | 100% | 0 | 0% | 100% | 0 | 0% | 100% | 0 |  |  | 0 |  |  | 0 |  |  | 0
LEMOORE 1102CB | 4.0066e-05 | 0 | 0.01121 | 0 | 0.01121 | 0.0018035 | 0.010927 | 0.0040657 | 0% | 99% | 0 | 0% | 99% | 0 | 0% | 99% | 0 | 0% | 99% | 0 | 0% | 61.27% | 0 | 0% | 47.85% | 0 | 0% | 47.85% | 0 | 0% | 47.85% | 0 | 0 | 0% | 2.707% | 0 | 0% | 2.707% | 0 | 0% | 2.707% | 0 | 0% | 0.3108% | 0 | 0% | 0.3108% | 0 | 0% | 0.3108% | 0 | 0% | 0.9766% | 0 | 0% | 0.9766% | 0 | 0% | 0.9766% | 0 | 0% | 1.003% | 0 | 0% | 1.003% | 0 | 0.913% | 1.003% | 1.0271e-06 | 0% | 7.356% | 0 | 0% | 7.356% | 0 | 0% | 7.356% | 0 | 0% | 0.4728% | 0 | 0% | 0.4728% | 0 | 0% | 0.4728% | 0 |  |  |  | 0% | 11.8% | 0 | 0% | 11.8% | 0 | 0% | 11.8% | 0 | 0% | 0.358% | 0 | 0% | 0.358% | 0 | 0% | 0.358% | 0 | 0% | 100% | 0 | 0% | 100% | 0 | 0% | 100% | 0 | 0% | 100% | 0 |  |  | 0 |  |  | 0 |  |  | 0
LEMOORE 1101CB | 5.6013e-05 | 0 | 0.011044 | 0 | 0.011044 | 0.0011409 | 0.011045 | 0.0043675 | 0% | 99% | 0 | 0% | 99% | 0 | 0% | 99% | 0 | 0% | 99% | 0 | 0% | 60.66% | 0 | 0% | 46.17% | 0 | 0% | 46.17% | 0 | 0% | 46.17% | 0 | 0 | 0% | 2.654% | 0 | 0% | 2.654% | 0 | 0% | 2.654% | 0 | 0% | 0.3175% | 0 | 0% | 0.3175% | 0 | 0% | 0.3175% | 0 | 0% | 0.9933% | 0 | 0% | 0.9933% | 0 | 0% | 0.9933% | 0 | 0% | 1.047% | 0 | 0% | 1.047% | 0 | 0% | 1.047% | 0 | 0% | 7.572% | 0 | 0% | 7.572% | 0 | 0% | 7.572% | 0 | 0% | 0.3137% | 0 | 0% | 0.3137% | 0 | 0% | 0.3137% | 0 |  |  |  | 0% | 11.8% | 0 | 0% | 11.8% | 0 | 0% | 11.8% | 0 | 0% | 0.362% | 0 | 0% | 0.362% | 0 | 0% | 0.362% | 0 | 0% | 100% | 0 | 0% | 100% | 0 | 0% | 100% | 0 | 0% | 100% | 0 |  |  | 0 |  |  | 0 |  |  | 0
MALAGA 1107CB | 4.9086e-05 | 0 | 0.019047 | 0 | 0.019047 | 0.002746 | 0.014951 | 0.010856 | 0% | 99% | 0 | 0% | 99% | 0 | 0% | 99% | 0 | 0% | 99% | 0 | 0% | 64.51% | 0 | 0% | 50.68% | 0 | 0% | 50.68% | 0 | 0% | 50.68% | 0 | 0 | 0% | 2.891% | 0 | 0% | 2.891% | 0 | 0% | 2.891% | 0 | 0% | 0.3184% | 0 | 0% | 0.3184% | 0 | 0% | 0.3184% | 0 | 0% | 0.7904% | 0 | 0% | 0.7904% | 0 | 0% | 0.7904% | 0 | 30.72% | 0.8237% | 4.8189e-05 | 6.443% | 0.8237% | 1.0108e-05 | 0% | 0.8237% | 0 | 0% | 5.941% | 0 | 0% | 5.941% | 0 | 0% | 5.941% | 0 | 0% | 0.4532% | 0 | 0% | 0.4532% | 0 | 0% | 0.4532% | 0 |  |  |  | 0% | 11.8% | 0 | 0% | 11.8% | 0 | 0% | 11.8% | 0 | 0% | 0.3695% | 0 | 0% | 0.3695% | 0 | 0% | 0.3695% | 0 | 0% | 100% | 0 | 0% | 100% | 0 | 0% | 100% | 0 | 0% | 100% | 0 |  |  | 0 |  |  | 0 |  |  | 0
WEEDPATCH 11031672 | 5.0475e-05 | 0 | 0.030807 | 0 | 0.030807 | 0.0054743 | 0.032095 | 0.0086142 | 0% | 99% | 0 | 0% | 99% | 0 | 0% | 99% | 0 | 0% | 99% | 0 | 0% | 61.61% | 0 | 0% | 49.29% | 0 | 0% | 49.29% | 0 | 0% | 49.29% | 0 | 0 | 0% | 2.632% | 0 | 0% | 2.632% | 0 | 0% | 2.632% | 0 | 0% | 0.3074% | 0 | 0% | 0.3074% | 0 | 0% | 0.3074% | 0 | 0% | 1.056% | 0 | 0% | 1.056% | 0 | 0% | 1.056% | 0 | 100% | 1.076% | 0.00033155 | 0% | 1.076% | 0 | 0% | 1.076% | 0 | 0% | 7.934% | 0 | 0% | 7.934% | 0 | 0% | 7.934% | 0 | 0% | 0.3848% | 0 | 0% | 0.3848% | 0 | 0% | 0.3848% | 0 |  |  |  | 0% | 11.8% | 0 | 0% | 11.8% | 0 | 0% | 11.8% | 0 | 0% | 0.3533% | 0 | 0% | 0.3533% | 0 | 0% | 0.3533% | 0 | 0% | 100% | 0 | 0% | 100% | 0 | 0% | 100% | 0 | 0% | 100% | 0 |  |  | 0 |  |  | 0 |  |  | 0
WEST FRESNO 1104CB | 5.138e-05 | 0 | 0.023655 | 0 | 0.023655 | 0.0044517 | 0.020477 | 0.010537 | 0% | 99% | 0 | 0% | 99% | 0 | 0% | 99% | 0 | 0% | 99% | 0 | 0% | 62.92% | 0 | 0% | 49.24% | 0 | 0% | 49.24% | 0 | 0% | 49.24% | 0 | 0 | 0% | 2.62% | 0 | 0% | 2.62% | 0 | 0% | 2.62% | 0 | 0% | 0.3002% | 0 | 0% | 0.3002% | 0 | 0% | 0.3002% | 0 | 0% | 0.8666% | 0 | 0% | 0.8666% | 0 | 0% | 0.8666% | 0 | 57.26% | 0.8936% | 0.00012103 | 0% | 0.8936% | 0 | 0% | 0.8936% | 0 | 0% | 6.517% | 0 | 0% | 6.517% | 0 | 0% | 6.517% | 0 | 0% | 0.5687% | 0 | 0% | 0.5687% | 0 | 0% | 0.5687% | 0 |  |  |  | 0% | 11.8% | 0 | 0% | 11.8% | 0 | 0% | 11.8% | 0 | 0% | 0.363% | 0 | 0% | 0.363% | 0 | 0% | 0.363% | 0 | 0% | 100% | 0 | 0% | 100% | 0 | 0% | 100% | 0 | 0% | 100% | 0 |  |  | 0 |  |  | 0 |  |  | 0
PAUL SWEET 210110716 | 3.6114e-05 | 0 | 0.0047822 | 0 | 0.0047822 | 0.0019745 | 0.0037066 | 0.0014894 | 0% | 99% | 0 | 0% | 99% | 0 | 0% | 99% | 0 | 0% | 99% | 0 | 0% | 64.67% | 0 | 0% | 50.82% | 0 | 0% | 50.82% | 0 | 0% | 50.82% | 0 | 0 | 0% | 2.811% | 0 | 0% | 2.811% | 0 | 0% | 2.811% | 0 | 0% | 0.3072% | 0 | 0% | 0.3072% | 0 | 0% | 0.3072% | 0 | 0% | 0.7856% | 0 | 0% | 0.7856% | 0 | 0% | 0.7856% | 0 | 0% | 0.8136% | 0 | 97.46% | 0.8136% | 3.792e-05 | 2.538% | 0.8136% | 9.8743e-07 | 0% | 5.891% | 0 | 0% | 5.891% | 0 | 0% | 5.891% | 0 | 0% | 1.224% | 0 | 0% | 1.224% | 0 | 0% | 1.224% | 0 |  |  |  | 0% | 11.8% | 0 | 0% | 11.8% | 0 | 0% | 11.8% | 0 | 0% | 0.3695% | 0 | 0% | 0.3695% | 0 | 0% | 0.3695% | 0 | 0% | 100% | 0 | 0% | 100% | 0 | 0% | 100% | 0 | 0% | 100% | 0 |  |  | 0 |  |  | 0 |  |  | 0
BELLE HAVEN 1104CB | 4.2468e-05 | 0 | 0.021809 | 0 | 0.021809 | 0.0085845 | 0.017613 | 0.0065091 | 0% | 99% | 0 | 0% | 99% | 0 | 0% | 99% | 0 | 0% | 99% | 0 | 0% | 63.97% | 0 | 0% | 50.14% | 0 | 0% | 50.14% | 0 | 0% | 50.14% | 0 | 0 | 0% | 2.726% | 0 | 0% | 2.726% | 0 | 0% | 2.726% | 0 | 0% | 0.3012% | 0 | 0% | 0.3012% | 0 | 0% | 0.3012% | 0 | 0% | 0.809% | 0 | 0% | 0.809% | 0 | 0% | 0.809% | 0 | 0% | 0.8239% | 0 | 45.38% | 0.8239% | 8.1546e-05 | 54.41% | 0.8239% | 9.7768e-05 | 0% | 6.036% | 0 | 0% | 6.036% | 0 | 0% | 6.036% | 0 | 0% | 1.093% | 0 | 0% | 1.093% | 0 | 0% | 1.093% | 0 |  |  |  | 0% | 11.8% | 0 | 0% | 11.8% | 0 | 0% | 11.8% | 0 | 0% | 0.3639% | 0 | 0% | 0.3639% | 0 | 0% | 0.3639% | 0 | 0% | 100% | 0 | 0% | 100% | 0 | 0% | 100% | 0 | 0% | 100% | 0 |  |  | 0 |  |  | 0 |  |  | 0
JARVIS 1111MR122 | 3.0871e-05 | 0 | 0.022014 | 0 | 0.022014 | 0.0088183 | 0.01805 | 0.0061455 | 0% | 99% | 0 | 0% | 99% | 0 | 0% | 99% | 0 | 0% | 99% | 0 | 0% | 63.68% | 0 | 0% | 49.83% | 0 | 0% | 49.83% | 0 | 0% | 49.83% | 0 | 0 | 0% | 3.023% | 0 | 0% | 3.023% | 0 | 0% | 3.023% | 0 | 0% | 0.3259% | 0 | 0% | 0.3259% | 0 | 0% | 0.3259% | 0 | 0% | 0.8309% | 0 | 0% | 0.8309% | 0 | 0% | 0.8309% | 0 | 0% | 0.8486% | 0 | 0% | 0.8486% | 0 | 0% | 0.8486% | 0 | 0% | 6.194% | 0 | 0% | 6.194% | 0 | 0% | 6.194% | 0 | 0% | 0.886% | 0 | 0% | 0.886% | 0 | 0% | 0.886% | 0 |  |  |  | 0% | 11.8% | 0 | 0% | 11.8% | 0 | 0% | 11.8% | 0 | 0% | 0.3655% | 0 | 0% | 0.3655% | 0 | 0% | 0.3655% | 0 | 0% | 100% | 0 | 0% | 100% | 0 | 0% | 100% | 0 | 0% | 100% | 0 |  |  | 0 |  |  | 0 |  |  | 0
FORT BRAGG A 1101CB | 3.8505e-05 | 0.0072987 | 0.044178 | 0 | 0.044178 | 0.0087022 | 0.047878 | 0.0096947 | 0% | 99% | 0 | 0% | 99% | 0 | 0% | 99% | 0 | 0% | 99% | 0 | 0% | 62.78% | 0 | 0% | 49.52% | 0 | 0% | 49.52% | 0 | 0% | 49.52% | 0 | 0 | 0% | 3.813% | 0 | 0% | 3.813% | 0 | 0% | 3.813% | 0 | 0% | 0.4298% | 0 | 0% | 0.4298% | 0 | 0% | 0.4298% | 0 | 0% | 1.099% | 0 | 0.9004% | 1.099% | 4.3722e-06 | 0% | 1.099% | 0 | 0.9004% | 1.168% | 4.6468e-06 | 0% | 1.168% | 0 | 0% | 1.168% | 0 | 0% | 8.332% | 0 | 0% | 8.332% | 0 | 0% | 8.332% | 0 | 0% | 0.8158% | 0 | 0% | 0.8158% | 0 | 0% | 0.8158% | 0 |  |  |  | 0% | 11.8% | 0 | 0% | 11.8% | 0 | 0% | 11.8% | 0 | 55.56% | 0.3641% | 8.9361e-05 | 0% | 0.3641% | 0 | 0% | 0.3641% | 0 | 0% | 100% | 0 | 0% | 100% | 0 | 0% | 100% | 0 | 0% | 100% | 0 |  |  | 0 |  |  | 0 |  |  | 0
LLAGAS 2103XR286 | 4.2007e-05 | 0 | 0.010997 | 0 | 0.010997 | 0.0021534 | 0.0084743 | 0.0058705 | 0% | 99% | 0 | 0% | 99% | 0 | 0% | 99% | 0 | 0% | 99% | 0 | 0% | 65.74% | 0 | 0% | 51.6% | 0 | 0% | 51.6% | 0 | 0% | 51.6% | 0 | 0 | 0% | 2.893% | 0 | 0% | 2.893% | 0 | 0% | 2.893% | 0 | 0% | 0.3224% | 0 | 0% | 0.3224% | 0 | 0% | 0.3224% | 0 | 0% | 0.768% | 0 | 0% | 0.768% | 0 | 0% | 0.768% | 0 | 100% | 0.7997% | 8.794e-05 | 0% | 0.7997% | 0 | 0% | 0.7997% | 0 | 0% | 5.758% | 0 | 0% | 5.758% | 0 | 0% | 5.758% | 0 | 0% | 0.5283% | 0 | 0% | 0.5283% | 0 | 0% | 0.5283% | 0 |  |  |  | 0% | 11.8% | 0 | 0% | 11.8% | 0 | 0% | 11.8% | 0 | 0% | 0.3684% | 0 | 0% | 0.3684% | 0 | 0% | 0.3684% | 0 | 0% | 100% | 0 | 0% | 100% | 0 | 0% | 100% | 0 | 0% | 100% | 0 |  |  | 0 |  |  | 0 |  |  | 0
MOUNTAIN VIEW 1109CB | 3.4108e-05 | 0 | 0.041957 | 0 | 0.041957 | 0.02134 | 0.030273 | 0.01134 | 0% | 99% | 0 | 0% | 99% | 0 | 0% | 99% | 0 | 0% | 99% | 0 | 0% | 64.15% | 0 | 0% | 50.02% | 0 | 0% | 50.02% | 0 | 0% | 50.02% | 0 | 0 | 0% | 2.354% | 0 | 0% | 2.354% | 0 | 0% | 2.354% | 0 | 0% | 0.257% | 0 | 0% | 0.257% | 0 | 0% | 0.257% | 0 | 0% | 0.7308% | 0 | 0% | 0.7308% | 0 | 0% | 0.7308% | 0 | 0% | 0.74% | 0 | 0% | 0.74% | 0 | 59.87% | 0.74% | 0.0001859 | 0% | 5.446% | 0 | 0% | 5.446% | 0 | 0% | 5.446% | 0 | 0% | 1.351% | 0 | 0% | 1.351% | 0 | 0% | 1.351% | 0 |  |  |  | 0% | 11.8% | 0 | 0% | 11.8% | 0 | 0% | 11.8% | 0 | 0% | 0.3677% | 0 | 0% | 0.3677% | 0 | 0% | 0.3677% | 0 | 0% | 100% | 0 | 0% | 100% | 0 | 0% | 100% | 0 | 0% | 100% | 0 |  |  | 0 |  |  | 0 |  |  | 0
BELL 1110CB | 4.7277e-05 | 0 | 0.026554 | 0 | 0.026554 | 0.0061529 | 0.020717 | 0.012979 | 0% | 99% | 0 | 0% | 99% | 0 | 0% | 99% | 0 | 0% | 99% | 0 | 0% | 64.47% | 0 | 0% | 50.07% | 0 | 0% | 50.07% | 0 | 0% | 50.07% | 0 | 0 | 0% | 2.76% | 0 | 0% | 2.76% | 0 | 0% | 2.76% | 0 | 0% | 0.3107% | 0 | 0% | 0.3107% | 0 | 0% | 0.3107% | 0 | 0% | 0.7803% | 0 | 0% | 0.7803% | 0 | 0% | 0.7803% | 0 | 0% | 0.8216% | 0 | 0% | 0.8216% | 0 | 0% | 0.8216% | 0 | 0% | 5.893% | 0 | 0% | 5.893% | 0 | 0% | 5.893% | 0 | 0% | 0.7054% | 0 | 0% | 0.7054% | 0 | 0% | 0.7054% | 0 |  |  |  | 0% | 11.8% | 0 | 0% | 11.8% | 0 | 0% | 11.8% | 0 | 0% | 0.371% | 0 | 0% | 0.371% | 0 | 0% | 0.371% | 0 | 0% | 100% | 0 | 0% | 100% | 0 | 0% | 100% | 0 | 0% | 100% | 0 |  |  | 0 |  |  | 0 |  |  | 0
FAIRMOUNT 0401395180 | 2.5427e-05 | 3.1144 | 0.006381 | 0 | 0.006381 | 0.0012334 | 0.0065426 | 0.0018005 | 0% | 99% | 0 | 0% | 99% | 0 | 0% | 99% | 0 | 0% | 99% | 0 | 0% | 60.08% | 0 | 0% | 49.13% | 0 | 0% | 49.13% | 0 | 0% | 49.13% | 0 | 0 | 0% | 3.139% | 0 | 0% | 3.139% | 0 | 0% | 3.139% | 0 | 0% | 0.3212% | 0 | 0% | 0.3212% | 0 | 0% | 0.3212% | 0 | 0% | 1.041% | 0 | 0% | 1.041% | 0 | 0% | 1.041% | 0 | 0% | 0.9856% | 0 | 0% | 0.9856% | 0 | 98.29% | 0.9856% | 6.1812e-05 | 0% | 7.585% | 0 | 0% | 7.585% | 0 | 0% | 7.585% | 0 | 0% | 0.5568% | 0 | 0% | 0.5568% | 0 | 0% | 0.5568% | 0 |  |  |  | 0% | 11.8% | 0 | 0% | 11.8% | 0 | 0% | 11.8% | 0 | 0% | 0.3408% | 0 | 0% | 0.3408% | 0 | 0% | 0.3408% | 0 | 0% | 100% | 0 | 0% | 100% | 0 | 0% | 100% | 0 | 0% | 100% | 0 |  |  | 0 |  |  | 0 |  |  | 0
MISSION (X) 1108991594 | 3.3273e-05 | 0 | 0.0072161 | 0 | 0.0072161 | 0.00086633 | 0.008981 | 0.00098368 | 0% | 99% | 0 | 0% | 99% | 0 | 0% | 99% | 0 | 0% | 99% | 0 | 0% | 60.79% | 0 | 0% | 48.22% | 0 | 0% | 48.22% | 0 | 0% | 48.22% | 0 | 0 | 0% | 4.533% | 0 | 0% | 4.533% | 0 | 0% | 4.533% | 0 | 0% | 0.4936% | 0 | 0% | 0.4936% | 0 | 0% | 0.4936% | 0 | 0% | 1.274% | 0 | 0% | 1.274% | 0 | 0% | 1.274% | 0 | 0% | 1.325% | 0 | 0% | 1.325% | 0 | 0% | 1.325% | 0 | 0% | 9.579% | 0 | 0% | 9.579% | 0 | 0% | 9.579% | 0 | 0% | 0.4975% | 0 | 0% | 0.4975% | 0 | 0% | 0.4975% | 0 |  |  |  | 0% | 11.8% | 0 | 0% | 11.8% | 0 | 0% | 11.8% | 0 | 0% | 0.3556% | 0 | 0% | 0.3556% | 0 | 0% | 0.3556% | 0 | 0% | 100% | 0 | 0% | 100% | 0 | 0% | 100% | 0 | 0% | 100% | 0 |  |  | 0 |  |  | 0 |  |  | 0
LAS POSITAS 2110CB | 6.5914e-05 | 0 | 0.017887 | 0 | 0.017887 | 0.00095182 | 0.016005 | 0.0098914 | 0% | 99% | 0 | 0% | 99% | 0 | 0% | 99% | 0 | 0% | 99% | 0 | 0% | 65.45% | 0 | 0% | 51.08% | 0 | 0% | 51.08% | 0 | 0% | 51.08% | 0 | 0 | 0% | 3.333% | 0 | 0% | 3.333% | 0 | 0% | 3.333% | 0 | 0% | 0.3817% | 0 | 0% | 0.3817% | 0 | 0% | 0.3817% | 0 | 0% | 0.8827% | 0 | 0% | 0.8827% | 0 | 0% | 0.8827% | 0 | 65.41% | 0.9392% | 0.00010988 | 0% | 0.9392% | 0 | 0% | 0.9392% | 0 | 0% | 6.679% | 0 | 0% | 6.679% | 0 | 0% | 6.679% | 0 | 0% | 0.1793% | 0 | 0% | 0.1793% | 0 | 0% | 0.1793% | 0 |  |  |  | 0% | 11.8% | 0 | 0% | 11.8% | 0 | 0% | 11.8% | 0 | 0% | 0.3669% | 0 | 0% | 0.3669% | 0 | 0% | 0.3669% | 0 | 0% | 100% | 0 | 0% | 100% | 0 | 0% | 100% | 0 | 0% | 100% | 0 |  |  | 0 |  |  | 0 |  |  | 0
MEADOW LANE 2103C510R | 5.2838e-05 | 0 | 0.05376 | 0 | 0.05376 | 0.023527 | 0.040468 | 0.016711 | 0% | 99% | 0 | 0% | 99% | 0 | 0% | 99% | 0 | 0% | 99% | 0 | 0% | 65.01% | 0 | 0% | 50.28% | 0 | 0% | 50.28% | 0 | 0% | 50.28% | 0 | 0 | 0% | 2.839% | 0 | 0% | 2.839% | 0 | 0% | 2.839% | 0 | 0% | 0.3145% | 0 | 0% | 0.3145% | 0 | 0% | 0.3145% | 0 | 0% | 0.7585% | 0 | 0% | 0.7585% | 0 | 0% | 0.7585% | 0 | 0% | 0.7944% | 0 | 0% | 0.7944% | 0 | 0% | 0.7944% | 0 | 0% | 5.704% | 0 | 0% | 5.704% | 0 | 0% | 5.704% | 0 | 0% | 0.761% | 0 | 0% | 0.761% | 0 | 0% | 0.761% | 0 |  |  |  | 0% | 11.8% | 0 | 0% | 11.8% | 0 | 0% | 11.8% | 0 | 0% | 0.3716% | 0 | 0% | 0.3716% | 0 | 0% | 0.3716% | 0 | 0% | 100% | 0 | 0% | 100% | 0 | 0% | 100% | 0 | 0% | 100% | 0 |  |  | 0 |  |  | 0 |  |  | 0
SONOMA 1103CB | 3.921e-05 | 0 | 0.015435 | 0 | 0.015435 | 0.0077646 | 0.011403 | 0.0040062 | 0% | 99% | 0 | 0% | 99% | 0 | 0% | 99% | 0 | 0% | 99% | 0 | 0% | 63.98% | 0 | 0% | 50.02% | 0 | 0% | 50.02% | 0 | 0% | 50.02% | 0 | 0 | 0% | 2.932% | 0 | 0% | 2.932% | 0 | 0% | 2.932% | 0 | 0% | 0.314% | 0 | 0% | 0.314% | 0 | 0% | 0.314% | 0 | 0% | 0.7492% | 0 | 0% | 0.7492% | 0 | 0% | 0.7492% | 0 | 0% | 0.7719% | 0 | 0% | 0.7719% | 0 | 0% | 0.7719% | 0 | 0% | 5.591% | 0 | 0% | 5.591% | 0 | 0% | 5.591% | 0 | 0% | 1.697% | 0 | 0% | 1.697% | 0 | 0% | 1.697% | 0 |  |  |  | 0% | 11.8% | 0 | 0% | 11.8% | 0 | 0% | 11.8% | 0 | 0% | 0.3709% | 0 | 0% | 0.3709% | 0 | 0% | 0.3709% | 0 | 0% | 100% | 0 | 0% | 100% | 0 | 0% | 100% | 0 | 0% | 100% | 0 |  |  | 0 |  |  | 0 |  |  | 0
MOUNTAIN VIEW 1107LM06 | 3.3674e-05 | 0 | 0.010449 | 0 | 0.010449 | 0.0053884 | 0.0078693 | 0.0024311 | 0% | 99% | 0 | 0% | 99% | 0 | 0% | 99% | 0 | 0% | 99% | 0 | 0% | 62.22% | 0 | 0% | 49.14% | 0 | 0% | 49.14% | 0 | 0% | 49.14% | 0 | 0 | 0% | 2.25% | 0 | 0% | 2.25% | 0 | 0% | 2.25% | 0 | 0% | 0.234% | 0 | 0% | 0.234% | 0 | 0% | 0.234% | 0 | 0% | 0.7642% | 0 | 0% | 0.7642% | 0 | 0% | 0.7642% | 0 | 0% | 0.7296% | 0 | 0% | 0.7296% | 0 | 99.31% | 0.7296% | 7.5713e-05 | 0% | 5.587% | 0 | 0% | 5.587% | 0 | 0% | 5.587% | 0 | 0% | 1.372% | 0 | 0% | 1.372% | 0 | 0% | 1.372% | 0 |  |  |  | 0% | 11.8% | 0 | 0% | 11.8% | 0 | 0% | 11.8% | 0 | 0% | 0.3573% | 0 | 0% | 0.3573% | 0 | 0% | 0.3573% | 0 | 0% | 100% | 0 | 0% | 100% | 0 | 0% | 100% | 0 | 0% | 100% | 0 |  |  | 0 |  |  | 0 |  |  | 0
LOS OSITOS 21017594 | 3.7711e-05 | 0 | 0.016404 | 0 | 0.016404 | 0.00095071 | 0.01698 | 0.0067078 | 0% | 99% | 0 | 0% | 99% | 0 | 0% | 99% | 0 | 0% | 99% | 0 | 0% | 64.41% | 0 | 0% | 51.01% | 0 | 0% | 51.01% | 0 | 0% | 51.01% | 0 | 0 | 0% | 4.304% | 0 | 0% | 4.304% | 0 | 0% | 4.304% | 0 | 0% | 0.4688% | 0 | 0% | 0.4688% | 0 | 0% | 0.4688% | 0 | 0% | 1.055% | 0 | 0% | 1.055% | 0 | 0% | 1.055% | 0 | 0% | 1.122% | 0 | 64.08% | 1.122% | 0.00011798 | 0% | 1.122% | 0 | 0% | 7.966% | 0 | 0% | 7.966% | 0 | 0% | 7.966% | 0 | 0% | 0.2367% | 0 | 0% | 0.2367% | 0 | 0% | 0.2367% | 0 |  |  |  | 0% | 11.8% | 0 | 0% | 11.8% | 0 | 0% | 11.8% | 0 | 0% | 0.3678% | 0 | 0% | 0.3678% | 0 | 0% | 0.3678% | 0 | 0% | 100% | 0 | 0% | 100% | 0 | 0% | 100% | 0 | 0% | 100% | 0 |  |  | 0 |  |  | 0 |  |  | 0
RICHMOND R 1126BR276 | 3.7109e-05 | 0 | 0.010242 | 0 | 0.010242 | 0.0024051 | 0.0084473 | 0.0045314 | 0% | 99% | 0 | 0% | 99% | 0 | 0% | 99% | 0 | 0% | 99% | 0 | 0% | 65.11% | 0 | 0% | 51.4% | 0 | 0% | 51.4% | 0 | 0% | 51.4% | 0 | 0 | 0% | 3.245% | 0 | 0% | 3.245% | 0 | 0% | 3.245% | 0 | 0% | 0.3556% | 0 | 0% | 0.3556% | 0 | 0% | 0.3556% | 0 | 0% | 0.8246% | 0 | 0% | 0.8246% | 0 | 0% | 0.8246% | 0 | 0% | 0.8557% | 0 | 0% | 0.8557% | 0 | 0% | 0.8557% | 0 | 0% | 6.171% | 0 | 0% | 6.171% | 0 | 0% | 6.171% | 0 | 0% | 0.5583% | 0 | 0% | 0.5583% | 0 | 0% | 0.5583% | 0 |  |  |  | 0% | 11.8% | 0 | 0% | 11.8% | 0 | 0% | 11.8% | 0 | 0% | 0.3668% | 0 | 0% | 0.3668% | 0 | 0% | 0.3668% | 0 | 0% | 100% | 0 | 0% | 100% | 0 | 0% | 100% | 0 | 0% | 100% | 0 |  |  | 0 |  |  | 0 |  |  | 0
MOSHER 211112888 | 2.6575e-05 | 0 | 0.0041419 | 0 | 0.0041419 | 0.00057366 | 0.0038192 | 0.0018289 | 0% | 99% | 0 | 0% | 99% | 0 | 0% | 99% | 0 | 0% | 99% | 0 | 0% | 61.8% | 0 | 0% | 48.38% | 0 | 0% | 48.38% | 0 | 0% | 48.38% | 0 | 0 | 0% | 2.894% | 0 | 0% | 2.894% | 0 | 0% | 2.894% | 0 | 0% | 0.328% | 0 | 0% | 0.328% | 0 | 0% | 0.328% | 0 | 0% | 0.9035% | 0 | 0% | 0.9035% | 0 | 0% | 0.9035% | 0 | 0% | 0.9148% | 0 | 6.289% | 0.9148% | 2.3826e-06 | 5.552% | 0.9148% | 2.1037e-06 | 0% | 6.735% | 0 | 0% | 6.735% | 0 | 0% | 6.735% | 0 | 0% | 0.4051% | 0 | 0% | 0.4051% | 0 | 0% | 0.4051% | 0 |  |  |  | 0% | 11.8% | 0 | 0% | 11.8% | 0 | 0% | 11.8% | 0 | 0% | 0.3552% | 0 | 0% | 0.3552% | 0 | 0% | 0.3552% | 0 | 0% | 100% | 0 | 0% | 100% | 0 | 0% | 100% | 0 | 0% | 100% | 0 |  |  | 0 |  |  | 0 |  |  | 0
MORRO BAY 1101V64 | 2.8504e-05 | 0 | 0.028135 | 0 | 0.028135 | 0.0040867 | 0.030623 | 0.0075564 | 0% | 99% | 0 | 0% | 99% | 0 | 0% | 99% | 0 | 0% | 99% | 0 | 0% | 62.66% | 0 | 0% | 49.84% | 0 | 0% | 49.84% | 0 | 0% | 49.84% | 0 | 0 | 0% | 3.613% | 0 | 0% | 3.613% | 0 | 0% | 3.613% | 0 | 0% | 0.4024% | 0 | 0% | 0.4024% | 0 | 0% | 0.4024% | 0 | 0% | 1.104% | 0 | 0% | 1.104% | 0 | 0% | 1.104% | 0 | 86.56% | 1.145% | 0.00027873 | 0% | 1.145% | 0 | 0% | 1.145% | 0 | 0% | 8.304% | 0 | 0% | 8.304% | 0 | 0% | 8.304% | 0 | 0% | 0.4742% | 0 | 0% | 0.4742% | 0 | 0% | 0.4742% | 0 |  |  |  | 0% | 11.8% | 0 | 0% | 11.8% | 0 | 0% | 11.8% | 0 | 0% | 0.3578% | 0 | 0% | 0.3578% | 0 | 0% | 0.3578% | 0 | 0% | 100% | 0 | 0% | 100% | 0 | 0% | 100% | 0 | 0% | 100% | 0 |  |  | 0 |  |  | 0 |  |  | 0
SONOMA 1104412 | 3.8123e-05 | 0 | 0.016687 | 0 | 0.016687 | 0.0094619 | 0.011369 | 0.0042383 | 0% | 99% | 0 | 0% | 99% | 0 | 0% | 99% | 0 | 0% | 99% | 0 | 0% | 63.85% | 0 | 0% | 49.85% | 0 | 0% | 49.85% | 0 | 0% | 49.85% | 0 | 0 | 0% | 2.568% | 0 | 0% | 2.568% | 0 | 0% | 2.568% | 0 | 0% | 0.2752% | 0 | 0% | 0.2752% | 0 | 0% | 0.2752% | 0 | 0% | 0.6906% | 0 | 0% | 0.6906% | 0 | 0% | 0.6906% | 0 | 0% | 0.7032% | 0 | 0% | 0.7032% | 0 | 0% | 0.7032% | 0 | 0% | 5.139% | 0 | 0% | 5.139% | 0 | 0% | 5.139% | 0 | 0% | 1.813% | 0 | 0% | 1.813% | 0 | 0% | 1.813% | 0 |  |  |  | 15.17% | 11.8% | 0.00029879 | 0% | 11.8% | 0 | 0% | 11.8% | 0 | 0% | 0.371% | 0 | 0% | 0.371% | 0 | 0% | 0.371% | 0 | 0% | 100% | 0 | 0% | 100% | 0 | 0% | 100% | 0 | 0% | 100% | 0 |  |  | 0 |  |  | 0 |  |  | 0
DUMBARTON 1108CB | 4.4829e-05 | 0 | 0.0065426 | 0 | 0.0065426 | 0.0011713 | 0.0056638 | 0.002994 | 0% | 99% | 0 | 0% | 99% | 0 | 0% | 99% | 0 | 0% | 99% | 0 | 0% | 64.84% | 0 | 0% | 50.36% | 0 | 0% | 50.36% | 0 | 0% | 50.36% | 0 | 0 | 0% | 3.398% | 0 | 0% | 3.398% | 0 | 0% | 3.398% | 0 | 0% | 0.3801% | 0 | 0% | 0.3801% | 0 | 0% | 0.3801% | 0 | 0% | 0.8614% | 0 | 0% | 0.8614% | 0 | 0% | 0.8614% | 0 | 0% | 0.9146% | 0 | 100% | 0.9146% | 5.9838e-05 | 0% | 0.9146% | 0 | 0% | 6.508% | 0 | 0% | 6.508% | 0 | 0% | 6.508% | 0 | 0% | 0.4038% | 0 | 0% | 0.4038% | 0 | 0% | 0.4038% | 0 |  |  |  | 0% | 11.8% | 0 | 0% | 11.8% | 0 | 0% | 11.8% | 0 | 0% | 0.3696% | 0 | 0% | 0.3696% | 0 | 0% | 0.3696% | 0 | 0% | 100% | 0 | 0% | 100% | 0 | 0% | 100% | 0 | 0% | 100% | 0 |  |  | 0 |  |  | 0 |  |  | 0
REEDLEY 111053586 | 3.6979e-05 | 0 | 0.062242 | 0 | 0.062242 | 0.012759 | 0.051407 | 0.029356 | 0% | 99% | 0 | 0% | 99% | 0 | 0% | 99% | 0 | 0% | 99% | 0 | 0% | 63.13% | 0 | 0% | 50.39% | 0 | 0% | 50.39% | 0 | 0% | 50.39% | 0 | 0 | 0% | 2.578% | 0 | 0% | 2.578% | 0 | 0% | 2.578% | 0 | 0% | 0.2786% | 0 | 0% | 0.2786% | 0 | 0% | 0.2786% | 0 | 0% | 0.8329% | 0 | 0% | 0.8329% | 0 | 0% | 0.8329% | 0 | 54.06% | 0.826% | 0.0002779 | 0% | 0.826% | 0 | 0% | 0.826% | 0 | 0% | 6.165% | 0 | 0% | 6.165% | 0 | 0% | 6.165% | 0 | 0% | 0.5999% | 0 | 0% | 0.5999% | 0 | 0% | 0.5999% | 0 |  |  |  | 0% | 11.8% | 0 | 0% | 11.8% | 0 | 0% | 11.8% | 0 | 0% | 0.3588% | 0 | 0% | 0.3588% | 0 | 0% | 0.3588% | 0 | 0% | 100% | 0 | 0% | 100% | 0 | 0% | 100% | 0 | 0% | 100% | 0 |  |  | 0 |  |  | 0 |  |  | 0
SF L 0405CB | 3.3662e-05 | 0 | 0.016905 | 0 | 0.016905 | 0.0038554 | 0.019323 | 0.0022244 | 0% | 99% | 0 | 0% | 99% | 0 | 0% | 99% | 0 | 0% | 99% | 0 | 0% | 61.29% | 0 | 0% | 48.9% | 0 | 0% | 48.9% | 0 | 0% | 48.9% | 0 | 0 | 0% | 4.098% | 0 | 0% | 4.098% | 0 | 0% | 4.098% | 0 | 0% | 0.4456% | 0 | 0% | 0.4456% | 0 | 0% | 0.4456% | 0 | 0% | 1.168% | 0 | 0% | 1.168% | 0 | 0% | 1.168% | 0 | 0% | 1.205% | 0 | 0% | 1.205% | 0 | 81.71% | 1.205% | 0.0001664 | 0% | 8.754% | 0 | 0% | 8.754% | 0 | 0% | 8.754% | 0 | 0% | 0.9112% | 0 | 0% | 0.9112% | 0 | 0% | 0.9112% | 0 |  |  |  | 0% | 11.8% | 0 | 0% | 11.8% | 0 | 0% | 11.8% | 0 | 0% | 0.3566% | 0 | 0% | 0.3566% | 0 | 0% | 0.3566% | 0 | 0% | 100% | 0 | 0% | 100% | 0 | 0% | 100% | 0 | 0% | 100% | 0 |  |  | 0 |  |  | 0 |  |  | 0
LAKEWOOD 22247381 | 5.6847e-05 | 0 | 0.0015476 | 0 | 0.0015476 | 0.0008726 | 0.00090557 | 0.00054771 | 0% | 99% | 0 | 0% | 99% | 0 | 0% | 99% | 0 | 0% | 99% | 0 | 0% | 65.75% | 0 | 0% | 50.43% | 0 | 0% | 50.43% | 0 | 0% | 50.43% | 0 | 0 | 0% | 2.581% | 0 | 0% | 2.581% | 0 | 0% | 2.581% | 0 | 0% | 0.278% | 0 | 0% | 0.278% | 0 | 0% | 0.278% | 0 | 0% | 0.5889% | 0 | 0% | 0.5889% | 0 | 0% | 0.5889% | 0 | 0% | 0.6152% | 0 | 100% | 0.6152% | 9.5204e-06 | 0% | 0.6152% | 0 | 0% | 4.402% | 0 | 0% | 4.402% | 0 | 0% | 4.402% | 0 | 0% | 1.088% | 0 | 0% | 1.088% | 0 | 0% | 1.088% | 0 |  |  |  | 0% | 11.8% | 0 | 0% | 11.8% | 0 | 0% | 11.8% | 0 | 0% | 0.3778% | 0 | 0% | 0.3778% | 0 | 0% | 0.3778% | 0 | 0% | 100% | 0 | 0% | 100% | 0 | 0% | 100% | 0 | 0% | 100% | 0 |  |  | 0 |  |  | 0 |  |  | 0
FRANKLIN 1101P174 | 3.8812e-05 | 0 | 0.019014 | 0 | 0.019014 | 0.0053288 | 0.016993 | 0.0062537 | 0% | 99% | 0 | 0% | 99% | 0 | 0% | 99% | 0 | 0% | 99% | 0 | 0% | 63.77% | 0 | 0% | 50.81% | 0 | 0% | 50.81% | 0 | 0% | 50.81% | 0 | 0 | 0% | 3.365% | 0 | 0% | 3.365% | 0 | 0% | 3.365% | 0 | 0% | 0.3573% | 0 | 0% | 0.3573% | 0 | 0% | 0.3573% | 0 | 0% | 0.9061% | 0 | 0% | 0.9061% | 0 | 0% | 0.9061% | 0 | 100% | 0.9157% | 0.00017411 | 0% | 0.9157% | 0 | 0% | 0.9157% | 0 | 0% | 6.724% | 0 | 0% | 6.724% | 0 | 0% | 6.724% | 0 | 0% | 0.7618% | 0 | 0% | 0.7618% | 0 | 0% | 0.7618% | 0 |  |  |  | 0% | 11.8% | 0 | 0% | 11.8% | 0 | 0% | 11.8% | 0 | 0% | 0.3609% | 0 | 0% | 0.3609% | 0 | 0% | 0.3609% | 0 | 0% | 100% | 0 | 0% | 100% | 0 | 0% | 100% | 0 | 0% | 100% | 0 |  |  | 0 |  |  | 0 |  |  | 0
WESTLAKE 0401CB | 3.0355e-05 | 0 | 0.0050465 | 0 | 0.0050465 | 0.0012697 | 0.0055166 | 0.00079797 | 0% | 99% | 0 | 0% | 99% | 0 | 0% | 99% | 0 | 0% | 99% | 0 | 0% | 63.72% | 0 | 0% | 50.06% | 0 | 0% | 50.06% | 0 | 0% | 50.06% | 0 | 0 | 0% | 4.041% | 0 | 0% | 4.041% | 0 | 0% | 4.041% | 0 | 0% | 0.455% | 0 | 0% | 0.455% | 0 | 0% | 0.455% | 0 | 0% | 1.112% | 0 | 0% | 1.112% | 0 | 0% | 1.112% | 0 | 0% | 1.191% | 0 | 100% | 1.191% | 6.009e-05 | 0% | 1.191% | 0 | 0% | 8.441% | 0 | 0% | 8.441% | 0 | 0% | 8.441% | 0 | 0% | 0.7951% | 0 | 0% | 0.7951% | 0 | 0% | 0.7951% | 0 |  |  |  | 0% | 11.8% | 0 | 0% | 11.8% | 0 | 0% | 11.8% | 0 | 0% | 0.3666% | 0 | 0% | 0.3666% | 0 | 0% | 0.3666% | 0 | 0% | 100% | 0 | 0% | 100% | 0 | 0% | 100% | 0 | 0% | 100% | 0 |  |  | 0 |  |  | 0 |  |  | 0
CLIFF DRIVE 0402893980 | 3.5845e-05 | 0 | 0.014266 | 0 | 0.014266 | 0.0058065 | 0.012077 | 0.0035574 | 0% | 99% | 0 | 0% | 99% | 0 | 0% | 99% | 0 | 0% | 99% | 0 | 0% | 63.47% | 0 | 0% | 49.41% | 0 | 0% | 49.41% | 0 | 0% | 49.41% | 0 | 0 | 0% | 3.044% | 0 | 0% | 3.044% | 0 | 0% | 3.044% | 0 | 0% | 0.336% | 0 | 0% | 0.336% | 0 | 0% | 0.336% | 0 | 0% | 0.8478% | 0 | 0% | 0.8478% | 0 | 0% | 0.8478% | 0 | 0% | 0.8719% | 0 | 0% | 0.8719% | 0 | 0% | 0.8719% | 0 | 0% | 6.338% | 0 | 0% | 6.338% | 0 | 0% | 6.338% | 0 | 0% | 1.178% | 0 | 0% | 1.178% | 0 | 0% | 1.178% | 0 |  |  |  | 0% | 11.8% | 0 | 0% | 11.8% | 0 | 0% | 11.8% | 0 | 0% | 0.3644% | 0 | 0% | 0.3644% | 0 | 0% | 0.3644% | 0 | 0% | 100% | 0 | 0% | 100% | 0 | 0% | 100% | 0 | 0% | 100% | 0 |  |  | 0 |  |  | 0 |  |  | 0
PACIFICA 1102934870 | 4.1745e-05 | 0.31996 | 0.0043232 | 0 | 0.0043232 | 0.0012089 | 0.0046569 | 0.0006319 | 0% | 99% | 0 | 0% | 99% | 0 | 0% | 99% | 0 | 0% | 99% | 0 | 0% | 63.31% | 0 | 0% | 49.35% | 0 | 0% | 49.35% | 0 | 0% | 49.35% | 0 | 0 | 0% | 4.454% | 0 | 0% | 4.454% | 0 | 0% | 4.454% | 0 | 0% | 0.4907% | 0 | 0% | 0.4907% | 0 | 0% | 0.4907% | 0 | 0% | 1.094% | 0 | 0% | 1.094% | 0 | 4.481% | 1.094% | 2.1183e-06 | 0% | 1.17% | 0 | 40.92% | 1.17% | 2.069e-05 | 0% | 1.17% | 0 | 0% | 8.273% | 0 | 0% | 8.273% | 0 | 0% | 8.273% | 0 | 0% | 0.9988% | 0 | 0% | 0.9988% | 0 | 0% | 0.9988% | 0 |  |  |  | 0% | 11.8% | 0 | 3.719% | 11.8% | 1.8972e-05 | 0% | 11.8% | 0 | 0% | 0.3676% | 0 | 0% | 0.3676% | 0 | 0% | 0.3676% | 0 | 0% | 100% | 0 | 0% | 100% | 0 | 0% | 100% | 0 | 0% | 100% | 0 |  |  | 0 |  |  | 0 |  |  | 0
GREEN VALLEY 2102CB | 4.8685e-05 | 0 | 0.10569 | 0 | 0.10569 | 0.019024 | 0.089485 | 0.050344 | 0% | 99% | 0 | 0% | 99% | 0 | 0% | 99% | 0 | 0% | 99% | 0 | 0% | 65.7% | 0 | 0% | 51.71% | 0 | 0% | 51.71% | 0 | 0% | 51.71% | 0 | 0 | 0% | 3.106% | 0 | 0% | 3.106% | 0 | 0% | 3.106% | 0 | 0% | 0.3485% | 0 | 0% | 0.3485% | 0 | 0% | 0.3485% | 0 | 0% | 0.8484% | 0 | 0% | 0.8484% | 0 | 0% | 0.8484% | 0 | 0% | 0.8956% | 0 | 0% | 0.8956% | 0 | 70.66% | 0.8956% | 0.00066886 | 0% | 6.406% | 0 | 0% | 6.406% | 0 | 0% | 6.406% | 0 | 0% | 0.5338% | 0 | 0% | 0.5338% | 0 | 0% | 0.5338% | 0 |  |  |  | 0% | 11.8% | 0 | 0% | 11.8% | 0 | 0% | 11.8% | 0 | 0% | 0.3691% | 0 | 0% | 0.3691% | 0 | 0% | 0.3691% | 0 | 0% | 100% | 0 | 0% | 100% | 0 | 0% | 100% | 0 | 0% | 100% | 0 |  |  | 0 |  |  | 0 |  |  | 0
CORONA 1103CB | 4.0947e-05 | 0 | 0.0086405 | 0 | 0.0086405 | 0.0013174 | 0.0079999 | 0.0036699 | 0% | 99% | 0 | 0% | 99% | 0 | 0% | 99% | 0 | 0% | 99% | 0 | 0% | 64.95% | 0 | 0% | 50.62% | 0 | 0% | 50.62% | 0 | 0% | 50.62% | 0 | 0 | 0% | 3.804% | 0 | 0% | 3.804% | 0 | 0% | 3.804% | 0 | 0% | 0.4275% | 0 | 0% | 0.4275% | 0 | 0% | 0.4275% | 0 | 0% | 0.9156% | 0 | 0% | 0.9156% | 0 | 0% | 0.9156% | 0 | 80.84% | 0.9755% | 6.8139e-05 | 0% | 0.9755% | 0 | 0% | 0.9755% | 0 | 0% | 6.905% | 0 | 0% | 6.905% | 0 | 0% | 6.905% | 0 | 0% | 0.4604% | 0 | 0% | 0.4604% | 0 | 0% | 0.4604% | 0 |  |  |  | 0% | 11.8% | 0 | 0% | 11.8% | 0 | 0% | 11.8% | 0 | 0% | 0.367% | 0 | 0% | 0.367% | 0 | 0% | 0.367% | 0 | 0% | 100% | 0 | 0% | 100% | 0 | 0% | 100% | 0 | 0% | 100% | 0 |  |  | 0 |  |  | 0 |  |  | 0
SALINAS 110455450 | 2.9876e-05 | 0 | 0.079901 | 0 | 0.079901 | 0.011496 | 0.081464 | 0.027152 | 0% | 99% | 0 | 0% | 99% | 0 | 0% | 99% | 0 | 0% | 99% | 0 | 0% | 63.15% | 0 | 0% | 50.48% | 0 | 0% | 50.48% | 0 | 0% | 50.48% | 0 | 0 | 0% | 3.334% | 0 | 0% | 3.334% | 0 | 0% | 3.334% | 0 | 0% | 0.3703% | 0 | 0% | 0.3703% | 0 | 0% | 0.3703% | 0 | 0% | 1.033% | 0 | 0% | 1.033% | 0 | 0% | 1.033% | 0 | 0% | 1.062% | 0 | 0% | 1.062% | 0 | 31.92% | 1.062% | 0.00027082 | 0% | 7.746% | 0 | 0% | 7.746% | 0 | 0% | 7.746% | 0 | 0% | 0.4286% | 0 | 0% | 0.4286% | 0 | 0% | 0.4286% | 0 |  |  |  | 0% | 11.8% | 0 | 0% | 11.8% | 0 | 0% | 11.8% | 0 | 0% | 0.3582% | 0 | 0% | 0.3582% | 0 | 0% | 0.3582% | 0 | 0% | 100% | 0 | 0% | 100% | 0 | 0% | 100% | 0 | 0% | 100% | 0 |  |  | 0 |  |  | 0 |  |  | 0
SARATOGA 1103LC82 | 4.1719e-05 | 0 | 0.019041 | 0 | 0.019041 | 0.0087642 | 0.013423 | 0.0064427 | 0% | 99% | 0 | 0% | 99% | 0 | 0% | 99% | 0 | 0% | 99% | 0 | 0% | 64.97% | 0 | 0% | 49.95% | 0 | 0% | 49.95% | 0 | 0% | 49.95% | 0 | 0 | 0% | 2.387% | 0 | 0% | 2.387% | 0 | 0% | 2.387% | 0 | 0% | 0.2735% | 0 | 0% | 0.2735% | 0 | 0% | 0.2735% | 0 | 0% | 0.7% | 0 | 0% | 0.7% | 0 | 19.85% | 0.7% | 2.6454e-05 | 60.23% | 0.734% | 8.4172e-05 | 38.24% | 0.734% | 5.3447e-05 | 0% | 0.734% | 0 | 0% | 5.278% | 0 | 0% | 5.278% | 0 | 0% | 5.278% | 0 | 0% | 1.209% | 0 | 0% | 1.209% | 0 | 0% | 1.209% | 0 |  |  |  | 0% | 11.8% | 0 | 11.7% | 11.8% | 0.00026286 | 0% | 11.8% | 0 | 0% | 0.3721% | 0 | 0% | 0.3721% | 0 | 0% | 0.3721% | 0 | 0% | 100% | 0 | 0% | 100% | 0 | 0% | 100% | 0 | 0% | 100% | 0 |  |  | 0 |  |  | 0 |  |  | 0
OCEANO 1105V48 | 3.32e-05 | 0.24191 | 0.016139 | 0 | 0.016139 | 0.0023391 | 0.01655 | 0.0053801 | 0% | 99% | 0 | 0% | 99% | 0 | 0% | 99% | 0 | 0% | 99% | 0 | 0% | 63.31% | 0 | 0% | 50.19% | 0 | 0% | 50.19% | 0 | 0% | 50.19% | 0 | 0 | 0% | 3.562% | 0 | 0% | 3.562% | 0 | 0% | 3.562% | 0 | 0% | 0.3926% | 0 | 0% | 0.3926% | 0 | 0% | 0.3926% | 0 | 0% | 1.038% | 0 | 0% | 1.038% | 0 | 6.085% | 1.038% | 1.0189e-05 | 0% | 1.077% | 0 | 6.085% | 1.077% | 1.0573e-05 | 2.206% | 1.077% | 3.8331e-06 | 0% | 7.796% | 0 | 0% | 7.796% | 0 | 0% | 7.796% | 0 | 0% | 0.46% | 0 | 0% | 0.46% | 0 | 0% | 0.46% | 0 |  |  |  | 0% | 11.8% | 0 | 0% | 11.8% | 0 | 0% | 11.8% | 0 | 0% | 0.3606% | 0 | 0% | 0.3606% | 0 | 0% | 0.3606% | 0 | 0% | 100% | 0 | 0% | 100% | 0 | 0% | 100% | 0 | 0% | 100% | 0 |  |  | 0 |  |  | 0 |  |  | 0
CHICO A 1103CB | 5.8761e-05 | 0 | 0.042467 | 0 | 0.042467 | 0.025451 | 0.024754 | 0.013659 | 0% | 99% | 0 | 0% | 99% | 0 | 0% | 99% | 0 | 0% | 99% | 0 | 0% | 64.67% | 0 | 0% | 49.62% | 0 | 0% | 49.62% | 0 | 0% | 49.62% | 0 | 0 | 0% | 1.805% | 0 | 0% | 1.805% | 0 | 0% | 1.805% | 0 | 0% | 0.2059% | 0 | 0% | 0.2059% | 0 | 0% | 0.2059% | 0 | 0% | 0.5779% | 0 | 0% | 0.5779% | 0 | 0% | 0.5779% | 0 | 10.81% | 0.5927% | 2.7205e-05 | 0% | 0.5927% | 0 | 47.06% | 0.5927% | 0.00011846 | 0% | 4.33% | 0 | 0% | 4.33% | 0 | 0% | 4.33% | 0 | 0% | 1.706% | 0 | 0% | 1.706% | 0 | 0% | 1.706% | 0 |  |  |  | 0% | 11.8% | 0 | 0% | 11.8% | 0 | 0% | 11.8% | 0 | 0% | 0.3737% | 0 | 0% | 0.3737% | 0 | 0% | 0.3737% | 0 | 0% | 100% | 0 | 0% | 100% | 0 | 0% | 100% | 0 | 0% | 100% | 0 |  |  | 0 |  |  | 0 |  |  | 0
DALY CITY 1110CB | 4.3731e-05 | 0 | 0.017578 | 0 | 0.017578 | 0.0040157 | 0.017764 | 0.0046585 | 0% | 99% | 0 | 0% | 99% | 0 | 0% | 99% | 0 | 0% | 99% | 0 | 0% | 64.81% | 0 | 0% | 50.73% | 0 | 0% | 50.73% | 0 | 0% | 50.73% | 0 | 0 | 0% | 4.582% | 0 | 0% | 4.582% | 0 | 0% | 4.582% | 0 | 0% | 0.4961% | 0 | 0% | 0.4961% | 0 | 0% | 0.4961% | 0 | 0% | 1.025% | 0 | 0% | 1.025% | 0 | 0% | 1.025% | 0 | 99.46% | 1.098% | 0.000192 | 0.5447% | 1.098% | 1.0516e-06 | 0% | 1.098% | 0 | 0% | 7.74% | 0 | 0% | 7.74% | 0 | 0% | 7.74% | 0 | 0% | 0.7718% | 0 | 0% | 0.7718% | 0 | 0% | 0.7718% | 0 |  |  |  | 0% | 11.8% | 0 | 0% | 11.8% | 0 | 0% | 11.8% | 0 | 0% | 0.3706% | 0 | 0% | 0.3706% | 0 | 0% | 0.3706% | 0 | 0% | 100% | 0 | 0% | 100% | 0 | 0% | 100% | 0 | 0% | 100% | 0 |  |  | 0 |  |  | 0 |  |  | 0
NEWMAN 1101CB | 3.2615e-05 | 0 | 0.019644 | 0 | 0.019644 | 0.0019606 | 0.01915 | 0.008442 | 0% | 99% | 0 | 0% | 99% | 0 | 0% | 99% | 0 | 0% | 99% | 0 | 0% | 61.85% | 0 | 0% | 48.83% | 0 | 0% | 48.83% | 0 | 0% | 48.83% | 0 | 0 | 0% | 2.771% | 0 | 0% | 2.771% | 0 | 0% | 2.771% | 0 | 0% | 0.317% | 0 | 0% | 0.317% | 0 | 0% | 0.317% | 0 | 0% | 0.9723% | 0 | 0% | 0.9723% | 0 | 0% | 0.9723% | 0 | 0% | 0.9975% | 0 | 91.68% | 0.9975% | 0.00017965 | 0% | 0.9975% | 0 | 0% | 7.312% | 0 | 0% | 7.312% | 0 | 0% | 7.312% | 0 | 0% | 0.3114% | 0 | 0% | 0.3114% | 0 | 0% | 0.3114% | 0 |  |  |  | 0% | 11.8% | 0 | 0% | 11.8% | 0 | 0% | 11.8% | 0 | 0% | 0.3576% | 0 | 0% | 0.3576% | 0 | 0% | 0.3576% | 0 | 0% | 100% | 0 | 0% | 100% | 0 | 0% | 100% | 0 | 0% | 100% | 0 |  |  | 0 |  |  | 0 |  |  | 0
VIEJO 22049440 | 3.7578e-05 | 0.00057819 | 0.025661 | 0 | 0.025661 | 0.0076991 | 0.026231 | 0.0046768 | 0% | 99% | 0 | 0% | 99% | 0 | 0% | 99% | 0 | 0% | 99% | 0 | 0% | 63.41% | 0 | 0% | 49.41% | 0 | 0% | 49.41% | 0 | 0% | 49.41% | 0 | 0 | 0% | 3.987% | 0 | 0% | 3.987% | 0 | 0% | 3.987% | 0 | 0% | 0.4449% | 0 | 0% | 0.4449% | 0 | 0% | 0.4449% | 0 | 0% | 1.031% | 0 | 0% | 1.031% | 0 | 0% | 1.031% | 0 | 26.92% | 1.096% | 7.5693e-05 | 16.04% | 1.096% | 4.511e-05 | 1.022% | 1.096% | 2.8738e-06 | 0% | 7.791% | 0 | 0% | 7.791% | 0 | 0% | 7.791% | 0 | 0% | 0.9701% | 0 | 0% | 0.9701% | 0 | 0% | 0.9701% | 0 |  |  |  | 0% | 11.8% | 0 | 0% | 11.8% | 0 | 0% | 11.8% | 0 | 55.56% | 0.3662% | 5.2209e-05 | 0% | 0.3662% | 0 | 0% | 0.3662% | 0 | 0% | 100% | 0 | 0% | 100% | 0 | 0% | 100% | 0 | 0% | 100% | 0 |  |  | 0 |  |  | 0 |  |  | 0
CONTRA COSTA 211639010 | 5.0824e-05 | 0 | 0.056058 | 0 | 0.056058 | 0.0085486 | 0.049678 | 0.026111 | 0% | 99% | 0 | 0% | 99% | 0 | 0% | 99% | 0 | 0% | 99% | 0 | 0% | 64.2% | 0 | 0% | 50.49% | 0 | 0% | 50.49% | 0 | 0% | 50.49% | 0 | 0 | 0% | 2.925% | 0 | 0% | 2.925% | 0 | 0% | 2.925% | 0 | 0% | 0.3317% | 0 | 0% | 0.3317% | 0 | 0% | 0.3317% | 0 | 0% | 0.8826% | 0 | 0% | 0.8826% | 0 | 0% | 0.8826% | 0 | 0% | 0.9178% | 0 | 4.124% | 0.9178% | 2.1219e-05 | 0% | 0.9178% | 0 | 0% | 6.645% | 0 | 0% | 6.645% | 0 | 0% | 6.645% | 0 | 0% | 0.3861% | 0 | 0% | 0.3861% | 0 | 0% | 0.3861% | 0 |  |  |  | 0% | 11.8% | 0 | 0% | 11.8% | 0 | 0% | 11.8% | 0 | 0% | 0.3639% | 0 | 0% | 0.3639% | 0 | 0% | 0.3639% | 0 | 0% | 100% | 0 | 0% | 100% | 0 | 0% | 100% | 0 | 0% | 100% | 0 |  |  | 0 |  |  | 0 |  |  | 0
CLAYTON 2216CB | 5.0892e-05 | 0 | 0.092653 | 0 | 0.092653 | 0.027143 | 0.078739 | 0.03352 | 0% | 99% | 0 | 0% | 99% | 0 | 0% | 99% | 0 | 0% | 99% | 0 | 0% | 64.43% | 0 | 0% | 50.07% | 0 | 0% | 50.07% | 0 | 0% | 50.07% | 0 | 0 | 0% | 3.068% | 0 | 0% | 3.068% | 0 | 0% | 3.068% | 0 | 0% | 0.3453% | 0 | 0% | 0.3453% | 0 | 0% | 0.3453% | 0 | 0% | 0.8435% | 0 | 0% | 0.8435% | 0 | 0% | 0.8435% | 0 | 0% | 0.878% | 0 | 0% | 0.878% | 0 | 21.49% | 0.878% | 0.00017485 | 0% | 6.332% | 0 | 0% | 6.332% | 0 | 0% | 6.332% | 0 | 0% | 0.595% | 0 | 0% | 0.595% | 0 | 0% | 0.595% | 0 |  |  |  | 0% | 11.8% | 0 | 0% | 11.8% | 0 | 0% | 11.8% | 0 | 0% | 0.3654% | 0 | 0% | 0.3654% | 0 | 0% | 0.3654% | 0 | 0% | 100% | 0 | 0% | 100% | 0 | 0% | 100% | 0 | 0% | 100% | 0 |  |  | 0 |  |  | 0 |  |  | 0
SAN MATEO 2101CB | 3.7952e-05 | 0 | 0.030625 | 0 | 0.030625 | 0.008337 | 0.028726 | 0.0090204 | 0% | 99% | 0 | 0% | 99% | 0 | 0% | 99% | 0 | 0% | 99% | 0 | 0% | 63.61% | 0 | 0% | 50.54% | 0 | 0% | 50.54% | 0 | 0% | 50.54% | 0 | 0 | 0% | 3.137% | 0 | 0% | 3.137% | 0 | 0% | 3.137% | 0 | 0% | 0.3456% | 0 | 0% | 0.3456% | 0 | 0% | 0.3456% | 0 | 0% | 0.9341% | 0 | 0% | 0.9341% | 0 | 0% | 0.9341% | 0 | 0% | 0.94% | 0 | 0% | 0.94% | 0 | 0% | 0.94% | 0 | 0% | 6.936% | 0 | 0% | 6.936% | 0 | 0% | 6.936% | 0 | 0% | 0.7631% | 0 | 0% | 0.7631% | 0 | 0% | 0.7631% | 0 |  |  |  | 0% | 11.8% | 0 | 0% | 11.8% | 0 | 0% | 11.8% | 0 | 0% | 0.3553% | 0 | 0% | 0.3553% | 0 | 0% | 0.3553% | 0 | 0% | 100% | 0 | 0% | 100% | 0 | 0% | 100% | 0 | 0% | 100% | 0 |  |  | 0 |  |  | 0 |  |  | 0
SERRAMONTE 1103CB | 4.7505e-05 | 0 | 0.030058 | 0 | 0.030058 | 0.0073325 | 0.031388 | 0.006517 | 0% | 99% | 0 | 0% | 99% | 0 | 0% | 99% | 0 | 0% | 99% | 0 | 0% | 63.02% | 0 | 0% | 50.09% | 0 | 0% | 50.09% | 0 | 0% | 50.09% | 0 | 0 | 0% | 4.13% | 0 | 0% | 4.13% | 0 | 0% | 4.13% | 0 | 0% | 0.4419% | 0 | 0% | 0.4419% | 0 | 0% | 0.4419% | 0 | 0% | 1.061% | 0 | 0% | 1.061% | 0 | 0% | 1.061% | 0 | 0% | 1.091% | 0 | 20% | 1.091% | 6.5565e-05 | 80% | 1.091% | 0.00026224 | 0% | 7.917% | 0 | 0% | 7.917% | 0 | 0% | 7.917% | 0 | 0% | 0.7922% | 0 | 0% | 0.7922% | 0 | 0% | 0.7922% | 0 |  |  |  | 0% | 11.8% | 0 | 0% | 11.8% | 0 | 0% | 11.8% | 0 | 0% | 0.3595% | 0 | 0% | 0.3595% | 0 | 0% | 0.3595% | 0 | 0% | 100% | 0 | 0% | 100% | 0 | 0% | 100% | 0 | 0% | 100% | 0 |  |  | 0 |  |  | 0 |  |  | 0
KERN POWER 21052256 | 4.1421e-05 | 0 | 0.023302 | 0 | 0.023302 | 0.0035729 | 0.01819 | 0.013311 | 0% | 99% | 0 | 0% | 99% | 0 | 0% | 99% | 0 | 0% | 99% | 0 | 0% | 63.83% | 0 | 0% | 50.14% | 0 | 0% | 50.14% | 0 | 0% | 50.14% | 0 | 0 | 0% | 2.417% | 0 | 0% | 2.417% | 0 | 0% | 2.417% | 0 | 0% | 0.2716% | 0 | 0% | 0.2716% | 0 | 0% | 0.2716% | 0 | 0% | 0.7786% | 0 | 0% | 0.7786% | 0 | 0% | 0.7786% | 0 | 0% | 0.7981% | 0 | 100% | 0.7981% | 0.00018597 | 0% | 0.7981% | 0 | 0% | 5.84% | 0 | 0% | 5.84% | 0 | 0% | 5.84% | 0 | 0% | 0.4048% | 0 | 0% | 0.4048% | 0 | 0% | 0.4048% | 0 |  |  |  | 0% | 11.8% | 0 | 0% | 11.8% | 0 | 0% | 11.8% | 0 | 0% | 0.3656% | 0 | 0% | 0.3656% | 0 | 0% | 0.3656% | 0 | 0% | 100% | 0 | 0% | 100% | 0 | 0% | 100% | 0 | 0% | 100% | 0 |  |  | 0 |  |  | 0 |  |  | 0
FORT ORD 1101CB | 4.7891e-05 | 0 | 0.028653 | 0 | 0.028653 | 0.0021194 | 0.033976 | 0.0070363 | 0% | 99% | 0 | 0% | 99% | 0 | 0% | 99% | 0 | 0% | 99% | 0 | 0% | 63.61% | 0 | 0% | 50.03% | 0 | 0% | 50.03% | 0 | 0% | 50.03% | 0 | 0 | 0% | 4.584% | 0 | 0% | 4.584% | 0 | 0% | 4.584% | 0 | 0% | 0.5121% | 0 | 0% | 0.5121% | 0 | 0% | 0.5121% | 0 | 0% | 1.207% | 0 | 0% | 1.207% | 0 | 0% | 1.207% | 0 | 0% | 1.296% | 0 | 0% | 1.296% | 0 | 2.251% | 1.296% | 8.3597e-06 | 0% | 9.165% | 0 | 0% | 9.165% | 0 | 0% | 9.165% | 0 | 0% | 0.2983% | 0 | 0% | 0.2983% | 0 | 0% | 0.2983% | 0 |  |  |  | 0% | 11.8% | 0 | 0% | 11.8% | 0 | 0% | 11.8% | 0 | 0% | 0.3655% | 0 | 0% | 0.3655% | 0 | 0% | 0.3655% | 0 | 0% | 100% | 0 | 0% | 100% | 0 | 0% | 100% | 0 | 0% | 100% | 0 |  |  | 0 |  |  | 0 |  |  | 0
FIGARDEN 210262168 | 7.8355e-05 | 0 | 0.0076189 | 0 | 0.0076189 | 0.0012305 | 0.0056555 | 0.0045842 | 0% | 99% | 0 | 0% | 99% | 0 | 0% | 99% | 0 | 0% | 99% | 0 | 0% | 65.14% | 0 | 0% | 50.4% | 0 | 0% | 50.4% | 0 | 0% | 50.4% | 0 | 0 | 0% | 2.632% | 0 | 0% | 2.632% | 0 | 0% | 2.632% | 0 | 0% | 0.2992% | 0 | 0% | 0.2992% | 0 | 0% | 0.2992% | 0 | 0% | 0.7364% | 0 | 0% | 0.7364% | 0 | 0% | 0.7364% | 0 | 0% | 0.7817% | 0 | 0% | 0.7817% | 0 | 100% | 0.7817% | 5.9556e-05 | 0% | 5.583% | 0 | 0% | 5.583% | 0 | 0% | 5.583% | 0 | 0% | 0.4709% | 0 | 0% | 0.4709% | 0 | 0% | 0.4709% | 0 |  |  |  | 0% | 11.8% | 0 | 0% | 11.8% | 0 | 0% | 11.8% | 0 | 0% | 0.3731% | 0 | 0% | 0.3731% | 0 | 0% | 0.3731% | 0 | 0% | 100% | 0 | 0% | 100% | 0 | 0% | 100% | 0 | 0% | 100% | 0 |  |  | 0 |  |  | 0 |  |  | 0
ASHLAN AVE 1109R1650 | 3.7848e-05 | 0 | 0.011191 | 0 | 0.011191 | 0.0022377 | 0.0087317 | 0.0058783 | 0% | 99% | 0 | 0% | 99% | 0 | 0% | 99% | 0 | 0% | 99% | 0 | 0% | 64.39% | 0 | 0% | 50.81% | 0 | 0% | 50.81% | 0 | 0% | 50.81% | 0 | 0 | 0% | 2.677% | 0 | 0% | 2.677% | 0 | 0% | 2.677% | 0 | 0% | 0.2987% | 0 | 0% | 0.2987% | 0 | 0% | 0.2987% | 0 | 0% | 0.783% | 0 | 0% | 0.783% | 0 | 0% | 0.783% | 0 | 0% | 0.8124% | 0 | 0% | 0.8124% | 0 | 9.428% | 0.8124% | 8.5718e-06 | 0% | 5.88% | 0 | 0% | 5.88% | 0 | 0% | 5.88% | 0 | 0% | 0.6075% | 0 | 0% | 0.6075% | 0 | 0% | 0.6075% | 0 |  |  |  | 0% | 11.8% | 0 | 0% | 11.8% | 0 | 0% | 11.8% | 0 | 0% | 0.3685% | 0 | 0% | 0.3685% | 0 | 0% | 0.3685% | 0 | 0% | 100% | 0 | 0% | 100% | 0 | 0% | 100% | 0 | 0% | 100% | 0 |  |  | 0 |  |  | 0 |  |  | 0
SANTA MARIA 1107CB | 3.8679e-05 | 0 | 0.027527 | 0 | 0.027527 | 0.0022386 | 0.027707 | 0.011504 | 0% | 99% | 0 | 0% | 99% | 0 | 0% | 99% | 0 | 0% | 99% | 0 | 0% | 64.19% | 0 | 0% | 50.91% | 0 | 0% | 50.91% | 0 | 0% | 50.91% | 0 | 0 | 0% | 3.262% | 0 | 0% | 3.262% | 0 | 0% | 3.262% | 0 | 0% | 0.3716% | 0 | 0% | 0.3716% | 0 | 0% | 0.3716% | 0 | 0% | 1.013% | 0 | 0% | 1.013% | 0 | 0% | 1.013% | 0 | 0% | 1.068% | 0 | 0% | 1.068% | 0 | 0% | 1.068% | 0 | 0% | 7.676% | 0 | 0% | 7.676% | 0 | 0% | 7.676% | 0 | 0% | 0.2778% | 0 | 0% | 0.2778% | 0 | 0% | 0.2778% | 0 |  |  |  | 0% | 11.8% | 0 | 0% | 11.8% | 0 | 0% | 11.8% | 0 | 0% | 0.364% | 0 | 0% | 0.364% | 0 | 0% | 0.364% | 0 | 0% | 100% | 0 | 0% | 100% | 0 | 0% | 100% | 0 | 0% | 100% | 0 |  |  | 0 |  |  | 0 |  |  | 0
MILLBRAE 1106CB | 4.9627e-05 | 0 | 0.033369 | 0 | 0.033369 | 0.0033513 | 0.033328 | 0.013578 | 0% | 99% | 0 | 0% | 99% | 0 | 0% | 99% | 0 | 0% | 99% | 0 | 0% | 64.85% | 0 | 0% | 51.96% | 0 | 0% | 51.96% | 0 | 0% | 51.96% | 0 | 0 | 0% | 3.851% | 0 | 0% | 3.851% | 0 | 0% | 3.851% | 0 | 0% | 0.4198% | 0 | 0% | 0.4198% | 0 | 0% | 0.4198% | 0 | 0% | 1.003% | 0 | 9.242% | 1.003% | 3.0933e-05 | 0% | 1.003% | 0 | 9.242% | 1.043% | 3.2175e-05 | 0% | 1.043% | 0 | 0% | 1.043% | 0 | 0% | 7.52% | 0 | 0% | 7.52% | 0 | 0% | 7.52% | 0 | 0% | 0.3408% | 0 | 0% | 0.3408% | 0 | 0% | 0.3408% | 0 |  |  |  | 0% | 11.8% | 0 | 0% | 11.8% | 0 | 0% | 11.8% | 0 | 0% | 0.3619% | 0 | 0% | 0.3619% | 0 | 0% | 0.3619% | 0 | 0% | 100% | 0 | 0% | 100% | 0 | 0% | 100% | 0 | 0% | 100% | 0 |  |  | 0 |  |  | 0 |  |  | 0
LAS POSITAS 2107CB | 4.1511e-05 | 0 | 0.0365 | 0 | 0.0365 | 0.0051718 | 0.031574 | 0.01823 | 0% | 99% | 0 | 0% | 99% | 0 | 0% | 99% | 0 | 0% | 99% | 0 | 0% | 65.51% | 0 | 0% | 50.85% | 0 | 0% | 50.85% | 0 | 0% | 50.85% | 0 | 0 | 0% | 3.268% | 0 | 0% | 3.268% | 0 | 0% | 3.268% | 0 | 0% | 0.3726% | 0 | 0% | 0.3726% | 0 | 0% | 0.3726% | 0 | 0% | 0.8507% | 0 | 0% | 0.8507% | 0 | 0% | 0.8507% | 0 | 97.79% | 0.905% | 0.00032303 | 0% | 0.905% | 0 | 0% | 0.905% | 0 | 0% | 6.43% | 0 | 0% | 6.43% | 0 | 0% | 6.43% | 0 | 0% | 0.4158% | 0 | 0% | 0.4158% | 0 | 0% | 0.4158% | 0 |  |  |  | 0% | 11.8% | 0 | 0% | 11.8% | 0 | 0% | 11.8% | 0 | 0% | 0.3681% | 0 | 0% | 0.3681% | 0 | 0% | 0.3681% | 0 | 0% | 100% | 0 | 0% | 100% | 0 | 0% | 100% | 0 | 0% | 100% | 0 |  |  | 0 |  |  | 0 |  |  | 0
COTTLE 1707380150 | 4.0628e-05 | 0 | 0.0060274 | 0 | 0.0060274 | 0.00045536 | 0.003951 | 0.0046724 | 0% | 99% | 0 | 0% | 99% | 0 | 0% | 99% | 0 | 0% | 99% | 0 | 0% | 65.75% | 0 | 0% | 51.55% | 0 | 0% | 51.55% | 0 | 0% | 51.55% | 0 | 0 | 0% | 2.127% | 0 | 0% | 2.127% | 0 | 0% | 2.127% | 0 | 0% | 0.2535% | 0 | 0% | 0.2535% | 0 | 0% | 0.2535% | 0 | 0% | 0.6293% | 0 | 0% | 0.6293% | 0 | 0% | 0.6293% | 0 | 0% | 0.6584% | 0 | 0% | 0.6584% | 0 | 0% | 0.6584% | 0 | 0% | 4.737% | 0 | 0% | 4.737% | 0 | 0% | 4.737% | 0 | 0% | 0.227% | 0 | 0% | 0.227% | 0 | 0% | 0.227% | 0 |  |  |  | 0% | 11.8% | 0 | 0% | 11.8% | 0 | 0% | 11.8% | 0 | 0% | 0.37% | 0 | 0% | 0.37% | 0 | 0% | 0.37% | 0 | 0% | 100% | 0 | 0% | 100% | 0 | 0% | 100% | 0 | 0% | 100% | 0 |  |  | 0 |  |  | 0 |  |  | 0
SANTA MARIA 1111CB | 3.6472e-05 | 0 | 0.091064 | 0 | 0.091064 | 0.0082741 | 0.093013 | 0.035896 | 0% | 99% | 0 | 0% | 99% | 0 | 0% | 99% | 0 | 0% | 99% | 0 | 0% | 63.97% | 0 | 0% | 50.89% | 0 | 0% | 50.89% | 0 | 0% | 50.89% | 0 | 0 | 0% | 3.397% | 0 | 0% | 3.397% | 0 | 0% | 3.397% | 0 | 0% | 0.3806% | 0 | 0% | 0.3806% | 0 | 0% | 0.3806% | 0 | 0% | 1.034% | 0 | 0% | 1.034% | 0 | 0% | 1.034% | 0 | 0% | 1.086% | 0 | 0% | 1.086% | 0 | 0% | 1.086% | 0 | 0% | 7.817% | 0 | 0% | 7.817% | 0 | 0% | 7.817% | 0 | 0% | 0.3159% | 0 | 0% | 0.3159% | 0 | 0% | 0.3159% | 0 |  |  |  | 0% | 11.8% | 0 | 0% | 11.8% | 0 | 0% | 11.8% | 0 | 0% | 0.3637% | 0 | 0% | 0.3637% | 0 | 0% | 0.3637% | 0 | 0% | 100% | 0 | 0% | 100% | 0 | 0% | 100% | 0 | 0% | 100% | 0 |  |  | 0 |  |  | 0 |  |  | 0
BAY MEADOWS 110448036 | 3.6687e-05 | 0 | 0.017525 | 0 | 0.017525 | 0.0037505 | 0.015821 | 0.0068347 | 0% | 99% | 0 | 0% | 99% | 0 | 0% | 99% | 0 | 0% | 99% | 0 | 0% | 63.6% | 0 | 0% | 51.33% | 0 | 0% | 51.33% | 0 | 0% | 51.33% | 0 | 0 | 0% | 2.966% | 0 | 0% | 2.966% | 0 | 0% | 2.966% | 0 | 0% | 0.3195% | 0 | 0% | 0.3195% | 0 | 0% | 0.3195% | 0 | 0% | 0.907% | 0 | 0% | 0.907% | 0 | 0% | 0.907% | 0 | 0% | 0.9019% | 0 | 0% | 0.9019% | 0 | 0% | 0.9019% | 0 | 0% | 6.713% | 0 | 0% | 6.713% | 0 | 0% | 6.713% | 0 | 0% | 0.6266% | 0 | 0% | 0.6266% | 0 | 0% | 0.6266% | 0 |  |  |  | 0% | 11.8% | 0 | 0% | 11.8% | 0 | 0% | 11.8% | 0 | 0% | 0.356% | 0 | 0% | 0.356% | 0 | 0% | 0.356% | 0 | 0% | 100% | 0 | 0% | 100% | 0 | 0% | 100% | 0 | 0% | 100% | 0 |  |  | 0 |  |  | 0 |  |  | 0
PAUL SWEET 210437482 | 4.0538e-05 | 0 | 0.0080114 | 0 | 0.0080114 | 0.0020232 | 0.0066582 | 0.003396 | 0% | 99% | 0 | 0% | 99% | 0 | 0% | 99% | 0 | 0% | 99% | 0 | 0% | 65.51% | 0 | 0% | 51.87% | 0 | 0% | 51.87% | 0 | 0% | 51.87% | 0 | 0 | 0% | 3.162% | 0 | 0% | 3.162% | 0 | 0% | 3.162% | 0 | 0% | 0.3443% | 0 | 0% | 0.3443% | 0 | 0% | 0.3443% | 0 | 0% | 0.8394% | 0 | 0% | 0.8394% | 0 | 0% | 0.8394% | 0 | 0% | 0.8743% | 0 | 100% | 0.8743% | 7.0047e-05 | 0% | 0.8743% | 0 | 0% | 6.3% | 0 | 0% | 6.3% | 0 | 0% | 6.3% | 0 | 0% | 0.731% | 0 | 0% | 0.731% | 0 | 0% | 0.731% | 0 |  |  |  | 0% | 11.8% | 0 | 0% | 11.8% | 0 | 0% | 11.8% | 0 | 0% | 0.3687% | 0 | 0% | 0.3687% | 0 | 0% | 0.3687% | 0 | 0% | 100% | 0 | 0% | 100% | 0 | 0% | 100% | 0 | 0% | 100% | 0 |  |  | 0 |  |  | 0 |  |  | 0
MISSION (X) 111384198 | 3.697e-05 | 0 | 0.003733 | 0 | 0.003733 | 0.00084396 | 0.0039466 | 0.00083791 | 0% | 99% | 0 | 0% | 99% | 0 | 0% | 99% | 0 | 0% | 99% | 0 | 0% | 63.06% | 0 | 0% | 50.07% | 0 | 0% | 50.07% | 0 | 0% | 50.07% | 0 | 0 | 0% | 3.946% | 0 | 0% | 3.946% | 0 | 0% | 3.946% | 0 | 0% | 0.4298% | 0 | 0% | 0.4298% | 0 | 0% | 0.4298% | 0 | 0% | 1.073% | 0 | 0% | 1.073% | 0 | 0% | 1.073% | 0 | 0% | 1.119% | 0 | 0% | 1.119% | 0 | 0% | 1.119% | 0 | 0% | 8.067% | 0 | 0% | 8.067% | 0 | 0% | 8.067% | 0 | 0% | 0.7434% | 0 | 0% | 0.7434% | 0 | 0% | 0.7434% | 0 |  |  |  | 0% | 11.8% | 0 | 0% | 11.8% | 0 | 0% | 11.8% | 0 | 0% | 0.3621% | 0 | 0% | 0.3621% | 0 | 0% | 0.3621% | 0 | 0% | 100% | 0 | 0% | 100% | 0 | 0% | 100% | 0 | 0% | 100% | 0 |  |  | 0 |  |  | 0 |  |  | 0
MORGAN HILL 2109CB | 4.6725e-05 | 0 | 0.018783 | 0 | 0.018783 | 0.0028426 | 0.014429 | 0.011055 | 0% | 99% | 0 | 0% | 99% | 0 | 0% | 99% | 0 | 0% | 99% | 0 | 0% | 66.23% | 0 | 0% | 51.75% | 0 | 0% | 51.75% | 0 | 0% | 51.75% | 0 | 0 | 0% | 2.793% | 0 | 0% | 2.793% | 0 | 0% | 2.793% | 0 | 0% | 0.3204% | 0 | 0% | 0.3204% | 0 | 0% | 0.3204% | 0 | 0% | 0.753% | 0 | 0% | 0.753% | 0 | 0% | 0.753% | 0 | 0% | 0.7948% | 0 | 0% | 0.7948% | 0 | 3.934% | 0.7948% | 5.8733e-06 | 0% | 5.676% | 0 | 0% | 5.676% | 0 | 0% | 5.676% | 0 | 0% | 0.3953% | 0 | 0% | 0.3953% | 0 | 0% | 0.3953% | 0 |  |  |  | 0% | 11.8% | 0 | 0% | 11.8% | 0 | 0% | 11.8% | 0 | 55.56% | 0.3693% | 3.8537e-05 | 0% | 0.3693% | 0 | 0% | 0.3693% | 0 | 0% | 100% | 0 | 0% | 100% | 0 | 0% | 100% | 0 | 0% | 100% | 0 |  |  | 0 |  |  | 0 |  |  | 0
ATWATER 110558858 | 3.5902e-05 | 0 | 0.0082731 | 0 | 0.0082731 | 0.0012183 | 0.0076171 | 0.0036436 | 0% | 99% | 0 | 0% | 99% | 0 | 0% | 99% | 0 | 0% | 99% | 0 | 0% | 62.75% | 0 | 0% | 49.67% | 0 | 0% | 49.67% | 0 | 0% | 49.67% | 0 | 0 | 0% | 2.829% | 0 | 0% | 2.829% | 0 | 0% | 2.829% | 0 | 0% | 0.3142% | 0 | 0% | 0.3142% | 0 | 0% | 0.3142% | 0 | 0% | 0.9219% | 0 | 0% | 0.9219% | 0 | 0% | 0.9219% | 0 | 0% | 0.9398% | 0 | 0.7732% | 0.9398% | 6.0117e-07 | 0% | 0.9398% | 0 | 0% | 6.903% | 0 | 0% | 6.903% | 0 | 0% | 6.903% | 0 | 0% | 0.4681% | 0 | 0% | 0.4681% | 0 | 0% | 0.4681% | 0 |  |  |  | 0% | 11.8% | 0 | 0% | 11.8% | 0 | 0% | 11.8% | 0 | 0% | 0.3598% | 0 | 0% | 0.3598% | 0 | 0% | 0.3598% | 0 | 0% | 100% | 0 | 0% | 100% | 0 | 0% | 100% | 0 | 0% | 100% | 0 |  |  | 0 |  |  | 0 |  |  | 0
LOYOLA 0403CB | 3.3512e-05 | 0 | 0.04259 | 0 | 0.04259 | 0.021715 | 0.035159 | 0.0073938 | 0% | 99% | 0 | 0% | 99% | 0 | 0% | 99% | 0 | 0% | 99% | 0 | 0% | 61.34% | 0 | 0% | 48.48% | 0 | 0% | 48.48% | 0 | 0% | 48.48% | 0 | 0 | 0% | 2.388% | 0 | 0% | 2.388% | 0 | 0% | 2.388% | 0 | 0% | 0.2496% | 0 | 0% | 0.2496% | 0 | 0% | 0.2496% | 0 | 0% | 0.8297% | 0 | 0% | 0.8297% | 0 | 0% | 0.8297% | 0 | 0% | 0.7912% | 0 | 0% | 0.7912% | 0 | 99.85% | 0.7912% | 0.00033647 | 0% | 6.066% | 0 | 0% | 6.066% | 0 | 0% | 6.066% | 0 | 0% | 1.326% | 0 | 0% | 1.326% | 0 | 0% | 1.326% | 0 |  |  |  | 0% | 11.8% | 0 | 0% | 11.8% | 0 | 0% | 11.8% | 0 | 0% | 0.3529% | 0 | 0% | 0.3529% | 0 | 0% | 0.3529% | 0 | 0% | 100% | 0 | 0% | 100% | 0 | 0% | 100% | 0 | 0% | 100% | 0 |  |  | 0 |  |  | 0 |  |  | 0
BELMONT 11109090 | 3.605e-05 | 0.00013502 | 0.015718 | 0 | 0.015718 | 0.0080673 | 0.012206 | 0.0034457 | 0% | 99% | 0 | 0% | 99% | 0 | 0% | 99% | 0 | 0% | 99% | 0 | 0% | 63.5% | 0 | 0% | 49.32% | 0 | 0% | 49.32% | 0 | 0% | 49.32% | 0 | 0 | 0% | 2.731% | 0 | 0% | 2.731% | 0 | 0% | 2.731% | 0 | 0% | 0.2998% | 0 | 0% | 0.2998% | 0 | 0% | 0.2998% | 0 | 0% | 0.7748% | 0 | 0% | 0.7748% | 0 | 0% | 0.7748% | 0 | 36.02% | 0.7894% | 4.4698e-05 | 0% | 0.7894% | 0 | 0.737% | 0.7894% | 9.1444e-07 | 0% | 5.773% | 0 | 0% | 5.773% | 0 | 0% | 5.773% | 0 | 0% | 1.567% | 0 | 0% | 1.567% | 0 | 0% | 1.567% | 0 |  |  |  | 0% | 11.8% | 0 | 2.439% | 11.8% | 4.5244e-05 | 0% | 11.8% | 0 | 0% | 0.366% | 0 | 0% | 0.366% | 0 | 0% | 0.366% | 0 | 0% | 100% | 0 | 0% | 100% | 0 | 0% | 100% | 0 | 0% | 100% | 0 |  |  | 0 |  |  | 0 |  |  | 0
PAUL SWEET 210216008 | 3.4031e-05 | 0 | 0.029908 | 0 | 0.029908 | 0.013842 | 0.023792 | 0.0074978 | 0% | 99% | 0 | 0% | 99% | 0 | 0% | 99% | 0 | 0% | 99% | 0 | 0% | 63.25% | 0 | 0% | 49.58% | 0 | 0% | 49.58% | 0 | 0% | 49.58% | 0 | 0 | 0% | 2.653% | 0 | 0% | 2.653% | 0 | 0% | 2.653% | 0 | 0% | 0.2865% | 0 | 0% | 0.2865% | 0 | 0% | 0.2865% | 0 | 0% | 0.8005% | 0 | 0% | 0.8005% | 0 | 0% | 0.8005% | 0 | 0% | 0.8029% | 0 | 0% | 0.8029% | 0 | 0% | 0.8029% | 0 | 0% | 5.942% | 0 | 0% | 5.942% | 0 | 0% | 5.942% | 0 | 0% | 1.283% | 0 | 0% | 1.283% | 0 | 0% | 1.283% | 0 |  |  |  | 0% | 11.8% | 0 | 0% | 11.8% | 0 | 0% | 11.8% | 0 | 0% | 0.3631% | 0 | 0% | 0.3631% | 0 | 0% | 0.3631% | 0 | 0% | 100% | 0 | 0% | 100% | 0 | 0% | 100% | 0 | 0% | 100% | 0 |  |  | 0 |  |  | 0 |  |  | 0
PASO ROBLES 1101CB | 3.0796e-05 | 0 | 0.013936 | 0 | 0.013936 | 0.0016195 | 0.014247 | 0.0051647 | 0% | 99% | 0 | 0% | 99% | 0 | 0% | 99% | 0 | 0% | 99% | 0 | 0% | 62.03% | 0 | 0% | 48.88% | 0 | 0% | 48.88% | 0 | 0% | 48.88% | 0 | 0 | 0% | 3.316% | 0 | 0% | 3.316% | 0 | 0% | 3.316% | 0 | 0% | 0.3659% | 0 | 0% | 0.3659% | 0 | 0% | 0.3659% | 0 | 0% | 1.018% | 0 | 0% | 1.018% | 0 | 0% | 1.018% | 0 | 0% | 1.039% | 0 | 100% | 1.039% | 0.00014476 | 0% | 1.039% | 0 | 0% | 7.611% | 0 | 0% | 7.611% | 0 | 0% | 7.611% | 0 | 0% | 0.4057% | 0 | 0% | 0.4057% | 0 | 0% | 0.4057% | 0 |  |  |  | 0% | 11.8% | 0 | 0% | 11.8% | 0 | 0% | 11.8% | 0 | 0% | 0.3556% | 0 | 0% | 0.3556% | 0 | 0% | 0.3556% | 0 | 0% | 100% | 0 | 0% | 100% | 0 | 0% | 100% | 0 | 0% | 100% | 0 |  |  | 0 |  |  | 0 |  |  | 0
FORT ORD 210779670 | 4.5905e-05 | 0 | 0.039137 | 0 | 0.039137 | 0.0031586 | 0.048599 | 0.0073084 | 0% | 99% | 0 | 0% | 99% | 0 | 0% | 99% | 0 | 0% | 99% | 0 | 0% | 63.05% | 0 | 0% | 49.69% | 0 | 0% | 49.69% | 0 | 0% | 49.69% | 0 | 0 | 0% | 4.34% | 0 | 0% | 4.34% | 0 | 0% | 4.34% | 0 | 0% | 0.4959% | 0 | 0% | 0.4959% | 0 | 0% | 0.4959% | 0 | 0% | 1.262% | 0 | 0% | 1.262% | 0 | 0% | 1.262% | 0 | 0% | 1.357% | 0 | 0% | 1.357% | 0 | 41.61% | 1.357% | 0.00022101 | 0% | 9.612% | 0 | 0% | 9.612% | 0 | 0% | 9.612% | 0 | 0% | 0.3214% | 0 | 0% | 0.3214% | 0 | 0% | 0.3214% | 0 |  |  |  | 0% | 11.8% | 0 | 8.043% | 11.8% | 0.00037142 | 0% | 11.8% | 0 | 55.56% | 0.3637% | 7.9082e-05 | 0% | 0.3637% | 0 | 0% | 0.3637% | 0 | 0% | 100% | 0 | 0% | 100% | 0 | 0% | 100% | 0 | 0% | 100% | 0 |  |  | 0 |  |  | 0 |  |  | 0
CANAL 110611640 | 3.53e-05 | 0 | 0.027007 | 0 | 0.027007 | 0.0023432 | 0.024425 | 0.013992 | 0% | 99% | 0 | 0% | 99% | 0 | 0% | 99% | 0 | 0% | 99% | 0 | 0% | 62.9% | 0 | 0% | 49.57% | 0 | 0% | 49.57% | 0 | 0% | 49.57% | 0 | 0 | 0% | 2.764% | 0 | 0% | 2.764% | 0 | 0% | 2.764% | 0 | 0% | 0.3124% | 0 | 0% | 0.3124% | 0 | 0% | 0.3124% | 0 | 0% | 0.8966% | 0 | 0% | 0.8966% | 0 | 0% | 0.8966% | 0 | 0% | 0.9263% | 0 | 0% | 0.9263% | 0 | 0% | 0.9263% | 0 | 0% | 6.747% | 0 | 0% | 6.747% | 0 | 0% | 6.747% | 0 | 0% | 0.2686% | 0 | 0% | 0.2686% | 0 | 0% | 0.2686% | 0 |  |  |  | 0% | 11.8% | 0 | 0% | 11.8% | 0 | 0% | 11.8% | 0 | 0% | 0.3621% | 0 | 0% | 0.3621% | 0 | 0% | 0.3621% | 0 | 0% | 100% | 0 | 0% | 100% | 0 | 0% | 100% | 0 | 0% | 100% | 0 |  |  | 0 |  |  | 0 |  |  | 0
GREENBRAE 1104CB | 4.5196e-05 | 0 | 0.0032063 | 0 | 0.0032063 | 0.00077788 | 0.0030024 | 0.0010591 | 0% | 99% | 0 | 0% | 99% | 0 | 0% | 99% | 0 | 0% | 99% | 0 | 0% | 64.08% | 0 | 0% | 49.51% | 0 | 0% | 49.51% | 0 | 0% | 49.51% | 0 | 0 | 0% | 3.805% | 0 | 0% | 3.805% | 0 | 0% | 3.805% | 0 | 0% | 0.4232% | 0 | 0% | 0.4232% | 0 | 0% | 0.4232% | 0 | 0% | 0.9249% | 0 | 25% | 0.9249% | 7.4137e-06 | 0% | 0.9249% | 0 | 25% | 0.9783% | 7.8413e-06 | 75% | 0.9783% | 2.3525e-05 | 0% | 0.9783% | 0 | 0% | 6.962% | 0 | 0% | 6.962% | 0 | 0% | 6.962% | 0 | 0% | 0.7174% | 0 | 0% | 0.7174% | 0 | 0% | 0.7174% | 0 |  |  |  | 0% | 11.8% | 0 | 0% | 11.8% | 0 | 0% | 11.8% | 0 | 0% | 0.3663% | 0 | 0% | 0.3663% | 0 | 0% | 0.3663% | 0 | 0% | 100% | 0 | 0% | 100% | 0 | 0% | 100% | 0 | 0% | 100% | 0 |  |  | 0 |  |  | 0 |  |  | 0
EUREKA E 11017104 | 3.4344e-05 | 0 | 0.034992 | 1.1109 | 1.1459 | 0.01889 | 0.029242 | 0.0046881 | 0% | 99% | 0 | 0% | 99% | 0 | 0% | 99% | 0 | 0% | 99% | 0 | 0% | 62.57% | 0 | 0% | 48.98% | 0 | 0% | 48.98% | 0 | 0% | 48.98% | 0 | 1.1109 | 0% | 2.621% | 0 | 0% | 2.621% | 0 | 0% | 2.621% | 0 | 0% | 0.3021% | 0 | 0% | 0.3021% | 0 | 0% | 0.3021% | 0 | 0% | 0.8425% | 0 | 0% | 0.8425% | 0 | 0% | 0.8425% | 0 | 0% | 0.8896% | 0 | 0% | 0.8896% | 0 | 0% | 0.8896% | 0 | 0% | 6.385% | 0 | 0% | 6.385% | 0 | 0% | 6.385% | 0 | 0% | 2.254% | 0 | 0% | 2.254% | 0 | 0% | 2.254% | 0 |  |  |  | 0% | 11.8% | 0 | 0% | 11.8% | 0 | 0% | 11.8% | 0 | 0% | 0.3705% | 0 | 0% | 0.3705% | 0 | 0% | 0.3705% | 0 | 0% | 100% | 0 | 0% | 100% | 0 | 0% | 100% | 0 | 0% | 100% | 0 |  |  | 0 |  |  | 0 |  |  | 0
CASTRO VALLEY 1108MR205 | 3.3251e-05 | 0.016922 | 0.028652 | 0 | 0.028652 | 0.014014 | 0.021836 | 0.0074091 | 0% | 99% | 0 | 0% | 99% | 0 | 0% | 99% | 0 | 0% | 99% | 0 | 0% | 63.55% | 0 | 0% | 49.7% | 0 | 0% | 49.7% | 0 | 0% | 49.7% | 0 | 0 | 0% | 2.738% | 0 | 0% | 2.738% | 0 | 0% | 2.738% | 0 | 0% | 0.2926% | 0 | 0% | 0.2926% | 0 | 0% | 0.2926% | 0 | 0% | 0.7688% | 0 | 0% | 0.7688% | 0 | 2.715% | 0.7688% | 5.9804e-06 | 0% | 0.7784% | 0 | 54.97% | 0.7784% | 0.00012261 | 31.3% | 0.7784% | 6.9802e-05 | 0% | 5.716% | 0 | 0% | 5.716% | 0 | 0% | 5.716% | 0 | 0% | 1.206% | 0 | 0% | 1.206% | 0 | 0% | 1.206% | 0 |  |  |  | 0% | 11.8% | 0 | 0% | 11.8% | 0 | 0% | 11.8% | 0 | 0% | 0.3669% | 0 | 0% | 0.3669% | 0 | 0% | 0.3669% | 0 | 0% | 100% | 0 | 0% | 100% | 0 | 0% | 100% | 0 | 0% | 100% | 0 |  |  | 0 |  |  | 0 |  |  | 0
EAST GRAND 1109CB | 3.6896e-05 | 0 | 0.015605 | 0 | 0.015605 | 0.002178 | 0.015823 | 0.0055676 | 0% | 99% | 0 | 0% | 99% | 0 | 0% | 99% | 0 | 0% | 99% | 0 | 0% | 64.8% | 0 | 0% | 51.85% | 0 | 0% | 51.85% | 0 | 0% | 51.85% | 0 | 0 | 0% | 3.979% | 0 | 0% | 3.979% | 0 | 0% | 3.979% | 0 | 0% | 0.4357% | 0 | 0% | 0.4357% | 0 | 0% | 0.4357% | 0 | 0% | 1.019% | 0 | 0% | 1.019% | 0 | 0% | 1.019% | 0 | 11.45% | 1.065% | 1.9033e-05 | 0% | 1.065% | 0 | 0% | 1.065% | 0 | 0% | 7.648% | 0 | 0% | 7.648% | 0 | 0% | 7.648% | 0 | 0% | 0.4979% | 0 | 0% | 0.4979% | 0 | 0% | 0.4979% | 0 |  |  |  | 0% | 11.8% | 0 | 0% | 11.8% | 0 | 0% | 11.8% | 0 | 0% | 0.3629% | 0 | 0% | 0.3629% | 0 | 0% | 0.3629% | 0 | 0% | 100% | 0 | 0% | 100% | 0 | 0% | 100% | 0 | 0% | 100% | 0 |  |  | 0 |  |  | 0 |  |  | 0
BELLEVUE 110485960 | 3.5694e-05 | 0 | 0.010737 | 0 | 0.010737 | 0.0045079 | 0.0079552 | 0.0037544 | 0% | 99% | 0 | 0% | 99% | 0 | 0% | 99% | 0 | 0% | 99% | 0 | 0% | 64.17% | 0 | 0% | 50.04% | 0 | 0% | 50.04% | 0 | 0% | 50.04% | 0 | 0 | 0% | 2.45% | 0 | 0% | 2.45% | 0 | 0% | 2.45% | 0 | 0% | 0.2759% | 0 | 0% | 0.2759% | 0 | 0% | 0.2759% | 0 | 0% | 0.7335% | 0 | 0% | 0.7335% | 0 | 0% | 0.7335% | 0 | 0% | 0.7556% | 0 | 0% | 0.7556% | 0 | 0% | 0.7556% | 0 | 0% | 5.495% | 0 | 0% | 5.495% | 0 | 0% | 5.495% | 0 | 0% | 1.307% | 0 | 0% | 1.307% | 0 | 0% | 1.307% | 0 |  |  |  | 0% | 11.8% | 0 | 0% | 11.8% | 0 | 0% | 11.8% | 0 | 0% | 0.3681% | 0 | 0% | 0.3681% | 0 | 0% | 0.3681% | 0 | 0% | 100% | 0 | 0% | 100% | 0 | 0% | 100% | 0 | 0% | 100% | 0 |  |  | 0 |  |  | 0 |  |  | 0
GLENWOOD 110168889 | 3.4043e-05 | 0 | 0.0099485 | 0 | 0.0099485 | 0.0048393 | 0.0073284 | 0.0028615 | 0% | 99% | 0 | 0% | 99% | 0 | 0% | 99% | 0 | 0% | 99% | 0 | 0% | 63.82% | 0 | 0% | 49.54% | 0 | 0% | 49.54% | 0 | 0% | 49.54% | 0 | 0 | 0% | 2.543% | 0 | 0% | 2.543% | 0 | 0% | 2.543% | 0 | 0% | 0.2801% | 0 | 0% | 0.2801% | 0 | 0% | 0.2801% | 0 | 0% | 0.7343% | 0 | 0% | 0.7343% | 0 | 0% | 0.7343% | 0 | 0% | 0.7481% | 0 | 83.53% | 0.7481% | 6.2165e-05 | 16.47% | 0.7481% | 1.2259e-05 | 0% | 5.475% | 0 | 0% | 5.475% | 0 | 0% | 5.475% | 0 | 0% | 1.332% | 0 | 0% | 1.332% | 0 | 0% | 1.332% | 0 |  |  |  | 0% | 11.8% | 0 | 0% | 11.8% | 0 | 0% | 11.8% | 0 | 0% | 0.3676% | 0 | 0% | 0.3676% | 0 | 0% | 0.3676% | 0 | 0% | 100% | 0 | 0% | 100% | 0 | 0% | 100% | 0 | 0% | 100% | 0 |  |  | 0 |  |  | 0 |  |  | 0
PORTOLA 0402CB | 3.2486e-05 | 0 | 0.016365 | 0 | 0.016365 | 0.0057965 | 0.016213 | 0.0027149 | 0% | 99% | 0 | 0% | 99% | 0 | 0% | 99% | 0 | 0% | 99% | 0 | 0% | 63.27% | 0 | 0% | 49.91% | 0 | 0% | 49.91% | 0 | 0% | 49.91% | 0 | 0 | 0% | 3.607% | 0 | 0% | 3.607% | 0 | 0% | 3.607% | 0 | 0% | 0.3961% | 0 | 0% | 0.3961% | 0 | 0% | 0.3961% | 0 | 0% | 1.004% | 0 | 0% | 1.004% | 0 | 0% | 1.004% | 0 | 0% | 1.046% | 0 | 0% | 1.046% | 0 | 0% | 1.046% | 0 | 0% | 7.544% | 0 | 0% | 7.544% | 0 | 0% | 7.544% | 0 | 0% | 1.069% | 0 | 0% | 1.069% | 0 | 0% | 1.069% | 0 |  |  |  | 0% | 11.8% | 0 | 0% | 11.8% | 0 | 0% | 11.8% | 0 | 0% | 0.3641% | 0 | 0% | 0.3641% | 0 | 0% | 0.3641% | 0 | 0% | 100% | 0 | 0% | 100% | 0 | 0% | 100% | 0 | 0% | 100% | 0 |  |  | 0 |  |  | 0 |  |  | 0
SALINAS 110622288 | 2.9098e-05 | 0 | 0.024543 | 0 | 0.024543 | 0.003311 | 0.024803 | 0.0089721 | 0% | 99% | 0 | 0% | 99% | 0 | 0% | 99% | 0 | 0% | 99% | 0 | 0% | 63.52% | 0 | 0% | 50.55% | 0 | 0% | 50.55% | 0 | 0% | 50.55% | 0 | 0 | 0% | 3.439% | 0 | 0% | 3.439% | 0 | 0% | 3.439% | 0 | 0% | 0.3822% | 0 | 0% | 0.3822% | 0 | 0% | 0.3822% | 0 | 0% | 1.019% | 0 | 0% | 1.019% | 0 | 0% | 1.019% | 0 | 0% | 1.057% | 0 | 0% | 1.057% | 0 | 0% | 1.057% | 0 | 0% | 7.655% | 0 | 0% | 7.655% | 0 | 0% | 7.655% | 0 | 0% | 0.4149% | 0 | 0% | 0.4149% | 0 | 0% | 0.4149% | 0 |  |  |  | 0% | 11.8% | 0 | 0% | 11.8% | 0 | 0% | 11.8% | 0 | 0% | 0.3611% | 0 | 0% | 0.3611% | 0 | 0% | 0.3611% | 0 | 0% | 100% | 0 | 0% | 100% | 0 | 0% | 100% | 0 | 0% | 100% | 0 |  |  | 0 |  |  | 0 |  |  | 0
SAN MATEO 0408CB | 4.3883e-05 | 0 | 0.039412 | 0 | 0.039412 | 0.025486 | 0.027511 | 0.0065592 | 0% | 99% | 0 | 0% | 99% | 0 | 0% | 99% | 0 | 0% | 99% | 0 | 0% | 64.1% | 0 | 0% | 49.6% | 0 | 0% | 49.6% | 0 | 0% | 49.6% | 0 | 0 | 0% | 2.509% | 0 | 0% | 2.509% | 0 | 0% | 2.509% | 0 | 0% | 0.276% | 0 | 0% | 0.276% | 0 | 0% | 0.276% | 0 | 0% | 0.6984% | 0 | 0% | 0.6984% | 0 | 0% | 0.6984% | 0 | 0% | 0.7204% | 0 | 0% | 0.7204% | 0 | 0% | 0.7204% | 0 | 0% | 5.226% | 0 | 0% | 5.226% | 0 | 0% | 5.226% | 0 | 0% | 1.99% | 0 | 0% | 1.99% | 0 | 0% | 1.99% | 0 |  |  |  | 0% | 11.8% | 0 | 0% | 11.8% | 0 | 0% | 11.8% | 0 | 0% | 0.3717% | 0 | 0% | 0.3717% | 0 | 0% | 0.3717% | 0 | 0% | 100% | 0 | 0% | 100% | 0 | 0% | 100% | 0 | 0% | 100% | 0 |  |  | 0 |  |  | 0 |  |  | 0
SAN CARLOS 1103CB | 4.2548e-05 | 0 | 0.014142 | 0 | 0.014142 | 0.0025197 | 0.012838 | 0.0060152 | 0% | 99% | 0 | 0% | 99% | 0 | 0% | 99% | 0 | 0% | 99% | 0 | 0% | 65.36% | 0 | 0% | 52.07% | 0 | 0% | 52.07% | 0 | 0% | 52.07% | 0 | 0 | 0% | 3.347% | 0 | 0% | 3.347% | 0 | 0% | 3.347% | 0 | 0% | 0.3718% | 0 | 0% | 0.3718% | 0 | 0% | 0.3718% | 0 | 0% | 0.8943% | 0 | 0% | 0.8943% | 0 | 0% | 0.8943% | 0 | 0% | 0.925% | 0 | 97.52% | 0.925% | 0.00012758 | 0% | 0.925% | 0 | 0% | 6.688% | 0 | 0% | 6.688% | 0 | 0% | 6.688% | 0 | 0% | 0.5014% | 0 | 0% | 0.5014% | 0 | 0% | 0.5014% | 0 |  |  |  | 0% | 11.8% | 0 | 0% | 11.8% | 0 | 0% | 11.8% | 0 | 0% | 0.3618% | 0 | 0% | 0.3618% | 0 | 0% | 0.3618% | 0 | 0% | 100% | 0 | 0% | 100% | 0 | 0% | 100% | 0 | 0% | 100% | 0 |  |  | 0 |  |  | 0 |  |  | 0
STELLING 1108LL08 | 3.8364e-05 | 0 | 0.022889 | 0 | 0.022889 | 0.01346 | 0.015861 | 0.0052726 | 0% | 99% | 0 | 0% | 99% | 0 | 0% | 99% | 0 | 0% | 99% | 0 | 0% | 63.03% | 0 | 0% | 49.35% | 0 | 0% | 49.35% | 0 | 0% | 49.35% | 0 | 0 | 0% | 2.104% | 0 | 0% | 2.104% | 0 | 0% | 2.104% | 0 | 0% | 0.2212% | 0 | 0% | 0.2212% | 0 | 0% | 0.2212% | 0 | 0% | 0.6978% | 0 | 0% | 0.6978% | 0 | 0% | 0.6978% | 0 | 0% | 0.6745% | 0 | 0% | 0.6745% | 0 | 0% | 0.6745% | 0 | 0% | 5.121% | 0 | 0% | 5.121% | 0 | 0% | 5.121% | 0 | 0% | 1.611% | 0 | 0% | 1.611% | 0 | 0% | 1.611% | 0 |  |  |  | 0% | 11.8% | 0 | 0% | 11.8% | 0 | 0% | 11.8% | 0 | 0% | 0.3626% | 0 | 0% | 0.3626% | 0 | 0% | 0.3626% | 0 | 0% | 100% | 0 | 0% | 100% | 0 | 0% | 100% | 0 | 0% | 100% | 0 |  |  | 0 |  |  | 0 |  |  | 0
EAST GRAND 110776054 | 4.0921e-05 | 0 | 0.024674 | 0 | 0.024674 | 0.0036152 | 0.024675 | 0.0090091 | 0% | 99% | 0 | 0% | 99% | 0 | 0% | 99% | 0 | 0% | 99% | 0 | 0% | 64.52% | 0 | 0% | 52.12% | 0 | 0% | 52.12% | 0 | 0% | 52.12% | 0 | 0 | 0% | 3.752% | 0 | 0% | 3.752% | 0 | 0% | 3.752% | 0 | 0% | 0.4043% | 0 | 0% | 0.4043% | 0 | 0% | 0.4043% | 0 | 0% | 1.009% | 0 | 0% | 1.009% | 0 | 0% | 1.009% | 0 | 0% | 1.039% | 0 | 0% | 1.039% | 0 | 0% | 1.039% | 0 | 0% | 7.541% | 0 | 0% | 7.541% | 0 | 0% | 7.541% | 0 | 0% | 0.5227% | 0 | 0% | 0.5227% | 0 | 0% | 0.5227% | 0 |  |  |  | 0% | 11.8% | 0 | 0% | 11.8% | 0 | 0% | 11.8% | 0 | 0% | 0.3607% | 0 | 0% | 0.3607% | 0 | 0% | 0.3607% | 0 | 0% | 100% | 0 | 0% | 100% | 0 | 0% | 100% | 0 | 0% | 100% | 0 |  |  | 0 |  |  | 0 |  |  | 0
PIERCY 2109XR202 | 3.5915e-05 | 0 | 0.0035998 | 0 | 0.0035998 | 0.0015882 | 0.0026852 | 0.0011692 | 0% | 99% | 0 | 0% | 99% | 0 | 0% | 99% | 0 | 0% | 99% | 0 | 0% | 64.39% | 0 | 0% | 49.69% | 0 | 0% | 49.69% | 0 | 0% | 49.69% | 0 | 0 | 0% | 3.032% | 0 | 0% | 3.032% | 0 | 0% | 3.032% | 0 | 0% | 0.3344% | 0 | 0% | 0.3344% | 0 | 0% | 0.3344% | 0 | 0% | 0.7333% | 0 | 0% | 0.7333% | 0 | 0% | 0.7333% | 0 | 0% | 0.7593% | 0 | 0% | 0.7593% | 0 | 100% | 0.7593% | 2.7333e-05 | 0% | 5.472% | 0 | 0% | 5.472% | 0 | 0% | 5.472% | 0 | 0% | 1.187% | 0 | 0% | 1.187% | 0 | 0% | 1.187% | 0 |  |  |  | 0% | 11.8% | 0 | 0% | 11.8% | 0 | 0% | 11.8% | 0 | 0% | 0.369% | 0 | 0% | 0.369% | 0 | 0% | 0.369% | 0 | 0% | 100% | 0 | 0% | 100% | 0 | 0% | 100% | 0 | 0% | 100% | 0 |  |  | 0 |  |  | 0 |  |  | 0
FREMONT 1103MR127 | 3.6049e-05 | 0 | 0.028929 | 0 | 0.028929 | 0.0091494 | 0.023186 | 0.011406 | 0% | 99% | 0 | 0% | 99% | 0 | 0% | 99% | 0 | 0% | 99% | 0 | 0% | 65.13% | 0 | 0% | 50.54% | 0 | 0% | 50.54% | 0 | 0% | 50.54% | 0 | 0 | 0% | 2.862% | 0 | 0% | 2.862% | 0 | 0% | 2.862% | 0 | 0% | 0.3249% | 0 | 0% | 0.3249% | 0 | 0% | 0.3249% | 0 | 0% | 0.7959% | 0 | 0% | 0.7959% | 0 | 0% | 0.7959% | 0 | 0% | 0.8435% | 0 | 0% | 0.8435% | 0 | 0% | 0.8435% | 0 | 0% | 6.02% | 0 | 0% | 6.02% | 0 | 0% | 6.02% | 0 | 0% | 0.7605% | 0 | 0% | 0.7605% | 0 | 0% | 0.7605% | 0 |  |  |  | 0% | 11.8% | 0 | 0% | 11.8% | 0 | 0% | 11.8% | 0 | 0% | 0.3713% | 0 | 0% | 0.3713% | 0 | 0% | 0.3713% | 0 | 0% | 100% | 0 | 0% | 100% | 0 | 0% | 100% | 0 | 0% | 100% | 0 |  |  | 0 |  |  | 0 |  |  | 0
SF H 11066955 | 2.907e-05 | 0 | 0.0020905 | 0 | 0.0020905 | 0.0006619 | 0.002036 | 0.00046322 | 0% | 99% | 0 | 0% | 99% | 0 | 0% | 99% | 0 | 0% | 99% | 0 | 0% | 61.43% | 0 | 0% | 49.74% | 0 | 0% | 49.74% | 0 | 0% | 49.74% | 0 | 0 | 0% | 3.317% | 0 | 0% | 3.317% | 0 | 0% | 3.317% | 0 | 0% | 0.3437% | 0 | 0% | 0.3437% | 0 | 0% | 0.3437% | 0 | 0% | 0.988% | 0 | 0% | 0.988% | 0 | 0% | 0.988% | 0 | 0% | 0.9587% | 0 | 100% | 0.9587% | 2.0041e-05 | 0% | 0.9587% | 0 | 0% | 7.245% | 0 | 0% | 7.245% | 0 | 0% | 7.245% | 0 | 0% | 0.9923% | 0 | 0% | 0.9923% | 0 | 0% | 0.9923% | 0 |  |  |  | 0% | 11.8% | 0 | 0% | 11.8% | 0 | 0% | 11.8% | 0 | 0% | 0.3501% | 0 | 0% | 0.3501% | 0 | 0% | 0.3501% | 0 | 0% | 100% | 0 | 0% | 100% | 0 | 0% | 100% | 0 | 0% | 100% | 0 |  |  | 0 |  |  | 0 |  |  | 0
FIGARDEN 211353111 | 5.9883e-05 | 0 | 0.0015142 | 0 | 0.0015142 | 0.00012981 | 0.001207 | 0.00095283 | 0% | 99% | 0 | 0% | 99% | 0 | 0% | 99% | 0 | 0% | 99% | 0 | 0% | 63.58% | 0 | 0% | 48.84% | 0 | 0% | 48.84% | 0 | 0% | 48.84% | 0 | 0 | 0% | 2.491% | 0 | 0% | 2.491% | 0 | 0% | 2.491% | 0 | 0% | 0.2965% | 0 | 0% | 0.2965% | 0 | 0% | 0.2965% | 0 | 0% | 0.7701% | 0 | 0% | 0.7701% | 0 | 0% | 0.7701% | 0 | 0% | 0.8116% | 0 | 0% | 0.8116% | 0 | 100% | 0.8116% | 1.2288e-05 | 0% | 5.833% | 0 | 0% | 5.833% | 0 | 0% | 5.833% | 0 | 0% | 0.2724% | 0 | 0% | 0.2724% | 0 | 0% | 0.2724% | 0 |  |  |  | 0% | 11.8% | 0 | 0% | 11.8% | 0 | 0% | 11.8% | 0 | 0% | 0.3669% | 0 | 0% | 0.3669% | 0 | 0% | 0.3669% | 0 | 0% | 100% | 0 | 0% | 100% | 0 | 0% | 100% | 0 | 0% | 100% | 0 |  |  | 0 |  |  | 0 |  |  | 0
MC CALL 110538010 | 3.7334e-05 | 0 | 0.046939 | 0 | 0.046939 | 0.0081877 | 0.04122 | 0.021574 | 0% | 99% | 0 | 0% | 99% | 0 | 0% | 99% | 0 | 0% | 99% | 0 | 0% | 62.85% | 0 | 0% | 49.83% | 0 | 0% | 49.83% | 0 | 0% | 49.83% | 0 | 0 | 0% | 2.83% | 0 | 0% | 2.83% | 0 | 0% | 2.83% | 0 | 0% | 0.3071% | 0 | 0% | 0.3071% | 0 | 0% | 0.3071% | 0 | 0% | 0.8827% | 0 | 0% | 0.8827% | 0 | 0% | 0.8827% | 0 | 0% | 0.8932% | 0 | 0% | 0.8932% | 0 | 0% | 0.8932% | 0 | 0% | 6.582% | 0 | 0% | 6.582% | 0 | 0% | 6.582% | 0 | 0% | 0.5429% | 0 | 0% | 0.5429% | 0 | 0% | 0.5429% | 0 |  |  |  | 0% | 11.8% | 0 | 0% | 11.8% | 0 | 0% | 11.8% | 0 | 0% | 0.3612% | 0 | 0% | 0.3612% | 0 | 0% | 0.3612% | 0 | 0% | 100% | 0 | 0% | 100% | 0 | 0% | 100% | 0 | 0% | 100% | 0 |  |  | 0 |  |  | 0 |  |  | 0
CHICO A 110291814 | 6.0369e-05 | 0 | 0.028826 | 0 | 0.028826 | 0.021189 | 0.015045 | 0.007359 | 0% | 99% | 0 | 0% | 99% | 0 | 0% | 99% | 0 | 0% | 99% | 0 | 0% | 64.5% | 0 | 0% | 49.1% | 0 | 0% | 49.1% | 0 | 0% | 49.1% | 0 | 0 | 0% | 1.556% | 0 | 0% | 1.556% | 0 | 0% | 1.556% | 0 | 0% | 0.1785% | 0 | 0% | 0.1785% | 0 | 0% | 0.1785% | 0 | 0% | 0.5126% | 0 | 0% | 0.5126% | 0 | 0% | 0.5126% | 0 | 4.857% | 0.5196% | 7.2751e-06 | 0% | 0.5196% | 0 | 95.14% | 0.5196% | 0.00014251 | 0% | 3.826% | 0 | 0% | 3.826% | 0 | 0% | 3.826% | 0 | 0% | 2.148% | 0 | 0% | 2.148% | 0 | 0% | 2.148% | 0 |  |  |  | 0% | 11.8% | 0 | 0% | 11.8% | 0 | 0% | 11.8% | 0 | 0% | 0.3749% | 0 | 0% | 0.3749% | 0 | 0% | 0.3749% | 0 | 0% | 100% | 0 | 0% | 100% | 0 | 0% | 100% | 0 | 0% | 100% | 0 |  |  | 0 |  |  | 0 |  |  | 0
EVERGREEN 2103XR074 | 3.3617e-05 | 0 | 0.025565 | 0 | 0.025565 | 0.0086116 | 0.020034 | 0.010016 | 0% | 99% | 0 | 0% | 99% | 0 | 0% | 99% | 0 | 0% | 99% | 0 | 0% | 64.42% | 0 | 0% | 50.9% | 0 | 0% | 50.9% | 0 | 0% | 50.9% | 0 | 0 | 0% | 2.72% | 0 | 0% | 2.72% | 0 | 0% | 2.72% | 0 | 0% | 0.2934% | 0 | 0% | 0.2934% | 0 | 0% | 0.2934% | 0 | 0% | 0.785% | 0 | 0% | 0.785% | 0 | 0% | 0.785% | 0 | 0% | 0.7887% | 0 | 12.51% | 0.7887% | 2.5214e-05 | 87.49% | 0.7887% | 0.00017642 | 0% | 5.823% | 0 | 0% | 5.823% | 0 | 0% | 5.823% | 0 | 0% | 0.8394% | 0 | 0% | 0.8394% | 0 | 0% | 0.8394% | 0 |  |  |  | 0% | 11.8% | 0 | 0% | 11.8% | 0 | 0% | 11.8% | 0 | 0% | 0.3636% | 0 | 0% | 0.3636% | 0 | 0% | 0.3636% | 0 | 0% | 100% | 0 | 0% | 100% | 0 | 0% | 100% | 0 | 0% | 100% | 0 |  |  | 0 |  |  | 0 |  |  | 0
RAWSON 11039052 | 5.0377e-05 | 0 | 0.021596 | 0 | 0.021596 | 0.0083439 | 0.014924 | 0.0093939 | 0% | 99% | 0 | 0% | 99% | 0 | 0% | 99% | 0 | 0% | 99% | 0 | 0% | 64.39% | 0 | 0% | 49.95% | 0 | 0% | 49.95% | 0 | 0% | 49.95% | 0 | 0 | 0% | 2.303% | 0 | 0% | 2.303% | 0 | 0% | 2.303% | 0 | 0% | 0.2559% | 0 | 0% | 0.2559% | 0 | 0% | 0.2559% | 0 | 0% | 0.6832% | 0 | 0% | 0.6832% | 0 | 0% | 0.6832% | 0 | 94.45% | 0.6964% | 0.00014204 | 0% | 0.6964% | 0 | 0% | 0.6964% | 0 | 0% | 5.098% | 0 | 0% | 5.098% | 0 | 0% | 5.098% | 0 | 0% | 1.083% | 0 | 0% | 1.083% | 0 | 0% | 1.083% | 0 |  |  |  | 0% | 11.8% | 0 | 0% | 11.8% | 0 | 0% | 11.8% | 0 | 0% | 0.3687% | 0 | 0% | 0.3687% | 0 | 0% | 0.3687% | 0 | 0% | 100% | 0 | 0% | 100% | 0 | 0% | 100% | 0 | 0% | 100% | 0 |  |  | 0 |  |  | 0 |  |  | 0
LAKEWOOD 211093966 | 3.8496e-05 | 0 | 0.0078438 | 0 | 0.0078438 | 0.0039443 | 0.0057247 | 0.0021943 | 0% | 99% | 0 | 0% | 99% | 0 | 0% | 99% | 0 | 0% | 99% | 0 | 0% | 64.49% | 0 | 0% | 49.4% | 0 | 0% | 49.4% | 0 | 0% | 49.4% | 0 | 0 | 0% | 2.52% | 0 | 0% | 2.52% | 0 | 0% | 2.52% | 0 | 0% | 0.2939% | 0 | 0% | 0.2939% | 0 | 0% | 0.2939% | 0 | 0% | 0.7006% | 0 | 0% | 0.7006% | 0 | 0% | 0.7006% | 0 | 0% | 0.7277% | 0 | 100% | 0.7277% | 5.7079e-05 | 0% | 0.7277% | 0 | 0% | 5.248% | 0 | 0% | 5.248% | 0 | 0% | 5.248% | 0 | 0% | 1.245% | 0 | 0% | 1.245% | 0 | 0% | 1.245% | 0 |  |  |  | 0% | 11.8% | 0 | 0% | 11.8% | 0 | 0% | 11.8% | 0 | 0% | 0.3668% | 0 | 0% | 0.3668% | 0 | 0% | 0.3668% | 0 | 0% | 100% | 0 | 0% | 100% | 0 | 0% | 100% | 0 | 0% | 100% | 0 |  |  | 0 |  |  | 0 |  |  | 0
VACAVILLE 110582908 | 5.6544e-05 | 0 | 0.0065995 | 0 | 0.0065995 | 0.0020761 | 0.00511 | 0.0027969 | 0% | 99% | 0 | 0% | 99% | 0 | 0% | 99% | 0 | 0% | 99% | 0 | 0% | 64.17% | 0 | 0% | 49.73% | 0 | 0% | 49.73% | 0 | 0% | 49.73% | 0 | 0 | 0% | 2.737% | 0 | 0% | 2.737% | 0 | 0% | 2.737% | 0 | 0% | 0.307% | 0 | 0% | 0.307% | 0 | 0% | 0.307% | 0 | 0% | 0.7599% | 0 | 0% | 0.7599% | 0 | 0% | 0.7599% | 0 | 0% | 0.7834% | 0 | 15.52% | 0.7834% | 8.0229e-06 | 79.02% | 0.7834% | 4.0853e-05 | 0% | 5.688% | 0 | 0% | 5.688% | 0 | 0% | 5.688% | 0 | 0% | 0.744% | 0 | 0% | 0.744% | 0 | 0% | 0.744% | 0 |  |  |  | 0% | 11.8% | 0 | 0% | 11.8% | 0 | 0% | 11.8% | 0 | 0% | 0.3667% | 0 | 0% | 0.3667% | 0 | 0% | 0.3667% | 0 | 0% | 100% | 0 | 0% | 100% | 0 | 0% | 100% | 0 | 0% | 100% | 0 |  |  | 0 |  |  | 0 |  |  | 0
ROSSMOOR 110982962 | 3.3848e-05 | 0 | 0.0090966 | 0.1489 | 0.15799 | 0.0054814 | 0.0055823 | 0.0026996 | 0% | 99% | 0 | 0% | 99% | 0 | 0% | 99% | 0 | 0% | 99% | 0 | 0% | 65.21% | 0 | 0% | 49.46% | 0 | 0% | 49.46% | 0 | 0% | 49.46% | 0 | 0.1489 | 0% | 2.621% | 0 | 0% | 2.621% | 0 | 0% | 2.621% | 0 | 0% | 0.2942% | 0 | 0% | 0.2942% | 0 | 0% | 0.2942% | 0 | 0% | 0.6025% | 0 | 53.48% | 0.6025% | 2.931e-05 | 0% | 0.6025% | 0 | 53.48% | 0.6497% | 3.1608e-05 | 33.3% | 0.6497% | 1.9679e-05 | 0% | 0.6497% | 0 | 0% | 4.557% | 0 | 0% | 4.557% | 0 | 0% | 4.557% | 0 | 0% | 1.259% | 0 | 0% | 1.259% | 0 | 0% | 1.259% | 0 |  |  |  | 0% | 11.8% | 0 | 0% | 11.8% | 0 | 0% | 11.8% | 0 | 0% | 0.3798% | 0 | 0% | 0.3798% | 0 | 0% | 0.3798% | 0 | 0% | 100% | 0 | 0% | 100% | 0 | 0% | 100% | 0 | 0% | 100% | 0 |  |  | 0 |  |  | 0 |  |  | 0
SYCAMORE CREEK 11051763 | 4.6117e-05 | 0 | 0.0062942 | 0 | 0.0062942 | 0.0028339 | 0.0041717 | 0.0025194 | 0% | 99% | 0 | 0% | 99% | 0 | 0% | 99% | 0 | 0% | 99% | 0 | 0% | 65.27% | 0 | 0% | 50.56% | 0 | 0% | 50.56% | 0 | 0% | 50.56% | 0 | 0 | 0% | 2.379% | 0 | 0% | 2.379% | 0 | 0% | 2.379% | 0 | 0% | 0.2654% | 0 | 0% | 0.2654% | 0 | 0% | 0.2654% | 0 | 0% | 0.6598% | 0 | 0% | 0.6598% | 0 | 0% | 0.6598% | 0 | 21.32% | 0.6878% | 9.2309e-06 | 0% | 0.6878% | 0 | 78.68% | 0.6878% | 3.406e-05 | 0% | 4.956% | 0 | 0% | 4.956% | 0 | 0% | 4.956% | 0 | 0% | 1.267% | 0 | 0% | 1.267% | 0 | 0% | 1.267% | 0 |  |  |  | 0% | 11.8% | 0 | 0% | 11.8% | 0 | 0% | 11.8% | 0 | 0% | 0.3739% | 0 | 0% | 0.3739% | 0 | 0% | 0.3739% | 0 | 0% | 100% | 0 | 0% | 100% | 0 | 0% | 100% | 0 | 0% | 100% | 0 |  |  | 0 |  |  | 0 |  |  | 0
SAN RAFAEL 1109CB | 4.8194e-05 | 0 | 0.034679 | 0 | 0.034679 | 0.015628 | 0.026922 | 0.0099339 | 0% | 99% | 0 | 0% | 99% | 0 | 0% | 99% | 0 | 0% | 99% | 0 | 0% | 63.99% | 0 | 0% | 50.18% | 0 | 0% | 50.18% | 0 | 0% | 50.18% | 0 | 0 | 0% | 2.975% | 0 | 0% | 2.975% | 0 | 0% | 2.975% | 0 | 0% | 0.3168% | 0 | 0% | 0.3168% | 0 | 0% | 0.3168% | 0 | 0% | 0.7818% | 0 | 0% | 0.7818% | 0 | 0% | 0.7818% | 0 | 0% | 0.7962% | 0 | 0% | 0.7962% | 0 | 0% | 0.7962% | 0 | 0% | 5.814% | 0 | 0% | 5.814% | 0 | 0% | 5.814% | 0 | 0% | 1.383% | 0 | 0% | 1.383% | 0 | 0% | 1.383% | 0 |  |  |  | 0% | 11.8% | 0 | 0% | 11.8% | 0 | 0% | 11.8% | 0 | 0% | 0.3678% | 0 | 0% | 0.3678% | 0 | 0% | 0.3678% | 0 | 0% | 100% | 0 | 0% | 100% | 0 | 0% | 100% | 0 | 0% | 100% | 0 |  |  | 0 |  |  | 0 |  |  | 0
BAKERSFIELD 1101CB | 4.3438e-05 | 0 | 0.047139 | 0 | 0.047139 | 0.011977 | 0.037645 | 0.021721 | 0% | 99% | 0 | 0% | 99% | 0 | 0% | 99% | 0 | 0% | 99% | 0 | 0% | 63.9% | 0 | 0% | 50.56% | 0 | 0% | 50.56% | 0 | 0% | 50.56% | 0 | 0 | 0% | 2.386% | 0 | 0% | 2.386% | 0 | 0% | 2.386% | 0 | 0% | 0.2693% | 0 | 0% | 0.2693% | 0 | 0% | 0.2693% | 0 | 0% | 0.7944% | 0 | 0% | 0.7944% | 0 | 0% | 0.7944% | 0 | 0% | 0.8099% | 0 | 0% | 0.8099% | 0 | 0% | 0.8099% | 0 | 0% | 5.946% | 0 | 0% | 5.946% | 0 | 0% | 5.946% | 0 | 0% | 0.5615% | 0 | 0% | 0.5615% | 0 | 0% | 0.5615% | 0 |  |  |  | 0% | 11.8% | 0 | 0% | 11.8% | 0 | 0% | 11.8% | 0 | 0% | 0.3639% | 0 | 0% | 0.3639% | 0 | 0% | 0.3639% | 0 | 0% | 100% | 0 | 0% | 100% | 0 | 0% | 100% | 0 | 0% | 100% | 0 |  |  | 0 |  |  | 0 |  |  | 0
KIRKER 21076332 | 3.5446e-05 | 0 | 0.030583 | 0 | 0.030583 | 0.0051481 | 0.028972 | 0.012181 | 0% | 99% | 0 | 0% | 99% | 0 | 0% | 99% | 0 | 0% | 99% | 0 | 0% | 63.37% | 0 | 0% | 50.55% | 0 | 0% | 50.55% | 0 | 0% | 50.55% | 0 | 0 | 0% | 3.115% | 0 | 0% | 3.115% | 0 | 0% | 3.115% | 0 | 0% | 0.3459% | 0 | 0% | 0.3459% | 0 | 0% | 0.3459% | 0 | 0% | 0.9476% | 0 | 0% | 0.9476% | 0 | 0% | 0.9476% | 0 | 0% | 0.9699% | 0 | 0% | 0.9699% | 0 | 0% | 0.9699% | 0 | 0% | 7.089% | 0 | 0% | 7.089% | 0 | 0% | 7.089% | 0 | 0% | 0.4835% | 0 | 0% | 0.4835% | 0 | 0% | 0.4835% | 0 |  |  |  | 0% | 11.8% | 0 | 0% | 11.8% | 0 | 0% | 11.8% | 0 | 0% | 0.3598% | 0 | 0% | 0.3598% | 0 | 0% | 0.3598% | 0 | 0% | 100% | 0 | 0% | 100% | 0 | 0% | 100% | 0 | 0% | 100% | 0 |  |  | 0 |  |  | 0 |  |  | 0
SALINAS 1104CB | 5.1338e-05 | 0 | 0.016685 | 0 | 0.016685 | 0.0014182 | 0.015777 | 0.0080663 | 0% | 99% | 0 | 0% | 99% | 0 | 0% | 99% | 0 | 0% | 99% | 0 | 0% | 66.01% | 0 | 0% | 52.36% | 0 | 0% | 52.36% | 0 | 0% | 52.36% | 0 | 0 | 0% | 3.072% | 0 | 0% | 3.072% | 0 | 0% | 3.072% | 0 | 0% | 0.3625% | 0 | 0% | 0.3625% | 0 | 0% | 0.3625% | 0 | 0% | 0.9171% | 0 | 0% | 0.9171% | 0 | 0% | 0.9171% | 0 | 0% | 0.9651% | 0 | 0% | 0.9651% | 0 | 100% | 0.9651% | 0.00016102 | 0% | 6.923% | 0 | 0% | 6.923% | 0 | 0% | 6.923% | 0 | 0% | 0.2608% | 0 | 0% | 0.2608% | 0 | 0% | 0.2608% | 0 |  |  |  | 0% | 11.8% | 0 | 0% | 11.8% | 0 | 0% | 11.8% | 0 | 0% | 0.3609% | 0 | 0% | 0.3609% | 0 | 0% | 0.3609% | 0 | 0% | 100% | 0 | 0% | 100% | 0 | 0% | 100% | 0 | 0% | 100% | 0 |  |  | 0 |  |  | 0 |  |  | 0
WEEDPATCH 110315958 | 6.0776e-05 | 0 | 0.0042557 | 0 | 0.0042557 | 0.00073181 | 0.0045503 | 0.0011613 | 0% | 99% | 0 | 0% | 99% | 0 | 0% | 99% | 0 | 0% | 99% | 0 | 0% | 61.78% | 0 | 0% | 49.37% | 0 | 0% | 49.37% | 0 | 0% | 49.37% | 0 | 0 | 0% | 2.663% | 0 | 0% | 2.663% | 0 | 0% | 2.663% | 0 | 0% | 0.3129% | 0 | 0% | 0.3129% | 0 | 0% | 0.3129% | 0 | 0% | 1.073% | 0 | 0% | 1.073% | 0 | 0% | 1.073% | 0 | 100% | 1.1% | 4.6824e-05 | 0% | 1.1% | 0 | 0% | 1.1% | 0 | 0% | 8.081% | 0 | 0% | 8.081% | 0 | 0% | 8.081% | 0 | 0% | 0.3771% | 0 | 0% | 0.3771% | 0 | 0% | 0.3771% | 0 |  |  |  | 0% | 11.8% | 0 | 0% | 11.8% | 0 | 0% | 11.8% | 0 | 0% | 0.354% | 0 | 0% | 0.354% | 0 | 0% | 0.354% | 0 | 0% | 100% | 0 | 0% | 100% | 0 | 0% | 100% | 0 | 0% | 100% | 0 |  |  | 0 |  |  | 0 |  |  | 0
OAKLAND K 1103CB | 3.6616e-05 | 0.57168 | 0.030122 | 0 | 0.030122 | 0.011359 | 0.024733 | 0.0095202 | 0% | 99% | 0 | 0% | 99% | 0 | 0% | 99% | 0 | 0% | 99% | 0 | 0% | 63.69% | 0 | 0% | 50.21% | 0 | 0% | 50.21% | 0 | 0% | 50.21% | 0 | 0 | 0% | 2.939% | 0 | 0% | 2.939% | 0 | 0% | 2.939% | 0 | 0% | 0.3176% | 0 | 0% | 0.3176% | 0 | 0% | 0.3176% | 0 | 0% | 0.8197% | 0 | 0% | 0.8197% | 0 | 7.119% | 0.8197% | 1.7577e-05 | 53.96% | 0.8308% | 0.00013503 | 18.17% | 0.8308% | 4.5462e-05 | 8.67% | 0.8308% | 2.1698e-05 | 0% | 6.094% | 0 | 0% | 6.094% | 0 | 0% | 6.094% | 0 | 0% | 1.037% | 0 | 0% | 1.037% | 0 | 0% | 1.037% | 0 |  |  |  | 0% | 11.8% | 0 | 0% | 11.8% | 0 | 0% | 11.8% | 0 | 0% | 0.3637% | 0 | 0% | 0.3637% | 0 | 0% | 0.3637% | 0 | 0% | 100% | 0 | 0% | 100% | 0 | 0% | 100% | 0 | 0% | 100% | 0 |  |  | 0 |  |  | 0 |  |  | 0
BULLARD 1101CB | 6.0397e-05 | 0 | 0.015256 | 0 | 0.015256 | 0.0024011 | 0.011886 | 0.0088147 | 0% | 99% | 0 | 0% | 99% | 0 | 0% | 99% | 0 | 0% | 99% | 0 | 0% | 63.86% | 0 | 0% | 49.33% | 0 | 0% | 49.33% | 0 | 0% | 49.33% | 0 | 0 | 0% | 2.55% | 0 | 0% | 2.55% | 0 | 0% | 2.55% | 0 | 0% | 0.2917% | 0 | 0% | 0.2917% | 0 | 0% | 0.2917% | 0 | 0% | 0.7677% | 0 | 0% | 0.7677% | 0 | 0% | 0.7677% | 0 | 0% | 0.81% | 0 | 0% | 0.81% | 0 | 1.991% | 0.81% | 2.4605e-06 | 0% | 5.818% | 0 | 0% | 5.818% | 0 | 0% | 5.818% | 0 | 0% | 0.4754% | 0 | 0% | 0.4754% | 0 | 0% | 0.4754% | 0 |  |  |  | 0% | 11.8% | 0 | 0% | 11.8% | 0 | 0% | 11.8% | 0 | 0% | 0.371% | 0 | 0% | 0.371% | 0 | 0% | 0.371% | 0 | 0% | 100% | 0 | 0% | 100% | 0 | 0% | 100% | 0 | 0% | 100% | 0 |  |  | 0 |  |  | 0 |  |  | 0
MT EDEN 1114CB | 2.7882e-05 | 0 | 0.016688 | 0 | 0.016688 | 0.0022865 | 0.015758 | 0.0072316 | 0% | 99% | 0 | 0% | 99% | 0 | 0% | 99% | 0 | 0% | 99% | 0 | 0% | 63.99% | 0 | 0% | 50.39% | 0 | 0% | 50.39% | 0 | 0% | 50.39% | 0 | 0 | 0% | 3.646% | 0 | 0% | 3.646% | 0 | 0% | 3.646% | 0 | 0% | 0.4061% | 0 | 0% | 0.4061% | 0 | 0% | 0.4061% | 0 | 0% | 0.9363% | 0 | 0% | 0.9363% | 0 | 0% | 0.9363% | 0 | 0% | 0.9863% | 0 | 10.87% | 0.9863% | 1.7898e-05 | 53.15% | 0.9863% | 8.7477e-05 | 0% | 7.051% | 0 | 0% | 7.051% | 0 | 0% | 7.051% | 0 | 0% | 0.3538% | 0 | 0% | 0.3538% | 0 | 0% | 0.3538% | 0 |  |  |  | 0% | 11.8% | 0 | 0% | 11.8% | 0 | 0% | 11.8% | 0 | 0% | 0.3655% | 0 | 0% | 0.3655% | 0 | 0% | 0.3655% | 0 | 0% | 100% | 0 | 0% | 100% | 0 | 0% | 100% | 0 | 0% | 100% | 0 |  |  | 0 |  |  | 0 |  |  | 0
WOODWARD 2109R9546 | 6.6013e-05 | 0 | 0.01771 | 0 | 0.01771 | 0.0043644 | 0.012523 | 0.0099375 | 0% | 99% | 0 | 0% | 99% | 0 | 0% | 99% | 0 | 0% | 99% | 0 | 0% | 65.07% | 0 | 0% | 50.13% | 0 | 0% | 50.13% | 0 | 0% | 50.13% | 0 | 0 | 0% | 2.333% | 0 | 0% | 2.333% | 0 | 0% | 2.333% | 0 | 0% | 0.2718% | 0 | 0% | 0.2718% | 0 | 0% | 0.2718% | 0 | 0% | 0.693% | 0 | 0% | 0.693% | 0 | 0% | 0.693% | 0 | 0% | 0.7339% | 0 | 0% | 0.7339% | 0 | 0% | 0.7339% | 0 | 0% | 5.251% | 0 | 0% | 5.251% | 0 | 0% | 5.251% | 0 | 0% | 0.7294% | 0 | 0% | 0.7294% | 0 | 0% | 0.7294% | 0 |  |  |  | 0% | 11.8% | 0 | 0% | 11.8% | 0 | 0% | 11.8% | 0 | 0% | 0.3727% | 0 | 0% | 0.3727% | 0 | 0% | 0.3727% | 0 | 0% | 100% | 0 | 0% | 100% | 0 | 0% | 100% | 0 | 0% | 100% | 0 |  |  | 0 |  |  | 0 |  |  | 0
COLUMBUS 11094443 | 4.1543e-05 | 0 | 0.029319 | 0 | 0.029319 | 0.0087014 | 0.023736 | 0.011975 | 0% | 99% | 0 | 0% | 99% | 0 | 0% | 99% | 0 | 0% | 99% | 0 | 0% | 63.57% | 0 | 0% | 50.34% | 0 | 0% | 50.34% | 0 | 0% | 50.34% | 0 | 0 | 0% | 2.568% | 0 | 0% | 2.568% | 0 | 0% | 2.568% | 0 | 0% | 0.2798% | 0 | 0% | 0.2798% | 0 | 0% | 0.2798% | 0 | 0% | 0.8103% | 0 | 0% | 0.8103% | 0 | 0% | 0.8103% | 0 | 0% | 0.819% | 0 | 0% | 0.819% | 0 | 0% | 0.819% | 0 | 0% | 6.04% | 0 | 0% | 6.04% | 0 | 0% | 6.04% | 0 | 0% | 0.6344% | 0 | 0% | 0.6344% | 0 | 0% | 0.6344% | 0 |  |  |  | 0% | 11.8% | 0 | 0% | 11.8% | 0 | 0% | 11.8% | 0 | 0% | 0.3633% | 0 | 0% | 0.3633% | 0 | 0% | 0.3633% | 0 | 0% | 100% | 0 | 0% | 100% | 0 | 0% | 100% | 0 | 0% | 100% | 0 |  |  | 0 |  |  | 0 |  |  | 0
BUENA VISTA 1104CB | 3.7022e-05 | 0 | 0.026709 | 0 | 0.026709 | 0.0029093 | 0.023699 | 0.013851 | 0% | 99% | 0 | 0% | 99% | 0 | 0% | 99% | 0 | 0% | 99% | 0 | 0% | 65.56% | 0 | 0% | 51.87% | 0 | 0% | 51.87% | 0 | 0% | 51.87% | 0 | 0 | 0% | 3.492% | 0 | 0% | 3.492% | 0 | 0% | 3.492% | 0 | 0% | 0.3827% | 0 | 0% | 0.3827% | 0 | 0% | 0.3827% | 0 | 0% | 0.8874% | 0 | 0% | 0.8874% | 0 | 0% | 0.8874% | 0 | 58.14% | 0.9377% | 0.0001456 | 0% | 0.9377% | 0 | 4.942% | 0.9377% | 1.2378e-05 | 0% | 6.691% | 0 | 0% | 6.691% | 0 | 0% | 6.691% | 0 | 0% | 0.3096% | 0 | 0% | 0.3096% | 0 | 0% | 0.3096% | 0 |  |  |  | 0% | 11.8% | 0 | 0% | 11.8% | 0 | 0% | 11.8% | 0 | 0% | 0.3697% | 0 | 0% | 0.3697% | 0 | 0% | 0.3697% | 0 | 0% | 100% | 0 | 0% | 100% | 0 | 0% | 100% | 0 | 0% | 100% | 0 |  |  | 0 |  |  | 0 |  |  | 0
EUREKA A 1103CB | 3.4095e-05 | 0 | 0.052084 | 2.1282 | 2.1803 | 0.015663 | 0.054014 | 0.0092195 | 0% | 99% | 0 | 0% | 99% | 0 | 0% | 99% | 0 | 0% | 99% | 0 | 0% | 62.48% | 0 | 0% | 49.15% | 0 | 0% | 49.15% | 0 | 0% | 49.15% | 0 | 2.1282 | 0% | 3.187% | 0 | 0% | 3.187% | 0 | 0% | 3.187% | 0 | 0% | 0.3688% | 0 | 0% | 0.3688% | 0 | 0% | 0.3688% | 0 | 0% | 1.044% | 0 | 0% | 1.044% | 0 | 0% | 1.044% | 0 | 0% | 1.108% | 0 | 4.44% | 1.108% | 2.5637e-05 | 11.7% | 1.108% | 6.7525e-05 | 0% | 7.934% | 0 | 0% | 7.934% | 0 | 0% | 7.934% | 0 | 0% | 1.208% | 0 | 0% | 1.208% | 0 | 0% | 1.208% | 0 |  |  |  | 0% | 11.8% | 0 | 0% | 11.8% | 0 | 0% | 11.8% | 0 | 0% | 0.3653% | 0 | 0% | 0.3653% | 0 | 0% | 0.3653% | 0 | 0% | 100% | 0 | 0% | 100% | 0 | 0% | 100% | 0 | 0% | 100% | 0 |  |  | 0 |  |  | 0 |  |  | 0
WHISMAN 1101CB | 4.1477e-05 | 0 | 0.028036 | 0 | 0.028036 | 0.010455 | 0.020358 | 0.011659 | 0% | 99% | 0 | 0% | 99% | 0 | 0% | 99% | 0 | 0% | 99% | 0 | 0% | 64.8% | 0 | 0% | 49.99% | 0 | 0% | 49.99% | 0 | 0% | 49.99% | 0 | 0 | 0% | 2.692% | 0 | 0% | 2.692% | 0 | 0% | 2.692% | 0 | 0% | 0.3129% | 0 | 0% | 0.3129% | 0 | 0% | 0.3129% | 0 | 0% | 0.6997% | 0 | 0% | 0.6997% | 0 | 0% | 0.6997% | 0 | 0% | 0.7424% | 0 | 0% | 0.7424% | 0 | 100% | 0.7424% | 0.00020814 | 0% | 5.279% | 0 | 0% | 5.279% | 0 | 0% | 5.279% | 0 | 0% | 1.042% | 0 | 0% | 1.042% | 0 | 0% | 1.042% | 0 |  |  |  | 0% | 11.8% | 0 | 0% | 11.8% | 0 | 0% | 11.8% | 0 | 0% | 0.371% | 0 | 0% | 0.371% | 0 | 0% | 0.371% | 0 | 0% | 100% | 0 | 0% | 100% | 0 | 0% | 100% | 0 | 0% | 100% | 0 |  |  | 0 |  |  | 0 |  |  | 0
OCEANO 1106V32 | 2.0385e-05 | 0 | 0.013301 | 0 | 0.013301 | 0.0021809 | 0.01358 | 0.0043938 | 0% | 99% | 0 | 0% | 99% | 0 | 0% | 99% | 0 | 0% | 99% | 0 | 0% | 63% | 0 | 0% | 50.28% | 0 | 0% | 50.28% | 0 | 0% | 50.28% | 0 | 0 | 0% | 3.676% | 0 | 0% | 3.676% | 0 | 0% | 3.676% | 0 | 0% | 0.393% | 0 | 0% | 0.393% | 0 | 0% | 0.393% | 0 | 0% | 1.03% | 0 | 0% | 1.03% | 0 | 0% | 1.03% | 0 | 0% | 1.055% | 0 | 0% | 1.055% | 0 | 0% | 1.055% | 0 | 0% | 7.697% | 0 | 0% | 7.697% | 0 | 0% | 7.697% | 0 | 0% | 0.5184% | 0 | 0% | 0.5184% | 0 | 0% | 0.5184% | 0 |  |  |  | 0% | 11.8% | 0 | 0% | 11.8% | 0 | 0% | 11.8% | 0 | 0% | 0.3597% | 0 | 0% | 0.3597% | 0 | 0% | 0.3597% | 0 | 0% | 100% | 0 | 0% | 100% | 0 | 0% | 100% | 0 | 0% | 100% | 0 |  |  | 0 |  |  | 0 |  |  | 0
MILLBRAE 040475548 | 3.1973e-05 | 0 | 0.018066 | 0 | 0.018066 | 0.0063058 | 0.017496 | 0.0035746 | 0% | 99% | 0 | 0% | 99% | 0 | 0% | 99% | 0 | 0% | 99% | 0 | 0% | 63.24% | 0 | 0% | 50.07% | 0 | 0% | 50.07% | 0 | 0% | 50.07% | 0 | 0 | 0% | 3.554% | 0 | 0% | 3.554% | 0 | 0% | 3.554% | 0 | 0% | 0.3839% | 0 | 0% | 0.3839% | 0 | 0% | 0.3839% | 0 | 0% | 0.9762% | 0 | 0% | 0.9762% | 0 | 0% | 0.9762% | 0 | 0% | 1.003% | 0 | 0% | 1.003% | 0 | 0% | 1.003% | 0 | 0% | 7.295% | 0 | 0% | 7.295% | 0 | 0% | 7.295% | 0 | 0% | 1.058% | 0 | 0% | 1.058% | 0 | 0% | 1.058% | 0 |  |  |  | 0% | 11.8% | 0 | 0% | 11.8% | 0 | 0% | 11.8% | 0 | 0% | 0.362% | 0 | 0% | 0.362% | 0 | 0% | 0.362% | 0 | 0% | 100% | 0 | 0% | 100% | 0 | 0% | 100% | 0 | 0% | 100% | 0 |  |  | 0 |  |  | 0 |  |  | 0
MANTECA 1701992915 | 4.3756e-05 | 0 | 0.0058795 | 0 | 0.0058795 | 0.00073854 | 0.0037819 | 0.0043902 | 0% | 99% | 0 | 0% | 99% | 0 | 0% | 99% | 0 | 0% | 99% | 0 | 0% | 66.6% | 0 | 0% | 52.23% | 0 | 0% | 52.23% | 0 | 0% | 52.23% | 0 | 0 | 0% | 2.286% | 0 | 0% | 2.286% | 0 | 0% | 2.286% | 0 | 0% | 0.2657% | 0 | 0% | 0.2657% | 0 | 0% | 0.2657% | 0 | 0% | 0.624% | 0 | 0% | 0.624% | 0 | 0% | 0.624% | 0 | 0% | 0.6605% | 0 | 0% | 0.6605% | 0 | 0% | 0.6605% | 0 | 0% | 4.711% | 0 | 0% | 4.711% | 0 | 0% | 4.711% | 0 | 0% | 0.3723% | 0 | 0% | 0.3723% | 0 | 0% | 0.3723% | 0 |  |  |  | 0% | 11.8% | 0 | 0% | 11.8% | 0 | 0% | 11.8% | 0 | 0% | 0.3739% | 0 | 0% | 0.3739% | 0 | 0% | 0.3739% | 0 | 0% | 100% | 0 | 0% | 100% | 0 | 0% | 100% | 0 | 0% | 100% | 0 |  |  | 0 |  |  | 0 |  |  | 0
BRENTWOOD 2106CB | 4.7273e-05 | 0 | 0.03125 | 0 | 0.03125 | 0.0038181 | 0.027577 | 0.015976 | 0% | 99% | 0 | 0% | 99% | 0 | 0% | 99% | 0 | 0% | 99% | 0 | 0% | 64.46% | 0 | 0% | 50.73% | 0 | 0% | 50.73% | 0 | 0% | 50.73% | 0 | 0 | 0% | 2.992% | 0 | 0% | 2.992% | 0 | 0% | 2.992% | 0 | 0% | 0.3379% | 0 | 0% | 0.3379% | 0 | 0% | 0.3379% | 0 | 0% | 0.8717% | 0 | 0% | 0.8717% | 0 | 0% | 0.8717% | 0 | 4.897% | 0.9089% | 1.391e-05 | 0% | 0.9089% | 0 | 94.59% | 0.9089% | 0.00026866 | 0% | 6.562% | 0 | 0% | 6.562% | 0 | 0% | 6.562% | 0 | 0% | 0.3163% | 0 | 0% | 0.3163% | 0 | 0% | 0.3163% | 0 |  |  |  | 0% | 11.8% | 0 | 0% | 11.8% | 0 | 0% | 11.8% | 0 | 0% | 0.3648% | 0 | 0% | 0.3648% | 0 | 0% | 0.3648% | 0 | 0% | 100% | 0 | 0% | 100% | 0 | 0% | 100% | 0 | 0% | 100% | 0 |  |  | 0 |  |  | 0 |  |  | 0
NEWARK 12KV 1104CB | 2.4148e-05 | 0 | 0.0012257 | 0 | 0.0012257 | 0.00024261 | 0.0012032 | 0.0004126 | 0% | 99% | 0 | 0% | 99% | 0 | 0% | 99% | 0 | 0% | 99% | 0 | 0% | 62.22% | 0 | 0% | 48.47% | 0 | 0% | 48.47% | 0 | 0% | 48.47% | 0 | 0 | 0% | 3.041% | 0 | 0% | 3.041% | 0 | 0% | 3.041% | 0 | 0% | 0.3511% | 0 | 0% | 0.3511% | 0 | 0% | 0.3511% | 0 | 0% | 0.9634% | 0 | 0% | 0.9634% | 0 | 0% | 0.9634% | 0 | 0% | 0.9934% | 0 | 48.92% | 0.9934% | 5.9564e-06 | 32.95% | 0.9934% | 4.0112e-06 | 0% | 7.235% | 0 | 0% | 7.235% | 0 | 0% | 7.235% | 0 | 0% | 0.4025% | 0 | 0% | 0.4025% | 0 | 0% | 0.4025% | 0 |  |  |  | 0% | 11.8% | 0 | 0% | 11.8% | 0 | 0% | 11.8% | 0 | 0% | 0.3577% | 0 | 0% | 0.3577% | 0 | 0% | 0.3577% | 0 | 0% | 100% | 0 | 0% | 100% | 0 | 0% | 100% | 0 | 0% | 100% | 0 |  |  | 0 |  |  | 0 |  |  | 0
SAN CARLOS 11039148 | 3.625e-05 | 0.021062 | 0.021961 | 0 | 0.021961 | 0.011559 | 0.016147 | 0.0055929 | 0% | 99% | 0 | 0% | 99% | 0 | 0% | 99% | 0 | 0% | 99% | 0 | 0% | 64.1% | 0 | 0% | 49.72% | 0 | 0% | 49.72% | 0 | 0% | 49.72% | 0 | 0 | 0% | 2.575% | 0 | 0% | 2.575% | 0 | 100% | 2.575% | 0.0005655 | 0% | 0.2816% | 0 | 0% | 0.2816% | 0 | 0% | 0.2816% | 0 | 0% | 0.734% | 0 | 21.72% | 0.734% | 3.5005e-05 | 21.23% | 0.734% | 3.4221e-05 | 21.72% | 0.7533% | 3.5926e-05 | 21.23% | 0.7533% | 3.5122e-05 | 0% | 0.7533% | 0 | 0% | 5.486% | 0 | 0% | 5.486% | 0 | 0% | 5.486% | 0 | 0% | 1.545% | 0 | 0% | 1.545% | 0 | 0% | 1.545% | 0 |  |  |  | 0% | 11.8% | 0 | 15.05% | 11.8% | 0.00038997 | 0% | 11.8% | 0 | 0% | 0.3697% | 0 | 0% | 0.3697% | 0 | 0% | 0.3697% | 0 | 0% | 100% | 0 | 0% | 100% | 0 | 0% | 100% | 0 | 0% | 100% | 0 |  |  | 0 |  |  | 0 |  |  | 0
VASONA 1103CB | 4.2918e-05 | 0 | 0.037233 | 0 | 0.037233 | 0.01605 | 0.027569 | 0.012861 | 0% | 99% | 0 | 0% | 99% | 0 | 0% | 99% | 0 | 0% | 99% | 0 | 0% | 65.06% | 0 | 0% | 50.37% | 0 | 0% | 50.37% | 0 | 0% | 50.37% | 0 | 0 | 0% | 2.482% | 0 | 0% | 2.482% | 0 | 0% | 2.482% | 0 | 0% | 0.2831% | 0 | 0% | 0.2831% | 0 | 0% | 0.2831% | 0 | 0% | 0.7285% | 0 | 0% | 0.7285% | 0 | 0% | 0.7285% | 0 | 0% | 0.761% | 0 | 100% | 0.761% | 0.00028332 | 0% | 0.761% | 0 | 0% | 5.484% | 0 | 0% | 5.484% | 0 | 0% | 5.484% | 0 | 0% | 1.135% | 0 | 0% | 1.135% | 0 | 0% | 1.135% | 0 |  |  |  | 0% | 11.8% | 0 | 0% | 11.8% | 0 | 0% | 11.8% | 0 | 0% | 0.3703% | 0 | 0% | 0.3703% | 0 | 0% | 0.3703% | 0 | 0% | 100% | 0 | 0% | 100% | 0 | 0% | 100% | 0 | 0% | 100% | 0 |  |  | 0 |  |  | 0 |  |  | 0
RINCON 110499918 | 3.7924e-05 | 0 | 0.0074372 | 2.9949 | 3.0023 | 0.0028589 | 0.0053968 | 0.003026 | 0% | 99% | 0 | 0% | 99% | 0 | 0% | 99% | 0 | 0% | 99% | 0 | 0% | 65.49% | 0 | 0% | 50.46% | 0 | 0% | 50.46% | 0 | 0% | 50.46% | 0 | 2.9949 | 0% | 3.143% | 0 | 0% | 3.143% | 0 | 0% | 3.143% | 0 | 0% | 0.347% | 0 | 0% | 0.347% | 0 | 0% | 0.347% | 0 | 0% | 0.7199% | 0 | 0% | 0.7199% | 0 | 0% | 0.7199% | 0 | 0% | 0.7745% | 0 | 0% | 0.7745% | 0 | 0% | 0.7745% | 0 | 0% | 5.444% | 0 | 0% | 5.444% | 0 | 0% | 5.444% | 0 | 0% | 1.152% | 0 | 0% | 1.152% | 0 | 0% | 1.152% | 0 |  |  |  | 0% | 11.8% | 0 | 0% | 11.8% | 0 | 0% | 11.8% | 0 | 0% | 0.3776% | 0 | 0% | 0.3776% | 0 | 0% | 0.3776% | 0 | 0% | 100% | 0 | 0% | 100% | 0 | 0% | 100% | 0 | 0% | 100% | 0 |  |  | 0 |  |  | 0 |  |  | 0
PAUL SWEET 2103458558 | 3.6847e-05 | 0 | 0.013582 | 0 | 0.013582 | 0.0040496 | 0.01155 | 0.0050088 | 0% | 99% | 0 | 0% | 99% | 0 | 0% | 99% | 0 | 0% | 99% | 0 | 0% | 64.75% | 0 | 0% | 51.32% | 0 | 0% | 51.32% | 0 | 0% | 51.32% | 0 | 0 | 0% | 2.936% | 0 | 0% | 2.936% | 0 | 0% | 2.936% | 0 | 0% | 0.3198% | 0 | 0% | 0.3198% | 0 | 0% | 0.3198% | 0 | 0% | 0.8521% | 0 | 0% | 0.8521% | 0 | 0% | 0.8521% | 0 | 0% | 0.8721% | 0 | 0% | 0.8721% | 0 | 76.45% | 0.8721% | 9.0551e-05 | 0% | 6.367% | 0 | 0% | 6.367% | 0 | 0% | 6.367% | 0 | 0% | 0.7911% | 0 | 0% | 0.7911% | 0 | 0% | 0.7911% | 0 |  |  |  | 0% | 11.8% | 0 | 0% | 11.8% | 0 | 0% | 11.8% | 0 | 0% | 0.3645% | 0 | 0% | 0.3645% | 0 | 0% | 0.3645% | 0 | 0% | 100% | 0 | 0% | 100% | 0 | 0% | 100% | 0 | 0% | 100% | 0 |  |  | 0 |  |  | 0 |  |  | 0
SARATOGA 1111CB | 4.6149e-05 | 0 | 0.059703 | 0 | 0.059703 | 0.028784 | 0.044454 | 0.017362 | 0% | 99% | 0 | 0% | 99% | 0 | 0% | 99% | 0 | 0% | 99% | 0 | 0% | 63.6% | 0 | 0% | 49.61% | 0 | 0% | 49.61% | 0 | 0% | 49.61% | 0 | 0 | 0% | 2.278% | 0 | 0% | 2.278% | 0 | 0% | 2.278% | 0 | 0% | 0.2511% | 0 | 0% | 0.2511% | 0 | 0% | 0.2511% | 0 | 0% | 0.7381% | 0 | 0% | 0.7381% | 0 | 0% | 0.7381% | 0 | 41.39% | 0.7368% | 0.00018209 | 58.61% | 0.7368% | 0.00025783 | 0% | 0.7368% | 0 | 0% | 5.478% | 0 | 0% | 5.478% | 0 | 0% | 5.478% | 0 | 0% | 1.244% | 0 | 0% | 1.244% | 0 | 0% | 1.244% | 0 |  |  |  | 0% | 11.8% | 0 | 0% | 11.8% | 0 | 0% | 11.8% | 0 | 0% | 0.3637% | 0 | 0% | 0.3637% | 0 | 0% | 0.3637% | 0 | 0% | 100% | 0 | 0% | 100% | 0 | 0% | 100% | 0 | 0% | 100% | 0 |  |  | 0 |  |  | 0 |  |  | 0
SF N 040671068 | 4.5189e-05 | 0 | 0.0035723 | 0 | 0.0035723 | 0.0016866 | 0.0031653 | 0.00056926 | 0% | 99% | 0 | 0% | 99% | 0 | 0% | 99% | 0 | 0% | 99% | 0 | 0% | 63.16% | 0 | 0% | 49.48% | 0 | 0% | 49.48% | 0 | 0% | 49.48% | 0 | 0 | 0% | 3.597% | 0 | 0% | 3.597% | 0 | 0% | 3.597% | 0 | 0% | 0.3851% | 0 | 0% | 0.3851% | 0 | 0% | 0.3851% | 0 | 0% | 0.8914% | 0 | 0% | 0.8914% | 0 | 0% | 0.8914% | 0 | 0% | 0.918% | 0 | 0% | 0.918% | 0 | 0% | 0.918% | 0 | 0% | 6.648% | 0 | 0% | 6.648% | 0 | 0% | 6.648% | 0 | 0% | 1.492% | 0 | 0% | 1.492% | 0 | 0% | 1.492% | 0 |  |  |  | 0% | 11.8% | 0 | 0% | 11.8% | 0 | 0% | 11.8% | 0 | 0% | 0.3661% | 0 | 0% | 0.3661% | 0 | 0% | 0.3661% | 0 | 0% | 100% | 0 | 0% | 100% | 0 | 0% | 100% | 0 | 0% | 100% | 0 |  |  | 0 |  |  | 0 |  |  | 0
EDES 1113CR270 | 3.0957e-05 | 0 | 0.0099333 | 0 | 0.0099333 | 0.00091695 | 0.0101 | 0.0040642 | 0% | 99% | 0 | 0% | 99% | 0 | 0% | 99% | 0 | 0% | 99% | 0 | 0% | 65.21% | 0 | 0% | 51.81% | 0 | 0% | 51.81% | 0 | 0% | 51.81% | 0 | 0 | 0% | 4.395% | 0 | 0% | 4.395% | 0 | 0% | 4.395% | 0 | 0% | 0.4784% | 0 | 0% | 0.4784% | 0 | 0% | 0.4784% | 0 | 0% | 1.018% | 0 | 0% | 1.018% | 0 | 0% | 1.018% | 0 | 0% | 1.08% | 0 | 0% | 1.08% | 0 | 0% | 1.08% | 0 | 0% | 7.66% | 0 | 0% | 7.66% | 0 | 0% | 7.66% | 0 | 0% | 0.3205% | 0 | 0% | 0.3205% | 0 | 0% | 0.3205% | 0 |  |  |  | 0% | 11.8% | 0 | 0% | 11.8% | 0 | 0% | 11.8% | 0 | 0% | 0.3671% | 0 | 0% | 0.3671% | 0 | 0% | 0.3671% | 0 | 0% | 100% | 0 | 0% | 100% | 0 | 0% | 100% | 0 | 0% | 100% | 0 |  |  | 0 |  |  | 0 |  |  | 0
ORO LOMA 1115245946 | 3.533e-05 | 0 | 0.014433 | 0 | 0.014433 | 0.0021334 | 0.014461 | 0.005324 | 0% | 99% | 0 | 0% | 99% | 0 | 0% | 99% | 0 | 0% | 99% | 0 | 0% | 62.18% | 0 | 0% | 49.18% | 0 | 0% | 49.18% | 0 | 0% | 49.18% | 0 | 0 | 0% | 2.78% | 0 | 0% | 2.78% | 0 | 0% | 2.78% | 0 | 0% | 0.3208% | 0 | 0% | 0.3208% | 0 | 0% | 0.3208% | 0 | 0% | 0.9927% | 0 | 0% | 0.9927% | 0 | 0% | 0.9927% | 0 | 0% | 1.021% | 0 | 0.9222% | 1.021% | 1.3591e-06 | 1.997% | 1.021% | 2.9436e-06 | 0% | 7.468% | 0 | 0% | 7.468% | 0 | 0% | 7.468% | 0 | 0% | 0.4871% | 0 | 0% | 0.4871% | 0 | 0% | 0.4871% | 0 |  |  |  | 0% | 11.8% | 0 | 0% | 11.8% | 0 | 0% | 11.8% | 0 | 0% | 0.3573% | 0 | 0% | 0.3573% | 0 | 0% | 0.3573% | 0 | 0% | 100% | 0 | 0% | 100% | 0 | 0% | 100% | 0 | 0% | 100% | 0 |  |  | 0 |  |  | 0 |  |  | 0
LAWNDALE 0402CB | 2.9556e-05 | 0 | 0.024599 | 0 | 0.024599 | 0.0066381 | 0.025683 | 0.0050494 | 0% | 99% | 0 | 0% | 99% | 0 | 0% | 99% | 0 | 0% | 99% | 0 | 0% | 62.77% | 0 | 0% | 50.16% | 0 | 0% | 50.16% | 0 | 0% | 50.16% | 0 | 0 | 0% | 3.698% | 0 | 0% | 3.698% | 0 | 0% | 3.698% | 0 | 0% | 0.3999% | 0 | 0% | 0.3999% | 0 | 0% | 0.3999% | 0 | 0% | 1.053% | 0 | 0% | 1.053% | 0 | 0% | 1.053% | 0 | 0% | 1.078% | 0 | 34.29% | 1.078% | 9.096e-05 | 51.36% | 1.078% | 0.00013624 | 0% | 7.867% | 0 | 0% | 7.867% | 0 | 0% | 7.867% | 0 | 0% | 0.8234% | 0 | 0% | 0.8234% | 0 | 0% | 0.8234% | 0 |  |  |  | 0% | 11.8% | 0 | 0% | 11.8% | 0 | 0% | 11.8% | 0 | 0% | 0.3585% | 0 | 0% | 0.3585% | 0 | 0% | 0.3585% | 0 | 0% | 100% | 0 | 0% | 100% | 0 | 0% | 100% | 0 | 0% | 100% | 0 |  |  | 0 |  |  | 0 |  |  | 0
FREMONT 1104MR584 | 2.8955e-05 | 0 | 0.030146 | 0 | 0.030146 | 0.012764 | 0.024427 | 0.0086077 | 0% | 99% | 0 | 0% | 99% | 0 | 0% | 99% | 0 | 0% | 99% | 0 | 0% | 63.05% | 0 | 0% | 49.52% | 0 | 0% | 49.52% | 0 | 0% | 49.52% | 0 | 0 | 0% | 2.732% | 0 | 0% | 2.732% | 0 | 0% | 2.732% | 0 | 0% | 0.2936% | 0 | 0% | 0.2936% | 0 | 0% | 0.2936% | 0 | 0% | 0.8089% | 0 | 0% | 0.8089% | 0 | 0% | 0.8089% | 0 | 0% | 0.8087% | 0 | 0% | 0.8087% | 0 | 0% | 0.8087% | 0 | 0% | 5.994% | 0 | 0% | 5.994% | 0 | 0% | 5.994% | 0 | 0% | 1.028% | 0 | 0% | 1.028% | 0 | 0% | 1.028% | 0 |  |  |  | 0% | 11.8% | 0 | 0% | 11.8% | 0 | 0% | 11.8% | 0 | 0% | 0.3621% | 0 | 0% | 0.3621% | 0 | 0% | 0.3621% | 0 | 0% | 100% | 0 | 0% | 100% | 0 | 0% | 100% | 0 | 0% | 100% | 0 |  |  | 0 |  |  | 0 |  |  | 0
SAN CARLOS 0406CB | 4.4679e-05 | 0 | 0.042899 | 0 | 0.042899 | 0.025287 | 0.031138 | 0.0087559 | 0% | 99% | 0 | 0% | 99% | 0 | 0% | 99% | 0 | 0% | 99% | 0 | 0% | 64.38% | 0 | 0% | 49.79% | 0 | 0% | 49.79% | 0 | 0% | 49.79% | 0 | 0 | 0% | 2.447% | 0 | 0% | 2.447% | 0 | 0% | 2.447% | 0 | 0% | 0.272% | 0 | 0% | 0.272% | 0 | 0% | 0.272% | 0 | 0% | 0.7167% | 0 | 0% | 0.7167% | 0 | 0% | 0.7167% | 0 | 0% | 0.7344% | 0 | 27.16% | 0.7344% | 8.5561e-05 | 0% | 0.7344% | 0 | 0% | 5.356% | 0 | 0% | 5.356% | 0 | 0% | 5.356% | 0 | 0% | 1.557% | 0 | 0% | 1.557% | 0 | 0% | 1.557% | 0 |  |  |  | 0% | 11.8% | 0 | 0% | 11.8% | 0 | 0% | 11.8% | 0 | 0% | 0.3687% | 0 | 0% | 0.3687% | 0 | 0% | 0.3687% | 0 | 0% | 100% | 0 | 0% | 100% | 0 | 0% | 100% | 0 | 0% | 100% | 0 |  |  | 0 |  |  | 0 |  |  | 0
SAN RAFAEL 1106CB | 5.8431e-05 | 0 | 0.0065607 | 0 | 0.0065607 | 0.0027395 | 0.0054768 | 0.001755 | 0% | 99% | 0 | 0% | 99% | 0 | 0% | 99% | 0 | 0% | 99% | 0 | 0% | 63.78% | 0 | 0% | 49.58% | 0 | 0% | 49.58% | 0 | 0% | 49.58% | 0 | 0 | 0% | 3.04% | 0 | 0% | 3.04% | 0 | 0% | 3.04% | 0 | 0% | 0.3333% | 0 | 0% | 0.3333% | 0 | 0% | 0.3333% | 0 | 0% | 0.827% | 0 | 0% | 0.827% | 0 | 0% | 0.827% | 0 | 0% | 0.8505% | 0 | 0% | 0.8505% | 0 | 4.204% | 0.8505% | 2.3457e-06 | 0% | 6.179% | 0 | 0% | 6.179% | 0 | 0% | 6.179% | 0 | 0% | 1.205% | 0 | 0% | 1.205% | 0 | 0% | 1.205% | 0 |  |  |  | 0% | 11.8% | 0 | 0% | 11.8% | 0 | 0% | 11.8% | 0 | 0% | 0.3657% | 0 | 0% | 0.3657% | 0 | 0% | 0.3657% | 0 | 0% | 100% | 0 | 0% | 100% | 0 | 0% | 100% | 0 | 0% | 100% | 0 |  |  | 0 |  |  | 0 |  |  | 0
FRUITVALE 11044645 | 4.2217e-05 | 0 | 0.0033982 | 0 | 0.0033982 | 0.00055847 | 0.0024804 | 0.0021268 | 0% | 99% | 0 | 0% | 99% | 0 | 0% | 99% | 0 | 0% | 99% | 0 | 0% | 64.35% | 0 | 0% | 50.16% | 0 | 0% | 50.16% | 0 | 0% | 50.16% | 0 | 0 | 0% | 2.775% | 0 | 0% | 2.775% | 0 | 0% | 2.775% | 0 | 0% | 0.3079% | 0 | 0% | 0.3079% | 0 | 0% | 0.3079% | 0 | 0% | 0.721% | 0 | 0% | 0.721% | 0 | 0% | 0.721% | 0 | 0% | 0.7604% | 0 | 100% | 0.7604% | 2.5841e-05 | 0% | 0.7604% | 0 | 0% | 5.44% | 0 | 0% | 5.44% | 0 | 0% | 5.44% | 0 | 0% | 0.3586% | 0 | 0% | 0.3586% | 0 | 0% | 0.3586% | 0 |  |  |  | 0% | 11.8% | 0 | 0% | 11.8% | 0 | 0% | 11.8% | 0 | 0% | 0.3735% | 0 | 0% | 0.3735% | 0 | 0% | 0.3735% | 0 | 0% | 100% | 0 | 0% | 100% | 0 | 0% | 100% | 0 | 0% | 100% | 0 |  |  | 0 |  |  | 0 |  |  | 0
CLIFF DRIVE 0401197474 | 3.2796e-05 | 0 | 0.036819 | 0 | 0.036819 | 0.013741 | 0.033889 | 0.0083446 | 0% | 99% | 0 | 0% | 99% | 0 | 0% | 99% | 0 | 0% | 99% | 0 | 0% | 62.44% | 0 | 0% | 49.31% | 0 | 0% | 49.31% | 0 | 0% | 49.31% | 0 | 0 | 0% | 3.014% | 0 | 0% | 3.014% | 0 | 0% | 3.014% | 0 | 0% | 0.3262% | 0 | 0% | 0.3262% | 0 | 0% | 0.3262% | 0 | 0% | 0.9219% | 0 | 0% | 0.9219% | 0 | 0% | 0.9219% | 0 | 0% | 0.9299% | 0 | 0% | 0.9299% | 0 | 0% | 0.9299% | 0 | 0% | 6.862% | 0 | 0% | 6.862% | 0 | 0% | 6.862% | 0 | 0% | 0.9863% | 0 | 0% | 0.9863% | 0 | 0% | 0.9863% | 0 |  |  |  | 0% | 11.8% | 0 | 0% | 11.8% | 0 | 0% | 11.8% | 0 | 0% | 0.3593% | 0 | 0% | 0.3593% | 0 | 0% | 0.3593% | 0 | 0% | 100% | 0 | 0% | 100% | 0 | 0% | 100% | 0 | 0% | 100% | 0 |  |  | 0 |  |  | 0 |  |  | 0
CLAYTON 1104CB | 3.9179e-05 | 0 | 0.054628 | 0 | 0.054628 | 0.015757 | 0.047303 | 0.020038 | 0% | 99% | 0 | 0% | 99% | 0 | 0% | 99% | 0 | 0% | 99% | 0 | 0% | 64.09% | 0 | 0% | 50.18% | 0 | 0% | 50.18% | 0 | 0% | 50.18% | 0 | 0 | 0% | 2.958% | 0 | 0% | 2.958% | 0 | 0% | 2.958% | 0 | 0% | 0.3301% | 0 | 0% | 0.3301% | 0 | 0% | 0.3301% | 0 | 0% | 0.8577% | 0 | 0% | 0.8577% | 0 | 0% | 0.8577% | 0 | 0% | 0.8869% | 0 | 0% | 0.8869% | 0 | 0% | 0.8869% | 0 | 0% | 6.433% | 0 | 0% | 6.433% | 0 | 0% | 6.433% | 0 | 0% | 0.6731% | 0 | 0% | 0.6731% | 0 | 0% | 0.6731% | 0 |  |  |  | 0% | 11.8% | 0 | 0% | 11.8% | 0 | 0% | 11.8% | 0 | 0% | 0.3649% | 0 | 0% | 0.3649% | 0 | 0% | 0.3649% | 0 | 0% | 100% | 0 | 0% | 100% | 0 | 0% | 100% | 0 | 0% | 100% | 0 |  |  | 0 |  |  | 0 |  |  | 0
MALAGA 1111CB | 4.5745e-05 | 0 | 0.07232 | 0 | 0.07232 | 0.0097774 | 0.059314 | 0.040919 | 0% | 99% | 0 | 0% | 99% | 0 | 0% | 99% | 0 | 0% | 99% | 0 | 0% | 63.97% | 0 | 0% | 49.99% | 0 | 0% | 49.99% | 0 | 0% | 49.99% | 0 | 0 | 0% | 2.841% | 0 | 0% | 2.841% | 0 | 0% | 2.841% | 0 | 0% | 0.3159% | 0 | 0% | 0.3159% | 0 | 0% | 0.3159% | 0 | 0% | 0.8134% | 0 | 0% | 0.8134% | 0 | 0% | 0.8134% | 0 | 6.694% | 0.8515% | 4.1219e-05 | 2.059% | 0.8515% | 1.2677e-05 | 0% | 0.8515% | 0 | 0% | 6.134% | 0 | 0% | 6.134% | 0 | 0% | 6.134% | 0 | 0% | 0.4213% | 0 | 0% | 0.4213% | 0 | 0% | 0.4213% | 0 |  |  |  | 0% | 11.8% | 0 | 0% | 11.8% | 0 | 0% | 11.8% | 0 | 0% | 0.3694% | 0 | 0% | 0.3694% | 0 | 0% | 0.3694% | 0 | 0% | 100% | 0 | 0% | 100% | 0 | 0% | 100% | 0 | 0% | 100% | 0 |  |  | 0 |  |  | 0 |  |  | 0
DEL MONTE 21059454 | 4.5377e-05 | 0 | 0.0084807 | 0 | 0.0084807 | 0.0021731 | 0.0089438 | 0.0017847 | 0% | 99% | 0 | 0% | 99% | 0 | 0% | 99% | 0 | 0% | 99% | 0 | 0% | 61.72% | 0 | 0% | 49.17% | 0 | 0% | 49.17% | 0 | 0% | 49.17% | 0 | 0 | 0% | 3.47% | 0 | 0% | 3.47% | 0 | 0% | 3.47% | 0 | 0% | 0.3718% | 0 | 0% | 0.3718% | 0 | 0% | 0.3718% | 0 | 0% | 1.065% | 0 | 0% | 1.065% | 0 | 0% | 1.065% | 0 | 100% | 1.076% | 9.1251e-05 | 0% | 1.076% | 0 | 0% | 1.076% | 0 | 0% | 7.932% | 0 | 0% | 7.932% | 0 | 0% | 7.932% | 0 | 0% | 0.7267% | 0 | 0% | 0.7267% | 0 | 0% | 0.7267% | 0 |  |  |  | 0% | 11.8% | 0 | 0% | 11.8% | 0 | 0% | 11.8% | 0 | 0% | 0.3553% | 0 | 0% | 0.3553% | 0 | 0% | 0.3553% | 0 | 0% | 100% | 0 | 0% | 100% | 0 | 0% | 100% | 0 | 0% | 100% | 0 |  |  | 0 |  |  | 0 |  |  | 0
WOODLAND 1110CB | 4.0237e-05 | 0 | 0.024869 | 0 | 0.024869 | 0.0077394 | 0.020153 | 0.0099436 | 0% | 99% | 0 | 0% | 99% | 0 | 0% | 99% | 0 | 0% | 99% | 0 | 0% | 63.27% | 0 | 0% | 49.69% | 0 | 0% | 49.69% | 0 | 0% | 49.69% | 0 | 0 | 0% | 2.478% | 0 | 0% | 2.478% | 0 | 0% | 2.478% | 0 | 0% | 0.2758% | 0 | 0% | 0.2758% | 0 | 0% | 0.2758% | 0 | 0% | 0.7958% | 0 | 0% | 0.7958% | 0 | 0% | 0.7958% | 0 | 0% | 0.7998% | 0 | 0% | 0.7998% | 0 | 0% | 0.7998% | 0 | 0% | 5.918% | 0 | 0% | 5.918% | 0 | 0% | 5.918% | 0 | 0% | 0.8463% | 0 | 0% | 0.8463% | 0 | 0% | 0.8463% | 0 |  |  |  | 0% | 11.8% | 0 | 0% | 11.8% | 0 | 0% | 11.8% | 0 | 0% | 0.361% | 0 | 0% | 0.361% | 0 | 0% | 0.361% | 0 | 0% | 100% | 0 | 0% | 100% | 0 | 0% | 100% | 0 | 0% | 100% | 0 |  |  | 0 |  |  | 0 |  |  | 0
STELLING 1109CB | 4.1168e-05 | 0 | 0.056187 | 0 | 0.056187 | 0.021226 | 0.043941 | 0.020319 | 0% | 99% | 0 | 0% | 99% | 0 | 0% | 99% | 0 | 0% | 99% | 0 | 0% | 64.68% | 0 | 0% | 50.44% | 0 | 0% | 50.44% | 0 | 0% | 50.44% | 0 | 0 | 0% | 2.677% | 0 | 0% | 2.677% | 0 | 0% | 2.677% | 0 | 0% | 0.2989% | 0 | 0% | 0.2989% | 0 | 0% | 0.2989% | 0 | 0% | 0.7729% | 0 | 0% | 0.7729% | 0 | 0% | 0.7729% | 0 | 76.59% | 0.7986% | 0.00034365 | 0% | 0.7986% | 0 | 0% | 0.7986% | 0 | 0% | 5.793% | 0 | 0% | 5.793% | 0 | 0% | 5.793% | 0 | 0% | 0.9909% | 0 | 0% | 0.9909% | 0 | 0% | 0.9909% | 0 |  |  |  | 0% | 11.8% | 0 | 0% | 11.8% | 0 | 0% | 11.8% | 0 | 0% | 0.3679% | 0 | 0% | 0.3679% | 0 | 0% | 0.3679% | 0 | 0% | 100% | 0 | 0% | 100% | 0 | 0% | 100% | 0 | 0% | 100% | 0 |  |  | 0 |  |  | 0 |  |  | 0
FIGARDEN 211263889 | 3.8565e-05 | 0 | 0.014111 | 0 | 0.014111 | 0.0061657 | 0.0087493 | 0.0065649 | 0% | 99% | 0 | 0% | 99% | 0 | 0% | 99% | 0 | 0% | 99% | 0 | 0% | 64.95% | 0 | 0% | 50.18% | 0 | 0% | 50.18% | 0 | 0% | 50.18% | 0 | 0 | 0% | 2.155% | 0 | 0% | 2.155% | 0 | 0% | 2.155% | 0 | 0% | 0.2346% | 0 | 0% | 0.2346% | 0 | 0% | 0.2346% | 0 | 0% | 0.6132% | 0 | 0% | 0.6132% | 0 | 0% | 0.6132% | 0 | 0% | 0.6274% | 0 | 0% | 0.6274% | 0 | 100% | 0.6274% | 8.8528e-05 | 0% | 4.58% | 0 | 0% | 4.58% | 0 | 0% | 4.58% | 0 | 0% | 1.322% | 0 | 0% | 1.322% | 0 | 0% | 1.322% | 0 |  |  |  | 0% | 11.8% | 0 | 0% | 11.8% | 0 | 0% | 11.8% | 0 | 0% | 0.3733% | 0 | 0% | 0.3733% | 0 | 0% | 0.3733% | 0 | 0% | 100% | 0 | 0% | 100% | 0 | 0% | 100% | 0 | 0% | 100% | 0 |  |  | 0 |  |  | 0 |  |  | 0
LAKEWOOD 2107CB | 5.1631e-05 | 0 | 0.027985 | 0 | 0.027985 | 0.011303 | 0.022047 | 0.0092527 | 0% | 99% | 0 | 0% | 99% | 0 | 0% | 99% | 0 | 0% | 99% | 0 | 0% | 64.19% | 0 | 0% | 49.73% | 0 | 0% | 49.73% | 0 | 0% | 49.73% | 0 | 0 | 0% | 2.749% | 0 | 0% | 2.749% | 0 | 0% | 2.749% | 0 | 0% | 0.3068% | 0 | 0% | 0.3068% | 0 | 0% | 0.3068% | 0 | 0% | 0.7743% | 0 | 0% | 0.7743% | 0 | 0% | 0.7743% | 0 | 0% | 0.7977% | 0 | 0% | 0.7977% | 0 | 0% | 0.7977% | 0 | 0% | 5.794% | 0 | 0% | 5.794% | 0 | 0% | 5.794% | 0 | 0% | 0.8458% | 0 | 0% | 0.8458% | 0 | 0% | 0.8458% | 0 |  |  |  | 0% | 11.8% | 0 | 0% | 11.8% | 0 | 0% | 11.8% | 0 | 0% | 0.3666% | 0 | 0% | 0.3666% | 0 | 0% | 0.3666% | 0 | 0% | 100% | 0 | 0% | 100% | 0 | 0% | 100% | 0 | 0% | 100% | 0 |  |  | 0 |  |  | 0 |  |  | 0
VALLEY VIEW 1103P158 | 3.3025e-05 | 0 | 0.025867 | 0 | 0.025867 | 0.012106 | 0.02087 | 0.0064031 | 0% | 99% | 0 | 0% | 99% | 0 | 0% | 99% | 0 | 0% | 99% | 0 | 0% | 62.75% | 0 | 0% | 49.59% | 0 | 0% | 49.59% | 0 | 0% | 49.59% | 0 | 0 | 0% | 2.797% | 0 | 0% | 2.797% | 0 | 0% | 2.797% | 0 | 0% | 0.2913% | 0 | 0% | 0.2913% | 0 | 0% | 0.2913% | 0 | 0% | 0.8098% | 0 | 0% | 0.8098% | 0 | 0% | 0.8098% | 0 | 0% | 0.7943% | 0 | 0% | 0.7943% | 0 | 0% | 0.7943% | 0 | 0% | 5.956% | 0 | 0% | 5.956% | 0 | 0% | 5.956% | 0 | 0% | 1.049% | 0 | 0% | 1.049% | 0 | 0% | 1.049% | 0 |  |  |  | 0% | 11.8% | 0 | 0% | 11.8% | 0 | 0% | 11.8% | 0 | 0% | 0.3602% | 0 | 0% | 0.3602% | 0 | 0% | 0.3602% | 0 | 0% | 100% | 0 | 0% | 100% | 0 | 0% | 100% | 0 | 0% | 100% | 0 |  |  | 0 |  |  | 0 |  |  | 0
BELMONT 11109088 | 3.334e-05 | 0 | 0.026033 | 0 | 0.026033 | 0.013503 | 0.02011 | 0.0060195 | 0% | 99% | 0 | 0% | 99% | 0 | 0% | 99% | 0 | 0% | 99% | 0 | 0% | 63.34% | 0 | 0% | 49.7% | 0 | 0% | 49.7% | 0 | 0% | 49.7% | 0 | 0 | 0% | 2.71% | 0 | 0% | 2.71% | 0 | 0% | 2.71% | 0 | 0% | 0.2869% | 0 | 0% | 0.2869% | 0 | 0% | 0.2869% | 0 | 0% | 0.7734% | 0 | 0% | 0.7734% | 0 | 0% | 0.7734% | 0 | 100% | 0.7748% | 0.0002017 | 0% | 0.7748% | 0 | 0% | 0.7748% | 0 | 0% | 5.729% | 0 | 0% | 5.729% | 0 | 0% | 5.729% | 0 | 0% | 1.563% | 0 | 0% | 1.563% | 0 | 0% | 1.563% | 0 |  |  |  | 0% | 11.8% | 0 | 0% | 11.8% | 0 | 0% | 11.8% | 0 | 0% | 0.3652% | 0 | 0% | 0.3652% | 0 | 0% | 0.3652% | 0 | 0% | 100% | 0 | 0% | 100% | 0 | 0% | 100% | 0 | 0% | 100% | 0 |  |  | 0 |  |  | 0 |  |  | 0
OCEANO 1105V20 | 2.1974e-05 | 0 | 0.019793 | 0 | 0.019793 | 0.0023886 | 0.020932 | 0.0068134 | 0% | 99% | 0 | 0% | 99% | 0 | 0% | 99% | 0 | 0% | 99% | 0 | 0% | 62.41% | 0 | 0% | 49.89% | 0 | 0% | 49.89% | 0 | 0% | 49.89% | 0 | 0 | 0% | 3.501% | 0 | 0% | 3.501% | 0 | 0% | 3.501% | 0 | 0% | 0.3807% | 0 | 0% | 0.3807% | 0 | 0% | 0.3807% | 0 | 0% | 1.057% | 0 | 0% | 1.057% | 0 | 0% | 1.057% | 0 | 0% | 1.076% | 0 | 0% | 1.076% | 0 | 0% | 1.076% | 0 | 0% | 7.896% | 0 | 0% | 7.896% | 0 | 0% | 7.896% | 0 | 0% | 0.3908% | 0 | 0% | 0.3908% | 0 | 0% | 0.3908% | 0 |  |  |  | 0% | 11.8% | 0 | 0% | 11.8% | 0 | 0% | 11.8% | 0 | 0% | 0.3556% | 0 | 0% | 0.3556% | 0 | 0% | 0.3556% | 0 | 0% | 100% | 0 | 0% | 100% | 0 | 0% | 100% | 0 | 0% | 100% | 0 |  |  | 0 |  |  | 0 |  |  | 0
PAUL SWEET 2101955754 | 2.7834e-05 | 0 | 0.0096936 | 0 | 0.0096936 | 0.0041757 | 0.0085565 | 0.0020272 | 0% | 99% | 0 | 0% | 99% | 0 | 0% | 99% | 0 | 0% | 99% | 0 | 0% | 62.07% | 0 | 0% | 49.52% | 0 | 0% | 49.52% | 0 | 0% | 49.52% | 0 | 0 | 0% | 2.872% | 0 | 0% | 2.872% | 0 | 0% | 2.872% | 0 | 0% | 0.2984% | 0 | 0% | 0.2984% | 0 | 0% | 0.2984% | 0 | 0% | 0.8869% | 0 | 0% | 0.8869% | 0 | 0% | 0.8869% | 0 | 0% | 0.8671% | 0 | 100% | 0.8671% | 8.4051e-05 | 0% | 0.8671% | 0 | 0% | 6.527% | 0 | 0% | 6.527% | 0 | 0% | 6.527% | 0 | 0% | 1.155% | 0 | 0% | 1.155% | 0 | 0% | 1.155% | 0 |  |  |  | 0% | 11.8% | 0 | 0% | 11.8% | 0 | 0% | 11.8% | 0 | 0% | 0.356% | 0 | 0% | 0.356% | 0 | 0% | 0.356% | 0 | 0% | 100% | 0 | 0% | 100% | 0 | 0% | 100% | 0 | 0% | 100% | 0 |  |  | 0 |  |  | 0 |  |  | 0
FRUITVALE 11042464 | 3.9167e-05 | 0 | 0.053352 | 0 | 0.053352 | 0.010206 | 0.040947 | 0.03009 | 0% | 99% | 0 | 0% | 99% | 0 | 0% | 99% | 0 | 0% | 99% | 0 | 0% | 64.28% | 0 | 0% | 50.43% | 0 | 0% | 50.43% | 0 | 0% | 50.43% | 0 | 0 | 0% | 2.583% | 0 | 0% | 2.583% | 0 | 0% | 2.583% | 0 | 0% | 0.2901% | 0 | 0% | 0.2901% | 0 | 0% | 0.2901% | 0 | 0% | 0.7586% | 0 | 0% | 0.7586% | 0 | 0% | 0.7586% | 0 | 0% | 0.7923% | 0 | 100% | 0.7923% | 0.00042271 | 0% | 0.7923% | 0 | 0% | 5.716% | 0 | 0% | 5.716% | 0 | 0% | 5.716% | 0 | 0% | 0.4277% | 0 | 0% | 0.4277% | 0 | 0% | 0.4277% | 0 |  |  |  | 0% | 11.8% | 0 | 0% | 11.8% | 0 | 0% | 11.8% | 0 | 0% | 0.37% | 0 | 0% | 0.37% | 0 | 0% | 0.37% | 0 | 0% | 100% | 0 | 0% | 100% | 0 | 0% | 100% | 0 | 0% | 100% | 0 |  |  | 0 |  |  | 0 |  |  | 0
EL CERRITO G 1112BR196 | 3.0005e-05 | 0.010953 | 0.017874 | 0 | 0.017874 | 0.0049475 | 0.016988 | 0.0052838 | 0% | 99% | 0 | 0% | 99% | 0 | 0% | 99% | 0 | 0% | 99% | 0 | 0% | 62% | 0 | 0% | 49.6% | 0 | 0% | 49.6% | 0 | 0% | 49.6% | 0 | 0 | 0% | 3.19% | 0 | 0% | 3.19% | 0 | 0% | 3.19% | 0 | 0% | 0.3365% | 0 | 0% | 0.3365% | 0 | 0% | 0.3365% | 0 | 0% | 0.9488% | 0 | 0% | 0.9488% | 0 | 0.7707% | 0.9488% | 1.307e-06 | 0% | 0.9336% | 0 | 0.7707% | 0.9336% | 1.286e-06 | 11.73% | 0.9336% | 1.957e-05 | 0% | 6.992% | 0 | 0% | 6.992% | 0 | 0% | 6.992% | 0 | 0% | 0.7127% | 0 | 0% | 0.7127% | 0 | 0% | 0.7127% | 0 |  |  |  | 0% | 11.8% | 0 | 0% | 11.8% | 0 | 0% | 11.8% | 0 | 0% | 0.3532% | 0 | 0% | 0.3532% | 0 | 0% | 0.3532% | 0 | 0% | 100% | 0 | 0% | 100% | 0 | 0% | 100% | 0 | 0% | 100% | 0 |  |  | 0 |  |  | 0 |  |  | 0
TIDEWATER 2109CB | 6.7212e-05 | 0 | 0.02501 | 0 | 0.02501 | 0.0063616 | 0.021314 | 0.01041 | 0% | 99% | 0 | 0% | 99% | 0 | 0% | 99% | 0 | 0% | 99% | 0 | 0% | 65.03% | 0 | 0% | 50.45% | 0 | 0% | 50.45% | 0 | 0% | 50.45% | 0 | 0 | 0% | 3.155% | 0 | 0% | 3.155% | 0 | 0% | 3.155% | 0 | 0% | 0.3575% | 0 | 0% | 0.3575% | 0 | 0% | 0.3575% | 0 | 0% | 0.8322% | 0 | 0% | 0.8322% | 0 | 0% | 0.8322% | 0 | 10.52% | 0.8766% | 2.3056e-05 | 0% | 0.8766% | 0 | 0% | 0.8766% | 0 | 0% | 6.269% | 0 | 0% | 6.269% | 0 | 0% | 6.269% | 0 | 0% | 0.4756% | 0 | 0% | 0.4756% | 0 | 0% | 0.4756% | 0 |  |  |  | 0% | 11.8% | 0 | 0% | 11.8% | 0 | 0% | 11.8% | 0 | 0% | 0.3675% | 0 | 0% | 0.3675% | 0 | 0% | 0.3675% | 0 | 0% | 100% | 0 | 0% | 100% | 0 | 0% | 100% | 0 | 0% | 100% | 0 |  |  | 0 |  |  | 0 |  |  | 0
ALTO 1123CB | 4.3675e-05 | 0.70958 | 0.045619 | 0 | 0.045619 | 0.021993 | 0.037493 | 0.0099925 | 0% | 99% | 0 | 0% | 99% | 0 | 0% | 99% | 0 | 0% | 99% | 0 | 0% | 63.58% | 0 | 0% | 49.49% | 0 | 0% | 49.49% | 0 | 0% | 49.49% | 0 | 0 | 0% | 3.162% | 0 | 0% | 3.162% | 0 | 0% | 3.162% | 0 | 0% | 0.3428% | 0 | 0% | 0.3428% | 0 | 0% | 0.3428% | 0 | 0% | 0.8167% | 0 | 0% | 0.8167% | 0 | 0% | 0.8167% | 0 | 0.95% | 0.8404% | 3.6423e-06 | 56.35% | 0.8404% | 0.00021606 | 8.207% | 0.8404% | 3.1463e-05 | 0% | 6.095% | 0 | 0% | 6.095% | 0 | 0% | 6.095% | 0 | 0% | 1.42% | 0 | 0% | 1.42% | 0 | 0% | 1.42% | 0 |  |  |  | 0% | 11.8% | 0 | 0% | 11.8% | 0 | 0% | 11.8% | 0 | 0% | 0.3671% | 0 | 0% | 0.3671% | 0 | 0% | 0.3671% | 0 | 0% | 100% | 0 | 0% | 100% | 0 | 0% | 100% | 0 | 0% | 100% | 0 |  |  | 0 |  |  | 0 |  |  | 0
BUENA VISTA 1103CB | 3.2655e-05 | 0 | 0.040196 | 0 | 0.040196 | 0.0044906 | 0.038498 | 0.018232 | 0% | 99% | 0 | 0% | 99% | 0 | 0% | 99% | 0 | 0% | 99% | 0 | 0% | 64.67% | 0 | 0% | 51.45% | 0 | 0% | 51.45% | 0 | 0% | 51.45% | 0 | 0 | 0% | 3.467% | 0 | 0% | 3.467% | 0 | 0% | 3.467% | 0 | 0% | 0.3824% | 0 | 0% | 0.3824% | 0 | 0% | 0.3824% | 0 | 0% | 0.9563% | 0 | 0% | 0.9563% | 0 | 0% | 0.9563% | 0 | 1.791% | 1% | 7.2004e-06 | 0% | 1% | 0 | 0% | 1% | 0 | 0% | 7.196% | 0 | 0% | 7.196% | 0 | 0% | 7.196% | 0 | 0% | 0.3271% | 0 | 0% | 0.3271% | 0 | 0% | 0.3271% | 0 |  |  |  | 0% | 11.8% | 0 | 0% | 11.8% | 0 | 0% | 11.8% | 0 | 0% | 0.3652% | 0 | 0% | 0.3652% | 0 | 0% | 0.3652% | 0 | 0% | 100% | 0 | 0% | 100% | 0 | 0% | 100% | 0 | 0% | 100% | 0 |  |  | 0 |  |  | 0 |  |  | 0
LAS POSITAS 2106MR180 | 3.9522e-05 | 0 | 0.0145 | 0 | 0.0145 | 0.002578 | 0.013129 | 0.0063785 | 0% | 99% | 0 | 0% | 99% | 0 | 0% | 99% | 0 | 0% | 99% | 0 | 0% | 63.9% | 0 | 0% | 49.88% | 0 | 0% | 49.88% | 0 | 0% | 49.88% | 0 | 0 | 0% | 3.087% | 0 | 0% | 3.087% | 0 | 0% | 3.087% | 0 | 0% | 0.3469% | 0 | 0% | 0.3469% | 0 | 0% | 0.3469% | 0 | 0% | 0.8851% | 0 | 0% | 0.8851% | 0 | 0% | 0.8851% | 0 | 14.06% | 0.9139% | 1.8625e-05 | 0% | 0.9139% | 0 | 0% | 0.9139% | 0 | 0% | 6.633% | 0 | 0% | 6.633% | 0 | 0% | 6.633% | 0 | 0% | 0.5386% | 0 | 0% | 0.5386% | 0 | 0% | 0.5386% | 0 |  |  |  | 0% | 11.8% | 0 | 0% | 11.8% | 0 | 0% | 11.8% | 0 | 0% | 0.3618% | 0 | 0% | 0.3618% | 0 | 0% | 0.3618% | 0 | 0% | 100% | 0 | 0% | 100% | 0 | 0% | 100% | 0 | 0% | 100% | 0 |  |  | 0 |  |  | 0 |  |  | 0
MONROE 1105CB | 3.7625e-05 | 0 | 0.046161 | 0 | 0.046161 | 0.016457 | 0.034331 | 0.019523 | 0% | 99% | 0 | 0% | 99% | 0 | 0% | 99% | 0 | 0% | 99% | 0 | 0% | 64.94% | 0 | 0% | 50.27% | 0 | 0% | 50.27% | 0 | 0% | 50.27% | 0 | 0 | 0% | 2.72% | 0 | 0% | 2.72% | 0 | 0% | 2.72% | 0 | 0% | 0.3055% | 0 | 0% | 0.3055% | 0 | 0% | 0.3055% | 0 | 0% | 0.7302% | 0 | 0% | 0.7302% | 0 | 0% | 0.7302% | 0 | 0% | 0.7688% | 0 | 0% | 0.7688% | 0 | 7.048% | 0.7688% | 2.5013e-05 | 0% | 5.502% | 0 | 0% | 5.502% | 0 | 0% | 5.502% | 0 | 0% | 1.042% | 0 | 0% | 1.042% | 0 | 0% | 1.042% | 0 |  |  |  | 0% | 11.8% | 0 | 0% | 11.8% | 0 | 0% | 11.8% | 0 | 0% | 0.3723% | 0 | 0% | 0.3723% | 0 | 0% | 0.3723% | 0 | 0% | 100% | 0 | 0% | 100% | 0 | 0% | 100% | 0 | 0% | 100% | 0 |  |  | 0 |  |  | 0 |  |  | 0
TAFT 11042337 | 4.0182e-05 | 0 | 0.016849 | 0 | 0.016849 | 0.0028768 | 0.015716 | 0.0070746 | 0% | 99% | 0 | 0% | 99% | 0 | 0% | 99% | 0 | 0% | 99% | 0 | 0% | 63.07% | 0 | 0% | 50.74% | 0 | 0% | 50.74% | 0 | 0% | 50.74% | 0 | 0 | 0% | 2.771% | 0 | 0% | 2.771% | 0 | 0% | 2.771% | 0 | 0% | 0.3022% | 0 | 0% | 0.3022% | 0 | 0% | 0.3022% | 0 | 0% | 0.935% | 0 | 0% | 0.935% | 0 | 0% | 0.935% | 0 | 0% | 0.9405% | 0 | 7.989% | 0.9405% | 1.266e-05 | 91.23% | 0.9405% | 0.00014457 | 0% | 6.97% | 0 | 0% | 6.97% | 0 | 0% | 6.97% | 0 | 0% | 0.2929% | 0 | 0% | 0.2929% | 0 | 0% | 0.2929% | 0 |  |  |  | 0% | 11.8% | 0 | 0% | 11.8% | 0 | 0% | 11.8% | 0 | 0% | 0.3578% | 0 | 0% | 0.3578% | 0 | 0% | 0.3578% | 0 | 0% | 100% | 0 | 0% | 100% | 0 | 0% | 100% | 0 | 0% | 100% | 0 |  |  | 0 |  |  | 0 |  |  | 0
EVERGREEN 2103980314 | 3.3775e-05 | 0 | 0.0066074 | 0 | 0.0066074 | 0.0026068 | 0.0046929 | 0.0027661 | 0% | 99% | 0 | 0% | 99% | 0 | 0% | 99% | 0 | 0% | 99% | 0 | 0% | 65.52% | 0 | 0% | 51.3% | 0 | 0% | 51.3% | 0 | 0% | 51.3% | 0 | 0 | 0% | 2.638% | 0 | 0% | 2.638% | 0 | 0% | 2.638% | 0 | 0% | 0.2864% | 0 | 0% | 0.2864% | 0 | 0% | 0.2864% | 0 | 0% | 0.7061% | 0 | 0% | 0.7061% | 0 | 0% | 0.7061% | 0 | 0% | 0.7225% | 0 | 0% | 0.7225% | 0 | 100% | 0.7225% | 4.7738e-05 | 0% | 5.262% | 0 | 0% | 5.262% | 0 | 0% | 5.262% | 0 | 0% | 0.985% | 0 | 0% | 0.985% | 0 | 0% | 0.985% | 0 |  |  |  | 0% | 11.8% | 0 | 0% | 11.8% | 0 | 0% | 11.8% | 0 | 0% | 0.3699% | 0 | 0% | 0.3699% | 0 | 0% | 0.3699% | 0 | 0% | 100% | 0 | 0% | 100% | 0 | 0% | 100% | 0 | 0% | 100% | 0 |  |  | 0 |  |  | 0 |  |  | 0
VACAVILLE 1109CB | 5.4156e-05 | 0 | 0.021042 | 0 | 0.021042 | 0.0055101 | 0.016687 | 0.0098589 | 0% | 99% | 0 | 0% | 99% | 0 | 0% | 99% | 0 | 0% | 99% | 0 | 0% | 64.85% | 0 | 0% | 50.43% | 0 | 0% | 50.43% | 0 | 0% | 50.43% | 0 | 0 | 0% | 2.797% | 0 | 0% | 2.797% | 0 | 0% | 2.797% | 0 | 0% | 0.3184% | 0 | 0% | 0.3184% | 0 | 0% | 0.3184% | 0 | 0% | 0.7743% | 0 | 0% | 0.7743% | 0 | 0% | 0.7743% | 0 | 0% | 0.8138% | 0 | 94.66% | 0.8138% | 0.00016209 | 5.338% | 0.8138% | 9.1402e-06 | 0% | 5.837% | 0 | 0% | 5.837% | 0 | 0% | 5.837% | 0 | 0% | 0.6563% | 0 | 0% | 0.6563% | 0 | 0% | 0.6563% | 0 |  |  |  | 0% | 11.8% | 0 | 0% | 11.8% | 0 | 0% | 11.8% | 0 | 0% | 0.3693% | 0 | 0% | 0.3693% | 0 | 0% | 0.3693% | 0 | 0% | 100% | 0 | 0% | 100% | 0 | 0% | 100% | 0 | 0% | 100% | 0 |  |  | 0 |  |  | 0 |  |  | 0
ERTA 04046633 | 3.3538e-05 | 0 | 0.0060925 | 0 | 0.0060925 | 0.0015037 | 0.0056038 | 0.0021768 | 0% | 99% | 0 | 0% | 99% | 0 | 0% | 99% | 0 | 0% | 99% | 0 | 0% | 64.22% | 0 | 0% | 51.62% | 0 | 0% | 51.62% | 0 | 0% | 51.62% | 0 | 0 | 0% | 3.182% | 0 | 0% | 3.182% | 0 | 0% | 3.182% | 0 | 0% | 0.3409% | 0 | 0% | 0.3409% | 0 | 0% | 0.3409% | 0 | 0% | 0.9236% | 0 | 0% | 0.9236% | 0 | 0% | 0.9236% | 0 | 0% | 0.9367% | 0 | 0% | 0.9367% | 0 | 100% | 0.9367% | 5.7066e-05 | 0% | 6.879% | 0 | 0% | 6.879% | 0 | 0% | 6.879% | 0 | 0% | 0.7166% | 0 | 0% | 0.7166% | 0 | 0% | 0.7166% | 0 |  |  |  | 0% | 11.8% | 0 | 0% | 11.8% | 0 | 0% | 11.8% | 0 | 0% | 0.3611% | 0 | 0% | 0.3611% | 0 | 0% | 0.3611% | 0 | 0% | 100% | 0 | 0% | 100% | 0 | 0% | 100% | 0 | 0% | 100% | 0 |  |  | 0 |  |  | 0 |  |  | 0
KERN POWER 2103CB | 4.8266e-05 | 0 | 0.037111 | 0 | 0.037111 | 0.0054745 | 0.027815 | 0.023287 | 0% | 99% | 0 | 0% | 99% | 0 | 0% | 99% | 0 | 0% | 99% | 0 | 0% | 64.81% | 0 | 0% | 50.85% | 0 | 0% | 50.85% | 0 | 0% | 50.85% | 0 | 0 | 0% | 2.397% | 0 | 0% | 2.397% | 0 | 0% | 2.397% | 0 | 0% | 0.2722% | 0 | 0% | 0.2722% | 0 | 0% | 0.2722% | 0 | 0% | 0.7377% | 0 | 0% | 0.7377% | 0 | 0% | 0.7377% | 0 | 0% | 0.7685% | 0 | 100% | 0.7685% | 0.0002852 | 0% | 0.7685% | 0 | 0% | 5.56% | 0 | 0% | 5.56% | 0 | 0% | 5.56% | 0 | 0% | 0.3459% | 0 | 0% | 0.3459% | 0 | 0% | 0.3459% | 0 |  |  |  | 0% | 11.8% | 0 | 0% | 11.8% | 0 | 0% | 11.8% | 0 | 0% | 0.3695% | 0 | 0% | 0.3695% | 0 | 0% | 0.3695% | 0 | 0% | 100% | 0 | 0% | 100% | 0 | 0% | 100% | 0 | 0% | 100% | 0 |  |  | 0 |  |  | 0 |  |  | 0
LOYOLA 0401LM02 | 3.2754e-05 | 0 | 0.018219 | 0 | 0.018219 | 0.010677 | 0.014064 | 0.0030378 | 0% | 99% | 0 | 0% | 99% | 0 | 0% | 99% | 0 | 0% | 99% | 0 | 0% | 63.07% | 0 | 0% | 48.65% | 0 | 0% | 48.65% | 0 | 0% | 48.65% | 0 | 0 | 0% | 2.261% | 0 | 0% | 2.261% | 0 | 0% | 2.261% | 0 | 0% | 0.2577% | 0 | 0% | 0.2577% | 0 | 0% | 0.2577% | 0 | 0% | 0.7514% | 0 | 0% | 0.7514% | 0 | 0% | 0.7514% | 0 | 0% | 0.7579% | 0 | 0% | 0.7579% | 0 | 100% | 0.7579% | 0.00013809 | 0% | 5.596% | 0 | 0% | 5.596% | 0 | 0% | 5.596% | 0 | 0% | 1.585% | 0 | 0% | 1.585% | 0 | 0% | 1.585% | 0 |  |  |  | 0% | 11.8% | 0 | 0% | 11.8% | 0 | 0% | 11.8% | 0 | 0% | 0.3627% | 0 | 0% | 0.3627% | 0 | 0% | 0.3627% | 0 | 0% | 100% | 0 | 0% | 100% | 0 | 0% | 100% | 0 | 0% | 100% | 0 |  |  | 0 |  |  | 0 |  |  | 0
JARVIS 1111MR133 | 3.8742e-05 | 0 | 0.010688 | 0 | 0.010688 | 0.003513 | 0.0089592 | 0.0038246 | 0% | 99% | 0 | 0% | 99% | 0 | 0% | 99% | 0 | 0% | 99% | 0 | 0% | 64.61% | 0 | 0% | 49.95% | 0 | 0% | 49.95% | 0 | 0% | 49.95% | 0 | 0 | 0% | 3.106% | 0 | 0% | 3.106% | 0 | 0% | 3.106% | 0 | 0% | 0.3511% | 0 | 0% | 0.3511% | 0 | 0% | 0.3511% | 0 | 0% | 0.8229% | 0 | 0% | 0.8229% | 0 | 0% | 0.8229% | 0 | 0% | 0.8727% | 0 | 0% | 0.8727% | 0 | 0% | 0.8727% | 0 | 0% | 6.216% | 0 | 0% | 6.216% | 0 | 0% | 6.216% | 0 | 0% | 0.6709% | 0 | 0% | 0.6709% | 0 | 0% | 0.6709% | 0 |  |  |  | 0% | 11.8% | 0 | 0% | 11.8% | 0 | 0% | 11.8% | 0 | 0% | 0.3702% | 0 | 0% | 0.3702% | 0 | 0% | 0.3702% | 0 | 0% | 100% | 0 | 0% | 100% | 0 | 0% | 100% | 0 | 0% | 100% | 0 |  |  | 0 |  |  | 0 |  |  | 0
NAPA 111038966 | 4.3957e-05 | 0 | 0.015563 | 0 | 0.015563 | 0.0065629 | 0.013201 | 0.0039781 | 0% | 99% | 0 | 0% | 99% | 0 | 0% | 99% | 0 | 0% | 99% | 0 | 0% | 63.62% | 0 | 0% | 49.3% | 0 | 0% | 49.3% | 0 | 0% | 49.3% | 0 | 0 | 0% | 3.012% | 0 | 0% | 3.012% | 0 | 0% | 3.012% | 0 | 0% | 0.3348% | 0 | 0% | 0.3348% | 0 | 0% | 0.3348% | 0 | 0% | 0.8352% | 0 | 0% | 0.8352% | 0 | 0% | 0.8352% | 0 | 47.78% | 0.8663% | 6.4427e-05 | 13.17% | 0.8663% | 1.7761e-05 | 0% | 0.8663% | 0 | 0% | 6.265% | 0 | 0% | 6.265% | 0 | 0% | 6.265% | 0 | 0% | 1.279% | 0 | 0% | 1.279% | 0 | 0% | 1.279% | 0 |  |  |  | 0% | 11.8% | 0 | 0% | 11.8% | 0 | 0% | 11.8% | 0 | 0% | 0.3665% | 0 | 0% | 0.3665% | 0 | 0% | 0.3665% | 0 | 0% | 100% | 0 | 0% | 100% | 0 | 0% | 100% | 0 | 0% | 100% | 0 |  |  | 0 |  |  | 0 |  |  | 0
PAUL SWEET 2103CB | 5.7612e-05 | 0 | 0.0089158 | 0 | 0.0089158 | 0.0030134 | 0.0070619 | 0.0035271 | 0% | 99% | 0 | 0% | 99% | 0 | 0% | 99% | 0 | 0% | 99% | 0 | 0% | 65.4% | 0 | 0% | 50.8% | 0 | 0% | 50.8% | 0 | 0% | 50.8% | 0 | 0 | 0% | 2.869% | 0 | 0% | 2.869% | 0 | 0% | 2.869% | 0 | 0% | 0.3212% | 0 | 0% | 0.3212% | 0 | 0% | 0.3212% | 0 | 0% | 0.782% | 0 | 0% | 0.782% | 0 | 0% | 0.782% | 0 | 0% | 0.8279% | 0 | 21.91% | 0.8279% | 1.6171e-05 | 78.09% | 0.8279% | 5.7646e-05 | 0% | 5.914% | 0 | 0% | 5.914% | 0 | 0% | 5.914% | 0 | 0% | 0.9261% | 0 | 0% | 0.9261% | 0 | 0% | 0.9261% | 0 |  |  |  | 0% | 11.8% | 0 | 0% | 11.8% | 0 | 0% | 11.8% | 0 | 0% | 0.3723% | 0 | 0% | 0.3723% | 0 | 0% | 0.3723% | 0 | 0% | 100% | 0 | 0% | 100% | 0 | 0% | 100% | 0 | 0% | 100% | 0 |  |  | 0 |  |  | 0 |  |  | 0
EL CAPITAN 110433808 | 2.9807e-05 | 0 | 0.022953 | 0 | 0.022953 | 0.0041318 | 0.020537 | 0.010349 | 0% | 99% | 0 | 0% | 99% | 0 | 0% | 99% | 0 | 0% | 99% | 0 | 0% | 63.12% | 0 | 0% | 49.86% | 0 | 0% | 49.86% | 0 | 0% | 49.86% | 0 | 0 | 0% | 2.802% | 0 | 0% | 2.802% | 0 | 0% | 2.802% | 0 | 0% | 0.3161% | 0 | 0% | 0.3161% | 0 | 0% | 0.3161% | 0 | 0% | 0.8798% | 0 | 0% | 0.8798% | 0 | 0% | 0.8798% | 0 | 0% | 0.9017% | 0 | 0% | 0.9017% | 0 | 100% | 0.9017% | 0.00020695 | 0% | 6.587% | 0 | 0% | 6.587% | 0 | 0% | 6.587% | 0 | 0% | 0.5761% | 0 | 0% | 0.5761% | 0 | 0% | 0.5761% | 0 |  |  |  | 0% | 11.8% | 0 | 0% | 11.8% | 0 | 0% | 11.8% | 0 | 0% | 0.3611% | 0 | 0% | 0.3611% | 0 | 0% | 0.3611% | 0 | 0% | 100% | 0 | 0% | 100% | 0 | 0% | 100% | 0 | 0% | 100% | 0 |  |  | 0 |  |  | 0 |  |  | 0
PASO ROBLES 110195810 | 2.5712e-05 | 0 | 0.018421 | 0 | 0.018421 | 0.0028983 | 0.018129 | 0.0070794 | 0% | 99% | 0 | 0% | 99% | 0 | 0% | 99% | 0 | 0% | 99% | 0 | 0% | 62.87% | 0 | 0% | 49.47% | 0 | 0% | 49.47% | 0 | 0% | 49.47% | 0 | 0 | 0% | 3.235% | 0 | 0% | 3.235% | 0 | 0% | 3.235% | 0 | 0% | 0.3603% | 0 | 0% | 0.3603% | 0 | 0% | 0.3603% | 0 | 0% | 0.9689% | 0 | 0% | 0.9689% | 0 | 0% | 0.9689% | 0 | 0% | 0.9987% | 0 | 100% | 0.9987% | 0.00018397 | 0% | 0.9987% | 0 | 0% | 7.265% | 0 | 0% | 7.265% | 0 | 0% | 7.265% | 0 | 0% | 0.509% | 0 | 0% | 0.509% | 0 | 0% | 0.509% | 0 |  |  |  | 0% | 11.8% | 0 | 0% | 11.8% | 0 | 0% | 11.8% | 0 | 0% | 0.3594% | 0 | 0% | 0.3594% | 0 | 0% | 0.3594% | 0 | 0% | 100% | 0 | 0% | 100% | 0 | 0% | 100% | 0 | 0% | 100% | 0 |  |  | 0 |  |  | 0 |  |  | 0
FIGARDEN 2108CB | 5.3339e-05 | 0 | 0.015371 | 0 | 0.015371 | 0.0018078 | 0.013167 | 0.0084793 | 0% | 99% | 0 | 0% | 99% | 0 | 0% | 99% | 0 | 0% | 99% | 0 | 0% | 63.65% | 0 | 0% | 49.28% | 0 | 0% | 49.28% | 0 | 0% | 49.28% | 0 | 0 | 0% | 2.556% | 0 | 0% | 2.556% | 0 | 0% | 2.556% | 0 | 0% | 0.3022% | 0 | 0% | 0.3022% | 0 | 0% | 0.3022% | 0 | 0% | 0.8308% | 0 | 0% | 0.8308% | 0 | 0% | 0.8308% | 0 | 0% | 0.874% | 0 | 0% | 0.874% | 0 | 100% | 0.874% | 0.00013433 | 0% | 6.295% | 0 | 0% | 6.295% | 0 | 0% | 6.295% | 0 | 0% | 0.3575% | 0 | 0% | 0.3575% | 0 | 0% | 0.3575% | 0 |  |  |  | 0% | 11.8% | 0 | 0% | 11.8% | 0 | 0% | 11.8% | 0 | 0% | 0.3658% | 0 | 0% | 0.3658% | 0 | 0% | 0.3658% | 0 | 0% | 100% | 0 | 0% | 100% | 0 | 0% | 100% | 0 | 0% | 100% | 0 |  |  | 0 |  |  | 0 |  |  | 0
ARANA 0402CB | 3.7082e-05 | 0 | 0.018282 | 0 | 0.018282 | 0.0080827 | 0.014852 | 0.0049649 | 0% | 99% | 0 | 0% | 99% | 0 | 0% | 99% | 0 | 0% | 99% | 0 | 0% | 63.94% | 0 | 0% | 49.82% | 0 | 0% | 49.82% | 0 | 0% | 49.82% | 0 | 0 | 0% | 2.819% | 0 | 0% | 2.819% | 0 | 0% | 2.819% | 0 | 0% | 0.312% | 0 | 0% | 0.312% | 0 | 0% | 0.312% | 0 | 0% | 0.804% | 0 | 0% | 0.804% | 0 | 0% | 0.804% | 0 | 0% | 0.8337% | 0 | 10.18% | 0.8337% | 1.5521e-05 | 89.82% | 0.8337% | 0.00013689 | 0% | 6.036% | 0 | 0% | 6.036% | 0 | 0% | 6.036% | 0 | 0% | 1.21% | 0 | 0% | 1.21% | 0 | 0% | 1.21% | 0 |  |  |  | 0% | 11.8% | 0 | 0% | 11.8% | 0 | 0% | 11.8% | 0 | 0% | 0.3682% | 0 | 0% | 0.3682% | 0 | 0% | 0.3682% | 0 | 0% | 100% | 0 | 0% | 100% | 0 | 0% | 100% | 0 | 0% | 100% | 0 |  |  | 0 |  |  | 0 |  |  | 0
SF N 040377850 | 3.5174e-05 | 0 | 0.009774 | 0 | 0.009774 | 0.0043975 | 0.009128 | 0.0013925 | 0% | 99% | 0 | 0% | 99% | 0 | 0% | 99% | 0 | 0% | 99% | 0 | 0% | 63.49% | 0 | 0% | 49.46% | 0 | 0% | 49.46% | 0 | 0% | 49.46% | 0 | 0 | 0% | 3.638% | 0 | 0% | 3.638% | 0 | 0% | 3.638% | 0 | 0% | 0.4004% | 0 | 0% | 0.4004% | 0 | 0% | 0.4004% | 0 | 0% | 0.9338% | 0 | 0% | 0.9338% | 0 | 0% | 0.9338% | 0 | 0% | 0.9889% | 0 | 0% | 0.9889% | 0 | 0% | 0.9889% | 0 | 0% | 7.045% | 0 | 0% | 7.045% | 0 | 0% | 7.045% | 0 | 0% | 1.466% | 0 | 0% | 1.466% | 0 | 0% | 1.466% | 0 |  |  |  | 0% | 11.8% | 0 | 0% | 11.8% | 0 | 0% | 11.8% | 0 | 0% | 0.3698% | 0 | 0% | 0.3698% | 0 | 0% | 0.3698% | 0 | 0% | 100% | 0 | 0% | 100% | 0 | 0% | 100% | 0 | 0% | 100% | 0 |  |  | 0 |  |  | 0 |  |  | 0
WATSONVILLE 0411CB | 4.8045e-05 | 0 | 0.013168 | 0 | 0.013168 | 0.0021708 | 0.012767 | 0.0051622 | 0% | 99% | 0 | 0% | 99% | 0 | 0% | 99% | 0 | 0% | 99% | 0 | 0% | 63.95% | 0 | 0% | 50.57% | 0 | 0% | 50.57% | 0 | 0% | 50.57% | 0 | 0 | 0% | 3.057% | 0 | 0% | 3.057% | 0 | 0% | 3.057% | 0 | 0% | 0.3485% | 0 | 0% | 0.3485% | 0 | 0% | 0.3485% | 0 | 0% | 0.9565% | 0 | 0% | 0.9565% | 0 | 0% | 0.9565% | 0 | 0% | 0.9943% | 0 | 0% | 0.9943% | 0 | 0% | 0.9943% | 0 | 0% | 7.202% | 0 | 0% | 7.202% | 0 | 0% | 7.202% | 0 | 0% | 0.4367% | 0 | 0% | 0.4367% | 0 | 0% | 0.4367% | 0 |  |  |  | 0% | 11.8% | 0 | 0% | 11.8% | 0 | 0% | 11.8% | 0 | 0% | 0.3615% | 0 | 0% | 0.3615% | 0 | 0% | 0.3615% | 0 | 0% | 100% | 0 | 0% | 100% | 0 | 0% | 100% | 0 | 0% | 100% | 0 |  |  | 0 |  |  | 0 |  |  | 0
SWIFT 2108XR364 | 3.2709e-05 | 0 | 0.02162 | 0 | 0.02162 | 0.0074297 | 0.017391 | 0.0081836 | 0% | 99% | 0 | 0% | 99% | 0 | 0% | 99% | 0 | 0% | 99% | 0 | 0% | 64.95% | 0 | 0% | 50.69% | 0 | 0% | 50.69% | 0 | 0% | 50.69% | 0 | 0 | 0% | 2.785% | 0 | 0% | 2.785% | 0 | 0% | 2.785% | 0 | 0% | 0.3131% | 0 | 0% | 0.3131% | 0 | 0% | 0.3131% | 0 | 0% | 0.7915% | 0 | 0% | 0.7915% | 0 | 0% | 0.7915% | 0 | 0% | 0.823% | 0 | 57.68% | 0.823% | 0.00010264 | 42.32% | 0.823% | 7.5299e-05 | 0% | 5.943% | 0 | 0% | 5.943% | 0 | 0% | 5.943% | 0 | 0% | 0.8335% | 0 | 0% | 0.8335% | 0 | 0% | 0.8335% | 0 |  |  |  | 0% | 11.8% | 0 | 0% | 11.8% | 0 | 0% | 11.8% | 0 | 0% | 0.3678% | 0 | 0% | 0.3678% | 0 | 0% | 0.3678% | 0 | 0% | 100% | 0 | 0% | 100% | 0 | 0% | 100% | 0 | 0% | 100% | 0 |  |  | 0 |  |  | 0 |  |  | 0
CASTRO VALLEY 1107CB | 3.9985e-05 | 0 | 0.025857 | 0 | 0.025857 | 0.010435 | 0.019572 | 0.0094701 | 0% | 99% | 0 | 0% | 99% | 0 | 0% | 99% | 0 | 0% | 99% | 0 | 0% | 64.93% | 0 | 0% | 51.14% | 0 | 0% | 51.14% | 0 | 0% | 51.14% | 0 | 0 | 0% | 2.633% | 0 | 0% | 2.633% | 0 | 0% | 2.633% | 0 | 0% | 0.2846% | 0 | 0% | 0.2846% | 0 | 0% | 0.2846% | 0 | 0% | 0.754% | 0 | 0% | 0.754% | 0 | 0% | 0.754% | 0 | 0% | 0.7696% | 0 | 3.396% | 0.7696% | 6.758e-06 | 0% | 0.7696% | 0 | 0% | 5.626% | 0 | 0% | 5.626% | 0 | 0% | 5.626% | 0 | 0% | 0.9687% | 0 | 0% | 0.9687% | 0 | 0% | 0.9687% | 0 |  |  |  | 0% | 11.8% | 0 | 0% | 11.8% | 0 | 0% | 11.8% | 0 | 0% | 0.3684% | 0 | 0% | 0.3684% | 0 | 0% | 0.3684% | 0 | 0% | 100% | 0 | 0% | 100% | 0 | 0% | 100% | 0 | 0% | 100% | 0 |  |  | 0 |  |  | 0 |  |  | 0
WYANDOTTE 1102CB | 5.9991e-05 | 0 | 0.04834 | 0 | 0.04834 | 0.015479 | 0.035396 | 0.02293 | 0% | 99% | 0 | 0% | 99% | 0 | 0% | 99% | 0 | 0% | 99% | 0 | 0% | 64.06% | 0 | 0% | 49.8% | 0 | 0% | 49.8% | 0 | 0% | 49.8% | 0 | 0 | 0% | 2.278% | 0 | 0% | 2.278% | 0 | 0% | 2.278% | 0 | 0% | 0.2572% | 0 | 0% | 0.2572% | 0 | 0% | 0.2572% | 0 | 0% | 0.7134% | 0 | 0% | 0.7134% | 0 | 0% | 0.7134% | 0 | 0% | 0.7317% | 0 | 0% | 0.7317% | 0 | 75.99% | 0.7317% | 0.0002688 | 0% | 5.345% | 0 | 0% | 5.345% | 0 | 0% | 5.345% | 0 | 0% | 0.8489% | 0 | 0% | 0.8489% | 0 | 0% | 0.8489% | 0 |  |  |  | 0% | 11.8% | 0 | 0% | 11.8% | 0 | 0% | 11.8% | 0 | 0% | 0.3678% | 0 | 0% | 0.3678% | 0 | 0% | 0.3678% | 0 | 0% | 100% | 0 | 0% | 100% | 0 | 0% | 100% | 0 | 0% | 100% | 0 |  |  | 0 |  |  | 0 |  |  | 0
RENFRO 21054828 | 7.4244e-05 | 0 | 0.00051016 | 0 | 0.00051016 | 4.7942e-05 | 0.00039214 | 0.00033895 | 0% | 99% | 0 | 0% | 99% | 0 | 0% | 99% | 0 | 0% | 99% | 0 | 0% | 64.57% | 0 | 0% | 50.31% | 0 | 0% | 50.31% | 0 | 0% | 50.31% | 0 | 0 | 0% | 2.66% | 0 | 0% | 2.66% | 0 | 0% | 2.66% | 0 | 0% | 0.3019% | 0 | 0% | 0.3019% | 0 | 0% | 0.3019% | 0 | 0% | 0.7481% | 0 | 0% | 0.7481% | 0 | 0% | 0.7481% | 0 | 0% | 0.7852% | 0 | 100% | 0.7852% | 4.0059e-06 | 0% | 0.7852% | 0 | 0% | 5.645% | 0 | 0% | 5.645% | 0 | 0% | 5.645% | 0 | 0% | 0.2106% | 0 | 0% | 0.2106% | 0 | 0% | 0.2106% | 0 |  |  |  | 0% | 11.8% | 0 | 0% | 11.8% | 0 | 0% | 11.8% | 0 | 0% | 0.3697% | 0 | 0% | 0.3697% | 0 | 0% | 0.3697% | 0 | 0% | 100% | 0 | 0% | 100% | 0 | 0% | 100% | 0 | 0% | 100% | 0 |  |  | 0 |  |  | 0 |  |  | 0
MEADOW LANE 210813902 | 5.3929e-05 | 0 | 0.021988 | 0 | 0.021988 | 0.010749 | 0.016904 | 0.0059248 | 0% | 99% | 0 | 0% | 99% | 0 | 0% | 99% | 0 | 0% | 99% | 0 | 0% | 63.88% | 0 | 0% | 49.57% | 0 | 0% | 49.57% | 0 | 0% | 49.57% | 0 | 0 | 0% | 2.624% | 0 | 0% | 2.624% | 0 | 0% | 2.624% | 0 | 0% | 0.287% | 0 | 0% | 0.287% | 0 | 0% | 0.287% | 0 | 0% | 0.7617% | 0 | 0% | 0.7617% | 0 | 0% | 0.7617% | 0 | 0% | 0.7734% | 0 | 0% | 0.7734% | 0 | 0% | 0.7734% | 0 | 0% | 5.675% | 0 | 0% | 5.675% | 0 | 0% | 5.675% | 0 | 0% | 0.86% | 0 | 0% | 0.86% | 0 | 0% | 0.86% | 0 |  |  |  | 0% | 11.8% | 0 | 0% | 11.8% | 0 | 0% | 11.8% | 0 | 0% | 0.3663% | 0 | 0% | 0.3663% | 0 | 0% | 0.3663% | 0 | 0% | 100% | 0 | 0% | 100% | 0 | 0% | 100% | 0 | 0% | 100% | 0 |  |  | 0 |  |  | 0 |  |  | 0
COLUMBUS 1109CB | 4.4586e-05 | 0 | 0.012407 | 0 | 0.012407 | 0.0019565 | 0.0095606 | 0.0074302 | 0% | 99% | 0 | 0% | 99% | 0 | 0% | 99% | 0 | 0% | 99% | 0 | 0% | 65.37% | 0 | 0% | 51.48% | 0 | 0% | 51.48% | 0 | 0% | 51.48% | 0 | 0 | 0% | 2.935% | 0 | 0% | 2.935% | 0 | 0% | 2.935% | 0 | 0% | 0.3249% | 0 | 0% | 0.3249% | 0 | 0% | 0.3249% | 0 | 0% | 0.7578% | 0 | 0% | 0.7578% | 0 | 0% | 0.7578% | 0 | 0% | 0.7967% | 0 | 0% | 0.7967% | 0 | 0% | 0.7967% | 0 | 0% | 5.707% | 0 | 0% | 5.707% | 0 | 0% | 5.707% | 0 | 0% | 0.3328% | 0 | 0% | 0.3328% | 0 | 0% | 0.3328% | 0 |  |  |  | 0% | 11.8% | 0 | 0% | 11.8% | 0 | 0% | 11.8% | 0 | 0% | 0.3715% | 0 | 0% | 0.3715% | 0 | 0% | 0.3715% | 0 | 0% | 100% | 0 | 0% | 100% | 0 | 0% | 100% | 0 | 0% | 100% | 0 |  |  | 0 |  |  | 0 |  |  | 0
FAIRVIEW 2208CB | 5.0651e-05 | 0 | 0.070451 | 0 | 0.070451 | 0.023308 | 0.060547 | 0.023744 | 0% | 99% | 0 | 0% | 99% | 0 | 0% | 99% | 0 | 0% | 99% | 0 | 0% | 64.94% | 0 | 0% | 50.58% | 0 | 0% | 50.58% | 0 | 0% | 50.58% | 0 | 0 | 0% | 3.332% | 0 | 0% | 3.332% | 0 | 0% | 3.332% | 0 | 0% | 0.3692% | 0 | 0% | 0.3692% | 0 | 0% | 0.3692% | 0 | 0% | 0.8453% | 0 | 0% | 0.8453% | 0 | 0% | 0.8453% | 0 | 99.13% | 0.8861% | 0.00061886 | 0% | 0.8861% | 0 | 0% | 0.8861% | 0 | 0% | 6.347% | 0 | 0% | 6.347% | 0 | 0% | 6.347% | 0 | 0% | 0.705% | 0 | 0% | 0.705% | 0 | 0% | 0.705% | 0 |  |  |  | 0% | 11.8% | 0 | 0% | 11.8% | 0 | 0% | 11.8% | 0 | 0% | 0.3679% | 0 | 0% | 0.3679% | 0 | 0% | 0.3679% | 0 | 0% | 100% | 0 | 0% | 100% | 0 | 0% | 100% | 0 | 0% | 100% | 0 |  |  | 0 |  |  | 0 |  |  | 0
JARVIS 1111CB | 3.1982e-05 | 0 | 0.023921 | 0 | 0.023921 | 0.0086731 | 0.019119 | 0.0087451 | 0% | 99% | 0 | 0% | 99% | 0 | 0% | 99% | 0 | 0% | 99% | 0 | 0% | 64.42% | 0 | 0% | 50.19% | 0 | 0% | 50.19% | 0 | 0% | 50.19% | 0 | 0 | 0% | 2.822% | 0 | 0% | 2.822% | 0 | 0% | 2.822% | 0 | 0% | 0.3121% | 0 | 0% | 0.3121% | 0 | 0% | 0.3121% | 0 | 0% | 0.7897% | 0 | 0% | 0.7897% | 0 | 0% | 0.7897% | 0 | 0% | 0.8168% | 0 | 0% | 0.8168% | 0 | 0% | 0.8168% | 0 | 0% | 5.918% | 0 | 0% | 5.918% | 0 | 0% | 5.918% | 0 | 0% | 0.9027% | 0 | 0% | 0.9027% | 0 | 0% | 0.9027% | 0 |  |  |  | 0% | 11.8% | 0 | 0% | 11.8% | 0 | 0% | 11.8% | 0 | 0% | 0.3682% | 0 | 0% | 0.3682% | 0 | 0% | 0.3682% | 0 | 0% | 100% | 0 | 0% | 100% | 0 | 0% | 100% | 0 | 0% | 100% | 0 |  |  | 0 |  |  | 0 |  |  | 0
LOS ALTOS 1104CB | 3.3021e-05 | 0 | 0.0036114 | 0 | 0.0036114 | 0.0019809 | 0.0024314 | 0.0011039 | 0% | 99% | 0 | 0% | 99% | 0 | 0% | 99% | 0 | 0% | 99% | 0 | 0% | 64.58% | 0 | 0% | 49.79% | 0 | 0% | 49.79% | 0 | 0% | 49.79% | 0 | 0 | 0% | 2.305% | 0 | 0% | 2.305% | 0 | 0% | 2.305% | 0 | 0% | 0.2553% | 0 | 0% | 0.2553% | 0 | 0% | 0.2553% | 0 | 0% | 0.6621% | 0 | 0% | 0.6621% | 0 | 0% | 0.6621% | 0 | 0% | 0.6795% | 0 | 0% | 0.6795% | 0 | 100% | 0.6795% | 2.454e-05 | 0% | 4.949% | 0 | 0% | 4.949% | 0 | 0% | 4.949% | 0 | 0% | 1.434% | 0 | 0% | 1.434% | 0 | 0% | 1.434% | 0 |  |  |  | 0% | 11.8% | 0 | 0% | 11.8% | 0 | 0% | 11.8% | 0 | 0% | 0.3714% | 0 | 0% | 0.3714% | 0 | 0% | 0.3714% | 0 | 0% | 100% | 0 | 0% | 100% | 0 | 0% | 100% | 0 | 0% | 100% | 0 |  |  | 0 |  |  | 0 |  |  | 0
FAIRWAY 110312087 | 3.1719e-05 | 0 | 0.0062416 | 0 | 0.0062416 | 0.0005853 | 0.0067588 | 0.0021902 | 0% | 99% | 0 | 0% | 99% | 0 | 0% | 99% | 0 | 0% | 99% | 0 | 0% | 63.03% | 0 | 0% | 51.05% | 0 | 0% | 51.05% | 0 | 0% | 51.05% | 0 | 0 | 0% | 3.351% | 0 | 0% | 3.351% | 0 | 0% | 3.351% | 0 | 0% | 0.373% | 0 | 0% | 0.373% | 0 | 0% | 0.373% | 0 | 0% | 1.081% | 0 | 0% | 1.081% | 0 | 0% | 1.081% | 0 | 0% | 1.102% | 0 | 0% | 1.102% | 0 | 0% | 1.102% | 0 | 0% | 8.087% | 0 | 0% | 8.087% | 0 | 0% | 8.087% | 0 | 0% | 0.3241% | 0 | 0% | 0.3241% | 0 | 0% | 0.3241% | 0 |  |  |  | 0% | 11.8% | 0 | 0% | 11.8% | 0 | 0% | 11.8% | 0 | 0% | 0.3541% | 0 | 0% | 0.3541% | 0 | 0% | 0.3541% | 0 | 0% | 100% | 0 | 0% | 100% | 0 | 0% | 100% | 0 | 0% | 100% | 0 |  |  | 0 |  |  | 0 |  |  | 0
NOTRE DAME 11022420 | 4.5456e-05 | 0 | 0.022481 | 0 | 0.022481 | 0.014261 | 0.013215 | 0.0068651 | 0% | 99% | 0 | 0% | 99% | 0 | 0% | 99% | 0 | 0% | 99% | 0 | 0% | 64.32% | 0 | 0% | 49.61% | 0 | 0% | 49.61% | 0 | 0% | 49.61% | 0 | 0 | 0% | 1.811% | 0 | 0% | 1.811% | 0 | 0% | 1.811% | 0 | 0% | 0.1986% | 0 | 0% | 0.1986% | 0 | 0% | 0.1986% | 0 | 0% | 0.5792% | 0 | 0% | 0.5792% | 0 | 0% | 0.5792% | 0 | 0% | 0.5788% | 0 | 0% | 0.5788% | 0 | 100% | 0.5788% | 0.00013011 | 0% | 4.297% | 0 | 0% | 4.297% | 0 | 0% | 4.297% | 0 | 0% | 1.81% | 0 | 0% | 1.81% | 0 | 0% | 1.81% | 0 |  |  |  | 0% | 11.8% | 0 | 0% | 11.8% | 0 | 0% | 11.8% | 0 | 0% | 0.3716% | 0 | 0% | 0.3716% | 0 | 0% | 0.3716% | 0 | 0% | 100% | 0 | 0% | 100% | 0 | 0% | 100% | 0 | 0% | 100% | 0 |  |  | 0 |  |  | 0 |  |  | 0
RAINBOW 1105508780 | 3.4654e-05 | 0 | 0.011958 | 0 | 0.011958 | 0.0026776 | 0.010121 | 0.0054716 | 0% | 99% | 0 | 0% | 99% | 0 | 0% | 99% | 0 | 0% | 99% | 0 | 0% | 63.44% | 0 | 0% | 50.12% | 0 | 0% | 50.12% | 0 | 0% | 50.12% | 0 | 0 | 0% | 2.708% | 0 | 0% | 2.708% | 0 | 0% | 2.708% | 0 | 0% | 0.2985% | 0 | 0% | 0.2985% | 0 | 0% | 0.2985% | 0 | 0% | 0.8352% | 0 | 0% | 0.8352% | 0 | 0% | 0.8352% | 0 | 0% | 0.8455% | 0 | 100% | 0.8455% | 0.00010111 | 0% | 0.8455% | 0 | 0% | 6.222% | 0 | 0% | 6.222% | 0 | 0% | 6.222% | 0 | 0% | 0.68% | 0 | 0% | 0.68% | 0 | 0% | 0.68% | 0 |  |  |  | 0% | 11.8% | 0 | 0% | 11.8% | 0 | 0% | 11.8% | 0 | 0% | 0.3617% | 0 | 0% | 0.3617% | 0 | 0% | 0.3617% | 0 | 0% | 100% | 0 | 0% | 100% | 0 | 0% | 100% | 0 | 0% | 100% | 0 |  |  | 0 |  |  | 0 |  |  | 0
ALTO 112332448 | 3.2239e-05 | 0 | 0.019134 | 0 | 0.019134 | 0.011536 | 0.013788 | 0.003909 | 0% | 99% | 0 | 0% | 99% | 0 | 0% | 99% | 0 | 0% | 99% | 0 | 0% | 63.82% | 0 | 0% | 49.66% | 0 | 0% | 49.66% | 0 | 0% | 49.66% | 0 | 0 | 0% | 2.867% | 0 | 0% | 2.867% | 0 | 0% | 2.867% | 0 | 0% | 0.305% | 0 | 0% | 0.305% | 0 | 0% | 0.305% | 0 | 0% | 0.7185% | 0 | 0% | 0.7185% | 0 | 0% | 0.7185% | 0 | 0% | 0.7366% | 0 | 100% | 0.7366% | 0.00014094 | 0% | 0.7366% | 0 | 0% | 5.349% | 0 | 0% | 5.349% | 0 | 0% | 5.349% | 0 | 0% | 1.886% | 0 | 0% | 1.886% | 0 | 0% | 1.886% | 0 |  |  |  | 0% | 11.8% | 0 | 0% | 11.8% | 0 | 0% | 11.8% | 0 | 0% | 0.3714% | 0 | 0% | 0.3714% | 0 | 0% | 0.3714% | 0 | 0% | 100% | 0 | 0% | 100% | 0 | 0% | 100% | 0 | 0% | 100% | 0 |  |  | 0 |  |  | 0 |  |  | 0
NAPA 111069632 | 3.4872e-05 | 0 | 0.0069877 | 0 | 0.0069877 | 0.0032957 | 0.0057416 | 0.0016389 | 0% | 99% | 0 | 0% | 99% | 0 | 0% | 99% | 0 | 0% | 99% | 0 | 0% | 63.59% | 0 | 0% | 49.72% | 0 | 0% | 49.72% | 0 | 0% | 49.72% | 0 | 0 | 0% | 2.927% | 0 | 0% | 2.927% | 0 | 0% | 2.927% | 0 | 0% | 0.3152% | 0 | 0% | 0.3152% | 0 | 0% | 0.3152% | 0 | 0% | 0.8192% | 0 | 0% | 0.8192% | 0 | 0% | 0.8192% | 0 | 1.372% | 0.8417% | 8.0716e-07 | 93.57% | 0.8417% | 5.5032e-05 | 0% | 0.8417% | 0 | 0% | 6.124% | 0 | 0% | 6.124% | 0 | 0% | 6.124% | 0 | 0% | 1.438% | 0 | 0% | 1.438% | 0 | 0% | 1.438% | 0 |  |  |  | 0% | 11.8% | 0 | 0% | 11.8% | 0 | 0% | 11.8% | 0 | 0% | 0.3676% | 0 | 0% | 0.3676% | 0 | 0% | 0.3676% | 0 | 0% | 100% | 0 | 0% | 100% | 0 | 0% | 100% | 0 | 0% | 100% | 0 |  |  | 0 |  |  | 0 |  |  | 0
ROSEDALE 1101CB | 4.6725e-05 | 0 | 0.054525 | 0 | 0.054525 | 0.0075853 | 0.038887 | 0.036835 | 0% | 99% | 0 | 0% | 99% | 0 | 0% | 99% | 0 | 0% | 99% | 0 | 0% | 65.69% | 0 | 0% | 52.01% | 0 | 0% | 52.01% | 0 | 0% | 52.01% | 0 | 0 | 0% | 2.543% | 0 | 0% | 2.543% | 0 | 0% | 2.543% | 0 | 0% | 0.2813% | 0 | 0% | 0.2813% | 0 | 0% | 0.2813% | 0 | 0% | 0.7065% | 0 | 0% | 0.7065% | 0 | 0% | 0.7065% | 0 | 0% | 0.7424% | 0 | 99.09% | 0.7424% | 0.00040114 | 0% | 0.7424% | 0 | 0% | 5.328% | 0 | 0% | 5.328% | 0 | 0% | 5.328% | 0 | 0% | 0.3157% | 0 | 0% | 0.3157% | 0 | 0% | 0.3157% | 0 |  |  |  | 0% | 11.8% | 0 | 0% | 11.8% | 0 | 0% | 11.8% | 0 | 0% | 0.3737% | 0 | 0% | 0.3737% | 0 | 0% | 0.3737% | 0 | 0% | 100% | 0 | 0% | 100% | 0 | 0% | 100% | 0 | 0% | 100% | 0 |  |  | 0 |  |  | 0 |  |  | 0
WILLOW PASS 1102CB | 3.6344e-05 | 0 | 0.038116 | 0 | 0.038116 | 0.0071646 | 0.037605 | 0.013478 | 0% | 99% | 0 | 0% | 99% | 0 | 0% | 99% | 0 | 0% | 99% | 0 | 0% | 64.24% | 0 | 0% | 50.93% | 0 | 0% | 50.93% | 0 | 0% | 50.93% | 0 | 0 | 0% | 3.497% | 0 | 0% | 3.497% | 0 | 0% | 3.497% | 0 | 0% | 0.3911% | 0 | 0% | 0.3911% | 0 | 0% | 0.3911% | 0 | 0% | 0.9732% | 0 | 0% | 0.9732% | 0 | 0% | 0.9732% | 0 | 0% | 1.014% | 0 | 0% | 1.014% | 0 | 0% | 1.014% | 0 | 0% | 7.31% | 0 | 0% | 7.31% | 0 | 0% | 7.31% | 0 | 0% | 0.45% | 0 | 0% | 0.45% | 0 | 0% | 0.45% | 0 |  |  |  | 0% | 11.8% | 0 | 0% | 11.8% | 0 | 0% | 11.8% | 0 | 0% | 0.3619% | 0 | 0% | 0.3619% | 0 | 0% | 0.3619% | 0 | 0% | 100% | 0 | 0% | 100% | 0 | 0% | 100% | 0 | 0% | 100% | 0 |  |  | 0 |  |  | 0 |  |  | 0
STOCKDALE 1109CB | 5.8805e-05 | 0 | 0.023512 | 0 | 0.023512 | 0.0031285 | 0.018318 | 0.014485 | 0% | 99% | 0 | 0% | 99% | 0 | 0% | 99% | 0 | 0% | 99% | 0 | 0% | 64.75% | 0 | 0% | 50.65% | 0 | 0% | 50.65% | 0 | 0% | 50.65% | 0 | 0 | 0% | 2.642% | 0 | 0% | 2.642% | 0 | 0% | 2.642% | 0 | 0% | 0.3005% | 0 | 0% | 0.3005% | 0 | 0% | 0.3005% | 0 | 0% | 0.7627% | 0 | 0% | 0.7627% | 0 | 0% | 0.7627% | 0 | 0% | 0.8061% | 0 | 0% | 0.8061% | 0 | 100% | 0.8061% | 0.00018953 | 0% | 5.773% | 0 | 0% | 5.773% | 0 | 0% | 5.773% | 0 | 0% | 0.274% | 0 | 0% | 0.274% | 0 | 0% | 0.274% | 0 |  |  |  | 0% | 11.8% | 0 | 0% | 11.8% | 0 | 0% | 11.8% | 0 | 0% | 0.3713% | 0 | 0% | 0.3713% | 0 | 0% | 0.3713% | 0 | 0% | 100% | 0 | 0% | 100% | 0 | 0% | 100% | 0 | 0% | 100% | 0 |  |  | 0 |  |  | 0 |  |  | 0
NEWBURG 11326576 | 2.4419e-05 | 0 | 0.017166 | 0.99138 | 1.0085 | 0.0039358 | 0.01782 | 0.0044808 | 0% | 99% | 0 | 0% | 99% | 0 | 0% | 99% | 0 | 0% | 99% | 0 | 0% | 61.85% | 0 | 0% | 48.85% | 0 | 0% | 48.85% | 0 | 0% | 48.85% | 0 | 0.99138 | 0% | 3.102% | 0 | 0% | 3.102% | 0 | 0% | 3.102% | 0 | 0% | 0.3473% | 0 | 0% | 0.3473% | 0 | 0% | 0.3473% | 0 | 0% | 1.037% | 0 | 0% | 1.037% | 0 | 0% | 1.037% | 0 | 0% | 1.079% | 0 | 0% | 1.079% | 0 | 0% | 1.079% | 0 | 0% | 7.828% | 0 | 0% | 7.828% | 0 | 0% | 7.828% | 0 | 0% | 0.852% | 0 | 0% | 0.852% | 0 | 0% | 0.852% | 0 |  |  |  | 0% | 11.8% | 0 | 0% | 11.8% | 0 | 0% | 11.8% | 0 | 0% | 0.3616% | 0 | 0% | 0.3616% | 0 | 0% | 0.3616% | 0 | 0% | 100% | 0 | 0% | 100% | 0 | 0% | 100% | 0 | 0% | 100% | 0 |  |  | 0 |  |  | 0 |  |  | 0
SYCAMORE CREEK 1103CB | 4.5729e-05 | 0 | 0.026099 | 0 | 0.026099 | 0.008521 | 0.020579 | 0.010799 | 0% | 99% | 0 | 0% | 99% | 0 | 0% | 99% | 0 | 0% | 99% | 0 | 0% | 63.96% | 0 | 0% | 49.27% | 0 | 0% | 49.27% | 0 | 0% | 49.27% | 0 | 0 | 0% | 2.591% | 0 | 0% | 2.591% | 0 | 0% | 2.591% | 0 | 0% | 0.2979% | 0 | 0% | 0.2979% | 0 | 0% | 0.2979% | 0 | 0% | 0.7685% | 0 | 0% | 0.7685% | 0 | 0% | 0.7685% | 0 | 0% | 0.8098% | 0 | 0% | 0.8098% | 0 | 90.92% | 0.8098% | 0.00019216 | 0% | 5.811% | 0 | 0% | 5.811% | 0 | 0% | 5.811% | 0 | 0% | 0.9896% | 0 | 0% | 0.9896% | 0 | 0% | 0.9896% | 0 |  |  |  | 0% | 11.8% | 0 | 0% | 11.8% | 0 | 0% | 11.8% | 0 | 0% | 0.3701% | 0 | 0% | 0.3701% | 0 | 0% | 0.3701% | 0 | 0% | 100% | 0 | 0% | 100% | 0 | 0% | 100% | 0 | 0% | 100% | 0 |  |  | 0 |  |  | 0 |  |  | 0
OCEANO 1104Q04 | 7.6642e-06 | 0 | 0.0039043 | 0 | 0.0039043 | 0.00045327 | 0.0046462 | 0.00087034 | 0% | 99% | 0 | 0% | 99% | 0 | 0% | 99% | 0 | 0% | 99% | 0 | 0% | 56.54% | 0 | 0% | 48.36% | 0 | 0% | 48.36% | 0 | 0% | 48.36% | 0 | 0 | 0% | 3.007% | 0 | 0% | 3.007% | 0 | 0% | 3.007% | 0 | 0% | 0.2723% | 0 | 0% | 0.2723% | 0 | 0% | 0.2723% | 0 | 0% | 1.201% | 0 | 0% | 1.201% | 0 | 0% | 1.201% | 0 | 0% | 1.056% | 0 | 0% | 1.056% | 0 | 0.3953% | 1.056% | 1.6299e-07 | 0% | 8.567% | 0 | 0% | 8.567% | 0 | 0% | 8.567% | 0 | 0% | 0.3402% | 0 | 0% | 0.3402% | 0 | 0% | 0.3402% | 0 |  |  |  | 0% | 11.8% | 0 | 0% | 11.8% | 0 | 0% | 11.8% | 0 | 0% | 0.3176% | 0 | 0% | 0.3176% | 0 | 0% | 0.3176% | 0 | 0% | 100% | 0 | 0% | 100% | 0 | 0% | 100% | 0 | 0% | 100% | 0 |  |  | 0 |  |  | 0 |  |  | 0
TIDEWATER 2110CB | 6.6586e-05 | 0 | 0.049583 | 0 | 0.049583 | 0.010247 | 0.043877 | 0.021709 | 0% | 99% | 0 | 0% | 99% | 0 | 0% | 99% | 0 | 0% | 99% | 0 | 0% | 65.14% | 0 | 0% | 50.58% | 0 | 0% | 50.58% | 0 | 0% | 50.58% | 0 | 0 | 0% | 3.303% | 0 | 0% | 3.303% | 0 | 0% | 3.303% | 0 | 0% | 0.3749% | 0 | 0% | 0.3749% | 0 | 0% | 0.3749% | 0 | 0% | 0.8598% | 0 | 0% | 0.8598% | 0 | 0% | 0.8598% | 0 | 76.7% | 0.9112% | 0.00034652 | 0% | 0.9112% | 0 | 0% | 0.9112% | 0 | 0% | 6.49% | 0 | 0% | 6.49% | 0 | 0% | 6.49% | 0 | 0% | 0.3414% | 0 | 0% | 0.3414% | 0 | 0% | 0.3414% | 0 |  |  |  | 0% | 11.8% | 0 | 0% | 11.8% | 0 | 0% | 11.8% | 0 | 0% | 0.3675% | 0 | 0% | 0.3675% | 0 | 0% | 0.3675% | 0 | 0% | 100% | 0 | 0% | 100% | 0 | 0% | 100% | 0 | 0% | 100% | 0 |  |  | 0 |  |  | 0 |  |  | 0
DAVIS 1101CB | 3.9284e-05 | 0 | 0.02348 | 0 | 0.02348 | 0.005527 | 0.019048 | 0.011338 | 0% | 99% | 0 | 0% | 99% | 0 | 0% | 99% | 0 | 0% | 99% | 0 | 0% | 64.08% | 0 | 0% | 49.58% | 0 | 0% | 49.58% | 0 | 0% | 49.58% | 0 | 0 | 0% | 2.651% | 0 | 0% | 2.651% | 0 | 0% | 2.651% | 0 | 0% | 0.3087% | 0 | 0% | 0.3087% | 0 | 0% | 0.3087% | 0 | 0% | 0.7752% | 0 | 0% | 0.7752% | 0 | 0% | 0.7752% | 0 | 99.06% | 0.8058% | 0.00018742 | 0% | 0.8058% | 0 | 0% | 0.8058% | 0 | 0% | 5.825% | 0 | 0% | 5.825% | 0 | 0% | 5.825% | 0 | 0% | 0.6389% | 0 | 0% | 0.6389% | 0 | 0% | 0.6389% | 0 |  |  |  | 0% | 11.8% | 0 | 0% | 11.8% | 0 | 0% | 11.8% | 0 | 0% | 0.3647% | 0 | 0% | 0.3647% | 0 | 0% | 0.3647% | 0 | 0% | 100% | 0 | 0% | 100% | 0 | 0% | 100% | 0 | 0% | 100% | 0 |  |  | 0 |  |  | 0 |  |  | 0
SPENCE 1103150484 | 2.5615e-05 | 0 | 0.0050904 | 0 | 0.0050904 | 0.00037266 | 0.0052165 | 0.0021992 | 0% | 99% | 0 | 0% | 99% | 0 | 0% | 99% | 0 | 0% | 99% | 0 | 0% | 63.16% | 0 | 0% | 49.09% | 0 | 0% | 49.09% | 0 | 0% | 49.09% | 0 | 0 | 0% | 3.737% | 0 | 0% | 3.737% | 0 | 0% | 3.737% | 0 | 0% | 0.4163% | 0 | 0% | 0.4163% | 0 | 0% | 0.4163% | 0 | 0% | 1.015% | 0 | 0% | 1.015% | 0 | 0% | 1.015% | 0 | 0% | 1.083% | 0 | 0% | 1.083% | 0 | 0% | 1.083% | 0 | 0% | 7.699% | 0 | 0% | 7.699% | 0 | 0% | 7.699% | 0 | 0% | 0.2726% | 0 | 0% | 0.2726% | 0 | 0% | 0.2726% | 0 |  |  |  | 0% | 11.8% | 0 | 0% | 11.8% | 0 | 0% | 11.8% | 0 | 0% | 0.3681% | 0 | 0% | 0.3681% | 0 | 0% | 0.3681% | 0 | 0% | 100% | 0 | 0% | 100% | 0 | 0% | 100% | 0 | 0% | 100% | 0 |  |  | 0 |  |  | 0 |  |  | 0
RICHMOND R 1126BR274 | 3.863e-05 | 0 | 0.0052588 | 0 | 0.0052588 | 0.0015542 | 0.0045767 | 0.0019166 | 0% | 99% | 0 | 0% | 99% | 0 | 0% | 99% | 0 | 0% | 99% | 0 | 0% | 63.52% | 0 | 0% | 50.78% | 0 | 0% | 50.78% | 0 | 0% | 50.78% | 0 | 0 | 0% | 2.829% | 0 | 0% | 2.829% | 0 | 0% | 2.829% | 0 | 0% | 0.3053% | 0 | 0% | 0.3053% | 0 | 0% | 0.3053% | 0 | 0% | 0.8604% | 0 | 0% | 0.8604% | 0 | 0% | 0.8604% | 0 | 0% | 0.8594% | 0 | 0% | 0.8594% | 0 | 0% | 0.8594% | 0 | 0% | 6.378% | 0 | 0% | 6.378% | 0 | 0% | 6.378% | 0 | 0% | 0.7392% | 0 | 0% | 0.7392% | 0 | 0% | 0.7392% | 0 |  |  |  | 0% | 11.8% | 0 | 0% | 11.8% | 0 | 0% | 11.8% | 0 | 0% | 0.3589% | 0 | 0% | 0.3589% | 0 | 0% | 0.3589% | 0 | 0% | 100% | 0 | 0% | 100% | 0 | 0% | 100% | 0 | 0% | 100% | 0 |  |  | 0 |  |  | 0 |  |  | 0
MOUNTAIN VIEW 1114LM12 | 3.3327e-05 | 0 | 0.003437 | 0 | 0.003437 | 0.001618 | 0.0026076 | 0.0010339 | 0% | 99% | 0 | 0% | 99% | 0 | 0% | 99% | 0 | 0% | 99% | 0 | 0% | 63.4% | 0 | 0% | 49.9% | 0 | 0% | 49.9% | 0 | 0% | 49.9% | 0 | 0 | 0% | 2.417% | 0 | 0% | 2.417% | 0 | 0% | 2.417% | 0 | 0% | 0.2542% | 0 | 0% | 0.2542% | 0 | 0% | 0.2542% | 0 | 0% | 0.7548% | 0 | 0% | 0.7548% | 0 | 0% | 0.7548% | 0 | 0% | 0.7434% | 0 | 0% | 0.7434% | 0 | 100% | 0.7434% | 2.555e-05 | 0% | 5.569% | 0 | 0% | 5.569% | 0 | 0% | 5.569% | 0 | 0% | 1.259% | 0 | 0% | 1.259% | 0 | 0% | 1.259% | 0 |  |  |  | 0% | 11.8% | 0 | 0% | 11.8% | 0 | 0% | 11.8% | 0 | 0% | 0.3628% | 0 | 0% | 0.3628% | 0 | 0% | 0.3628% | 0 | 0% | 100% | 0 | 0% | 100% | 0 | 0% | 100% | 0 | 0% | 100% | 0 |  |  | 0 |  |  | 0 |  |  | 0
MONROE 1106CB | 3.7706e-05 | 0 | 0.020541 | 0 | 0.020541 | 0.0078678 | 0.015183 | 0.0083895 | 0% | 99% | 0 | 0% | 99% | 0 | 0% | 99% | 0 | 0% | 99% | 0 | 0% | 64.66% | 0 | 0% | 49.96% | 0 | 0% | 49.96% | 0 | 0% | 49.96% | 0 | 0 | 0% | 2.565% | 0 | 0% | 2.565% | 0 | 0% | 2.565% | 0 | 0% | 0.2928% | 0 | 0% | 0.2928% | 0 | 0% | 0.2928% | 0 | 0% | 0.7136% | 0 | 0% | 0.7136% | 0 | 0% | 0.7136% | 0 | 0% | 0.7432% | 0 | 0% | 0.7432% | 0 | 0.4415% | 0.7432% | 6.7396e-07 | 0% | 5.357% | 0 | 0% | 5.357% | 0 | 0% | 5.357% | 0 | 0% | 1.122% | 0 | 0% | 1.122% | 0 | 0% | 1.122% | 0 |  |  |  | 0% | 11.8% | 0 | 0% | 11.8% | 0 | 0% | 11.8% | 0 | 0% | 0.3693% | 0 | 0% | 0.3693% | 0 | 0% | 0.3693% | 0 | 0% | 100% | 0 | 0% | 100% | 0 | 0% | 100% | 0 | 0% | 100% | 0 |  |  | 0 |  |  | 0 |  |  | 0
PACIFIC GROVE 0422CB | 4.3396e-05 | 0 | 0.012087 | 0 | 0.012087 | 0.0036595 | 0.01306 | 0.0017813 | 0% | 99% | 0 | 0% | 99% | 0 | 0% | 99% | 0 | 0% | 99% | 0 | 0% | 62.38% | 0 | 0% | 48.79% | 0 | 0% | 48.79% | 0 | 0% | 48.79% | 0 | 0 | 0% | 3.681% | 0 | 0% | 3.681% | 0 | 0% | 3.681% | 0 | 0% | 0.4139% | 0 | 0% | 0.4139% | 0 | 0% | 0.4139% | 0 | 0% | 1.073% | 0 | 0% | 1.073% | 0 | 0% | 1.073% | 0 | 1.989% | 1.124% | 2.702e-06 | 94.08% | 1.124% | 0.00012782 | 0% | 1.124% | 0 | 0% | 8.089% | 0 | 0% | 8.089% | 0 | 0% | 8.089% | 0 | 0% | 0.9293% | 0 | 0% | 0.9293% | 0 | 0% | 0.9293% | 0 |  |  |  | 0% | 11.8% | 0 | 0% | 11.8% | 0 | 0% | 11.8% | 0 | 0% | 0.3614% | 0 | 0% | 0.3614% | 0 | 0% | 0.3614% | 0 | 0% | 100% | 0 | 0% | 100% | 0 | 0% | 100% | 0 | 0% | 100% | 0 |  |  | 0 |  |  | 0 |  |  | 0
PAUL SWEET 210878006 | 3.8373e-05 | 0 | 0.029108 | 0 | 0.029108 | 0.010338 | 0.024846 | 0.0093736 | 0% | 99% | 0 | 0% | 99% | 0 | 0% | 99% | 0 | 0% | 99% | 0 | 0% | 63.75% | 0 | 0% | 50.58% | 0 | 0% | 50.58% | 0 | 0% | 50.58% | 0 | 0 | 0% | 2.826% | 0 | 0% | 2.826% | 0 | 0% | 2.826% | 0 | 0% | 0.3041% | 0 | 0% | 0.3041% | 0 | 0% | 0.3041% | 0 | 0% | 0.848% | 0 | 0% | 0.848% | 0 | 0% | 0.848% | 0 | 0% | 0.8496% | 0 | 0% | 0.8496% | 0 | 100% | 0.8496% | 0.00024729 | 0% | 6.292% | 0 | 0% | 6.292% | 0 | 0% | 6.292% | 0 | 0% | 0.9693% | 0 | 0% | 0.9693% | 0 | 0% | 0.9693% | 0 |  |  |  | 0% | 11.8% | 0 | 0% | 11.8% | 0 | 0% | 11.8% | 0 | 0% | 0.3609% | 0 | 0% | 0.3609% | 0 | 0% | 0.3609% | 0 | 0% | 100% | 0 | 0% | 100% | 0 | 0% | 100% | 0 | 0% | 100% | 0 |  |  | 0 |  |  | 0 |  |  | 0
BELMONT 11104946 | 3.0796e-05 | 0 | 0.026461 | 0 | 0.026461 | 0.012967 | 0.021308 | 0.0062453 | 0% | 99% | 0 | 0% | 99% | 0 | 0% | 99% | 0 | 0% | 99% | 0 | 0% | 63.25% | 0 | 0% | 49.57% | 0 | 0% | 49.57% | 0 | 0% | 49.57% | 0 | 0 | 0% | 2.723% | 0 | 0% | 2.723% | 0 | 0% | 2.723% | 0 | 0% | 0.2927% | 0 | 0% | 0.2927% | 0 | 0% | 0.2927% | 0 | 0% | 0.7975% | 0 | 0% | 0.7975% | 0 | 0% | 0.7975% | 0 | 95.62% | 0.801% | 0.00020268 | 0% | 0.801% | 0 | 0% | 0.801% | 0 | 0% | 5.917% | 0 | 0% | 5.917% | 0 | 0% | 5.917% | 0 | 0% | 1.441% | 0 | 0% | 1.441% | 0 | 0% | 1.441% | 0 |  |  |  | 0% | 11.8% | 0 | 0% | 11.8% | 0 | 0% | 11.8% | 0 | 0% | 0.3637% | 0 | 0% | 0.3637% | 0 | 0% | 0.3637% | 0 | 0% | 100% | 0 | 0% | 100% | 0 | 0% | 100% | 0 | 0% | 100% | 0 |  |  | 0 |  |  | 0 |  |  | 0
WOODLAND 111222542 | 3.6996e-05 | 0 | 0.012494 | 0 | 0.012494 | 0.0043387 | 0.0096754 | 0.0051188 | 0% | 99% | 0 | 0% | 99% | 0 | 0% | 99% | 0 | 0% | 99% | 0 | 0% | 64.31% | 0 | 0% | 49.83% | 0 | 0% | 49.83% | 0 | 0% | 49.83% | 0 | 0 | 0% | 2.442% | 0 | 0% | 2.442% | 0 | 0% | 2.442% | 0 | 0% | 0.2829% | 0 | 0% | 0.2829% | 0 | 0% | 0.2829% | 0 | 0% | 0.7448% | 0 | 0% | 0.7448% | 0 | 0% | 0.7448% | 0 | 0% | 0.7692% | 0 | 0% | 0.7692% | 0 | 0% | 0.7692% | 0 | 0% | 5.586% | 0 | 0% | 5.586% | 0 | 0% | 5.586% | 0 | 0% | 0.9164% | 0 | 0% | 0.9164% | 0 | 0% | 0.9164% | 0 |  |  |  | 0% | 11.8% | 0 | 0% | 11.8% | 0 | 0% | 11.8% | 0 | 0% | 0.3657% | 0 | 0% | 0.3657% | 0 | 0% | 0.3657% | 0 | 0% | 100% | 0 | 0% | 100% | 0 | 0% | 100% | 0 | 0% | 100% | 0 |  |  | 0 |  |  | 0 |  |  | 0
NEWARK 12KV 1107CB | 4.1361e-05 | 0 | 0.026325 | 0 | 0.026325 | 0.0050354 | 0.024102 | 0.011176 | 0% | 99% | 0 | 0% | 99% | 0 | 0% | 99% | 0 | 0% | 99% | 0 | 0% | 64.28% | 0 | 0% | 50.51% | 0 | 0% | 50.51% | 0 | 0% | 50.51% | 0 | 0 | 0% | 3.161% | 0 | 0% | 3.161% | 0 | 0% | 3.161% | 0 | 0% | 0.3548% | 0 | 0% | 0.3548% | 0 | 0% | 0.3548% | 0 | 0% | 0.8969% | 0 | 0% | 0.8969% | 0 | 0% | 0.8969% | 0 | 1.011% | 0.9348% | 2.4877e-06 | 2.739% | 0.9348% | 6.7405e-06 | 93.81% | 0.9348% | 0.00023085 | 0% | 6.746% | 0 | 0% | 6.746% | 0 | 0% | 6.746% | 0 | 0% | 0.3913% | 0 | 0% | 0.3913% | 0 | 0% | 0.3913% | 0 |  |  |  | 0% | 11.8% | 0 | 0% | 11.8% | 0 | 0% | 11.8% | 0 | 0% | 0.3644% | 0 | 0% | 0.3644% | 0 | 0% | 0.3644% | 0 | 0% | 100% | 0 | 0% | 100% | 0 | 0% | 100% | 0 | 0% | 100% | 0 |  |  | 0 |  |  | 0 |  |  | 0
BERKELEY F 0402502466 | 3.8087e-05 | 0.19637 | 0.0034667 | 0 | 0.0034667 | 0.0018866 | 0.0026511 | 0.0007717 | 0% | 99% | 0 | 0% | 99% | 0 | 0% | 99% | 0 | 0% | 99% | 0 | 0% | 64.34% | 0 | 0% | 50.35% | 0 | 0% | 50.35% | 0 | 0% | 50.35% | 0 | 0 | 0% | 2.784% | 0 | 0% | 2.784% | 0 | 0% | 2.784% | 0 | 0% | 0.2958% | 0 | 0% | 0.2958% | 0 | 0% | 0.2958% | 0 | 0% | 0.7643% | 0 | 0% | 0.7643% | 0 | 0% | 0.7643% | 0 | 0% | 0.7863% | 0 | 9.349% | 0.7863% | 2.5484e-06 | 23.18% | 0.7863% | 6.3188e-06 | 61.41% | 5.712% | 0.00012161 | 0% | 5.712% | 0 | 0% | 5.712% | 0 | 0% | 1.271% | 0 | 0% | 1.271% | 0 | 0% | 1.271% | 0 |  |  |  | 0% | 11.8% | 0 | 0% | 11.8% | 0 | 0% | 11.8% | 0 | 0% | 0.3704% | 0 | 0% | 0.3704% | 0 | 0% | 0.3704% | 0 | 0% | 100% | 0 | 0% | 100% | 0 | 0% | 100% | 0 | 0% | 100% | 0 |  |  | 0 |  |  | 0 |  |  | 0
PAUL SWEET 210910216 | 2.6366e-05 | 0 | 0.027812 | 0 | 0.027812 | 0.01286 | 0.023187 | 0.006567 | 0% | 99% | 0 | 0% | 99% | 0 | 0% | 99% | 0 | 0% | 99% | 0 | 0% | 62.05% | 0 | 0% | 49.27% | 0 | 0% | 49.27% | 0 | 0% | 49.27% | 0 | 0 | 0% | 2.447% | 0 | 0% | 2.447% | 0 | 0% | 2.447% | 0 | 0% | 0.2556% | 0 | 0% | 0.2556% | 0 | 0% | 0.2556% | 0 | 0% | 0.8312% | 0 | 0% | 0.8312% | 0 | 0% | 0.8312% | 0 | 0% | 0.8083% | 0 | 100% | 0.8083% | 0.00022482 | 0% | 0.8083% | 0 | 0% | 6.118% | 0 | 0% | 6.118% | 0 | 0% | 6.118% | 0 | 0% | 1.335% | 0 | 0% | 1.335% | 0 | 0% | 1.335% | 0 |  |  |  | 0% | 11.8% | 0 | 0% | 11.8% | 0 | 0% | 11.8% | 0 | 0% | 0.3571% | 0 | 0% | 0.3571% | 0 | 0% | 0.3571% | 0 | 0% | 100% | 0 | 0% | 100% | 0 | 0% | 100% | 0 | 0% | 100% | 0 |  |  | 0 |  |  | 0 |  |  | 0
TASSAJARA 2113MR280 | 5.2389e-05 | 0 | 0.0083289 | 0 | 0.0083289 | 0.0025457 | 0.0067374 | 0.0034789 | 0% | 99% | 0 | 0% | 99% | 0 | 0% | 99% | 0 | 0% | 99% | 0 | 0% | 65.04% | 0 | 0% | 49.99% | 0 | 0% | 49.99% | 0 | 0% | 49.99% | 0 | 0 | 0% | 3.023% | 0 | 0% | 3.023% | 0 | 0% | 3.023% | 0 | 0% | 0.3446% | 0 | 0% | 0.3446% | 0 | 0% | 0.3446% | 0 | 0% | 0.7835% | 0 | 0% | 0.7835% | 0 | 0% | 0.7835% | 0 | 0% | 0.8318% | 0 | 0% | 0.8318% | 0 | 0% | 0.8318% | 0 | 0% | 5.916% | 0 | 0% | 5.916% | 0 | 0% | 5.916% | 0 | 0% | 0.578% | 0 | 0% | 0.578% | 0 | 0% | 0.578% | 0 |  |  |  | 0% | 11.8% | 0 | 0% | 11.8% | 0 | 0% | 11.8% | 0 | 0% | 0.3704% | 0 | 0% | 0.3704% | 0 | 0% | 0.3704% | 0 | 0% | 100% | 0 | 0% | 100% | 0 | 0% | 100% | 0 | 0% | 100% | 0 |  |  | 0 |  |  | 0 |  |  | 0
STOREY 11066320 | 3.6168e-05 | 0 | 0.0056812 | 0 | 0.0056812 | 0.00060147 | 0.0052159 | 0.0028884 | 0% | 99% | 0 | 0% | 99% | 0 | 0% | 99% | 0 | 0% | 99% | 0 | 0% | 62.55% | 0 | 0% | 49.81% | 0 | 0% | 49.81% | 0 | 0% | 49.81% | 0 | 0 | 0% | 2.98% | 0 | 0% | 2.98% | 0 | 0% | 2.98% | 0 | 0% | 0.3243% | 0 | 0% | 0.3243% | 0 | 0% | 0.3243% | 0 | 0% | 0.9057% | 0 | 0% | 0.9057% | 0 | 0% | 0.9057% | 0 | 51.29% | 0.9114% | 2.6555e-05 | 0% | 0.9114% | 0 | 0% | 0.9114% | 0 | 0% | 6.736% | 0 | 0% | 6.736% | 0 | 0% | 6.736% | 0 | 0% | 0.3617% | 0 | 0% | 0.3617% | 0 | 0% | 0.3617% | 0 |  |  |  | 0% | 11.8% | 0 | 0% | 11.8% | 0 | 0% | 11.8% | 0 | 0% | 0.3583% | 0 | 0% | 0.3583% | 0 | 0% | 0.3583% | 0 | 0% | 100% | 0 | 0% | 100% | 0 | 0% | 100% | 0 | 0% | 100% | 0 |  |  | 0 |  |  | 0 |  |  | 0
KIRKER 2108CB | 6.1574e-05 | 0 | 0.062886 | 0 | 0.062886 | 0.0059283 | 0.057165 | 0.03329 | 0% | 99% | 0 | 0% | 99% | 0 | 0% | 99% | 0 | 0% | 99% | 0 | 0% | 64.84% | 0 | 0% | 51.4% | 0 | 0% | 51.4% | 0 | 0% | 51.4% | 0 | 0 | 0% | 3.041% | 0 | 0% | 3.041% | 0 | 0% | 3.041% | 0 | 0% | 0.3442% | 0 | 0% | 0.3442% | 0 | 0% | 0.3442% | 0 | 0% | 0.891% | 0 | 0% | 0.891% | 0 | 0% | 0.891% | 0 | 0% | 0.9327% | 0 | 0% | 0.9327% | 0 | 0% | 0.9327% | 0 | 0% | 6.72% | 0 | 0% | 6.72% | 0 | 0% | 6.72% | 0 | 0% | 0.26% | 0 | 0% | 0.26% | 0 | 0% | 0.26% | 0 |  |  |  | 0% | 11.8% | 0 | 0% | 11.8% | 0 | 0% | 11.8% | 0 | 0% | 0.3652% | 0 | 0% | 0.3652% | 0 | 0% | 0.3652% | 0 | 0% | 100% | 0 | 0% | 100% | 0 | 0% | 100% | 0 | 0% | 100% | 0 |  |  | 0 |  |  | 0 |  |  | 0
BUENA VISTA 1102CB | 4.5786e-05 | 0 | 0.013469 | 0 | 0.013469 | 0.00091552 | 0.012182 | 0.0075475 | 0% | 99% | 0 | 0% | 99% | 0 | 0% | 99% | 0 | 0% | 99% | 0 | 0% | 66.51% | 0 | 0% | 53.07% | 0 | 0% | 53.07% | 0 | 0% | 53.07% | 0 | 0 | 0% | 3.489% | 0 | 0% | 3.489% | 0 | 0% | 3.489% | 0 | 0% | 0.3854% | 0 | 0% | 0.3854% | 0 | 0% | 0.3854% | 0 | 0% | 0.8942% | 0 | 0% | 0.8942% | 0 | 0% | 0.8942% | 0 | 0% | 0.9489% | 0 | 0% | 0.9489% | 0 | 0% | 0.9489% | 0 | 0% | 6.753% | 0 | 0% | 6.753% | 0 | 0% | 6.753% | 0 | 0% | 0.221% | 0 | 0% | 0.221% | 0 | 0% | 0.221% | 0 |  |  |  | 0% | 11.8% | 0 | 0% | 11.8% | 0 | 0% | 11.8% | 0 | 0% | 0.3699% | 0 | 0% | 0.3699% | 0 | 0% | 0.3699% | 0 | 0% | 100% | 0 | 0% | 100% | 0 | 0% | 100% | 0 | 0% | 100% | 0 |  |  | 0 |  |  | 0 |  |  | 0
OAKLAND X 1104CB | 2.313e-05 | 0 | 0.0057311 | 0 | 0.0057311 | 0.0019734 | 0.0051908 | 0.001622 | 0% | 99% | 0 | 0% | 99% | 0 | 0% | 99% | 0 | 0% | 99% | 0 | 0% | 62.24% | 0 | 0% | 49.68% | 0 | 0% | 49.68% | 0 | 0% | 49.68% | 0 | 0 | 0% | 2.716% | 0 | 0% | 2.716% | 0 | 0% | 2.716% | 0 | 0% | 0.2952% | 0 | 0% | 0.2952% | 0 | 0% | 0.2952% | 0 | 0% | 0.89% | 0 | 0% | 0.89% | 0 | 0% | 0.89% | 0 | 0% | 0.8757% | 0 | 43.75% | 0.8757% | 2.1957e-05 | 2.538% | 0.8757% | 1.2735e-06 | 0% | 6.57% | 0 | 0% | 6.57% | 0 | 0% | 6.57% | 0 | 0% | 1.001% | 0 | 0% | 1.001% | 0 | 0% | 1.001% | 0 |  |  |  | 0% | 11.8% | 0 | 0% | 11.8% | 0 | 0% | 11.8% | 0 | 0% | 0.3538% | 0 | 0% | 0.3538% | 0 | 0% | 0.3538% | 0 | 0% | 100% | 0 | 0% | 100% | 0 | 0% | 100% | 0 | 0% | 100% | 0 |  |  | 0 |  |  | 0 |  |  | 0
NORTH TOWER 1102CB | 2.6229e-05 | 0 | 0.012222 | 0 | 0.012222 | 0.0047895 | 0.010612 | 0.0033378 | 0% | 99% | 0 | 0% | 99% | 0 | 0% | 99% | 0 | 0% | 99% | 0 | 0% | 63.62% | 0 | 0% | 50.43% | 0 | 0% | 50.43% | 0 | 0% | 50.43% | 0 | 0 | 0% | 2.925% | 0 | 0% | 2.925% | 0 | 0% | 2.925% | 0 | 0% | 0.3146% | 0 | 0% | 0.3146% | 0 | 0% | 0.3146% | 0 | 0% | 0.8659% | 0 | 0% | 0.8659% | 0 | 0% | 0.8659% | 0 | 8.354% | 0.8758% | 8.9419e-06 | 0% | 0.8758% | 0 | 90.67% | 0.8758% | 9.7053e-05 | 0% | 6.444% | 0 | 0% | 6.444% | 0 | 0% | 6.444% | 0 | 0% | 1.015% | 0 | 0% | 1.015% | 0 | 0% | 1.015% | 0 |  |  |  | 0% | 11.8% | 0 | 0% | 11.8% | 0 | 0% | 11.8% | 0 | 0% | 0.3628% | 0 | 0% | 0.3628% | 0 | 0% | 0.3628% | 0 | 0% | 100% | 0 | 0% | 100% | 0 | 0% | 100% | 0 | 0% | 100% | 0 |  |  | 0 |  |  | 0 |  |  | 0
LAKEWOOD 1103CB | 5.8112e-05 | 0 | 0.0069275 | 0 | 0.0069275 | 0.0033324 | 0.0054354 | 0.0018549 | 0% | 99% | 0 | 0% | 99% | 0 | 0% | 99% | 0 | 0% | 99% | 0 | 0% | 63.87% | 0 | 0% | 49.42% | 0 | 0% | 49.42% | 0 | 0% | 49.42% | 0 | 0 | 0% | 2.711% | 0 | 0% | 2.711% | 0 | 0% | 2.711% | 0 | 0% | 0.2994% | 0 | 0% | 0.2994% | 0 | 0% | 0.2994% | 0 | 0% | 0.7697% | 0 | 0% | 0.7697% | 0 | 0% | 0.7697% | 0 | 0% | 0.7897% | 0 | 0% | 0.7897% | 0 | 0% | 0.7897% | 0 | 0% | 5.752% | 0 | 0% | 5.752% | 0 | 0% | 5.752% | 0 | 0% | 0.888% | 0 | 0% | 0.888% | 0 | 0% | 0.888% | 0 |  |  |  | 0% | 11.8% | 0 | 0% | 11.8% | 0 | 0% | 11.8% | 0 | 0% | 0.367% | 0 | 0% | 0.367% | 0 | 0% | 0.367% | 0 | 0% | 100% | 0 | 0% | 100% | 0 | 0% | 100% | 0 | 0% | 100% | 0 |  |  | 0 |  |  | 0 |  |  | 0
LAS POSITAS 2110MR327 | 2.1757e-05 | 0 | 0.014549 | 0 | 0.014549 | 0.0026405 | 0.012397 | 0.0072727 | 0% | 99% | 0 | 0% | 99% | 0 | 0% | 99% | 0 | 0% | 99% | 0 | 0% | 66.03% | 0 | 0% | 51.61% | 0 | 0% | 51.61% | 0 | 0% | 51.61% | 0 | 0 | 0% | 3.48% | 0 | 0% | 3.48% | 0 | 0% | 3.48% | 0 | 0% | 0.3814% | 0 | 0% | 0.3814% | 0 | 0% | 0.3814% | 0 | 0% | 0.8354% | 0 | 0% | 0.8354% | 0 | 0% | 0.8354% | 0 | 84.17% | 0.8959% | 0.0001097 | 0% | 0.8959% | 0 | 0% | 0.8959% | 0 | 0% | 6.317% | 0 | 0% | 6.317% | 0 | 0% | 6.317% | 0 | 0% | 0.4686% | 0 | 0% | 0.4686% | 0 | 0% | 0.4686% | 0 |  |  |  | 0% | 11.8% | 0 | 0% | 11.8% | 0 | 0% | 11.8% | 0 | 0% | 0.3732% | 0 | 0% | 0.3732% | 0 | 0% | 0.3732% | 0 | 0% | 100% | 0 | 0% | 100% | 0 | 0% | 100% | 0 | 0% | 100% | 0 |  |  | 0 |  |  | 0 |  |  | 0
FAIRVIEW 2206CB | 4.7842e-05 | 0 | 0.047687 | 0 | 0.047687 | 0.015565 | 0.04109 | 0.016472 | 0% | 99% | 0 | 0% | 99% | 0 | 0% | 99% | 0 | 0% | 99% | 0 | 0% | 64.82% | 0 | 0% | 50.57% | 0 | 0% | 50.57% | 0 | 0% | 50.57% | 0 | 0 | 0% | 3.264% | 0 | 0% | 3.264% | 0 | 0% | 3.264% | 0 | 0% | 0.3611% | 0 | 0% | 0.3611% | 0 | 0% | 0.3611% | 0 | 0% | 0.8429% | 0 | 0% | 0.8429% | 0 | 0% | 0.8429% | 0 | 100% | 0.8781% | 0.00041875 | 0% | 0.8781% | 0 | 0% | 0.8781% | 0 | 0% | 6.317% | 0 | 0% | 6.317% | 0 | 0% | 6.317% | 0 | 0% | 0.7102% | 0 | 0% | 0.7102% | 0 | 0% | 0.7102% | 0 |  |  |  | 0% | 11.8% | 0 | 0% | 11.8% | 0 | 0% | 11.8% | 0 | 0% | 0.3666% | 0 | 0% | 0.3666% | 0 | 0% | 0.3666% | 0 | 0% | 100% | 0 | 0% | 100% | 0 | 0% | 100% | 0 | 0% | 100% | 0 |  |  | 0 |  |  | 0 |  |  | 0
CLAYTON 2215W573R | 3.8626e-05 | 0 | 0.047714 | 1.4133 | 1.461 | 0.020595 | 0.036338 | 0.016238 | 0% | 99% | 0 | 0% | 99% | 0 | 0% | 99% | 0 | 0% | 99% | 0 | 0% | 64.37% | 0 | 0% | 49.94% | 0 | 0% | 49.94% | 0 | 0% | 49.94% | 0 | 1.4133 | 0% | 2.648% | 0 | 0% | 2.648% | 0 | 0% | 2.648% | 0 | 0% | 0.2928% | 0 | 0% | 0.2928% | 0 | 0% | 0.2928% | 0 | 0% | 0.7476% | 0 | 0% | 0.7476% | 0 | 0% | 0.7476% | 0 | 0% | 0.7681% | 0 | 0% | 0.7681% | 0 | 90.22% | 0.7681% | 0.00033065 | 0% | 5.588% | 0 | 0% | 5.588% | 0 | 0% | 5.588% | 0 | 0% | 1.001% | 0 | 0% | 1.001% | 0 | 0% | 1.001% | 0 |  |  |  | 0% | 11.8% | 0 | 0% | 11.8% | 0 | 0% | 11.8% | 0 | 55.56% | 0.3681% | 9.7574e-05 | 0% | 0.3681% | 0 | 0% | 0.3681% | 0 | 0% | 100% | 0 | 0% | 100% | 0 | 0% | 100% | 0 | 0% | 100% | 0 |  |  | 0 |  |  | 0 |  |  | 0
BURLINGAME 0404CB | 4.4967e-05 | 0 | 0.021996 | 0 | 0.021996 | 0.011616 | 0.017654 | 0.0044627 | 0% | 99% | 0 | 0% | 99% | 0 | 0% | 99% | 0 | 0% | 99% | 0 | 0% | 63.92% | 0 | 0% | 49.7% | 0 | 0% | 49.7% | 0 | 0% | 49.7% | 0 | 0 | 0% | 2.875% | 0 | 0% | 2.875% | 0 | 0% | 2.875% | 0 | 0% | 0.3164% | 0 | 0% | 0.3164% | 0 | 0% | 0.3164% | 0 | 0% | 0.7917% | 0 | 0% | 0.7917% | 0 | 0% | 0.7917% | 0 | 0% | 0.8193% | 0 | 0% | 0.8193% | 0 | 0% | 0.8193% | 0 | 0% | 5.932% | 0 | 0% | 5.932% | 0 | 0% | 5.932% | 0 | 0% | 1.541% | 0 | 0% | 1.541% | 0 | 0% | 1.541% | 0 |  |  |  | 0% | 11.8% | 0 | 0% | 11.8% | 0 | 0% | 11.8% | 0 | 0% | 0.3687% | 0 | 0% | 0.3687% | 0 | 0% | 0.3687% | 0 | 0% | 100% | 0 | 0% | 100% | 0 | 0% | 100% | 0 | 0% | 100% | 0 |  |  | 0 |  |  | 0 |  |  | 0
MC CALL 1108406358 | 2.1152e-05 | 0 | 0.00065085 | 0 | 0.00065085 | 6.888e-05 | 0.00052344 | 0.00040582 | 0% | 99% | 0 | 0% | 99% | 0 | 0% | 99% | 0 | 0% | 99% | 0 | 0% | 63.45% | 0 | 0% | 49.66% | 0 | 0% | 49.66% | 0 | 0% | 49.66% | 0 | 0 | 0% | 3.036% | 0 | 0% | 3.036% | 0 | 0% | 3.036% | 0 | 0% | 0.3324% | 0 | 0% | 0.3324% | 0 | 0% | 0.3324% | 0 | 0% | 0.7828% | 0 | 0% | 0.7828% | 0 | 0% | 0.7828% | 0 | 0% | 0.8039% | 0 | 100% | 0.8039% | 5.2324e-06 | 0% | 0.8039% | 0 | 0% | 5.834% | 0 | 0% | 5.834% | 0 | 0% | 5.834% | 0 | 0% | 0.3926% | 0 | 0% | 0.3926% | 0 | 0% | 0.3926% | 0 |  |  |  | 0% | 11.8% | 0 | 0% | 11.8% | 0 | 0% | 11.8% | 0 | 0% | 0.3658% | 0 | 0% | 0.3658% | 0 | 0% | 0.3658% | 0 | 0% | 100% | 0 | 0% | 100% | 0 | 0% | 100% | 0 | 0% | 100% | 0 |  |  | 0 |  |  | 0 |  |  | 0
SALINAS 1109CB | 2.6179e-05 | 0 | 0.057988 | 0 | 0.057988 | 0.0084346 | 0.055516 | 0.02498 | 0% | 99% | 0 | 0% | 99% | 0 | 0% | 99% | 0 | 0% | 99% | 0 | 0% | 64.82% | 0 | 0% | 51.58% | 0 | 0% | 51.58% | 0 | 0% | 51.58% | 0 | 0 | 0% | 3.321% | 0 | 0% | 3.321% | 0 | 0% | 3.321% | 0 | 0% | 0.3696% | 0 | 0% | 0.3696% | 0 | 0% | 0.3696% | 0 | 0% | 0.9475% | 0 | 0% | 0.9475% | 0 | 0% | 0.9475% | 0 | 51.87% | 0.9919% | 0.00029834 | 0% | 0.9919% | 0 | 4.344% | 0.9919% | 2.4986e-05 | 0% | 7.138% | 0 | 0% | 7.138% | 0 | 0% | 7.138% | 0 | 0% | 0.4091% | 0 | 0% | 0.4091% | 0 | 0% | 0.4091% | 0 |  |  |  | 0% | 11.8% | 0 | 0% | 11.8% | 0 | 0% | 11.8% | 0 | 0% | 0.3651% | 0 | 0% | 0.3651% | 0 | 0% | 0.3651% | 0 | 0% | 100% | 0 | 0% | 100% | 0 | 0% | 100% | 0 | 0% | 100% | 0 |  |  | 0 |  |  | 0 |  |  | 0
SF L 0406CB | 3.0452e-05 | 0 | 0.015214 | 0 | 0.015214 | 0.0027563 | 0.018349 | 0.0022295 | 0% | 99% | 0 | 0% | 99% | 0 | 0% | 99% | 0 | 0% | 99% | 0 | 0% | 62.93% | 0 | 0% | 49.65% | 0 | 0% | 49.65% | 0 | 0% | 49.65% | 0 | 0 | 0% | 4.236% | 0 | 0% | 4.236% | 0 | 0% | 4.236% | 0 | 0% | 0.4786% | 0 | 0% | 0.4786% | 0 | 0% | 0.4786% | 0 | 0% | 1.203% | 0 | 0% | 1.203% | 0 | 0% | 1.203% | 0 | 0% | 1.281% | 0 | 0% | 1.281% | 0 | 98.15% | 1.281% | 0.00019132 | 0% | 9.121% | 0 | 0% | 9.121% | 0 | 0% | 9.121% | 0 | 0% | 0.6035% | 0 | 0% | 0.6035% | 0 | 0% | 0.6035% | 0 |  |  |  | 0% | 11.8% | 0 | 0% | 11.8% | 0 | 0% | 11.8% | 0 | 0% | 0.3625% | 0 | 0% | 0.3625% | 0 | 0% | 0.3625% | 0 | 0% | 100% | 0 | 0% | 100% | 0 | 0% | 100% | 0 | 0% | 100% | 0 |  |  | 0 |  |  | 0 |  |  | 0
WOODLAND 1102CB | 4.1723e-05 | 0 | 0.089821 | 0 | 0.089821 | 0.024606 | 0.074687 | 0.038493 | 0% | 99% | 0 | 0% | 99% | 0 | 0% | 99% | 0 | 0% | 99% | 0 | 0% | 63.45% | 0 | 0% | 49.86% | 0 | 0% | 49.86% | 0 | 0% | 49.86% | 0 | 0 | 0% | 2.582% | 0 | 0% | 2.582% | 0 | 0% | 2.582% | 0 | 0% | 0.2886% | 0 | 0% | 0.2886% | 0 | 0% | 0.2886% | 0 | 0% | 0.8089% | 0 | 0% | 0.8089% | 0 | 0% | 0.8089% | 0 | 0% | 0.8188% | 0 | 0% | 0.8188% | 0 | 8.803% | 0.8188% | 6.4748e-05 | 0% | 6.029% | 0 | 0% | 6.029% | 0 | 0% | 6.029% | 0 | 0% | 0.738% | 0 | 0% | 0.738% | 0 | 0% | 0.738% | 0 |  |  |  | 0% | 11.8% | 0 | 0% | 11.8% | 0 | 0% | 11.8% | 0 | 0% | 0.3615% | 0 | 0% | 0.3615% | 0 | 0% | 0.3615% | 0 | 0% | 100% | 0 | 0% | 100% | 0 | 0% | 100% | 0 | 0% | 100% | 0 |  |  | 0 |  |  | 0 |  |  | 0
SANTA ROSA A 1110CB | 4.6373e-05 | 0 | 0.07107 | 0 | 0.07107 | 0.03762 | 0.04842 | 0.02299 | 0% | 99% | 0 | 0% | 99% | 0 | 0% | 99% | 0 | 0% | 99% | 0 | 0% | 63.92% | 0 | 0% | 49.73% | 0 | 0% | 49.73% | 0 | 0% | 49.73% | 0 | 0 | 0% | 2.304% | 0 | 0% | 2.304% | 0 | 0% | 2.304% | 0 | 0% | 0.2517% | 0 | 0% | 0.2517% | 0 | 0% | 0.2517% | 0 | 0% | 0.6687% | 0 | 0% | 0.6687% | 0 | 0% | 0.6687% | 0 | 0% | 0.6751% | 0 | 0% | 0.6751% | 0 | 0.359% | 0.6751% | 1.7225e-06 | 0% | 4.97% | 0 | 0% | 4.97% | 0 | 0% | 4.97% | 0 | 0% | 1.612% | 0 | 0% | 1.612% | 0 | 0% | 1.612% | 0 |  |  |  | 0% | 11.8% | 0 | 0% | 11.8% | 0 | 0% | 11.8% | 0 | 0% | 0.3692% | 0 | 0% | 0.3692% | 0 | 0% | 0.3692% | 0 | 0% | 100% | 0 | 0% | 100% | 0 | 0% | 100% | 0 | 0% | 100% | 0 |  |  | 0 |  |  | 0 |  |  | 0
ALTO 1121CB | 5.127e-05 | 0 | 0.024752 | 0 | 0.024752 | 0.011816 | 0.020255 | 0.0059054 | 0% | 99% | 0 | 0% | 99% | 0 | 0% | 99% | 0 | 0% | 99% | 0 | 0% | 64.2% | 0 | 0% | 49.82% | 0 | 0% | 49.82% | 0 | 0% | 49.82% | 0 | 0 | 0% | 3.216% | 0 | 0% | 3.216% | 0 | 0% | 3.216% | 0 | 0% | 0.3503% | 0 | 0% | 0.3503% | 0 | 0% | 0.3503% | 0 | 0% | 0.8064% | 0 | 0% | 0.8064% | 0 | 0% | 0.8064% | 0 | 1.361% | 0.8416% | 2.8355e-06 | 98.38% | 0.8416% | 0.00020495 | 0% | 0.8416% | 0 | 0% | 6.045% | 0 | 0% | 6.045% | 0 | 0% | 6.045% | 0 | 0% | 1.422% | 0 | 0% | 1.422% | 0 | 0% | 1.422% | 0 |  |  |  | 0% | 11.8% | 0 | 0% | 11.8% | 0 | 0% | 11.8% | 0 | 0% | 0.3701% | 0 | 0% | 0.3701% | 0 | 0% | 0.3701% | 0 | 0% | 100% | 0 | 0% | 100% | 0 | 0% | 100% | 0 | 0% | 100% | 0 |  |  | 0 |  |  | 0 |  |  | 0
MOUNTAIN VIEW 1114CB | 4.0681e-05 | 0 | 0.034468 | 0 | 0.034468 | 0.013754 | 0.026573 | 0.012562 | 0% | 99% | 0 | 0% | 99% | 0 | 0% | 99% | 0 | 0% | 99% | 0 | 0% | 64.26% | 0 | 0% | 50.09% | 0 | 0% | 50.09% | 0 | 0% | 50.09% | 0 | 0 | 0% | 2.668% | 0 | 0% | 2.668% | 0 | 0% | 2.668% | 0 | 0% | 0.2934% | 0 | 0% | 0.2934% | 0 | 0% | 0.2934% | 0 | 0% | 0.7556% | 0 | 0% | 0.7556% | 0 | 0% | 0.7556% | 0 | 0% | 0.7723% | 0 | 0% | 0.7723% | 0 | 99.12% | 0.7723% | 0.00026387 | 0% | 5.64% | 0 | 0% | 5.64% | 0 | 0% | 5.64% | 0 | 0% | 1.033% | 0 | 0% | 1.033% | 0 | 0% | 1.033% | 0 |  |  |  | 0% | 11.8% | 0 | 0% | 11.8% | 0 | 0% | 11.8% | 0 | 0% | 0.3672% | 0 | 0% | 0.3672% | 0 | 0% | 0.3672% | 0 | 0% | 100% | 0 | 0% | 100% | 0 | 0% | 100% | 0 | 0% | 100% | 0 |  |  | 0 |  |  | 0 |  |  | 0
LAS GALLINAS A 1104304 | 2.7623e-05 | 0.19392 | 0.012958 | 0 | 0.012958 | 0.0064515 | 0.010285 | 0.0031489 | 0% | 99% | 0 | 0% | 99% | 0 | 0% | 99% | 0 | 0% | 99% | 0 | 0% | 63.04% | 0 | 0% | 49.06% | 0 | 0% | 49.06% | 0 | 0% | 49.06% | 0 | 0 | 0% | 2.713% | 0 | 0% | 2.713% | 0 | 0% | 2.713% | 0 | 0% | 0.2956% | 0 | 0% | 0.2956% | 0 | 0% | 0.2956% | 0 | 0% | 0.7817% | 0 | 0% | 0.7817% | 0 | 0% | 0.7817% | 0 | 0% | 0.7933% | 0 | 0% | 0.7933% | 0 | 19.07% | 0.7933% | 1.9607e-05 | 0% | 5.821% | 0 | 0% | 5.821% | 0 | 0% | 5.821% | 0 | 0% | 1.486% | 0 | 0% | 1.486% | 0 | 0% | 1.486% | 0 |  |  |  | 0% | 11.8% | 0 | 0% | 11.8% | 0 | 2.589% | 11.8% | 3.9583e-05 | 0% | 0.3657% | 0 | 0% | 0.3657% | 0 | 0% | 0.3657% | 0 | 0% | 100% | 0 | 0% | 100% | 0 | 0% | 100% | 0 | 0% | 100% | 0 |  |  | 0 |  |  | 0 |  |  | 0
PARKWAY 1101688 | 2.9747e-05 | 0 | 0.016492 | 0 | 0.016492 | 0.003849 | 0.015876 | 0.0055856 | 0% | 99% | 0 | 0% | 99% | 0 | 0% | 99% | 0 | 0% | 99% | 0 | 0% | 62.57% | 0 | 0% | 50.77% | 0 | 0% | 50.77% | 0 | 0% | 50.77% | 0 | 0 | 0% | 3.459% | 0 | 0% | 3.459% | 0 | 0% | 3.459% | 0 | 0% | 0.3549% | 0 | 0% | 0.3549% | 0 | 0% | 0.3549% | 0 | 0% | 0.9612% | 0 | 0% | 0.9612% | 0 | 0% | 0.9612% | 0 | 0% | 0.9333% | 0 | 0% | 0.9333% | 0 | 98.53% | 0.9333% | 0.00015164 | 0% | 7.036% | 0 | 0% | 7.036% | 0 | 0% | 7.036% | 0 | 0% | 0.5999% | 0 | 0% | 0.5999% | 0 | 0% | 0.5999% | 0 |  |  |  | 0% | 11.8% | 0 | 0% | 11.8% | 0 | 0% | 11.8% | 0 | 0% | 0.3515% | 0 | 0% | 0.3515% | 0 | 0% | 0.3515% | 0 | 0% | 100% | 0 | 0% | 100% | 0 | 0% | 100% | 0 | 0% | 100% | 0 |  |  | 0 |  |  | 0 |  |  | 0
NORTH TOWER 110295588 | 3.1979e-05 | 0 | 0.016637 | 0 | 0.016637 | 0.004832 | 0.014705 | 0.0059987 | 0% | 99% | 0 | 0% | 99% | 0 | 0% | 99% | 0 | 0% | 99% | 0 | 0% | 64.53% | 0 | 0% | 51.07% | 0 | 0% | 51.07% | 0 | 0% | 51.07% | 0 | 0 | 0% | 3.303% | 0 | 0% | 3.303% | 0 | 0% | 3.303% | 0 | 0% | 0.3569% | 0 | 0% | 0.3569% | 0 | 0% | 0.3569% | 0 | 0% | 0.8745% | 0 | 0% | 0.8745% | 0 | 0% | 0.8745% | 0 | 79% | 0.8991% | 0.00011818 | 0% | 0.8991% | 0 | 21% | 0.8991% | 3.1405e-05 | 0% | 6.527% | 0 | 0% | 6.527% | 0 | 0% | 6.527% | 0 | 0% | 0.741% | 0 | 0% | 0.741% | 0 | 0% | 0.741% | 0 |  |  |  | 0% | 11.8% | 0 | 0% | 11.8% | 0 | 0% | 11.8% | 0 | 0% | 0.3648% | 0 | 0% | 0.3648% | 0 | 0% | 0.3648% | 0 | 0% | 100% | 0 | 0% | 100% | 0 | 0% | 100% | 0 | 0% | 100% | 0 |  |  | 0 |  |  | 0 |  |  | 0
LAMONT 110390940 | 3.7981e-05 | 0 | 0.038154 | 0 | 0.038154 | 0.0058741 | 0.038385 | 0.014331 | 0% | 99% | 0 | 0% | 99% | 0 | 0% | 99% | 0 | 0% | 99% | 0 | 0% | 61.36% | 0 | 0% | 48.95% | 0 | 0% | 48.95% | 0 | 0% | 48.95% | 0 | 0 | 0% | 2.663% | 0 | 0% | 2.663% | 0 | 0% | 2.663% | 0 | 0% | 0.3013% | 0 | 0% | 0.3013% | 0 | 0% | 0.3013% | 0 | 0% | 0.9934% | 0 | 0% | 0.9934% | 0 | 0% | 0.9934% | 0 | 85.89% | 1.002% | 0.00032848 | 3.248% | 1.002% | 1.2424e-05 | 2.297% | 1.002% | 8.7859e-06 | 0% | 7.427% | 0 | 0% | 7.427% | 0 | 0% | 7.427% | 0 | 0% | 0.3522% | 0 | 0% | 0.3522% | 0 | 0% | 0.3522% | 0 |  |  |  | 0% | 11.8% | 0 | 0% | 11.8% | 0 | 0% | 11.8% | 0 | 0% | 0.3542% | 0 | 0% | 0.3542% | 0 | 0% | 0.3542% | 0 | 0% | 100% | 0 | 0% | 100% | 0 | 0% | 100% | 0 | 0% | 100% | 0 |  |  | 0 |  |  | 0 |  |  | 0
LLAGAS 2104CB | 0.00023511 | 0 | 0.0026751 | 0 | 0.0026751 | 6.3359e-05 | 0.003179 | 0.0008655 | 0% | 99% | 0 | 0% | 99% | 0 | 0% | 99% | 0 | 0% | 99% | 0 | 0% | 63.38% | 0 | 0% | 47.3% | 0 | 0% | 47.3% | 0 | 0% | 47.3% | 0 | 0 | 0% | 2.202% | 0 | 0% | 2.202% | 0 | 0% | 2.202% | 0 | 0% | 0.3695% | 0 | 0% | 0.3695% | 0 | 0% | 0.3695% | 0 | 0% | 0.9915% | 0 | 0% | 0.9915% | 0 | 0% | 0.9915% | 0 | 100% | 1.032% | 2.7603e-05 | 0% | 1.032% | 0 | 0% | 1.032% | 0 | 0% | 7.47% | 0 | 0% | 7.47% | 0 | 0% | 7.47% | 0 | 0% | 0.09695% | 0 | 0% | 0.09695% | 0 | 0% | 0.09695% | 0 |  |  |  | 0% | 11.8% | 0 | 0% | 11.8% | 0 | 0% | 11.8% | 0 | 0% | 0.3247% | 0 | 0% | 0.3247% | 0 | 0% | 0.3247% | 0 | 0% | 100% | 0 | 0% | 100% | 0 | 0% | 100% | 0 | 0% | 100% | 0 |  |  | 0 |  |  | 0 |  |  | 0
FREMONT 1103MR733 | 2.8946e-05 | 0 | 0.0010145 | 0 | 0.0010145 | 0.00043564 | 0.00072345 | 0.00039875 | 0% | 99% | 0 | 0% | 99% | 0 | 0% | 99% | 0 | 0% | 99% | 0 | 0% | 65.92% | 0 | 0% | 51.42% | 0 | 0% | 51.42% | 0 | 0% | 51.42% | 0 | 0 | 0% | 2.899% | 0 | 0% | 2.899% | 0 | 0% | 2.899% | 0 | 0% | 0.3102% | 0 | 0% | 0.3102% | 0 | 0% | 0.3102% | 0 | 0% | 0.7079% | 0 | 0% | 0.7079% | 0 | 0% | 0.7079% | 0 | 0% | 0.7424% | 0 | 0% | 0.7424% | 0 | 0% | 0.7424% | 0 | 0% | 5.312% | 0 | 0% | 5.312% | 0 | 0% | 5.312% | 0 | 0% | 0.7685% | 0 | 0% | 0.7685% | 0 | 0% | 0.7685% | 0 |  |  |  | 0% | 11.8% | 0 | 0% | 11.8% | 0 | 0% | 11.8% | 0 | 0% | 0.3752% | 0 | 0% | 0.3752% | 0 | 0% | 0.3752% | 0 | 0% | 100% | 0 | 0% | 100% | 0 | 0% | 100% | 0 | 0% | 100% | 0 |  |  | 0 |  |  | 0 |  |  | 0
BELMONT 11104845 | 2.6038e-05 | 0 | 0.0084563 | 0 | 0.0084563 | 0.0039126 | 0.007133 | 0.00194 | 0% | 99% | 0 | 0% | 99% | 0 | 0% | 99% | 0 | 0% | 99% | 0 | 0% | 62.49% | 0 | 0% | 49.48% | 0 | 0% | 49.48% | 0 | 0% | 49.48% | 0 | 0 | 0% | 2.846% | 0 | 0% | 2.846% | 0 | 0% | 2.846% | 0 | 0% | 0.2974% | 0 | 0% | 0.2974% | 0 | 0% | 0.2974% | 0 | 0% | 0.8386% | 0 | 0% | 0.8386% | 0 | 0% | 0.8386% | 0 | 70.8% | 0.8256% | 4.9427e-05 | 0% | 0.8256% | 0 | 0% | 0.8256% | 0 | 0% | 6.178% | 0 | 0% | 6.178% | 0 | 0% | 6.178% | 0 | 0% | 1.436% | 0 | 0% | 1.436% | 0 | 0% | 1.436% | 0 |  |  |  | 0% | 11.8% | 0 | 0% | 11.8% | 0 | 0% | 11.8% | 0 | 0% | 0.3595% | 0 | 0% | 0.3595% | 0 | 0% | 0.3595% | 0 | 0% | 100% | 0 | 0% | 100% | 0 | 0% | 100% | 0 | 0% | 100% | 0 |  |  | 0 |  |  | 0 |  |  | 0
FORT ORD 2108CB | 4.5639e-05 | 0 | 0.0046651 | 0 | 0.0046651 | 0.00058124 | 0.0054763 | 0.0011084 | 0% | 99% | 0 | 0% | 99% | 0 | 0% | 99% | 0 | 0% | 99% | 0 | 0% | 62.66% | 0 | 0% | 49.17% | 0 | 0% | 49.17% | 0 | 0% | 49.17% | 0 | 0 | 0% | 4.324% | 0 | 0% | 4.324% | 0 | 0% | 4.324% | 0 | 0% | 0.4814% | 0 | 0% | 0.4814% | 0 | 0% | 0.4814% | 0 | 0% | 1.167% | 0 | 0% | 1.167% | 0 | 0% | 1.167% | 0 | 0% | 1.237% | 0 | 0% | 1.237% | 0 | 0% | 1.237% | 0 | 0% | 8.823% | 0 | 0% | 8.823% | 0 | 0% | 8.823% | 0 | 0% | 0.4273% | 0 | 0% | 0.4273% | 0 | 0% | 0.4273% | 0 |  |  |  | 0% | 11.8% | 0 | 0% | 11.8% | 0 | 0% | 11.8% | 0 | 0% | 0.3625% | 0 | 0% | 0.3625% | 0 | 0% | 0.3625% | 0 | 0% | 100% | 0 | 0% | 100% | 0 | 0% | 100% | 0 | 0% | 100% | 0 |  |  | 0 |  |  | 0 |  |  | 0
PACIFICA 110252715 | 3.9486e-05 | 0 | 0.028529 | 0 | 0.028529 | 0.0062728 | 0.033811 | 0.0037422 | 0% | 99% | 0 | 0% | 99% | 0 | 0% | 99% | 0 | 0% | 99% | 0 | 0% | 63.06% | 0 | 0% | 49.63% | 0 | 0% | 49.63% | 0 | 0% | 49.63% | 0 | 0 | 0% | 4.348% | 0 | 0% | 4.348% | 0 | 0% | 4.348% | 0 | 0% | 0.4858% | 0 | 0% | 0.4858% | 0 | 0% | 0.4858% | 0 | 0% | 1.182% | 0 | 1.279% | 1.182% | 4.3146e-06 | 0% | 1.182% | 0 | 1.279% | 1.259% | 4.5941e-06 | 49.49% | 1.259% | 0.00017778 | 0% | 1.259% | 0 | 0% | 8.954% | 0 | 0% | 8.954% | 0 | 0% | 8.954% | 0 | 0% | 0.703% | 0 | 0% | 0.703% | 0 | 0% | 0.703% | 0 |  |  |  | 0% | 11.8% | 0 | 3.719% | 11.8% | 0.0001252 | 0% | 11.8% | 0 | 0% | 0.3637% | 0 | 0% | 0.3637% | 0 | 0% | 0.3637% | 0 | 0% | 100% | 0 | 0% | 100% | 0 | 0% | 100% | 0 | 0% | 100% | 0 |  |  | 0 |  |  | 0 |  |  | 0
BELLE HAVEN 0403CB | 2.4292e-05 | 0 | 0.023315 | 0 | 0.023315 | 0.0058715 | 0.021783 | 0.0081657 | 0% | 99% | 0 | 0% | 99% | 0 | 0% | 99% | 0 | 0% | 99% | 0 | 0% | 62.76% | 0 | 0% | 49.94% | 0 | 0% | 49.94% | 0 | 0% | 49.94% | 0 | 0 | 0% | 3.157% | 0 | 0% | 3.157% | 0 | 0% | 3.157% | 0 | 0% | 0.3434% | 0 | 0% | 0.3434% | 0 | 0% | 0.3434% | 0 | 0% | 0.9158% | 0 | 0% | 0.9158% | 0 | 0% | 0.9158% | 0 | 0% | 0.9222% | 0 | 82.53% | 0.9222% | 0.00017746 | 17.47% | 0.9222% | 3.7558e-05 | 0% | 6.801% | 0 | 0% | 6.801% | 0 | 0% | 6.801% | 0 | 0% | 0.6807% | 0 | 0% | 0.6807% | 0 | 0% | 0.6807% | 0 |  |  |  | 0% | 11.8% | 0 | 0% | 11.8% | 0 | 0% | 11.8% | 0 | 0% | 0.3574% | 0 | 0% | 0.3574% | 0 | 0% | 0.3574% | 0 | 0% | 100% | 0 | 0% | 100% | 0 | 0% | 100% | 0 | 0% | 100% | 0 |  |  | 0 |  |  | 0 |  |  | 0
OAKLAND J 1112CR274 | 1.4236e-05 | 0 | 0.0013485 | 0 | 0.0013485 | 3.3883e-05 | 0.0016341 | 0.00040389 | 0% | 99% | 0 | 0% | 99% | 0 | 0% | 99% | 0 | 0% | 99% | 0 | 0% | 60.43% | 0 | 0% | 49.12% | 0 | 0% | 49.12% | 0 | 0% | 49.12% | 0 | 0 | 0% | 3.374% | 0 | 0% | 3.374% | 0 | 0% | 3.374% | 0 | 0% | 0.3436% | 0 | 0% | 0.3436% | 0 | 0% | 0.3436% | 0 | 0% | 1.214% | 0 | 0% | 1.214% | 0 | 0% | 1.214% | 0 | 0% | 1.213% | 0 | 0% | 1.213% | 0 | 100% | 1.213% | 1.6362e-05 | 0% | 9.052% | 0 | 0% | 9.052% | 0 | 0% | 9.052% | 0 | 0% | 0.1244% | 0 | 0% | 0.1244% | 0 | 0% | 0.1244% | 0 |  |  |  | 0% | 11.8% | 0 | 0% | 11.8% | 0 | 0% | 11.8% | 0 | 0% | 0.348% | 0 | 0% | 0.348% | 0 | 0% | 0.348% | 0 | 0% | 100% | 0 | 0% | 100% | 0 | 0% | 100% | 0 | 0% | 100% | 0 |  |  | 0 |  |  | 0 |  |  | 0
SAN RAMON 2104CB | 4.0261e-05 | 0 | 0.041069 | 0 | 0.041069 | 0.011766 | 0.036582 | 0.01476 | 0% | 99% | 0 | 0% | 99% | 0 | 0% | 99% | 0 | 0% | 99% | 0 | 0% | 64.2% | 0 | 0% | 50.05% | 0 | 0% | 50.05% | 0 | 0% | 50.05% | 0 | 0 | 0% | 3.225% | 0 | 0% | 3.225% | 0 | 0% | 3.225% | 0 | 0% | 0.3581% | 0 | 0% | 0.3581% | 0 | 0% | 0.3581% | 0 | 0% | 0.8683% | 0 | 0% | 0.8683% | 0 | 0% | 0.8683% | 0 | 0% | 0.8992% | 0 | 0% | 0.8992% | 0 | 0% | 0.8992% | 0 | 0% | 6.502% | 0 | 0% | 6.502% | 0 | 0% | 6.502% | 0 | 0% | 0.6296% | 0 | 0% | 0.6296% | 0 | 0% | 0.6296% | 0 |  |  |  | 0% | 11.8% | 0 | 0% | 11.8% | 0 | 0% | 11.8% | 0 | 0% | 0.3641% | 0 | 0% | 0.3641% | 0 | 0% | 0.3641% | 0 | 0% | 100% | 0 | 0% | 100% | 0 | 0% | 100% | 0 | 0% | 100% | 0 |  |  | 0 |  |  | 0 |  |  | 0
EL CERRITO G 1109BR122 | 3.5903e-05 | 0 | 0.01663 | 0 | 0.01663 | 0.0015668 | 0.017564 | 0.0064377 | 0% | 99% | 0 | 0% | 99% | 0 | 0% | 99% | 0 | 0% | 99% | 0 | 0% | 64.46% | 0 | 0% | 51.35% | 0 | 0% | 51.35% | 0 | 0% | 51.35% | 0 | 0 | 0% | 4.151% | 0 | 0% | 4.151% | 0 | 0% | 4.151% | 0 | 0% | 0.4489% | 0 | 0% | 0.4489% | 0 | 0% | 0.4489% | 0 | 0% | 1.045% | 0 | 0% | 1.045% | 0 | 0% | 1.045% | 0 | 0% | 1.096% | 0 | 0% | 1.096% | 0 | 95.52% | 1.096% | 0.0001741 | 0% | 7.854% | 0 | 0% | 7.854% | 0 | 0% | 7.854% | 0 | 0% | 0.2755% | 0 | 0% | 0.2755% | 0 | 0% | 0.2755% | 0 |  |  |  | 0% | 11.8% | 0 | 0% | 11.8% | 0 | 0% | 11.8% | 0 | 0% | 0.3636% | 0 | 0% | 0.3636% | 0 | 0% | 0.3636% | 0 | 0% | 100% | 0 | 0% | 100% | 0 | 0% | 100% | 0 | 0% | 100% | 0 |  |  | 0 |  |  | 0 |  |  | 0
BELLE HAVEN 11048966 | 3.0142e-05 | 0 | 0.0086615 | 0 | 0.0086615 | 0.0018064 | 0.0076662 | 0.0038443 | 0% | 99% | 0 | 0% | 99% | 0 | 0% | 99% | 0 | 0% | 99% | 0 | 0% | 63.89% | 0 | 0% | 50.45% | 0 | 0% | 50.45% | 0 | 0% | 50.45% | 0 | 0 | 0% | 3.023% | 0 | 0% | 3.023% | 0 | 0% | 3.023% | 0 | 0% | 0.3339% | 0 | 0% | 0.3339% | 0 | 0% | 0.3339% | 0 | 0% | 0.8642% | 0 | 0% | 0.8642% | 0 | 0% | 0.8642% | 0 | 0% | 0.8883% | 0 | 38.8% | 0.8883% | 2.9853e-05 | 61.2% | 0.8883% | 4.7091e-05 | 0% | 6.464% | 0 | 0% | 6.464% | 0 | 0% | 6.464% | 0 | 0% | 0.5578% | 0 | 0% | 0.5578% | 0 | 0% | 0.5578% | 0 |  |  |  | 0% | 11.8% | 0 | 0% | 11.8% | 0 | 0% | 11.8% | 0 | 0% | 0.3631% | 0 | 0% | 0.3631% | 0 | 0% | 0.3631% | 0 | 0% | 100% | 0 | 0% | 100% | 0 | 0% | 100% | 0 | 0% | 100% | 0 |  |  | 0 |  |  | 0 |  |  | 0
RINCON 1103649194 | 3.093e-05 | 0 | 0.0039291 | 1.3674 | 1.3713 | 0.0018997 | 0.0028227 | 0.0013187 | 0% | 99% | 0 | 0% | 99% | 0 | 0% | 99% | 0 | 0% | 99% | 0 | 0% | 65.98% | 0 | 0% | 51.06% | 0 | 0% | 51.06% | 0 | 0% | 51.06% | 0 | 1.3674 | 0% | 3.403% | 0 | 0% | 3.403% | 0 | 0% | 3.403% | 0 | 0% | 0.3646% | 0 | 0% | 0.3646% | 0 | 0% | 0.3646% | 0 | 0% | 0.715% | 0 | 0% | 0.715% | 0 | 0% | 0.715% | 0 | 0% | 0.7746% | 0 | 27.35% | 0.7746% | 8.3251e-06 | 0% | 0.7746% | 0 | 0% | 5.406% | 0 | 0% | 5.406% | 0 | 0% | 5.406% | 0 | 0% | 1.469% | 0 | 0% | 1.469% | 0 | 0% | 1.469% | 0 |  |  |  | 0% | 11.8% | 0 | 0% | 11.8% | 0 | 0% | 11.8% | 0 | 0% | 0.3815% | 0 | 0% | 0.3815% | 0 | 0% | 0.3815% | 0 | 0% | 100% | 0 | 0% | 100% | 0 | 0% | 100% | 0 | 0% | 100% | 0 |  |  | 0 |  |  | 0 |  |  | 0
SANTA ROSA A 110179038 | 4.8182e-05 | 0 | 0.013959 | 0 | 0.013959 | 0.0085921 | 0.0087417 | 0.0041285 | 0% | 99% | 0 | 0% | 99% | 0 | 0% | 99% | 0 | 0% | 99% | 0 | 0% | 64.21% | 0 | 0% | 49.94% | 0 | 0% | 49.94% | 0 | 0% | 49.94% | 0 | 0 | 0% | 2.095% | 0 | 0% | 2.095% | 0 | 0% | 2.095% | 0 | 0% | 0.2262% | 0 | 0% | 0.2262% | 0 | 0% | 0.2262% | 0 | 0% | 0.6163% | 0 | 0% | 0.6163% | 0 | 0% | 0.6163% | 0 | 0% | 0.6168% | 0 | 0% | 0.6168% | 0 | 13.3% | 0.6168% | 1.1455e-05 | 0% | 4.566% | 0 | 0% | 4.566% | 0 | 0% | 4.566% | 0 | 0% | 1.838% | 0 | 0% | 1.838% | 0 | 0% | 1.838% | 0 |  |  |  | 0% | 11.8% | 0 | 0% | 11.8% | 0 | 0% | 11.8% | 0 | 0% | 0.3708% | 0 | 0% | 0.3708% | 0 | 0% | 0.3708% | 0 | 0% | 100% | 0 | 0% | 100% | 0 | 0% | 100% | 0 | 0% | 100% | 0 |  |  | 0 |  |  | 0 |  |  | 0
DUNBAR 1102264 | 4.1548e-05 | 0 | 0.023644 | 2.114 | 2.1376 | 0.0135 | 0.017169 | 0.005691 | 0% | 99% | 0 | 0% | 99% | 0 | 0% | 99% | 0 | 0% | 99% | 0 | 0% | 63.54% | 0 | 0% | 49.63% | 0 | 0% | 49.63% | 0 | 0% | 49.63% | 0 | 2.114 | 0% | 2.637% | 0 | 0% | 2.637% | 0 | 0% | 2.637% | 0 | 0% | 0.2809% | 0 | 0% | 0.2809% | 0 | 0% | 0.2809% | 0 | 0% | 0.7205% | 0 | 0% | 0.7205% | 0 | 0% | 0.7205% | 0 | 0% | 0.7317% | 0 | 0% | 0.7317% | 0 | 0% | 0.7317% | 0 | 0% | 5.359% | 0 | 0% | 5.359% | 0 | 0% | 5.359% | 0 | 0% | 1.773% | 0 | 0% | 1.773% | 0 | 0% | 1.773% | 0 |  |  |  | 16.42% | 11.8% | 0.00045802 | 0% | 11.8% | 0 | 0% | 11.8% | 0 | 0% | 0.3698% | 0 | 0% | 0.3698% | 0 | 0% | 0.3698% | 0 | 0% | 100% | 0 | 0% | 100% | 0 | 0% | 100% | 0 | 0% | 100% | 0 |  |  | 0 |  |  | 0 |  |  | 0
BERKELEY F 1105CB | 4.3923e-05 | 1.7924 | 0.043496 | 0 | 0.043496 | 0.016292 | 0.036393 | 0.014203 | 0% | 99% | 0 | 0% | 99% | 0 | 0% | 99% | 0 | 0% | 99% | 0 | 0% | 63.71% | 0 | 0% | 50.73% | 0 | 0% | 50.73% | 0 | 0% | 50.73% | 0 | 0 | 0% | 2.86% | 0 | 0% | 2.86% | 0 | 0% | 2.86% | 0 | 0% | 0.3041% | 0 | 0% | 0.3041% | 0 | 0% | 0.3041% | 0 | 0% | 0.8269% | 0 | 0% | 0.8269% | 0 | 6.061% | 0.8269% | 2.18e-05 | 0% | 0.8257% | 0 | 70.83% | 0.8257% | 0.00025437 | 25.63% | 0.8257% | 9.2041e-05 | 1.624% | 6.121% | 4.3242e-05 | 0% | 6.121% | 0 | 0% | 6.121% | 0 | 0% | 0.9964% | 0 | 0% | 0.9964% | 0 | 0% | 0.9964% | 0 |  |  |  | 0% | 11.8% | 0 | 0% | 11.8% | 0 | 0% | 11.8% | 0 | 0% | 0.3614% | 0 | 0% | 0.3614% | 0 | 0% | 0.3614% | 0 | 0% | 100% | 0 | 0% | 100% | 0 | 0% | 100% | 0 | 0% | 100% | 0 |  |  | 3.3858e-07 |  |  | 0 |  |  | 0
KIRKER 2105CB | 6.7787e-05 | 0 | 0.078333 | 0 | 0.078333 | 0.0065908 | 0.070316 | 0.04356 | 0% | 99% | 0 | 0% | 99% | 0 | 0% | 99% | 0 | 0% | 99% | 0 | 0% | 65.48% | 0 | 0% | 51.38% | 0 | 0% | 51.38% | 0 | 0% | 51.38% | 0 | 0 | 0% | 3.162% | 0 | 0% | 3.162% | 0 | 0% | 3.162% | 0 | 0% | 0.3636% | 0 | 0% | 0.3636% | 0 | 0% | 0.3636% | 0 | 0% | 0.8669% | 0 | 0% | 0.8669% | 0 | 0% | 0.8669% | 0 | 0% | 0.9237% | 0 | 0.2612% | 0.9237% | 1.8898e-06 | 0% | 0.9237% | 0 | 0% | 6.571% | 0 | 0% | 6.571% | 0 | 0% | 6.571% | 0 | 0% | 0.2433% | 0 | 0% | 0.2433% | 0 | 0% | 0.2433% | 0 |  |  |  | 0% | 11.8% | 0 | 0% | 11.8% | 0 | 0% | 11.8% | 0 | 0% | 0.3681% | 0 | 0% | 0.3681% | 0 | 0% | 0.3681% | 0 | 0% | 100% | 0 | 0% | 100% | 0 | 0% | 100% | 0 | 0% | 100% | 0 |  |  | 0 |  |  | 0 |  |  | 0
STOCKDALE 2105CB | 6.4491e-05 | 0 | 0.019884 | 0 | 0.019884 | 0.0020098 | 0.01463 | 0.013944 | 0% | 99% | 0 | 0% | 99% | 0 | 0% | 99% | 0 | 0% | 99% | 0 | 0% | 65.71% | 0 | 0% | 51.34% | 0 | 0% | 51.34% | 0 | 0% | 51.34% | 0 | 0 | 0% | 2.694% | 0 | 0% | 2.694% | 0 | 0% | 2.694% | 0 | 0% | 0.3048% | 0 | 0% | 0.3048% | 0 | 0% | 0.3048% | 0 | 0% | 0.7113% | 0 | 0% | 0.7113% | 0 | 0% | 0.7113% | 0 | 0% | 0.7526% | 0 | 0% | 0.7526% | 0 | 98.68% | 0.7526% | 0.00014768 | 0% | 5.372% | 0 | 0% | 5.372% | 0 | 0% | 5.372% | 0 | 0% | 0.2125% | 0 | 0% | 0.2125% | 0 | 0% | 0.2125% | 0 |  |  |  | 0% | 11.8% | 0 | 0% | 11.8% | 0 | 0% | 11.8% | 0 | 0% | 0.3724% | 0 | 0% | 0.3724% | 0 | 0% | 0.3724% | 0 | 0% | 100% | 0 | 0% | 100% | 0 | 0% | 100% | 0 | 0% | 100% | 0 |  |  | 0 |  |  | 0 |  |  | 0
WEBER 11092142 | 3.107e-05 | 0 | 0.0028133 | 0 | 0.0028133 | 0.00036839 | 0.0025666 | 0.0013931 | 0% | 99% | 0 | 0% | 99% | 0 | 0% | 99% | 0 | 0% | 99% | 0 | 0% | 62.83% | 0 | 0% | 48.77% | 0 | 0% | 48.77% | 0 | 0% | 48.77% | 0 | 0 | 0% | 2.911% | 0 | 0% | 2.911% | 0 | 0% | 2.911% | 0 | 0% | 0.3423% | 0 | 0% | 0.3423% | 0 | 0% | 0.3423% | 0 | 0% | 0.8687% | 0 | 0% | 0.8687% | 0 | 0% | 0.8687% | 0 | 0% | 0.9128% | 0 | 9.208% | 0.9128% | 2.3646e-06 | 90.79% | 0.9128% | 2.3315e-05 | 0% | 6.564% | 0 | 0% | 6.564% | 0 | 0% | 6.564% | 0 | 0% | 0.3432% | 0 | 0% | 0.3432% | 0 | 0% | 0.3432% | 0 |  |  |  | 0% | 11.8% | 0 | 0% | 11.8% | 0 | 0% | 11.8% | 0 | 0% | 0.3629% | 0 | 0% | 0.3629% | 0 | 0% | 0.3629% | 0 | 0% | 100% | 0 | 0% | 100% | 0 | 0% | 100% | 0 | 0% | 100% | 0 |  |  | 0 |  |  | 0 |  |  | 0
BAKERSFIELD 21044770 | 4.8732e-05 | 0 | 0.054011 | 0 | 0.054011 | 0.0081106 | 0.044502 | 0.030516 | 0% | 99% | 0 | 0% | 99% | 0 | 0% | 99% | 0 | 0% | 99% | 0 | 0% | 64.27% | 0 | 0% | 50.68% | 0 | 0% | 50.68% | 0 | 0% | 50.68% | 0 | 0 | 0% | 2.607% | 0 | 0% | 2.607% | 0 | 0% | 2.607% | 0 | 0% | 0.2945% | 0 | 0% | 0.2945% | 0 | 0% | 0.2945% | 0 | 0% | 0.806% | 0 | 0% | 0.806% | 0 | 0% | 0.806% | 0 | 0% | 0.8349% | 0 | 0% | 0.8349% | 0 | 0% | 0.8349% | 0 | 0% | 6.06% | 0 | 0% | 6.06% | 0 | 0% | 6.06% | 0 | 0% | 0.32% | 0 | 0% | 0.32% | 0 | 0% | 0.32% | 0 |  |  |  | 0% | 11.8% | 0 | 0% | 11.8% | 0 | 0% | 11.8% | 0 | 0% | 0.3662% | 0 | 0% | 0.3662% | 0 | 0% | 0.3662% | 0 | 0% | 100% | 0 | 0% | 100% | 0 | 0% | 100% | 0 | 0% | 100% | 0 |  |  | 0 |  |  | 0 |  |  | 0
CHARCA 11064326 | 3.1194e-05 | 0 | 0.022387 | 0 | 0.022387 | 0.0051697 | 0.019855 | 0.0094326 | 0% | 99% | 0 | 0% | 99% | 0 | 0% | 99% | 0 | 0% | 99% | 0 | 0% | 62.43% | 0 | 0% | 49.66% | 0 | 0% | 49.66% | 0 | 0% | 49.66% | 0 | 0 | 0% | 2.728% | 0 | 0% | 2.728% | 0 | 0% | 2.728% | 0 | 0% | 0.298% | 0 | 0% | 0.298% | 0 | 0% | 0.298% | 0 | 0% | 0.8746% | 0 | 0% | 0.8746% | 0 | 0% | 0.8746% | 0 | 0% | 0.8748% | 0 | 0% | 0.8748% | 0 | 100% | 0.8748% | 0.00019585 | 0% | 6.496% | 0 | 0% | 6.496% | 0 | 0% | 6.496% | 0 | 0% | 0.6219% | 0 | 0% | 0.6219% | 0 | 0% | 0.6219% | 0 |  |  |  | 0% | 11.8% | 0 | 0% | 11.8% | 0 | 0% | 11.8% | 0 | 0% | 0.3587% | 0 | 0% | 0.3587% | 0 | 0% | 0.3587% | 0 | 0% | 100% | 0 | 0% | 100% | 0 | 0% | 100% | 0 | 0% | 100% | 0 |  |  | 0 |  |  | 0 |  |  | 0
EUREKA E 110429676 | 3.2931e-05 | 0 | 0.024298 | 0.82752 | 0.85181 | 0.012053 | 0.022073 | 0.0032786 | 0% | 99% | 0 | 0% | 99% | 0 | 0% | 99% | 0 | 0% | 99% | 0 | 0% | 62.34% | 0 | 0% | 48.9% | 0 | 0% | 48.9% | 0 | 0% | 48.9% | 0 | 0.82752 | 0% | 2.578% | 0 | 0% | 2.578% | 0 | 0% | 2.578% | 0 | 0% | 0.3002% | 0 | 0% | 0.3002% | 0 | 0% | 0.3002% | 0 | 0% | 0.8996% | 0 | 0% | 0.8996% | 0 | 0% | 0.8996% | 0 | 0% | 0.9467% | 0 | 0% | 0.9467% | 0 | 0% | 0.9467% | 0 | 0% | 6.821% | 0 | 0% | 6.821% | 0 | 0% | 6.821% | 0 | 0% | 1.975% | 0 | 0% | 1.975% | 0 | 0% | 1.975% | 0 |  |  |  | 0% | 11.8% | 0 | 0% | 11.8% | 0 | 0% | 11.8% | 0 | 0% | 0.3678% | 0 | 0% | 0.3678% | 0 | 0% | 0.3678% | 0 | 0% | 100% | 0 | 0% | 100% | 0 | 0% | 100% | 0 | 0% | 100% | 0 |  |  | 0 |  |  | 0 |  |  | 0
STELLING 110760030 | 3.54e-05 | 0 | 0.018169 | 0 | 0.018169 | 0.0081604 | 0.01456 | 0.0052505 | 0% | 99% | 0 | 0% | 99% | 0 | 0% | 99% | 0 | 0% | 99% | 0 | 0% | 63.13% | 0 | 0% | 49.99% | 0 | 0% | 49.99% | 0 | 0% | 49.99% | 0 | 0 | 0% | 2.367% | 0 | 0% | 2.367% | 0 | 0% | 2.367% | 0 | 0% | 0.2521% | 0 | 0% | 0.2521% | 0 | 0% | 0.2521% | 0 | 0% | 0.7939% | 0 | 0% | 0.7939% | 0 | 0% | 0.7939% | 0 | 99% | 0.778% | 0.00013994 | 0% | 0.778% | 0 | 0% | 0.778% | 0 | 0% | 5.857% | 0 | 0% | 5.857% | 0 | 0% | 5.857% | 0 | 0% | 1.081% | 0 | 0% | 1.081% | 0 | 0% | 1.081% | 0 |  |  |  | 0% | 11.8% | 0 | 0% | 11.8% | 0 | 0% | 11.8% | 0 | 0% | 0.3598% | 0 | 0% | 0.3598% | 0 | 0% | 0.3598% | 0 | 0% | 100% | 0 | 0% | 100% | 0 | 0% | 100% | 0 | 0% | 100% | 0 |  |  | 0 |  |  | 0 |  |  | 0
MADERA 1118610994 | 3.3939e-05 | 0 | 0.02698 | 0 | 0.02698 | 0.0045334 | 0.023846 | 0.013164 | 0% | 99% | 0 | 0% | 99% | 0 | 0% | 99% | 0 | 0% | 99% | 0 | 0% | 63.49% | 0 | 0% | 50.26% | 0 | 0% | 50.26% | 0 | 0% | 50.26% | 0 | 0 | 0% | 2.995% | 0 | 0% | 2.995% | 0 | 0% | 2.995% | 0 | 0% | 0.3247% | 0 | 0% | 0.3247% | 0 | 0% | 0.3247% | 0 | 0% | 0.8725% | 0 | 0% | 0.8725% | 0 | 0% | 0.8725% | 0 | 98.83% | 0.8935% | 0.00023825 | 0% | 0.8935% | 0 | 0% | 0.8935% | 0 | 0% | 6.525% | 0 | 0% | 6.525% | 0 | 0% | 6.525% | 0 | 0% | 0.5425% | 0 | 0% | 0.5425% | 0 | 0% | 0.5425% | 0 |  |  |  | 0% | 11.8% | 0 | 0% | 11.8% | 0 | 0% | 11.8% | 0 | 0% | 0.3641% | 0 | 0% | 0.3641% | 0 | 0% | 0.3641% | 0 | 0% | 100% | 0 | 0% | 100% | 0 | 0% | 100% | 0 | 0% | 100% | 0 |  |  | 0 |  |  | 0 |  |  | 0
BOGUE 1103CB | 3.9362e-05 | 0 | 0.041266 | 0 | 0.041266 | 0.012106 | 0.035451 | 0.015986 | 0% | 99% | 0 | 0% | 99% | 0 | 0% | 99% | 0 | 0% | 99% | 0 | 0% | 63.16% | 0 | 0% | 49.37% | 0 | 0% | 49.37% | 0 | 0% | 49.37% | 0 | 0 | 0% | 2.609% | 0 | 0% | 2.609% | 0 | 0% | 2.609% | 0 | 0% | 0.2941% | 0 | 0% | 0.2941% | 0 | 0% | 0.2941% | 0 | 0% | 0.8315% | 0 | 0% | 0.8315% | 0 | 0% | 0.8315% | 0 | 3.609% | 0.8476% | 1.2622e-05 | 0% | 0.8476% | 0 | 0% | 0.8476% | 0 | 0% | 6.216% | 0 | 0% | 6.216% | 0 | 0% | 6.216% | 0 | 0% | 0.7968% | 0 | 0% | 0.7968% | 0 | 0% | 0.7968% | 0 |  |  |  | 0% | 11.8% | 0 | 0% | 11.8% | 0 | 0% | 11.8% | 0 | 0% | 0.3615% | 0 | 0% | 0.3615% | 0 | 0% | 0.3615% | 0 | 0% | 100% | 0 | 0% | 100% | 0 | 0% | 100% | 0 | 0% | 100% | 0 |  |  | 0 |  |  | 0 |  |  | 0
18TH STREET 0402CB | 4.1276e-05 | 0 | 0.01209 | 0 | 0.01209 | 0.0035851 | 0.012255 | 0.0027772 | 0% | 99% | 0 | 0% | 99% | 0 | 0% | 99% | 0 | 0% | 99% | 0 | 0% | 63.27% | 0 | 0% | 50.43% | 0 | 0% | 50.43% | 0 | 0% | 50.43% | 0 | 0 | 0% | 3.589% | 0 | 0% | 3.589% | 0 | 0% | 3.589% | 0 | 0% | 0.3886% | 0 | 0% | 0.3886% | 0 | 0% | 0.3886% | 0 | 0% | 1.004% | 0 | 0% | 1.004% | 0 | 0% | 1.004% | 0 | 0% | 1.026% | 0 | 0% | 1.026% | 0 | 0% | 1.026% | 0 | 0% | 7.492% | 0 | 0% | 7.492% | 0 | 0% | 7.492% | 0 | 0% | 0.906% | 0 | 0% | 0.906% | 0 | 0% | 0.906% | 0 |  |  |  | 0% | 11.8% | 0 | 0% | 11.8% | 0 | 0% | 11.8% | 0 | 0% | 0.3593% | 0 | 0% | 0.3593% | 0 | 0% | 0.3593% | 0 | 0% | 100% | 0 | 0% | 100% | 0 | 0% | 100% | 0 | 0% | 100% | 0 |  |  | 0 |  |  | 0 |  |  | 0
GREEN VALLEY 2103186292 | 3.3324e-05 | 0 | 0.012475 | 0 | 0.012475 | 0.0027707 | 0.011396 | 0.0050459 | 0% | 99% | 0 | 0% | 99% | 0 | 0% | 99% | 0 | 0% | 99% | 0 | 0% | 64.81% | 0 | 0% | 51.14% | 0 | 0% | 51.14% | 0 | 0% | 51.14% | 0 | 0 | 0% | 3.392% | 0 | 0% | 3.392% | 0 | 0% | 3.392% | 0 | 0% | 0.3713% | 0 | 0% | 0.3713% | 0 | 0% | 0.3713% | 0 | 0% | 0.9003% | 0 | 0% | 0.9003% | 0 | 0% | 0.9003% | 0 | 0% | 0.9395% | 0 | 0% | 0.9395% | 0 | 100% | 0.9395% | 0.0001172 | 0% | 6.761% | 0 | 0% | 6.761% | 0 | 0% | 6.761% | 0 | 0% | 0.5751% | 0 | 0% | 0.5751% | 0 | 0% | 0.5751% | 0 |  |  |  | 0% | 11.8% | 0 | 0% | 11.8% | 0 | 0% | 11.8% | 0 | 0% | 0.3665% | 0 | 0% | 0.3665% | 0 | 0% | 0.3665% | 0 | 0% | 100% | 0 | 0% | 100% | 0 | 0% | 100% | 0 | 0% | 100% | 0 |  |  | 0 |  |  | 0 |  |  | 0
CHICO B 1101CB | 5.2502e-05 | 0 | 0.044827 | 0 | 0.044827 | 0.028506 | 0.026726 | 0.013811 | 0% | 99% | 0 | 0% | 99% | 0 | 0% | 99% | 0 | 0% | 99% | 0 | 0% | 64.87% | 0 | 0% | 49.68% | 0 | 0% | 49.68% | 0 | 0% | 49.68% | 0 | 0 | 0% | 1.899% | 0 | 0% | 1.899% | 0 | 0% | 1.899% | 0 | 0% | 0.2139% | 0 | 0% | 0.2139% | 0 | 0% | 0.2139% | 0 | 0% | 0.5808% | 0 | 0% | 0.5808% | 0 | 0% | 0.5808% | 0 | 98.25% | 0.6009% | 0.00026466 | 0% | 0.6009% | 0 | 0% | 0.6009% | 0 | 0% | 4.362% | 0 | 0% | 4.362% | 0 | 0% | 4.362% | 0 | 0% | 1.793% | 0 | 0% | 1.793% | 0 | 0% | 1.793% | 0 |  |  |  | 0% | 11.8% | 0 | 0% | 11.8% | 0 | 0% | 11.8% | 0 | 0% | 0.3755% | 0 | 0% | 0.3755% | 0 | 0% | 0.3755% | 0 | 0% | 100% | 0 | 0% | 100% | 0 | 0% | 100% | 0 | 0% | 100% | 0 |  |  | 0 |  |  | 0 |  |  | 0
EL CERRITO G 1113CB | 3.3313e-05 | 0.22208 | 0.018855 | 0 | 0.018855 | 0.0040559 | 0.017421 | 0.0075647 | 0% | 99% | 0 | 0% | 99% | 0 | 0% | 99% | 0 | 0% | 99% | 0 | 0% | 64.09% | 0 | 0% | 51.43% | 0 | 0% | 51.43% | 0 | 0% | 51.43% | 0 | 0 | 0% | 3.214% | 0 | 0% | 3.214% | 0 | 0% | 3.214% | 0 | 0% | 0.3446% | 0 | 0% | 0.3446% | 0 | 0% | 0.3446% | 0 | 0% | 0.9139% | 0 | 0% | 0.9139% | 0 | 0% | 0.9139% | 0 | 0% | 0.9236% | 0 | 0% | 0.9236% | 0 | 5.875% | 0.9236% | 1.0231e-05 | 0% | 6.794% | 0 | 0% | 6.794% | 0 | 0% | 6.794% | 0 | 0% | 0.54% | 0 | 0% | 0.54% | 0 | 0% | 0.54% | 0 |  |  |  | 0% | 11.8% | 0 | 0% | 11.8% | 0 | 0% | 11.8% | 0 | 0% | 0.3602% | 0 | 0% | 0.3602% | 0 | 0% | 0.3602% | 0 | 0% | 100% | 0 | 0% | 100% | 0 | 0% | 100% | 0 | 0% | 100% | 0 |  |  | 0 |  |  | 0 |  |  | 0
BURLINGAME 04019058 | 6.0847e-05 | 0 | 0.0011305 | 0 | 0.0011305 | 0.00094139 | 0.00066628 | 0.00013388 | 0% | 99% | 0 | 0% | 99% | 0 | 0% | 99% | 0 | 0% | 99% | 0 | 0% | 63.56% | 0 | 0% | 48.6% | 0 | 0% | 48.6% | 0 | 0% | 48.6% | 0 | 0 | 0% | 1.979% | 0 | 0% | 1.979% | 0 | 0% | 1.979% | 0 | 0% | 0.2248% | 0 | 0% | 0.2248% | 0 | 0% | 0.2248% | 0 | 0% | 0.5642% | 0 | 0% | 0.5642% | 0 | 0% | 0.5642% | 0 | 0% | 0.5769% | 0 | 0% | 0.5769% | 0 | 0% | 0.5769% | 0 | 0% | 4.207% | 0 | 0% | 4.207% | 0 | 0% | 4.207% | 0 | 0% | 2.76% | 0 | 0% | 2.76% | 0 | 0% | 2.76% | 0 |  |  |  | 0% | 11.8% | 0 | 0% | 11.8% | 0 | 0% | 11.8% | 0 | 0% | 0.3732% | 0 | 0% | 0.3732% | 0 | 0% | 0.3732% | 0 | 0% | 100% | 0 | 0% | 100% | 0 | 0% | 100% | 0 | 0% | 100% | 0 |  |  | 0 |  |  | 0 |  |  | 0
FORT ORD 21059140 | 3.284e-05 | 0 | 0.0018608 | 0 | 0.0018608 | 0.00042235 | 0.0021197 | 0.00032444 | 0% | 99% | 0 | 0% | 99% | 0 | 0% | 99% | 0 | 0% | 99% | 0 | 0% | 61.23% | 0 | 0% | 48.3% | 0 | 0% | 48.3% | 0 | 0% | 48.3% | 0 | 0 | 0% | 3.347% | 0 | 0% | 3.347% | 0 | 0% | 3.347% | 0 | 0% | 0.3833% | 0 | 0% | 0.3833% | 0 | 0% | 0.3833% | 0 | 0% | 1.126% | 0 | 0% | 1.126% | 0 | 0% | 1.126% | 0 | 0% | 1.164% | 0 | 0% | 1.164% | 0 | 0% | 1.164% | 0 | 0% | 8.479% | 0 | 0% | 8.479% | 0 | 0% | 8.479% | 0 | 0% | 0.7065% | 0 | 0% | 0.7065% | 0 | 0% | 0.7065% | 0 |  |  |  | 0% | 11.8% | 0 | 0% | 11.8% | 0 | 0% | 11.8% | 0 | 0% | 0.3557% | 0 | 0% | 0.3557% | 0 | 0% | 0.3557% | 0 | 0% | 100% | 0 | 0% | 100% | 0 | 0% | 100% | 0 | 0% | 100% | 0 |  |  | 0 |  |  | 0 |  |  | 0
SANGER 1106CB | 4.1822e-05 | 0 | 0.09936 | 0 | 0.09936 | 0.02449 | 0.085344 | 0.043241 | 0% | 99% | 0 | 0% | 99% | 0 | 0% | 99% | 0 | 0% | 99% | 0 | 0% | 63.53% | 0 | 0% | 50.06% | 0 | 0% | 50.06% | 0 | 0% | 50.06% | 0 | 0 | 0% | 2.591% | 0 | 0% | 2.591% | 0 | 0% | 2.591% | 0 | 0% | 0.2894% | 0 | 0% | 0.2894% | 0 | 0% | 0.2894% | 0 | 0% | 0.8421% | 0 | 0% | 0.8421% | 0 | 0% | 0.8421% | 0 | 0% | 0.8595% | 0 | 100% | 0.8595% | 0.00085404 | 0% | 0.8595% | 0 | 0% | 6.304% | 0 | 0% | 6.304% | 0 | 0% | 6.304% | 0 | 0% | 0.709% | 0 | 0% | 0.709% | 0 | 0% | 0.709% | 0 |  |  |  | 0% | 11.8% | 0 | 0% | 11.8% | 0 | 0% | 11.8% | 0 | 0% | 0.3631% | 0 | 0% | 0.3631% | 0 | 0% | 0.3631% | 0 | 0% | 100% | 0 | 0% | 100% | 0 | 0% | 100% | 0 | 0% | 100% | 0 |  |  | 0 |  |  | 0 |  |  | 0
FIREBAUGH 110297290 | 2.954e-05 | 0 | 0.013504 | 0 | 0.013504 | 0.001549 | 0.012986 | 0.0062725 | 0% | 99% | 0 | 0% | 99% | 0 | 0% | 99% | 0 | 0% | 99% | 0 | 0% | 62.39% | 0 | 0% | 49.55% | 0 | 0% | 49.55% | 0 | 0% | 49.55% | 0 | 0 | 0% | 2.981% | 0 | 0% | 2.981% | 0 | 0% | 2.981% | 0 | 0% | 0.3347% | 0 | 0% | 0.3347% | 0 | 0% | 0.3347% | 0 | 0% | 0.942% | 0 | 0% | 0.942% | 0 | 0% | 0.942% | 0 | 5.8% | 0.967% | 7.573e-06 | 94.2% | 0.967% | 0.00012301 | 0% | 0.967% | 0 | 0% | 7.062% | 0 | 0% | 7.062% | 0 | 0% | 7.062% | 0 | 0% | 0.3459% | 0 | 0% | 0.3459% | 0 | 0% | 0.3459% | 0 |  |  |  | 0% | 11.8% | 0 | 0% | 11.8% | 0 | 0% | 11.8% | 0 | 0% | 0.3598% | 0 | 0% | 0.3598% | 0 | 0% | 0.3598% | 0 | 0% | 100% | 0 | 0% | 100% | 0 | 0% | 100% | 0 | 0% | 100% | 0 |  |  | 0 |  |  | 0 |  |  | 0
MENDOTA 110390290 | 2.6091e-05 | 0 | 0.0061966 | 0 | 0.0061966 | 0.00065658 | 0.0061983 | 0.0026933 | 0% | 99% | 0 | 0% | 99% | 0 | 0% | 99% | 0 | 0% | 99% | 0 | 0% | 60.82% | 0 | 0% | 48.94% | 0 | 0% | 48.94% | 0 | 0% | 48.94% | 0 | 0 | 0% | 2.773% | 0 | 0% | 2.773% | 0 | 0% | 2.773% | 0 | 0% | 0.2991% | 0 | 0% | 0.2991% | 0 | 0% | 0.2991% | 0 | 0% | 0.9861% | 0 | 0% | 0.9861% | 0 | 0% | 0.9861% | 0 | 100% | 0.9753% | 6.0433e-05 | 0% | 0.9753% | 0 | 0% | 0.9753% | 0 | 0% | 7.315% | 0 | 0% | 7.315% | 0 | 0% | 7.315% | 0 | 0% | 0.3011% | 0 | 0% | 0.3011% | 0 | 0% | 0.3011% | 0 |  |  |  | 0% | 11.8% | 0 | 0% | 11.8% | 0 | 0% | 11.8% | 0 | 0% | 0.3515% | 0 | 0% | 0.3515% | 0 | 0% | 0.3515% | 0 | 0% | 100% | 0 | 0% | 100% | 0 | 0% | 100% | 0 | 0% | 100% | 0 |  |  | 0 |  |  | 0 |  |  | 0
DEL MONTE 2105109480 | 4.5501e-05 | 0 | 0.017321 | 0 | 0.017321 | 0.0038159 | 0.018263 | 0.0046117 | 0% | 99% | 0 | 0% | 99% | 0 | 0% | 99% | 0 | 0% | 99% | 0 | 0% | 64% | 0 | 0% | 49.83% | 0 | 0% | 49.83% | 0 | 0% | 49.83% | 0 | 0 | 0% | 3.795% | 0 | 0% | 3.795% | 0 | 0% | 3.795% | 0 | 0% | 0.4289% | 0 | 0% | 0.4289% | 0 | 0% | 0.4289% | 0 | 0% | 1.037% | 0 | 0% | 1.037% | 0 | 0% | 1.037% | 0 | 97.58% | 1.107% | 0.00018709 | 1.642% | 1.107% | 3.1472e-06 | 0% | 1.107% | 0 | 0% | 7.86% | 0 | 0% | 7.86% | 0 | 0% | 7.86% | 0 | 0% | 0.6666% | 0 | 0% | 0.6666% | 0 | 0% | 0.6666% | 0 |  |  |  | 0% | 11.8% | 0 | 0% | 11.8% | 0 | 0% | 11.8% | 0 | 0% | 0.3664% | 0 | 0% | 0.3664% | 0 | 0% | 0.3664% | 0 | 0% | 100% | 0 | 0% | 100% | 0 | 0% | 100% | 0 | 0% | 100% | 0 |  |  | 0 |  |  | 0 |  |  | 0
KIRKER 210618742 | 4.2824e-05 | 0 | 0.0283 | 0 | 0.0283 | 0.0024612 | 0.024587 | 0.016562 | 0% | 99% | 0 | 0% | 99% | 0 | 0% | 99% | 0 | 0% | 99% | 0 | 0% | 65.01% | 0 | 0% | 51.25% | 0 | 0% | 51.25% | 0 | 0% | 51.25% | 0 | 0 | 0% | 3.053% | 0 | 0% | 3.053% | 0 | 0% | 3.053% | 0 | 0% | 0.3443% | 0 | 0% | 0.3443% | 0 | 0% | 0.3443% | 0 | 0% | 0.8442% | 0 | 0% | 0.8442% | 0 | 0% | 0.8442% | 0 | 0% | 0.8883% | 0 | 0% | 0.8883% | 0 | 0% | 0.8883% | 0 | 0% | 6.372% | 0 | 0% | 6.372% | 0 | 0% | 6.372% | 0 | 0% | 0.2264% | 0 | 0% | 0.2264% | 0 | 0% | 0.2264% | 0 |  |  |  | 0% | 11.8% | 0 | 0% | 11.8% | 0 | 0% | 11.8% | 0 | 0% | 0.3678% | 0 | 0% | 0.3678% | 0 | 0% | 0.3678% | 0 | 0% | 100% | 0 | 0% | 100% | 0 | 0% | 100% | 0 | 0% | 100% | 0 |  |  | 0 |  |  | 0 |  |  | 0
CLEAR LAKE 1102720 | 3.585e-05 | 0 | 0.014853 | 0 | 0.014853 | 0.0038588 | 0.012823 | 0.0062086 | 0% | 99% | 0 | 0% | 99% | 0 | 0% | 99% | 0 | 0% | 99% | 0 | 0% | 63.69% | 0 | 0% | 49.99% | 0 | 0% | 49.99% | 0 | 0% | 49.99% | 0 | 0 | 0% | 2.761% | 0 | 0% | 2.761% | 0 | 0% | 2.761% | 0 | 0% | 0.3065% | 0 | 0% | 0.3065% | 0 | 0% | 0.3065% | 0 | 0% | 0.8449% | 0 | 0% | 0.8449% | 0 | 0% | 0.8449% | 0 | 92.79% | 0.8675% | 0.00011956 | 0% | 0.8675% | 0 | 0% | 0.8675% | 0 | 0% | 6.326% | 0 | 0% | 6.326% | 0 | 0% | 6.326% | 0 | 0% | 0.8035% | 0 | 0% | 0.8035% | 0 | 0% | 0.8035% | 0 |  |  |  | 0% | 11.8% | 0 | 0% | 11.8% | 0 | 0% | 11.8% | 0 | 0% | 0.3639% | 0 | 0% | 0.3639% | 0 | 0% | 0.3639% | 0 | 0% | 100% | 0 | 0% | 100% | 0 | 0% | 100% | 0 | 0% | 100% | 0 |  |  | 0 |  |  | 0 |  |  | 0
POINT PINOLE 1101CB | 3.1009e-05 | 0 | 0.044344 | 0 | 0.044344 | 0.0093217 | 0.041265 | 0.017755 | 0% | 99% | 0 | 0% | 99% | 0 | 0% | 99% | 0 | 0% | 99% | 0 | 0% | 64.59% | 0 | 0% | 51.4% | 0 | 0% | 51.4% | 0 | 0% | 51.4% | 0 | 0 | 0% | 3.406% | 0 | 0% | 3.406% | 0 | 0% | 3.406% | 0 | 0% | 0.3718% | 0 | 0% | 0.3718% | 0 | 0% | 0.3718% | 0 | 0% | 0.9137% | 0 | 0% | 0.9137% | 0 | 0% | 0.9137% | 0 | 100% | 0.9405% | 0.00041704 | 0% | 0.9405% | 0 | 0% | 0.9405% | 0 | 0% | 6.826% | 0 | 0% | 6.826% | 0 | 0% | 6.826% | 0 | 0% | 0.5637% | 0 | 0% | 0.5637% | 0 | 0% | 0.5637% | 0 |  |  |  | 0% | 11.8% | 0 | 0% | 11.8% | 0 | 0% | 11.8% | 0 | 0% | 0.3628% | 0 | 0% | 0.3628% | 0 | 0% | 0.3628% | 0 | 0% | 100% | 0 | 0% | 100% | 0 | 0% | 100% | 0 | 0% | 100% | 0 |  |  | 0 |  |  | 0 |  |  | 0
DEL MONTE 2103CB | 5.1885e-05 | 0 | 0.032974 | 0 | 0.032974 | 0.0062714 | 0.033845 | 0.010704 | 0% | 99% | 0 | 0% | 99% | 0 | 0% | 99% | 0 | 0% | 99% | 0 | 0% | 64.21% | 0 | 0% | 50.35% | 0 | 0% | 50.35% | 0 | 0% | 50.35% | 0 | 0 | 0% | 3.753% | 0 | 0% | 3.753% | 0 | 0% | 3.753% | 0 | 0% | 0.4183% | 0 | 0% | 0.4183% | 0 | 0% | 0.4183% | 0 | 0% | 1.014% | 0 | 0% | 1.014% | 0 | 0% | 1.014% | 0 | 100% | 1.074% | 0.00035403 | 0% | 1.074% | 0 | 0% | 1.074% | 0 | 0% | 7.663% | 0 | 0% | 7.663% | 0 | 0% | 7.663% | 0 | 0% | 0.5434% | 0 | 0% | 0.5434% | 0 | 0% | 0.5434% | 0 |  |  |  | 0% | 11.8% | 0 | 0% | 11.8% | 0 | 0% | 11.8% | 0 | 55.56% | 0.3659% | 6.7034e-05 | 0% | 0.3659% | 0 | 0% | 0.3659% | 0 | 0% | 100% | 0 | 0% | 100% | 0 | 0% | 100% | 0 | 0% | 100% | 0 |  |  | 0 |  |  | 0 |  |  | 0
WOODWARD 2109CB | 7.6675e-05 | 0 | 0.0052977 | 0 | 0.0052977 | 0.00075831 | 0.0043146 | 0.0030962 | 0% | 99% | 0 | 0% | 99% | 0 | 0% | 99% | 0 | 0% | 99% | 0 | 0% | 63.91% | 0 | 0% | 48.96% | 0 | 0% | 48.96% | 0 | 0% | 48.96% | 0 | 0 | 0% | 2.367% | 0 | 0% | 2.367% | 0 | 0% | 2.367% | 0 | 0% | 0.285% | 0 | 0% | 0.285% | 0 | 0% | 0.285% | 0 | 0% | 0.7744% | 0 | 0% | 0.7744% | 0 | 0% | 0.7744% | 0 | 0% | 0.8208% | 0 | 0% | 0.8208% | 0 | 0% | 0.8208% | 0 | 0% | 5.887% | 0 | 0% | 5.887% | 0 | 0% | 5.887% | 0 | 0% | 0.4348% | 0 | 0% | 0.4348% | 0 | 0% | 0.4348% | 0 |  |  |  | 0% | 11.8% | 0 | 0% | 11.8% | 0 | 0% | 11.8% | 0 | 0% | 0.3682% | 0 | 0% | 0.3682% | 0 | 0% | 0.3682% | 0 | 0% | 100% | 0 | 0% | 100% | 0 | 0% | 100% | 0 | 0% | 100% | 0 |  |  | 0 |  |  | 0 |  |  | 0
VIEJO 220486890 | 4.9666e-05 | 0 | 0.015966 | 0 | 0.015966 | 0.0061636 | 0.015671 | 0.0027869 | 0% | 99% | 0 | 0% | 99% | 0 | 0% | 99% | 0 | 0% | 99% | 0 | 0% | 63.24% | 0 | 0% | 49.23% | 0 | 0% | 49.23% | 0 | 0% | 49.23% | 0 | 0 | 0% | 3.373% | 0 | 0% | 3.373% | 0 | 0% | 3.373% | 0 | 0% | 0.3786% | 0 | 0% | 0.3786% | 0 | 0% | 0.3786% | 0 | 0% | 0.9674% | 0 | 0% | 0.9674% | 0 | 0% | 0.9674% | 0 | 9.17% | 1.016% | 1.4874e-05 | 89.96% | 1.016% | 0.00014593 | 0% | 1.016% | 0 | 0% | 7.297% | 0 | 0% | 7.297% | 0 | 0% | 7.297% | 0 | 0% | 1.171% | 0 | 0% | 1.171% | 0 | 0% | 1.171% | 0 |  |  |  | 0% | 11.8% | 0 | 1.576% | 11.8% | 2.9691e-05 | 0% | 11.8% | 0 | 55.56% | 0.3655% | 3.2417e-05 | 0% | 0.3655% | 0 | 0% | 0.3655% | 0 | 0% | 100% | 0 | 0% | 100% | 0 | 0% | 100% | 0 | 0% | 100% | 0 |  |  | 0 |  |  | 0 |  |  | 0
DIXON LANDING 2103XR142 | 3.3449e-05 | 0 | 0.0046853 | 0 | 0.0046853 | 0.00037691 | 0.0044281 | 0.0024203 | 0% | 99% | 0 | 0% | 99% | 0 | 0% | 99% | 0 | 0% | 99% | 0 | 0% | 63.5% | 0 | 0% | 49.42% | 0 | 0% | 49.42% | 0 | 0% | 49.42% | 0 | 0 | 0% | 3.37% | 0 | 0% | 3.37% | 0 | 0% | 3.37% | 0 | 0% | 0.3981% | 0 | 0% | 0.3981% | 0 | 0% | 0.3981% | 0 | 0% | 0.8841% | 0 | 0% | 0.8841% | 0 | 0% | 0.8841% | 0 | 0% | 0.9364% | 0 | 0% | 0.9364% | 0 | 93.97% | 0.9364% | 4.1225e-05 | 0% | 6.662% | 0 | 0% | 6.662% | 0 | 0% | 6.662% | 0 | 0% | 0.2846% | 0 | 0% | 0.2846% | 0 | 0% | 0.2846% | 0 |  |  |  | 0% | 11.8% | 0 | 0% | 11.8% | 0 | 0% | 11.8% | 0 | 0% | 0.3607% | 0 | 0% | 0.3607% | 0 | 0% | 0.3607% | 0 | 0% | 100% | 0 | 0% | 100% | 0 | 0% | 100% | 0 | 0% | 100% | 0 |  |  | 0 |  |  | 0 |  |  | 0
HOLLISTER 2106CB | 4.8814e-05 | 0 | 0.038482 | 0 | 0.038482 | 0.0047993 | 0.033908 | 0.020663 | 0% | 99% | 0 | 0% | 99% | 0 | 0% | 99% | 0 | 0% | 99% | 0 | 0% | 64.99% | 0 | 0% | 51.53% | 0 | 0% | 51.53% | 0 | 0% | 51.53% | 0 | 0 | 0% | 2.886% | 0 | 0% | 2.886% | 0 | 0% | 2.886% | 0 | 0% | 0.3233% | 0 | 0% | 0.3233% | 0 | 0% | 0.3233% | 0 | 0% | 0.8568% | 0 | 0% | 0.8568% | 0 | 0% | 0.8568% | 0 | 0% | 0.8804% | 0 | 0% | 0.8804% | 0 | 2.415% | 0.8804% | 8.1828e-06 | 0% | 6.413% | 0 | 0% | 6.413% | 0 | 0% | 6.413% | 0 | 0% | 0.337% | 0 | 0% | 0.337% | 0 | 0% | 0.337% | 0 |  |  |  | 0% | 11.8% | 0 | 0% | 11.8% | 0 | 0% | 11.8% | 0 | 0% | 0.3624% | 0 | 0% | 0.3624% | 0 | 0% | 0.3624% | 0 | 0% | 100% | 0 | 0% | 100% | 0 | 0% | 100% | 0 | 0% | 100% | 0 |  |  | 0 |  |  | 0 |  |  | 0
MEADOW LANE 2106C537R | 4.7401e-05 | 0 | 0.032734 | 0 | 0.032734 | 0.018089 | 0.024443 | 0.0079702 | 0% | 99% | 0 | 0% | 99% | 0 | 0% | 99% | 0 | 0% | 99% | 0 | 0% | 63.18% | 0 | 0% | 49.21% | 0 | 0% | 49.21% | 0 | 0% | 49.21% | 0 | 0 | 0% | 2.41% | 0 | 0% | 2.41% | 0 | 0% | 2.41% | 0 | 0% | 0.2568% | 0 | 0% | 0.2568% | 0 | 0% | 0.2568% | 0 | 0% | 0.734% | 0 | 0% | 0.734% | 0 | 0% | 0.734% | 0 | 3.293% | 0.7234% | 7.7966e-06 | 0% | 0.7234% | 0 | 0% | 0.7234% | 0 | 0% | 5.414% | 0 | 0% | 5.414% | 0 | 0% | 5.414% | 0 | 0% | 0.995% | 0 | 0% | 0.995% | 0 | 0% | 0.995% | 0 |  |  |  | 0% | 11.8% | 0 | 0% | 11.8% | 0 | 0% | 11.8% | 0 | 0% | 0.3631% | 0 | 0% | 0.3631% | 0 | 0% | 0.3631% | 0 | 0% | 100% | 0 | 0% | 100% | 0 | 0% | 100% | 0 | 0% | 100% | 0 |  |  | 0 |  |  | 0 |  |  | 0
MOUNTAIN VIEW 1107LM30 | 3.5453e-05 | 0 | 0.060268 | 0 | 0.060268 | 0.03447 | 0.043714 | 0.014804 | 0% | 99% | 0 | 0% | 99% | 0 | 0% | 99% | 0 | 0% | 99% | 0 | 0% | 63.39% | 0 | 0% | 49.48% | 0 | 0% | 49.48% | 0 | 0% | 49.48% | 0 | 0 | 0% | 2.232% | 0 | 0% | 2.232% | 0 | 0% | 2.232% | 0 | 0% | 0.2386% | 0 | 0% | 0.2386% | 0 | 0% | 0.2386% | 0 | 0% | 0.7134% | 0 | 0% | 0.7134% | 0 | 0% | 0.7134% | 0 | 0% | 0.7055% | 0 | 0% | 0.7055% | 0 | 71.8% | 0.7055% | 0.00030527 | 0% | 5.274% | 0 | 0% | 5.274% | 0 | 0% | 5.274% | 0 | 0% | 1.58% | 0 | 0% | 1.58% | 0 | 0% | 1.58% | 0 |  |  |  | 0% | 11.8% | 0 | 0% | 11.8% | 0 | 0% | 11.8% | 0 | 0% | 0.3649% | 0 | 0% | 0.3649% | 0 | 0% | 0.3649% | 0 | 0% | 100% | 0 | 0% | 100% | 0 | 0% | 100% | 0 | 0% | 100% | 0 |  |  | 0 |  |  | 0 |  |  | 0
PAUL SWEET 210312075 | 5.106e-05 | 0 | 0.014837 | 0 | 0.014837 | 0.0041453 | 0.01258 | 0.0061694 | 0% | 99% | 0 | 0% | 99% | 0 | 0% | 99% | 0 | 0% | 99% | 0 | 0% | 65.82% | 0 | 0% | 51.84% | 0 | 0% | 51.84% | 0 | 0% | 51.84% | 0 | 0 | 0% | 3.034% | 0 | 0% | 3.034% | 0 | 0% | 3.034% | 0 | 0% | 0.3377% | 0 | 0% | 0.3377% | 0 | 0% | 0.3377% | 0 | 0% | 0.8313% | 0 | 0% | 0.8313% | 0 | 0% | 0.8313% | 0 | 0% | 0.8745% | 0 | 0% | 0.8745% | 0 | 61.08% | 0.8745% | 7.9253e-05 | 0% | 6.267% | 0 | 0% | 6.267% | 0 | 0% | 6.267% | 0 | 0% | 0.7471% | 0 | 0% | 0.7471% | 0 | 0% | 0.7471% | 0 |  |  |  | 0% | 11.8% | 0 | 0% | 11.8% | 0 | 0% | 11.8% | 0 | 0% | 0.3696% | 0 | 0% | 0.3696% | 0 | 0% | 0.3696% | 0 | 0% | 100% | 0 | 0% | 100% | 0 | 0% | 100% | 0 | 0% | 100% | 0 |  |  | 0 |  |  | 0 |  |  | 0
MANTECA 170712616 | 6.2802e-05 | 0 | 0.01042 | 0 | 0.01042 | 0.00061291 | 0.0073804 | 0.0080902 | 0% | 99% | 0 | 0% | 99% | 0 | 0% | 99% | 0 | 0% | 99% | 0 | 0% | 66.66% | 0 | 0% | 53.16% | 0 | 0% | 53.16% | 0 | 0% | 53.16% | 0 | 0 | 0% | 2.103% | 0 | 0% | 2.103% | 0 | 0% | 2.103% | 0 | 0% | 0.2424% | 0 | 0% | 0.2424% | 0 | 0% | 0.2424% | 0 | 0% | 0.6842% | 0 | 0% | 0.6842% | 0 | 0% | 0.6842% | 0 | 0% | 0.7112% | 0 | 0% | 0.7112% | 0 | 0% | 0.7112% | 0 | 0% | 5.16% | 0 | 0% | 5.16% | 0 | 0% | 5.16% | 0 | 0% | 0.1862% | 0 | 0% | 0.1862% | 0 | 0% | 0.1862% | 0 |  |  |  | 0% | 11.8% | 0 | 0% | 11.8% | 0 | 0% | 11.8% | 0 | 0% | 0.3704% | 0 | 0% | 0.3704% | 0 | 0% | 0.3704% | 0 | 0% | 100% | 0 | 0% | 100% | 0 | 0% | 100% | 0 | 0% | 100% | 0 |  |  | 0 |  |  | 0 |  |  | 0
EAST GRAND 1104CB | 3.6901e-05 | 0 | 0.047333 | 0 | 0.047333 | 0.0066614 | 0.050809 | 0.015593 | 0% | 99% | 0 | 0% | 99% | 0 | 0% | 99% | 0 | 0% | 99% | 0 | 0% | 63.62% | 0 | 0% | 51.33% | 0 | 0% | 51.33% | 0 | 0% | 51.33% | 0 | 0 | 0% | 3.888% | 0 | 0% | 3.888% | 0 | 0% | 3.888% | 0 | 0% | 0.4202% | 0 | 0% | 0.4202% | 0 | 0% | 0.4202% | 0 | 0% | 1.059% | 0 | 0% | 1.059% | 0 | 0% | 1.059% | 0 | 17.26% | 1.084% | 8.8559e-05 | 0% | 1.084% | 0 | 22.3% | 1.084% | 0.00011443 | 0% | 7.902% | 0 | 0% | 7.902% | 0 | 0% | 7.902% | 0 | 0% | 0.4694% | 0 | 0% | 0.4694% | 0 | 0% | 0.4694% | 0 |  |  |  | 0% | 11.8% | 0 | 0% | 11.8% | 0 | 0% | 11.8% | 0 | 0% | 0.357% | 0 | 0% | 0.357% | 0 | 0% | 0.357% | 0 | 0% | 100% | 0 | 0% | 100% | 0 | 0% | 100% | 0 | 0% | 100% | 0 |  |  | 0 |  |  | 0 |  |  | 0
MENLO 1102CB | 2.9378e-05 | 0 | 0.005083 | 0 | 0.005083 | 0.0022478 | 0.004019 | 0.0015806 | 0% | 99% | 0 | 0% | 99% | 0 | 0% | 99% | 0 | 0% | 99% | 0 | 0% | 63.79% | 0 | 0% | 49.32% | 0 | 0% | 49.32% | 0 | 0% | 49.32% | 0 | 0 | 0% | 2.531% | 0 | 0% | 2.531% | 0 | 0% | 2.531% | 0 | 0% | 0.2887% | 0 | 0% | 0.2887% | 0 | 0% | 0.2887% | 0 | 0% | 0.7633% | 0 | 0% | 0.7633% | 0 | 0% | 0.7633% | 0 | 0% | 0.7889% | 0 | 0% | 0.7889% | 0 | 100% | 0.7889% | 4.0098e-05 | 0% | 5.727% | 0 | 0% | 5.727% | 0 | 0% | 5.727% | 0 | 0% | 1.259% | 0 | 0% | 1.259% | 0 | 0% | 1.259% | 0 |  |  |  | 0% | 11.8% | 0 | 0% | 11.8% | 0 | 0% | 11.8% | 0 | 0% | 0.367% | 0 | 0% | 0.367% | 0 | 0% | 0.367% | 0 | 0% | 100% | 0 | 0% | 100% | 0 | 0% | 100% | 0 | 0% | 100% | 0 |  |  | 0 |  |  | 0 |  |  | 0
DEEPWATER 1105CB | 3.9952e-05 | 0 | 0.030245 | 0 | 0.030245 | 0.0036232 | 0.0287 | 0.014379 | 0% | 99% | 0 | 0% | 99% | 0 | 0% | 99% | 0 | 0% | 99% | 0 | 0% | 63.85% | 0 | 0% | 49.45% | 0 | 0% | 49.45% | 0 | 0% | 49.45% | 0 | 0 | 0% | 3.107% | 0 | 0% | 3.107% | 0 | 0% | 3.107% | 0 | 0% | 0.3722% | 0 | 0% | 0.3722% | 0 | 0% | 0.3722% | 0 | 0% | 0.8868% | 0 | 0% | 0.8868% | 0 | 0% | 0.8868% | 0 | 19.15% | 0.9327% | 5.4034e-05 | 0% | 0.9327% | 0 | 0% | 0.9327% | 0 | 0% | 6.683% | 0 | 0% | 6.683% | 0 | 0% | 6.683% | 0 | 0% | 0.3306% | 0 | 0% | 0.3306% | 0 | 0% | 0.3306% | 0 |  |  |  | 0% | 11.8% | 0 | 0% | 11.8% | 0 | 0% | 11.8% | 0 | 0% | 0.3595% | 0 | 0% | 0.3595% | 0 | 0% | 0.3595% | 0 | 0% | 100% | 0 | 0% | 100% | 0 | 0% | 100% | 0 | 0% | 100% | 0 |  |  | 0 |  |  | 0 |  |  | 0
WEST SACRAMENTO 1104CB | 4.9674e-05 | 0 | 0.047099 | 0 | 0.047099 | 0.005641 | 0.044519 | 0.022579 | 0% | 99% | 0 | 0% | 99% | 0 | 0% | 99% | 0 | 0% | 99% | 0 | 0% | 63.71% | 0 | 0% | 49.24% | 0 | 0% | 49.24% | 0 | 0% | 49.24% | 0 | 0 | 0% | 2.839% | 0 | 0% | 2.839% | 0 | 0% | 2.839% | 0 | 0% | 0.3501% | 0 | 0% | 0.3501% | 0 | 0% | 0.3501% | 0 | 0% | 0.8743% | 0 | 0% | 0.8743% | 0 | 0% | 0.8743% | 0 | 0% | 0.9177% | 0 | 0% | 0.9177% | 0 | 0% | 0.9177% | 0 | 0% | 6.595% | 0 | 0% | 6.595% | 0 | 0% | 6.595% | 0 | 0% | 0.3231% | 0 | 0% | 0.3231% | 0 | 0% | 0.3231% | 0 |  |  |  | 0% | 11.8% | 0 | 0% | 11.8% | 0 | 0% | 11.8% | 0 | 0% | 0.3575% | 0 | 0% | 0.3575% | 0 | 0% | 0.3575% | 0 | 0% | 100% | 0 | 0% | 100% | 0 | 0% | 100% | 0 | 0% | 100% | 0 |  |  | 0 |  |  | 0 |  |  | 0
SARATOGA 1115CB | 4.7657e-05 | 0 | 0.02563 | 0 | 0.02563 | 0.0088067 | 0.021021 | 0.009755 | 0% | 99% | 0 | 0% | 99% | 0 | 0% | 99% | 0 | 0% | 99% | 0 | 0% | 64.95% | 0 | 0% | 50.49% | 0 | 0% | 50.49% | 0 | 0% | 50.49% | 0 | 0 | 0% | 2.76% | 0 | 0% | 2.76% | 0 | 0% | 2.76% | 0 | 0% | 0.3146% | 0 | 0% | 0.3146% | 0 | 0% | 0.3146% | 0 | 0% | 0.7958% | 0 | 0% | 0.7958% | 0 | 0% | 0.7958% | 0 | 98.85% | 0.8348% | 0.00021149 | 0% | 0.8348% | 0 | 0% | 0.8348% | 0 | 0% | 5.998% | 0 | 0% | 5.998% | 0 | 0% | 5.998% | 0 | 0% | 0.83% | 0 | 0% | 0.83% | 0 | 0% | 0.83% | 0 |  |  |  | 0% | 11.8% | 0 | 0% | 11.8% | 0 | 0% | 11.8% | 0 | 0% | 0.3689% | 0 | 0% | 0.3689% | 0 | 0% | 0.3689% | 0 | 0% | 100% | 0 | 0% | 100% | 0 | 0% | 100% | 0 | 0% | 100% | 0 |  |  | 0 |  |  | 0 |  |  | 0
VINEYARD 2105CB | 6.1908e-05 | 0 | 0.028626 | 0 | 0.028626 | 0.006699 | 0.025791 | 0.011729 | 0% | 99% | 0 | 0% | 99% | 0 | 0% | 99% | 0 | 0% | 99% | 0 | 0% | 64.93% | 0 | 0% | 49.61% | 0 | 0% | 49.61% | 0 | 0% | 49.61% | 0 | 0 | 0% | 2.855% | 0 | 0% | 2.855% | 0 | 0% | 2.855% | 0 | 0% | 0.3517% | 0 | 0% | 0.3517% | 0 | 0% | 0.3517% | 0 | 0% | 0.8305% | 0 | 0% | 0.8305% | 0 | 0% | 0.8305% | 0 | 0% | 0.8788% | 0 | 0% | 0.8788% | 0 | 99.45% | 0.8788% | 0.00025017 | 0% | 6.272% | 0 | 0% | 6.272% | 0 | 0% | 6.272% | 0 | 0% | 0.6668% | 0 | 0% | 0.6668% | 0 | 0% | 0.6668% | 0 |  |  |  | 0% | 11.8% | 0 | 0% | 11.8% | 0 | 0% | 11.8% | 0 | 0% | 0.3606% | 0 | 0% | 0.3606% | 0 | 0% | 0.3606% | 0 | 0% | 100% | 0 | 0% | 100% | 0 | 0% | 100% | 0 | 0% | 100% | 0 |  |  | 0 |  |  | 0 |  |  | 0
LAWRENCE 1107CB | 3.1542e-05 | 0 | 0.01445 | 0 | 0.01445 | 0.0025701 | 0.012418 | 0.007335 | 0% | 99% | 0 | 0% | 99% | 0 | 0% | 99% | 0 | 0% | 99% | 0 | 0% | 64.77% | 0 | 0% | 50.65% | 0 | 0% | 50.65% | 0 | 0% | 50.65% | 0 | 0 | 0% | 3.239% | 0 | 0% | 3.239% | 0 | 0% | 3.239% | 0 | 0% | 0.3652% | 0 | 0% | 0.3652% | 0 | 0% | 0.3652% | 0 | 0% | 0.8279% | 0 | 0% | 0.8279% | 0 | 0% | 0.8279% | 0 | 0% | 0.8769% | 0 | 0% | 0.8769% | 0 | 0% | 0.8769% | 0 | 0% | 6.246% | 0 | 0% | 6.246% | 0 | 0% | 6.246% | 0 | 0% | 0.4695% | 0 | 0% | 0.4695% | 0 | 0% | 0.4695% | 0 |  |  |  | 0% | 11.8% | 0 | 0% | 11.8% | 0 | 0% | 11.8% | 0 | 0% | 0.369% | 0 | 0% | 0.369% | 0 | 0% | 0.369% | 0 | 0% | 100% | 0 | 0% | 100% | 0 | 0% | 100% | 0 | 0% | 100% | 0 |  |  | 0 |  |  | 0 |  |  | 0
EUREKA E 1104CB | 3.6441e-05 | 0 | 0.0721 | 2.2279 | 2.3 | 0.031759 | 0.067095 | 0.012573 | 0% | 99% | 0 | 0% | 99% | 0 | 0% | 99% | 0 | 0% | 99% | 0 | 0% | 62.61% | 0 | 0% | 49.19% | 0 | 0% | 49.19% | 0 | 0% | 49.19% | 0 | 2.2279 | 0% | 2.805% | 0 | 0% | 2.805% | 0 | 0% | 2.805% | 0 | 0% | 0.3244% | 0 | 0% | 0.3244% | 0 | 0% | 0.3244% | 0 | 0% | 0.9174% | 0 | 0% | 0.9174% | 0 | 0% | 0.9174% | 0 | 0% | 0.9709% | 0 | 13.56% | 0.9709% | 9.4947e-05 | 0% | 0.9709% | 0 | 0% | 6.962% | 0 | 0% | 6.962% | 0 | 0% | 6.962% | 0 | 0% | 1.792% | 0 | 0% | 1.792% | 0 | 0% | 1.792% | 0 |  |  |  | 0% | 11.8% | 0 | 0% | 11.8% | 0 | 0% | 11.8% | 0 | 0% | 0.3685% | 0 | 0% | 0.3685% | 0 | 0% | 0.3685% | 0 | 0% | 100% | 0 | 0% | 100% | 0 | 0% | 100% | 0 | 0% | 100% | 0 |  |  | 0 |  |  | 0 |  |  | 0
RENFRO 2105107332 | 3.1829e-05 | 0 | 0.011217 | 0 | 0.011217 | 0.0020024 | 0.0097076 | 0.005634 | 0% | 99% | 0 | 0% | 99% | 0 | 0% | 99% | 0 | 0% | 99% | 0 | 0% | 62.9% | 0 | 0% | 49.93% | 0 | 0% | 49.93% | 0 | 0% | 49.93% | 0 | 0 | 0% | 2.52% | 0 | 0% | 2.52% | 0 | 0% | 2.52% | 0 | 0% | 0.2771% | 0 | 0% | 0.2771% | 0 | 0% | 0.2771% | 0 | 0% | 0.8488% | 0 | 0% | 0.8488% | 0 | 0% | 0.8488% | 0 | 0% | 0.8595% | 0 | 100% | 0.8595% | 9.641e-05 | 0% | 0.8595% | 0 | 0% | 6.343% | 0 | 0% | 6.343% | 0 | 0% | 6.343% | 0 | 0% | 0.4753% | 0 | 0% | 0.4753% | 0 | 0% | 0.4753% | 0 |  |  |  | 0% | 11.8% | 0 | 0% | 11.8% | 0 | 0% | 11.8% | 0 | 0% | 0.3621% | 0 | 0% | 0.3621% | 0 | 0% | 0.3621% | 0 | 0% | 100% | 0 | 0% | 100% | 0 | 0% | 100% | 0 | 0% | 100% | 0 |  |  | 0 |  |  | 0 |  |  | 0
SANTA ROSA A 111199050 | 3.7621e-05 | 0 | 0.030897 | 0 | 0.030897 | 0.010979 | 0.024095 | 0.012716 | 0% | 99% | 0 | 0% | 99% | 0 | 0% | 99% | 0 | 0% | 99% | 0 | 0% | 64.74% | 0 | 0% | 50.68% | 0 | 0% | 50.68% | 0 | 0% | 50.68% | 0 | 0 | 0% | 2.919% | 0 | 0% | 2.919% | 0 | 0% | 2.919% | 0 | 0% | 0.3194% | 0 | 0% | 0.3194% | 0 | 0% | 0.3194% | 0 | 0% | 0.7622% | 0 | 0% | 0.7622% | 0 | 0% | 0.7622% | 0 | 0% | 0.7909% | 0 | 0% | 0.7909% | 0 | 0% | 0.7909% | 0 | 0% | 5.706% | 0 | 0% | 5.706% | 0 | 0% | 5.706% | 0 | 0% | 1.03% | 0 | 0% | 1.03% | 0 | 0% | 1.03% | 0 |  |  |  | 0% | 11.8% | 0 | 0% | 11.8% | 0 | 0% | 11.8% | 0 | 55.56% | 0.3701% | 6.3536e-05 | 0% | 0.3701% | 0 | 0% | 0.3701% | 0 | 0% | 100% | 0 | 0% | 100% | 0 | 0% | 100% | 0 | 0% | 100% | 0 |  |  | 0 |  |  | 0 |  |  | 0
OAKLAND C 1118CB | 3.7478e-05 | 0 | 0.020268 | 0 | 0.020268 | 0.0016195 | 0.022404 | 0.0073254 | 0% | 99% | 0 | 0% | 99% | 0 | 0% | 99% | 0 | 0% | 99% | 0 | 0% | 63.64% | 0 | 0% | 50.08% | 0 | 0% | 50.08% | 0 | 0% | 50.08% | 0 | 0 | 0% | 4.124% | 0 | 0% | 4.124% | 0 | 0% | 4.124% | 0 | 0% | 0.4567% | 0 | 0% | 0.4567% | 0 | 0% | 0.4567% | 0 | 0% | 1.083% | 0 | 0% | 1.083% | 0 | 0% | 1.083% | 0 | 6.322% | 1.149% | 1.4717e-05 | 0% | 1.149% | 0 | 0% | 1.149% | 0 | 0% | 8.187% | 0 | 0% | 8.187% | 0 | 0% | 8.187% | 0 | 0% | 0.2839% | 0 | 0% | 0.2839% | 0 | 0% | 0.2839% | 0 |  |  |  | 0% | 11.8% | 0 | 0% | 11.8% | 0 | 0% | 11.8% | 0 | 0% | 0.3641% | 0 | 0% | 0.3641% | 0 | 0% | 0.3641% | 0 | 0% | 100% | 0 | 0% | 100% | 0 | 0% | 100% | 0 | 0% | 100% | 0 |  |  | 0 |  |  | 0 |  |  | 0
VALLEY VIEW 1106P182 | 3.4715e-05 | 0 | 0.0141 | 0 | 0.0141 | 0.0062886 | 0.011801 | 0.0037208 | 0% | 99% | 0 | 0% | 99% | 0 | 0% | 99% | 0 | 0% | 99% | 0 | 0% | 63.06% | 0 | 0% | 49.63% | 0 | 0% | 49.63% | 0 | 0% | 49.63% | 0 | 0 | 0% | 3.008% | 0 | 0% | 3.008% | 0 | 0% | 3.008% | 0 | 0% | 0.3177% | 0 | 0% | 0.3177% | 0 | 0% | 0.3177% | 0 | 0% | 0.8242% | 0 | 0% | 0.8242% | 0 | 0% | 0.8242% | 0 | 100% | 0.8209% | 0.00011576 | 0% | 0.8209% | 0 | 0% | 0.8209% | 0 | 0% | 6.086% | 0 | 0% | 6.086% | 0 | 0% | 6.086% | 0 | 0% | 0.9108% | 0 | 0% | 0.9108% | 0 | 0% | 0.9108% | 0 |  |  |  | 0% | 11.8% | 0 | 0.6402% | 11.8% | 1.0653e-05 | 0% | 11.8% | 0 | 0% | 0.3617% | 0 | 0% | 0.3617% | 0 | 0% | 0.3617% | 0 | 0% | 100% | 0 | 0% | 100% | 0 | 0% | 100% | 0 | 0% | 100% | 0 |  |  | 0 |  |  | 0 |  |  | 0
RENFRO 210256408 | 3.7015e-05 | 0 | 0.0026251 | 0 | 0.0026251 | 0.00057728 | 0.0018873 | 0.0015965 | 0% | 99% | 0 | 0% | 99% | 0 | 0% | 99% | 0 | 0% | 99% | 0 | 0% | 65.16% | 0 | 0% | 50.56% | 0 | 0% | 50.56% | 0 | 0% | 50.56% | 0 | 0 | 0% | 2.482% | 0 | 0% | 2.482% | 0 | 0% | 2.482% | 0 | 0% | 0.2792% | 0 | 0% | 0.2792% | 0 | 0% | 0.2792% | 0 | 0% | 0.6979% | 0 | 0% | 0.6979% | 0 | 0% | 0.6979% | 0 | 0% | 0.7369% | 0 | 100% | 0.7369% | 1.9344e-05 | 0% | 0.7369% | 0 | 0% | 5.278% | 0 | 0% | 5.278% | 0 | 0% | 5.278% | 0 | 0% | 0.5297% | 0 | 0% | 0.5297% | 0 | 0% | 0.5297% | 0 |  |  |  | 0% | 11.8% | 0 | 0% | 11.8% | 0 | 0% | 11.8% | 0 | 0% | 0.374% | 0 | 0% | 0.374% | 0 | 0% | 0.374% | 0 | 0% | 100% | 0 | 0% | 100% | 0 | 0% | 100% | 0 | 0% | 100% | 0 |  |  | 0 |  |  | 0 |  |  | 0
SAN RAMON 2114CB | 6.0723e-05 | 0 | 0.020751 | 0 | 0.020751 | 0.0028764 | 0.019967 | 0.009261 | 0% | 99% | 0 | 0% | 99% | 0 | 0% | 99% | 0 | 0% | 99% | 0 | 0% | 64.84% | 0 | 0% | 50.42% | 0 | 0% | 50.42% | 0 | 0% | 50.42% | 0 | 0 | 0% | 3.513% | 0 | 0% | 3.513% | 0 | 0% | 3.513% | 0 | 0% | 0.4004% | 0 | 0% | 0.4004% | 0 | 0% | 0.4004% | 0 | 0% | 0.9215% | 0 | 0% | 0.9215% | 0 | 0% | 0.9215% | 0 | 0% | 0.9758% | 0 | 0% | 0.9758% | 0 | 0% | 0.9758% | 0 | 0% | 6.956% | 0 | 0% | 6.956% | 0 | 0% | 6.956% | 0 | 0% | 0.326% | 0 | 0% | 0.326% | 0 | 0% | 0.326% | 0 |  |  |  | 0% | 11.8% | 0 | 0% | 11.8% | 0 | 0% | 11.8% | 0 | 0% | 0.3647% | 0 | 0% | 0.3647% | 0 | 0% | 0.3647% | 0 | 0% | 100% | 0 | 0% | 100% | 0 | 0% | 100% | 0 | 0% | 100% | 0 |  |  | 0 |  |  | 0 |  |  | 0
FORT ORD 11019516 | 3.5309e-05 | 0 | 0.0086312 | 0 | 0.0086312 | 0.00085749 | 0.010184 | 0.0023116 | 0% | 99% | 0 | 0% | 99% | 0 | 0% | 99% | 0 | 0% | 99% | 0 | 0% | 64.62% | 0 | 0% | 51.02% | 0 | 0% | 51.02% | 0 | 0% | 51.02% | 0 | 0 | 0% | 4.871% | 0 | 0% | 4.871% | 0 | 0% | 4.871% | 0 | 0% | 0.5313% | 0 | 0% | 0.5313% | 0 | 0% | 0.5313% | 0 | 0% | 1.177% | 0 | 0% | 1.177% | 0 | 0% | 1.177% | 0 | 0% | 1.27% | 0 | 0% | 1.27% | 0 | 93.29% | 1.27% | 0.00010228 | 0% | 8.936% | 0 | 0% | 8.936% | 0 | 0% | 8.936% | 0 | 0% | 0.3638% | 0 | 0% | 0.3638% | 0 | 0% | 0.3638% | 0 |  |  |  | 0% | 11.8% | 0 | 0% | 11.8% | 0 | 0% | 11.8% | 0 | 0% | 0.37% | 0 | 0% | 0.37% | 0 | 0% | 0.37% | 0 | 0% | 100% | 0 | 0% | 100% | 0 | 0% | 100% | 0 | 0% | 100% | 0 |  |  | 0 |  |  | 0 |  |  | 0
LOS ALTOS 1104LM22 | 3.972e-05 | 0 | 0.010907 | 0 | 0.010907 | 0.0046692 | 0.0090677 | 0.0031406 | 0% | 99% | 0 | 0% | 99% | 0 | 0% | 99% | 0 | 0% | 99% | 0 | 0% | 64.35% | 0 | 0% | 50.22% | 0 | 0% | 50.22% | 0 | 0% | 50.22% | 0 | 0 | 0% | 2.736% | 0 | 0% | 2.736% | 0 | 0% | 2.736% | 0 | 0% | 0.3013% | 0 | 0% | 0.3013% | 0 | 0% | 0.3013% | 0 | 0% | 0.8151% | 0 | 0% | 0.8151% | 0 | 0% | 0.8151% | 0 | 0% | 0.8428% | 0 | 0% | 0.8428% | 0 | 100% | 0.8428% | 9.1922e-05 | 0% | 6.116% | 0 | 0% | 6.116% | 0 | 0% | 6.116% | 0 | 0% | 1.132% | 0 | 0% | 1.132% | 0 | 0% | 1.132% | 0 |  |  |  | 0% | 11.8% | 0 | 0% | 11.8% | 0 | 0% | 11.8% | 0 | 0% | 0.3678% | 0 | 0% | 0.3678% | 0 | 0% | 0.3678% | 0 | 0% | 100% | 0 | 0% | 100% | 0 | 0% | 100% | 0 | 0% | 100% | 0 |  |  | 0 |  |  | 0 |  |  | 0
BULLARD 211242194 | 7.3485e-05 | 0 | 0.024246 | 0 | 0.024246 | 0.0049282 | 0.019044 | 0.013546 | 0% | 99% | 0 | 0% | 99% | 0 | 0% | 99% | 0 | 0% | 99% | 0 | 0% | 64.58% | 0 | 0% | 49.73% | 0 | 0% | 49.73% | 0 | 0% | 49.73% | 0 | 0 | 0% | 2.414% | 0 | 0% | 2.414% | 0 | 0% | 2.414% | 0 | 0% | 0.2841% | 0 | 0% | 0.2841% | 0 | 0% | 0.2841% | 0 | 0% | 0.7498% | 0 | 0% | 0.7498% | 0 | 0% | 0.7498% | 0 | 12.65% | 0.7908% | 2.4257e-05 | 0% | 0.7908% | 0 | 0% | 0.7908% | 0 | 0% | 5.678% | 0 | 0% | 5.678% | 0 | 0% | 5.678% | 0 | 0% | 0.5885% | 0 | 0% | 0.5885% | 0 | 0% | 0.5885% | 0 |  |  |  | 0% | 11.8% | 0 | 0% | 11.8% | 0 | 0% | 11.8% | 0 | 0% | 0.3692% | 0 | 0% | 0.3692% | 0 | 0% | 0.3692% | 0 | 0% | 100% | 0 | 0% | 100% | 0 | 0% | 100% | 0 | 0% | 100% | 0 |  |  | 0 |  |  | 0 |  |  | 0
PAUL SWEET 21073959 | 2.8346e-05 | 0 | 0.010339 | 0 | 0.010339 | 0.0036096 | 0.0097929 | 0.0025965 | 0% | 99% | 0 | 0% | 99% | 0 | 0% | 99% | 0 | 0% | 99% | 0 | 0% | 62.39% | 0 | 0% | 49.32% | 0 | 0% | 49.32% | 0 | 0% | 49.32% | 0 | 0 | 0% | 2.997% | 0 | 0% | 2.997% | 0 | 0% | 2.997% | 0 | 0% | 0.3284% | 0 | 0% | 0.3284% | 0 | 0% | 0.3284% | 0 | 0% | 0.9264% | 0 | 0% | 0.9264% | 0 | 0% | 0.9264% | 0 | 0% | 0.9291% | 0 | 0% | 0.9291% | 0 | 0% | 0.9291% | 0 | 0% | 6.878% | 0 | 0% | 6.878% | 0 | 0% | 6.878% | 0 | 0% | 1.016% | 0 | 0% | 1.016% | 0 | 0% | 1.016% | 0 |  |  |  | 0% | 11.8% | 0 | 0% | 11.8% | 0 | 0% | 11.8% | 0 | 0% | 0.3565% | 0 | 0% | 0.3565% | 0 | 0% | 0.3565% | 0 | 0% | 100% | 0 | 0% | 100% | 0 | 0% | 100% | 0 | 0% | 100% | 0 |  |  | 0 |  |  | 0 |  |  | 0
MENLO 110344283 | 2.5439e-05 | 0 | 0.0075368 | 0 | 0.0075368 | 0.0051721 | 0.0051313 | 0.0013596 | 0% | 99% | 0 | 0% | 99% | 0 | 0% | 99% | 0 | 0% | 99% | 0 | 0% | 63.69% | 0 | 0% | 48.83% | 0 | 0% | 48.83% | 0 | 0% | 48.83% | 0 | 0 | 0% | 2.149% | 0 | 0% | 2.149% | 0 | 0% | 2.149% | 0 | 0% | 0.2415% | 0 | 0% | 0.2415% | 0 | 0% | 0.2415% | 0 | 0% | 0.664% | 0 | 0% | 0.664% | 0 | 0% | 0.664% | 0 | 0% | 0.6823% | 0 | 0% | 0.6823% | 0 | 100% | 0.6823% | 5.1421e-05 | 0% | 4.975% | 0 | 0% | 4.975% | 0 | 0% | 4.975% | 0 | 0% | 1.882% | 0 | 0% | 1.882% | 0 | 0% | 1.882% | 0 |  |  |  | 0% | 11.8% | 0 | 0% | 11.8% | 0 | 0% | 11.8% | 0 | 0% | 0.3718% | 0 | 0% | 0.3718% | 0 | 0% | 0.3718% | 0 | 0% | 100% | 0 | 0% | 100% | 0 | 0% | 100% | 0 | 0% | 100% | 0 |  |  | 0 |  |  | 0 |  |  | 0
LIVINGSTON 1106215606 | 2.9491e-05 | 0 | 0.0077468 | 0 | 0.0077468 | 0.0011909 | 0.0071428 | 0.0036555 | 0% | 99% | 0 | 0% | 99% | 0 | 0% | 99% | 0 | 0% | 99% | 0 | 0% | 63.6% | 0 | 0% | 50.46% | 0 | 0% | 50.46% | 0 | 0% | 50.46% | 0 | 0 | 0% | 3.026% | 0 | 0% | 3.026% | 0 | 0% | 3.026% | 0 | 0% | 0.337% | 0 | 0% | 0.337% | 0 | 0% | 0.337% | 0 | 0% | 0.8993% | 0 | 0% | 0.8993% | 0 | 0% | 0.8993% | 0 | 0% | 0.9247% | 0 | 0% | 0.9247% | 0 | 39.77% | 0.9247% | 2.8492e-05 | 0% | 6.733% | 0 | 0% | 6.733% | 0 | 0% | 6.733% | 0 | 0% | 0.5006% | 0 | 0% | 0.5006% | 0 | 0% | 0.5006% | 0 |  |  |  | 0% | 11.8% | 0 | 0% | 11.8% | 0 | 0% | 11.8% | 0 | 0% | 0.3621% | 0 | 0% | 0.3621% | 0 | 0% | 0.3621% | 0 | 0% | 100% | 0 | 0% | 100% | 0 | 0% | 100% | 0 | 0% | 100% | 0 |  |  | 0 |  |  | 0 |  |  | 0
NORTH TOWER 11024153 | 3.6864e-05 | 0 | 0.02307 | 0 | 0.02307 | 0.0072539 | 0.020875 | 0.0075771 | 0% | 99% | 0 | 0% | 99% | 0 | 0% | 99% | 0 | 0% | 99% | 0 | 0% | 63.33% | 0 | 0% | 50.89% | 0 | 0% | 50.89% | 0 | 0% | 50.89% | 0 | 0 | 0% | 3.126% | 0 | 0% | 3.126% | 0 | 0% | 3.126% | 0 | 0% | 0.3267% | 0 | 0% | 0.3267% | 0 | 0% | 0.3267% | 0 | 0% | 0.8944% | 0 | 0% | 0.8944% | 0 | 0% | 0.8944% | 0 | 47.06% | 0.8803% | 9.5567e-05 | 0% | 0.8803% | 0 | 52.39% | 0.8803% | 0.0001064 | 0% | 6.585% | 0 | 0% | 6.585% | 0 | 0% | 6.585% | 0 | 0% | 0.7891% | 0 | 0% | 0.7891% | 0 | 0% | 0.7891% | 0 |  |  |  | 0% | 11.8% | 0 | 0% | 11.8% | 0 | 0% | 11.8% | 0 | 0% | 0.3568% | 0 | 0% | 0.3568% | 0 | 0% | 0.3568% | 0 | 0% | 100% | 0 | 0% | 100% | 0 | 0% | 100% | 0 | 0% | 100% | 0 |  |  | 0 |  |  | 0 |  |  | 0
COALINGA NO 1 11089714F | 3.6713e-05 | 0 | 0.0060257 | 0 | 0.0060257 | 0.00054114 | 0.0046639 | 0.0041221 | 0% | 99% | 0 | 0% | 99% | 0 | 0% | 99% | 0 | 0% | 99% | 0 | 0% | 65.76% | 0 | 0% | 52.16% | 0 | 0% | 52.16% | 0 | 0% | 52.16% | 0 | 0 | 0% | 2.797% | 0 | 0% | 2.797% | 0 | 0% | 2.797% | 0 | 0% | 0.3095% | 0 | 0% | 0.3095% | 0 | 0% | 0.3095% | 0 | 0% | 0.7534% | 0 | 0% | 0.7534% | 0 | 0% | 0.7534% | 0 | 100% | 0.7912% | 4.7672e-05 | 0% | 0.7912% | 0 | 0% | 0.7912% | 0 | 0% | 5.67% | 0 | 0% | 5.67% | 0 | 0% | 5.67% | 0 | 0% | 0.2482% | 0 | 0% | 0.2482% | 0 | 0% | 0.2482% | 0 |  |  |  | 0% | 11.8% | 0 | 0% | 11.8% | 0 | 0% | 11.8% | 0 | 0% | 0.3713% | 0 | 0% | 0.3713% | 0 | 0% | 0.3713% | 0 | 0% | 100% | 0 | 0% | 100% | 0 | 0% | 100% | 0 | 0% | 100% | 0 |  |  | 0 |  |  | 0 |  |  | 0
ROCKLIN 1103CB | 3.6925e-05 | 0 | 0.031026 | 0 | 0.031026 | 0.011698 | 0.020864 | 0.015464 | 0% | 99% | 0 | 0% | 99% | 0 | 0% | 99% | 0 | 0% | 99% | 0 | 0% | 66.09% | 0 | 0% | 51.06% | 0 | 0% | 51.06% | 0 | 0% | 51.06% | 0 | 0 | 0% | 2.461% | 0 | 0% | 2.461% | 0 | 0% | 2.461% | 0 | 0% | 0.2775% | 0 | 0% | 0.2775% | 0 | 0% | 0.2775% | 0 | 0% | 0.6478% | 0 | 0% | 0.6478% | 0 | 0% | 0.6478% | 0 | 0% | 0.694% | 0 | 9.722% | 0.694% | 2.0933e-05 | 90.28% | 0.694% | 0.00019438 | 0% | 4.911% | 0 | 0% | 4.911% | 0 | 0% | 4.911% | 0 | 0% | 1.081% | 0 | 0% | 1.081% | 0 | 0% | 1.081% | 0 |  |  |  | 0% | 11.8% | 0 | 0% | 11.8% | 0 | 0% | 11.8% | 0 | 0% | 0.3774% | 0 | 0% | 0.3774% | 0 | 0% | 0.3774% | 0 | 0% | 100% | 0 | 0% | 100% | 0 | 0% | 100% | 0 | 0% | 100% | 0 |  |  | 0 |  |  | 0 |  |  | 0
SANTA ROSA A 111038858 | 3.3351e-05 | 0 | 0.034182 | 0 | 0.034182 | 0.015605 | 0.025206 | 0.012109 | 0% | 99% | 0 | 0% | 99% | 0 | 0% | 99% | 0 | 0% | 99% | 0 | 0% | 63.46% | 0 | 0% | 49.78% | 0 | 0% | 49.78% | 0 | 0% | 49.78% | 0 | 0 | 0% | 2.459% | 0 | 0% | 2.459% | 0 | 0% | 2.459% | 0 | 0% | 0.2628% | 0 | 0% | 0.2628% | 0 | 0% | 0.2628% | 0 | 0% | 0.7215% | 0 | 0% | 0.7215% | 0 | 0% | 0.7215% | 0 | 0% | 0.7192% | 0 | 0% | 0.7192% | 0 | 0% | 0.7192% | 0 | 0% | 5.339% | 0 | 0% | 5.339% | 0 | 0% | 5.339% | 0 | 0% | 1.361% | 0 | 0% | 1.361% | 0 | 0% | 1.361% | 0 |  |  |  | 0% | 11.8% | 0 | 0% | 11.8% | 0 | 0% | 11.8% | 0 | 0% | 0.3657% | 0 | 0% | 0.3657% | 0 | 0% | 0.3657% | 0 | 0% | 100% | 0 | 0% | 100% | 0 | 0% | 100% | 0 | 0% | 100% | 0 |  |  | 0 |  |  | 0 |  |  | 0
SAN CARLOS 1102CB | 3.221e-05 | 0 | 0.0028872 | 0 | 0.0028872 | 0.00052705 | 0.0027398 | 0.0012043 | 0% | 99% | 0 | 0% | 99% | 0 | 0% | 99% | 0 | 0% | 99% | 0 | 0% | 65.09% | 0 | 0% | 52.02% | 0 | 0% | 52.02% | 0 | 0% | 52.02% | 0 | 0 | 0% | 3.509% | 0 | 0% | 3.509% | 0 | 0% | 3.509% | 0 | 0% | 0.3809% | 0 | 0% | 0.3809% | 0 | 0% | 0.3809% | 0 | 0% | 0.9282% | 0 | 0% | 0.9282% | 0 | 0% | 0.9282% | 0 | 0% | 0.9601% | 0 | 100% | 0.9601% | 2.7721e-05 | 0% | 0.9601% | 0 | 0% | 6.945% | 0 | 0% | 6.945% | 0 | 0% | 6.945% | 0 | 0% | 0.4688% | 0 | 0% | 0.4688% | 0 | 0% | 0.4688% | 0 |  |  |  | 0% | 11.8% | 0 | 0% | 11.8% | 0 | 0% | 11.8% | 0 | 0% | 0.3635% | 0 | 0% | 0.3635% | 0 | 0% | 0.3635% | 0 | 0% | 100% | 0 | 0% | 100% | 0 | 0% | 100% | 0 | 0% | 100% | 0 |  |  | 0 |  |  | 0 |  |  | 0
CLAYTON 2218CB | 4.72e-05 | 0 | 0.064806 | 0 | 0.064806 | 0.018068 | 0.06048 | 0.021833 | 0% | 99% | 0 | 0% | 99% | 0 | 0% | 99% | 0 | 0% | 99% | 0 | 0% | 63.85% | 0 | 0% | 50% | 0 | 0% | 50% | 0 | 0% | 50% | 0 | 0 | 0% | 3.236% | 0 | 0% | 3.236% | 0 | 0% | 3.236% | 0 | 0% | 0.3606% | 0 | 0% | 0.3606% | 0 | 0% | 0.3606% | 0 | 0% | 0.9074% | 0 | 0% | 0.9074% | 0 | 0% | 0.9074% | 0 | 0% | 0.9388% | 0 | 0% | 0.9388% | 0 | 2.127% | 0.9388% | 1.2941e-05 | 0% | 6.801% | 0 | 0% | 6.801% | 0 | 0% | 6.801% | 0 | 0% | 0.5514% | 0 | 0% | 0.5514% | 0 | 0% | 0.5514% | 0 |  |  |  | 0% | 11.8% | 0 | 0% | 11.8% | 0 | 0% | 11.8% | 0 | 0% | 0.3629% | 0 | 0% | 0.3629% | 0 | 0% | 0.3629% | 0 | 0% | 100% | 0 | 0% | 100% | 0 | 0% | 100% | 0 | 0% | 100% | 0 |  |  | 0 |  |  | 0 |  |  | 0
STOCKTON A 110737868 | 4.6916e-05 | 0 | 0.026967 | 0 | 0.026967 | 0.0053375 | 0.024493 | 0.011942 | 0% | 99% | 0 | 0% | 99% | 0 | 0% | 99% | 0 | 0% | 99% | 0 | 0% | 63.29% | 0 | 0% | 49.72% | 0 | 0% | 49.72% | 0 | 0% | 49.72% | 0 | 0 | 0% | 2.823% | 0 | 0% | 2.823% | 0 | 0% | 2.823% | 0 | 0% | 0.3207% | 0 | 0% | 0.3207% | 0 | 0% | 0.3207% | 0 | 0% | 0.8754% | 0 | 0% | 0.8754% | 0 | 0% | 0.8754% | 0 | 100% | 0.9051% | 0.00024408 | 0% | 0.9051% | 0 | 0% | 0.9051% | 0 | 0% | 6.58% | 0 | 0% | 6.58% | 0 | 0% | 6.58% | 0 | 0% | 0.5144% | 0 | 0% | 0.5144% | 0 | 0% | 0.5144% | 0 |  |  |  | 0% | 11.8% | 0 | 0% | 11.8% | 0 | 0% | 11.8% | 0 | 0% | 0.3627% | 0 | 0% | 0.3627% | 0 | 0% | 0.3627% | 0 | 0% | 100% | 0 | 0% | 100% | 0 | 0% | 100% | 0 | 0% | 100% | 0 |  |  | 0 |  |  | 0 |  |  | 0
MONTAGUE 2105CB | 6.3377e-05 | 0 | 0.0094633 | 0 | 0.0094633 | 0.0011598 | 0.0081262 | 0.0053739 | 0% | 99% | 0 | 0% | 99% | 0 | 0% | 99% | 0 | 0% | 99% | 0 | 0% | 66.38% | 0 | 0% | 51.95% | 0 | 0% | 51.95% | 0 | 0% | 51.95% | 0 | 0 | 0% | 3.311% | 0 | 0% | 3.311% | 0 | 0% | 3.311% | 0 | 0% | 0.3774% | 0 | 0% | 0.3774% | 0 | 0% | 0.3774% | 0 | 0% | 0.8194% | 0 | 0% | 0.8194% | 0 | 0% | 0.8194% | 0 | 0% | 0.876% | 0 | 0% | 0.876% | 0 | 0% | 0.876% | 0 | 0% | 6.196% | 0 | 0% | 6.196% | 0 | 0% | 6.196% | 0 | 0% | 0.3477% | 0 | 0% | 0.3477% | 0 | 0% | 0.3477% | 0 |  |  |  | 0% | 11.8% | 0 | 0% | 11.8% | 0 | 0% | 11.8% | 0 | 0% | 0.3698% | 0 | 0% | 0.3698% | 0 | 0% | 0.3698% | 0 | 0% | 100% | 0 | 0% | 100% | 0 | 0% | 100% | 0 | 0% | 100% | 0 |  |  | 0 |  |  | 0 |  |  | 0
DIXON LANDING 2102CB | 5.4984e-05 | 0 | 0.036171 | 0 | 0.036171 | 0.0067524 | 0.031869 | 0.017412 | 0% | 99% | 0 | 0% | 99% | 0 | 0% | 99% | 0 | 0% | 99% | 0 | 0% | 65.26% | 0 | 0% | 51.28% | 0 | 0% | 51.28% | 0 | 0% | 51.28% | 0 | 0 | 0% | 3.257% | 0 | 0% | 3.257% | 0 | 0% | 3.257% | 0 | 0% | 0.3645% | 0 | 0% | 0.3645% | 0 | 0% | 0.3645% | 0 | 0% | 0.855% | 0 | 0% | 0.855% | 0 | 0% | 0.855% | 0 | 98.39% | 0.9038% | 0.00032164 | 0% | 0.9038% | 0 | 1.615% | 0.9038% | 5.2783e-06 | 0% | 6.45% | 0 | 0% | 6.45% | 0 | 0% | 6.45% | 0 | 0% | 0.3851% | 0 | 0% | 0.3851% | 0 | 0% | 0.3851% | 0 |  |  |  | 0% | 11.8% | 0 | 0% | 11.8% | 0 | 0% | 11.8% | 0 | 0% | 0.3689% | 0 | 0% | 0.3689% | 0 | 0% | 0.3689% | 0 | 0% | 100% | 0 | 0% | 100% | 0 | 0% | 100% | 0 | 0% | 100% | 0 |  |  | 0 |  |  | 0 |  |  | 0
HOLLISTER 21034906 | 2.8944e-05 | 0 | 0.022439 | 0 | 0.022439 | 0.0038864 | 0.020689 | 0.010191 | 0% | 99% | 0 | 0% | 99% | 0 | 0% | 99% | 0 | 0% | 99% | 0 | 0% | 64.5% | 0 | 0% | 51.42% | 0 | 0% | 51.42% | 0 | 0% | 51.42% | 0 | 0 | 0% | 3.026% | 0 | 0% | 3.026% | 0 | 0% | 3.026% | 0 | 0% | 0.3351% | 0 | 0% | 0.3351% | 0 | 0% | 0.3351% | 0 | 0% | 0.9017% | 0 | 0% | 0.9017% | 0 | 0% | 0.9017% | 0 | 0% | 0.9256% | 0 | 0% | 0.9256% | 0 | 0% | 0.9256% | 0 | 0% | 6.748% | 0 | 0% | 6.748% | 0 | 0% | 6.748% | 0 | 0% | 0.4509% | 0 | 0% | 0.4509% | 0 | 0% | 0.4509% | 0 |  |  |  | 0% | 11.8% | 0 | 0% | 11.8% | 0 | 0% | 11.8% | 0 | 0% | 0.3621% | 0 | 0% | 0.3621% | 0 | 0% | 0.3621% | 0 | 0% | 100% | 0 | 0% | 100% | 0 | 0% | 100% | 0 | 0% | 100% | 0 |  |  | 0 |  |  | 0 |  |  | 0
EL CERRITO G 1106BR140 | 3.0124e-05 | 0 | 0.013706 | 0 | 0.013706 | 0.0043148 | 0.01223 | 0.004702 | 0% | 99% | 0 | 0% | 99% | 0 | 0% | 99% | 0 | 0% | 99% | 0 | 0% | 63.47% | 0 | 0% | 50.9% | 0 | 0% | 50.9% | 0 | 0% | 50.9% | 0 | 0 | 0% | 2.933% | 0 | 0% | 2.933% | 0 | 0% | 2.933% | 0 | 0% | 0.312% | 0 | 0% | 0.312% | 0 | 0% | 0.312% | 0 | 0% | 0.879% | 0 | 0% | 0.879% | 0 | 0% | 0.879% | 0 | 0% | 0.8751% | 0 | 0% | 0.8751% | 0 | 0% | 0.8751% | 0 | 0% | 6.506% | 0 | 0% | 6.506% | 0 | 0% | 6.506% | 0 | 0% | 0.7478% | 0 | 0% | 0.7478% | 0 | 0% | 0.7478% | 0 |  |  |  | 0% | 11.8% | 0 | 0% | 11.8% | 0 | 0% | 11.8% | 0 | 0% | 0.3589% | 0 | 0% | 0.3589% | 0 | 0% | 0.3589% | 0 | 0% | 100% | 0 | 0% | 100% | 0 | 0% | 100% | 0 | 0% | 100% | 0 |  |  | 0 |  |  | 0 |  |  | 0
ANDERSON 11029792 | 4.1284e-05 | 0 | 0.018249 | 0.807 | 0.82525 | 0.0080081 | 0.013514 | 0.0067692 | 0% | 99% | 0 | 0% | 99% | 0 | 0% | 99% | 0 | 0% | 99% | 0 | 0% | 63.92% | 0 | 0% | 49.43% | 0 | 0% | 49.43% | 0 | 0% | 49.43% | 0 | 0.807 | 0% | 2.256% | 0 | 0% | 2.256% | 0 | 0% | 2.256% | 0 | 0% | 0.2536% | 0 | 0% | 0.2536% | 0 | 0% | 0.2536% | 0 | 0% | 0.7137% | 0 | 0% | 0.7137% | 0 | 0% | 0.7137% | 0 | 0% | 0.7323% | 0 | 0% | 0.7323% | 0 | 0% | 0.7323% | 0 | 0% | 5.347% | 0 | 0% | 5.347% | 0 | 0% | 5.347% | 0 | 0% | 1.253% | 0 | 0% | 1.253% | 0 | 0% | 1.253% | 0 |  |  |  | 0% | 11.8% | 0 | 0% | 11.8% | 0 | 0% | 11.8% | 0 | 0% | 0.3683% | 0 | 0% | 0.3683% | 0 | 0% | 0.3683% | 0 | 0% | 100% | 0 | 0% | 100% | 0 | 0% | 100% | 0 | 0% | 100% | 0 |  |  | 0 |  |  | 0 |  |  | 0
STOCKDALE 110512306 | 4.0221e-05 | 0 | 0.0059654 | 0 | 0.0059654 | 0.0011769 | 0.0042307 | 0.0038413 | 0% | 99% | 0 | 0% | 99% | 0 | 0% | 99% | 0 | 0% | 99% | 0 | 0% | 65.62% | 0 | 0% | 51.79% | 0 | 0% | 51.79% | 0 | 0% | 51.79% | 0 | 0 | 0% | 2.849% | 0 | 0% | 2.849% | 0 | 0% | 2.849% | 0 | 0% | 0.3081% | 0 | 0% | 0.3081% | 0 | 0% | 0.3081% | 0 | 0% | 0.6908% | 0 | 0% | 0.6908% | 0 | 0% | 0.6908% | 0 | 0% | 0.7204% | 0 | 0% | 0.7204% | 0 | 100% | 0.7204% | 4.2974e-05 | 0% | 5.174% | 0 | 0% | 5.174% | 0 | 0% | 5.174% | 0 | 0% | 0.3719% | 0 | 0% | 0.3719% | 0 | 0% | 0.3719% | 0 |  |  |  | 0% | 11.8% | 0 | 0% | 11.8% | 0 | 0% | 11.8% | 0 | 0% | 0.3734% | 0 | 0% | 0.3734% | 0 | 0% | 0.3734% | 0 | 0% | 100% | 0 | 0% | 100% | 0 | 0% | 100% | 0 | 0% | 100% | 0 |  |  | 0 |  |  | 0 |  |  | 0
KIRKER 2106CB | 5.505e-05 | 0 | 0.059338 | 0 | 0.059338 | 0.0075172 | 0.054576 | 0.029912 | 0% | 99% | 0 | 0% | 99% | 0 | 0% | 99% | 0 | 0% | 99% | 0 | 0% | 64.48% | 0 | 0% | 51.25% | 0 | 0% | 51.25% | 0 | 0% | 51.25% | 0 | 0 | 0% | 3.011% | 0 | 0% | 3.011% | 0 | 0% | 3.011% | 0 | 0% | 0.3373% | 0 | 0% | 0.3373% | 0 | 0% | 0.3373% | 0 | 0% | 0.8927% | 0 | 0% | 0.8927% | 0 | 0% | 0.8927% | 0 | 0% | 0.9224% | 0 | 0% | 0.9224% | 0 | 0% | 0.9224% | 0 | 0% | 6.7% | 0 | 0% | 6.7% | 0 | 0% | 6.7% | 0 | 0% | 0.333% | 0 | 0% | 0.333% | 0 | 0% | 0.333% | 0 |  |  |  | 0% | 11.8% | 0 | 0% | 11.8% | 0 | 0% | 11.8% | 0 | 0% | 0.3628% | 0 | 0% | 0.3628% | 0 | 0% | 0.3628% | 0 | 0% | 100% | 0 | 0% | 100% | 0 | 0% | 100% | 0 | 0% | 100% | 0 |  |  | 0 |  |  | 0 |  |  | 0
CHICO B 1103CB | 5.8993e-05 | 0 | 0.012326 | 0 | 0.012326 | 0.0067643 | 0.0083866 | 0.0039729 | 0% | 99% | 0 | 0% | 99% | 0 | 0% | 99% | 0 | 0% | 99% | 0 | 0% | 64.75% | 0 | 0% | 49.62% | 0 | 0% | 49.62% | 0 | 0% | 49.62% | 0 | 0 | 0% | 2.149% | 0 | 0% | 2.149% | 0 | 0% | 2.149% | 0 | 0% | 0.2473% | 0 | 0% | 0.2473% | 0 | 0% | 0.2473% | 0 | 0% | 0.6494% | 0 | 0% | 0.6494% | 0 | 0% | 0.6494% | 0 | 96.73% | 0.6768% | 8.0692e-05 | 0% | 0.6768% | 0 | 0% | 0.6768% | 0 | 0% | 4.887% | 0 | 0% | 4.887% | 0 | 0% | 4.887% | 0 | 0% | 1.57% | 0 | 0% | 1.57% | 0 | 0% | 1.57% | 0 |  |  |  | 0% | 11.8% | 0 | 0% | 11.8% | 0 | 0% | 11.8% | 0 | 0% | 0.3722% | 0 | 0% | 0.3722% | 0 | 0% | 0.3722% | 0 | 0% | 100% | 0 | 0% | 100% | 0 | 0% | 100% | 0 | 0% | 100% | 0 |  |  | 0 |  |  | 0 |  |  | 0
WILLOWS A 1104CB | 4.1306e-05 | 0 | 0.065376 | 0 | 0.065376 | 0.0187 | 0.05845 | 0.024288 | 0% | 99% | 0 | 0% | 99% | 0 | 0% | 99% | 0 | 0% | 99% | 0 | 0% | 63.19% | 0 | 0% | 49.55% | 0 | 0% | 49.55% | 0 | 0% | 49.55% | 0 | 0 | 0% | 2.524% | 0 | 0% | 2.524% | 0 | 0% | 2.524% | 0 | 0% | 0.2904% | 0 | 0% | 0.2904% | 0 | 0% | 0.2904% | 0 | 0% | 0.8617% | 0 | 0% | 0.8617% | 0 | 0% | 0.8617% | 0 | 0% | 0.8816% | 0 | 0% | 0.8816% | 0 | 0% | 0.8816% | 0 | 0% | 6.46% | 0 | 0% | 6.46% | 0 | 0% | 6.46% | 0 | 0% | 0.771% | 0 | 0% | 0.771% | 0 | 0% | 0.771% | 0 |  |  |  | 0% | 11.8% | 0 | 0% | 11.8% | 0 | 0% | 11.8% | 0 | 0% | 0.3608% | 0 | 0% | 0.3608% | 0 | 0% | 0.3608% | 0 | 0% | 100% | 0 | 0% | 100% | 0 | 0% | 100% | 0 | 0% | 100% | 0 |  |  | 0 |  |  | 0 |  |  | 0
TAFT 11063065 | 4.0173e-05 | 0 | 0.0042529 | 0 | 0.0042529 | 0.0005768 | 0.003567 | 0.0024566 | 0% | 99% | 0 | 0% | 99% | 0 | 0% | 99% | 0 | 0% | 99% | 0 | 0% | 64.34% | 0 | 0% | 51.28% | 0 | 0% | 51.28% | 0 | 0% | 51.28% | 0 | 0 | 0% | 2.83% | 0 | 0% | 2.83% | 0 | 0% | 2.83% | 0 | 0% | 0.3085% | 0 | 0% | 0.3085% | 0 | 0% | 0.3085% | 0 | 0% | 0.8191% | 0 | 0% | 0.8191% | 0 | 0% | 0.8191% | 0 | 0% | 0.8401% | 0 | 19.06% | 0.8401% | 6.8094e-06 | 80.94% | 0.8401% | 2.8921e-05 | 0% | 6.131% | 0 | 0% | 6.131% | 0 | 0% | 6.131% | 0 | 0% | 0.2225% | 0 | 0% | 0.2225% | 0 | 0% | 0.2225% | 0 |  |  |  | 0% | 11.8% | 0 | 0% | 11.8% | 0 | 0% | 11.8% | 0 | 0% | 0.3658% | 0 | 0% | 0.3658% | 0 | 0% | 0.3658% | 0 | 0% | 100% | 0 | 0% | 100% | 0 | 0% | 100% | 0 | 0% | 100% | 0 |  |  | 0 |  |  | 0 |  |  | 0
NEWMAN 110590470 | 4.0295e-05 | 0 | 0.021491 | 0 | 0.021491 | 0.0037984 | 0.021154 | 0.0084052 | 0% | 99% | 0 | 0% | 99% | 0 | 0% | 99% | 0 | 0% | 99% | 0 | 0% | 62.7% | 0 | 0% | 50.15% | 0 | 0% | 50.15% | 0 | 0% | 50.15% | 0 | 0 | 0% | 2.743% | 0 | 0% | 2.743% | 0 | 0% | 2.743% | 0 | 0% | 0.3062% | 0 | 0% | 0.3062% | 0 | 0% | 0.3062% | 0 | 0% | 0.9605% | 0 | 0% | 0.9605% | 0 | 0% | 0.9605% | 0 | 0% | 0.9731% | 0 | 97.91% | 0.9731% | 0.00020475 | 0% | 0.9731% | 0 | 0% | 7.181% | 0 | 0% | 7.181% | 0 | 0% | 7.181% | 0 | 0% | 0.5111% | 0 | 0% | 0.5111% | 0 | 0% | 0.5111% | 0 |  |  |  | 0% | 11.8% | 0 | 0% | 11.8% | 0 | 0% | 11.8% | 0 | 0% | 0.3567% | 0 | 0% | 0.3567% | 0 | 0% | 0.3567% | 0 | 0% | 100% | 0 | 0% | 100% | 0 | 0% | 100% | 0 | 0% | 100% | 0 |  |  | 0 |  |  | 0 |  |  | 0
COALINGA NO 1 1106CB | 3.7057e-05 | 0 | 0.047825 | 0 | 0.047825 | 0.0063625 | 0.04323 | 0.024642 | 0% | 99% | 0 | 0% | 99% | 0 | 0% | 99% | 0 | 0% | 99% | 0 | 0% | 62.85% | 0 | 0% | 50.56% | 0 | 0% | 50.56% | 0 | 0% | 50.56% | 0 | 0 | 0% | 2.626% | 0 | 0% | 2.626% | 0 | 0% | 2.626% | 0 | 0% | 0.2865% | 0 | 0% | 0.2865% | 0 | 0% | 0.2865% | 0 | 0% | 0.8836% | 0 | 0% | 0.8836% | 0 | 0% | 0.8836% | 0 | 99.95% | 0.8797% | 0.00042053 | 0% | 0.8797% | 0 | 0% | 0.8797% | 0 | 0% | 6.56% | 0 | 0% | 6.56% | 0 | 0% | 6.56% | 0 | 0% | 0.3321% | 0 | 0% | 0.3321% | 0 | 0% | 0.3321% | 0 |  |  |  | 0% | 11.8% | 0 | 0% | 11.8% | 0 | 0% | 11.8% | 0 | 0% | 0.3572% | 0 | 0% | 0.3572% | 0 | 0% | 0.3572% | 0 | 0% | 100% | 0 | 0% | 100% | 0 | 0% | 100% | 0 | 0% | 100% | 0 |  |  | 0 |  |  | 0 |  |  | 0
EAST MARYSVILLE 1107CB | 4.215e-05 | 0 | 0.040279 | 0 | 0.040279 | 0.011824 | 0.035169 | 0.015546 | 0% | 99% | 0 | 0% | 99% | 0 | 0% | 99% | 0 | 0% | 99% | 0 | 0% | 63.2% | 0 | 0% | 49.57% | 0 | 0% | 49.57% | 0 | 0% | 49.57% | 0 | 0 | 0% | 2.61% | 0 | 0% | 2.61% | 0 | 0% | 2.61% | 0 | 0% | 0.2925% | 0 | 0% | 0.2925% | 0 | 0% | 0.2925% | 0 | 0% | 0.8423% | 0 | 0% | 0.8423% | 0 | 0% | 0.8423% | 0 | 0% | 0.8569% | 0 | 0% | 0.8569% | 0 | 0% | 0.8569% | 0 | 0% | 6.295% | 0 | 0% | 6.295% | 0 | 0% | 6.295% | 0 | 0% | 0.7871% | 0 | 0% | 0.7871% | 0 | 0% | 0.7871% | 0 |  |  |  | 0% | 11.8% | 0 | 0% | 11.8% | 0 | 0% | 11.8% | 0 | 0% | 0.3614% | 0 | 0% | 0.3614% | 0 | 0% | 0.3614% | 0 | 0% | 100% | 0 | 0% | 100% | 0 | 0% | 100% | 0 | 0% | 100% | 0 |  |  | 0 |  |  | 0 |  |  | 0
MILLBRAE 040376176 | 3.4463e-05 | 0 | 0.017887 | 0 | 0.017887 | 0.0052079 | 0.018494 | 0.0040708 | 0% | 99% | 0 | 0% | 99% | 0 | 0% | 99% | 0 | 0% | 99% | 0 | 0% | 63.21% | 0 | 0% | 50.45% | 0 | 0% | 50.45% | 0 | 0% | 50.45% | 0 | 0 | 0% | 3.796% | 0 | 0% | 3.796% | 0 | 0% | 3.796% | 0 | 0% | 0.4048% | 0 | 0% | 0.4048% | 0 | 0% | 0.4048% | 0 | 0% | 1.016% | 0 | 0% | 1.016% | 0 | 0% | 1.016% | 0 | 0% | 1.035% | 0 | 0% | 1.035% | 0 | 0% | 1.035% | 0 | 0% | 7.561% | 0 | 0% | 7.561% | 0 | 0% | 7.561% | 0 | 0% | 0.8808% | 0 | 0% | 0.8808% | 0 | 0% | 0.8808% | 0 |  |  |  | 0% | 11.8% | 0 | 0% | 11.8% | 0 | 0% | 11.8% | 0 | 0% | 0.3586% | 0 | 0% | 0.3586% | 0 | 0% | 0.3586% | 0 | 0% | 100% | 0 | 0% | 100% | 0 | 0% | 100% | 0 | 0% | 100% | 0 |  |  | 0 |  |  | 0 |  |  | 0
SARATOGA 111319114 | 4.0339e-05 | 0 | 0.064544 | 0 | 0.064544 | 0.0291 | 0.05144 | 0.019687 | 0% | 99% | 0 | 0% | 99% | 0 | 0% | 99% | 0 | 0% | 99% | 0 | 0% | 63.48% | 0 | 0% | 49.96% | 0 | 0% | 49.96% | 0 | 0% | 49.96% | 0 | 0 | 0% | 2.388% | 0 | 0% | 2.388% | 0 | 0% | 2.388% | 0 | 0% | 0.2581% | 0 | 0% | 0.2581% | 0 | 0% | 0.2581% | 0 | 0% | 0.7784% | 0 | 0% | 0.7784% | 0 | 0% | 0.7784% | 0 | 94.44% | 0.7708% | 0.00046986 | 4.46% | 0.7708% | 2.2191e-05 | 0% | 0.7708% | 0 | 0% | 5.761% | 0 | 0% | 5.761% | 0 | 0% | 5.761% | 0 | 0% | 1.088% | 0 | 0% | 1.088% | 0 | 0% | 1.088% | 0 |  |  |  | 0% | 11.8% | 0 | 0% | 11.8% | 0 | 0% | 11.8% | 0 | 0% | 0.3616% | 0 | 0% | 0.3616% | 0 | 0% | 0.3616% | 0 | 0% | 100% | 0 | 0% | 100% | 0 | 0% | 100% | 0 | 0% | 100% | 0 |  |  | 0 |  |  | 0 |  |  | 0
KERMAN 110333316 | 3.1833e-05 | 0 | 0.015801 | 0 | 0.015801 | 0.0028682 | 0.014741 | 0.0069294 | 0% | 99% | 0 | 0% | 99% | 0 | 0% | 99% | 0 | 0% | 99% | 0 | 0% | 62.85% | 0 | 0% | 50.07% | 0 | 0% | 50.07% | 0 | 0% | 50.07% | 0 | 0 | 0% | 2.986% | 0 | 0% | 2.986% | 0 | 0% | 2.986% | 0 | 0% | 0.3221% | 0 | 0% | 0.3221% | 0 | 0% | 0.3221% | 0 | 0% | 0.9154% | 0 | 0% | 0.9154% | 0 | 0% | 0.9154% | 0 | 0% | 0.9262% | 0 | 0% | 0.9262% | 0 | 0% | 0.9262% | 0 | 0% | 6.821% | 0 | 0% | 6.821% | 0 | 0% | 6.821% | 0 | 0% | 0.5429% | 0 | 0% | 0.5429% | 0 | 0% | 0.5429% | 0 |  |  |  | 0% | 11.8% | 0 | 0% | 11.8% | 0 | 0% | 11.8% | 0 | 0% | 0.3601% | 0 | 0% | 0.3601% | 0 | 0% | 0.3601% | 0 | 0% | 100% | 0 | 0% | 100% | 0 | 0% | 100% | 0 | 0% | 100% | 0 |  |  | 0 |  |  | 0 |  |  | 0
DEL MONTE 21039452 | 4.4521e-05 | 0 | 0.012995 | 0 | 0.012995 | 0.0024105 | 0.015035 | 0.0027371 | 0% | 99% | 0 | 0% | 99% | 0 | 0% | 99% | 0 | 0% | 99% | 0 | 0% | 62.23% | 0 | 0% | 48.95% | 0 | 0% | 48.95% | 0 | 0% | 48.95% | 0 | 0 | 0% | 4.075% | 0 | 0% | 4.075% | 0 | 0% | 4.075% | 0 | 0% | 0.446% | 0 | 0% | 0.446% | 0 | 0% | 0.446% | 0 | 0% | 1.138% | 0 | 0% | 1.138% | 0 | 0% | 1.138% | 0 | 100% | 1.19% | 0.00015469 | 0% | 1.19% | 0 | 0% | 1.19% | 0 | 0% | 8.567% | 0 | 0% | 8.567% | 0 | 0% | 8.567% | 0 | 0% | 0.5676% | 0 | 0% | 0.5676% | 0 | 0% | 0.5676% | 0 |  |  |  | 0% | 11.8% | 0 | 0% | 11.8% | 0 | 0% | 11.8% | 0 | 55.56% | 0.3604% | 2.602e-05 | 0% | 0.3604% | 0 | 0% | 0.3604% | 0 | 0% | 100% | 0 | 0% | 100% | 0 | 0% | 100% | 0 | 0% | 100% | 0 |  |  | 0 |  |  | 0 |  |  | 0
GRANT 1106CB | 3.0002e-05 | 0 | 0.04555 | 0 | 0.04555 | 0.012005 | 0.042865 | 0.015874 | 0% | 99% | 0 | 0% | 99% | 0 | 0% | 99% | 0 | 0% | 99% | 0 | 0% | 62.36% | 0 | 0% | 50.39% | 0 | 0% | 50.39% | 0 | 0% | 50.39% | 0 | 0 | 0% | 2.853% | 0 | 0% | 2.853% | 0 | 0% | 2.853% | 0 | 0% | 0.2995% | 0 | 0% | 0.2995% | 0 | 0% | 0.2995% | 0 | 0% | 0.9247% | 0 | 0% | 0.9247% | 0 | 0% | 0.9247% | 0 | 0% | 0.8971% | 0 | 100% | 0.8971% | 0.00040861 | 0% | 0.8971% | 0 | 0% | 6.794% | 0 | 0% | 6.794% | 0 | 0% | 6.794% | 0 | 0% | 0.6454% | 0 | 0% | 0.6454% | 0 | 0% | 0.6454% | 0 |  |  |  | 0% | 11.8% | 0 | 0% | 11.8% | 0 | 0% | 11.8% | 0 | 0% | 0.3517% | 0 | 0% | 0.3517% | 0 | 0% | 0.3517% | 0 | 0% | 100% | 0 | 0% | 100% | 0 | 0% | 100% | 0 | 0% | 100% | 0 |  |  | 0 |  |  | 0 |  |  | 0
CHICO B 1105CB | 5.2014e-05 | 0 | 0.032215 | 0 | 0.032215 | 0.024179 | 0.016947 | 0.008933 | 0% | 99% | 0 | 0% | 99% | 0 | 0% | 99% | 0 | 0% | 99% | 0 | 0% | 64.88% | 0 | 0% | 49.5% | 0 | 0% | 49.5% | 0 | 0% | 49.5% | 0 | 0 | 0% | 1.563% | 0 | 0% | 1.563% | 0 | 0% | 1.563% | 0 | 0% | 0.1781% | 0 | 0% | 0.1781% | 0 | 0% | 0.1781% | 0 | 0% | 0.5047% | 0 | 0% | 0.5047% | 0 | 0% | 0.5047% | 0 | 96.39% | 0.5148% | 0.00015987 | 0% | 0.5148% | 0 | 2.76% | 0.5148% | 4.5768e-06 | 0% | 3.773% | 0 | 0% | 3.773% | 0 | 0% | 3.773% | 0 | 0% | 2.073% | 0 | 0% | 2.073% | 0 | 0% | 2.073% | 0 |  |  |  | 0% | 11.8% | 0 | 0% | 11.8% | 0 | 0% | 11.8% | 0 | 0% | 0.3762% | 0 | 0% | 0.3762% | 0 | 0% | 0.3762% | 0 | 0% | 100% | 0 | 0% | 100% | 0 | 0% | 100% | 0 | 0% | 100% | 0 |  |  | 0 |  |  | 0 |  |  | 0
RICHMOND R 1129439370 | 4.2641e-05 | 0 | 0.013956 | 0 | 0.013956 | 0.0022987 | 0.013386 | 0.0060046 | 0% | 99% | 0 | 0% | 99% | 0 | 0% | 99% | 0 | 0% | 99% | 0 | 0% | 63.79% | 0 | 0% | 51.57% | 0 | 0% | 51.57% | 0 | 0% | 51.57% | 0 | 0 | 0% | 3.159% | 0 | 0% | 3.159% | 0 | 0% | 3.159% | 0 | 0% | 0.3415% | 0 | 0% | 0.3415% | 0 | 0% | 0.3415% | 0 | 0% | 0.9317% | 0 | 0% | 0.9317% | 0 | 0% | 0.9317% | 0 | 0% | 0.9277% | 0 | 0% | 0.9277% | 0 | 0% | 0.9277% | 0 | 0% | 6.892% | 0 | 0% | 6.892% | 0 | 0% | 6.892% | 0 | 0% | 0.381% | 0 | 0% | 0.381% | 0 | 0% | 0.381% | 0 |  |  |  | 0% | 11.8% | 0 | 0% | 11.8% | 0 | 0% | 11.8% | 0 | 0% | 0.3545% | 0 | 0% | 0.3545% | 0 | 0% | 0.3545% | 0 | 0% | 100% | 0 | 0% | 100% | 0 | 0% | 100% | 0 | 0% | 100% | 0 |  |  | 0 |  |  | 0 |  |  | 0
MOUNTAIN VIEW 1106LM82 | 3.6981e-05 | 0 | 0.021566 | 0 | 0.021566 | 0.010843 | 0.017012 | 0.0056629 | 0% | 99% | 0 | 0% | 99% | 0 | 0% | 99% | 0 | 0% | 99% | 0 | 0% | 63.11% | 0 | 0% | 49.48% | 0 | 0% | 49.48% | 0 | 0% | 49.48% | 0 | 0 | 0% | 2.389% | 0 | 0% | 2.389% | 0 | 0% | 2.389% | 0 | 0% | 0.2563% | 0 | 0% | 0.2563% | 0 | 0% | 0.2563% | 0 | 0% | 0.7713% | 0 | 0% | 0.7713% | 0 | 0% | 0.7713% | 0 | 0% | 0.7619% | 0 | 0% | 0.7619% | 0 | 100% | 0.7619% | 0.00016432 | 0% | 5.703% | 0 | 0% | 5.703% | 0 | 0% | 5.703% | 0 | 0% | 1.266% | 0 | 0% | 1.266% | 0 | 0% | 1.266% | 0 |  |  |  | 0% | 11.8% | 0 | 0% | 11.8% | 0 | 0% | 11.8% | 0 | 0% | 0.362% | 0 | 0% | 0.362% | 0 | 0% | 0.362% | 0 | 0% | 100% | 0 | 0% | 100% | 0 | 0% | 100% | 0 | 0% | 100% | 0 |  |  | 0 |  |  | 0 |  |  | 0
SOLEDAD 210475336 | 3.5863e-05 | 0 | 0.031132 | 0 | 0.031132 | 0.001991 | 0.035519 | 0.010877 | 0% | 99% | 0 | 0% | 99% | 0 | 0% | 99% | 0 | 0% | 99% | 0 | 0% | 62.99% | 0 | 0% | 50.51% | 0 | 0% | 50.51% | 0 | 0% | 50.51% | 0 | 0 | 0% | 4.133% | 0 | 0% | 4.133% | 0 | 0% | 4.133% | 0 | 0% | 0.4453% | 0 | 0% | 0.4453% | 0 | 0% | 0.4453% | 0 | 0% | 1.131% | 0 | 0% | 1.131% | 0 | 0% | 1.131% | 0 | 0% | 1.178% | 0 | 0% | 1.178% | 0 | 99.48% | 1.178% | 0.00036486 | 0% | 8.502% | 0 | 0% | 8.502% | 0 | 0% | 8.502% | 0 | 0% | 0.2469% | 0 | 0% | 0.2469% | 0 | 0% | 0.2469% | 0 |  |  |  | 0% | 11.8% | 0 | 0% | 11.8% | 0 | 0% | 11.8% | 0 | 0% | 0.3613% | 0 | 0% | 0.3613% | 0 | 0% | 0.3613% | 0 | 0% | 100% | 0 | 0% | 100% | 0 | 0% | 100% | 0 | 0% | 100% | 0 |  |  | 0 |  |  | 0 |  |  | 0
PAUL SWEET 2104CB | 4.7309e-05 | 0 | 0.053745 | 0 | 0.053745 | 0.017357 | 0.045859 | 0.020322 | 0% | 99% | 0 | 0% | 99% | 0 | 0% | 99% | 0 | 0% | 99% | 0 | 0% | 64.81% | 0 | 0% | 50.44% | 0 | 0% | 50.44% | 0 | 0% | 50.44% | 0 | 0 | 0% | 2.867% | 0 | 0% | 2.867% | 0 | 0% | 2.867% | 0 | 0% | 0.327% | 0 | 0% | 0.327% | 0 | 0% | 0.327% | 0 | 0% | 0.8168% | 0 | 0% | 0.8168% | 0 | 0% | 0.8168% | 0 | 0% | 0.8532% | 0 | 96.29% | 0.8532% | 0.00044153 | 3.181% | 0.8532% | 1.4586e-05 | 0% | 6.144% | 0 | 0% | 6.144% | 0 | 0% | 6.144% | 0 | 0% | 0.8994% | 0 | 0% | 0.8994% | 0 | 0% | 0.8994% | 0 |  |  |  | 0% | 11.8% | 0 | 0% | 11.8% | 0 | 0% | 11.8% | 0 | 0% | 0.3662% | 0 | 0% | 0.3662% | 0 | 0% | 0.3662% | 0 | 0% | 100% | 0 | 0% | 100% | 0 | 0% | 100% | 0 | 0% | 100% | 0 |  |  | 0 |  |  | 0 |  |  | 0
MERCED 2101449613 | 3.507e-05 | 0 | 0.0094759 | 0 | 0.0094759 | 0.0015461 | 0.0084982 | 0.004689 | 0% | 99% | 0 | 0% | 99% | 0 | 0% | 99% | 0 | 0% | 99% | 0 | 0% | 62.77% | 0 | 0% | 49.26% | 0 | 0% | 49.26% | 0 | 0% | 49.26% | 0 | 0 | 0% | 2.52% | 0 | 0% | 2.52% | 0 | 0% | 2.52% | 0 | 0% | 0.2939% | 0 | 0% | 0.2939% | 0 | 0% | 0.2939% | 0 | 0% | 0.8548% | 0 | 0% | 0.8548% | 0 | 0% | 0.8548% | 0 | 95.81% | 0.8722% | 7.9188e-05 | 0% | 0.8722% | 0 | 0% | 0.8722% | 0 | 0% | 6.401% | 0 | 0% | 6.401% | 0 | 0% | 6.401% | 0 | 0% | 0.5083% | 0 | 0% | 0.5083% | 0 | 0% | 0.5083% | 0 |  |  |  | 0% | 11.8% | 0 | 0% | 11.8% | 0 | 0% | 11.8% | 0 | 0% | 0.3589% | 0 | 0% | 0.3589% | 0 | 0% | 0.3589% | 0 | 0% | 100% | 0 | 0% | 100% | 0 | 0% | 100% | 0 | 0% | 100% | 0 |  |  | 0 |  |  | 0 |  |  | 0
RICHMOND R 1126BR182 | 3.3196e-05 | 0 | 0.022326 | 0 | 0.022326 | 0.0057827 | 0.021438 | 0.0074938 | 0% | 99% | 0 | 0% | 99% | 0 | 0% | 99% | 0 | 0% | 99% | 0 | 0% | 62.61% | 0 | 0% | 50.47% | 0 | 0% | 50.47% | 0 | 0% | 50.47% | 0 | 0 | 0% | 3.023% | 0 | 0% | 3.023% | 0 | 0% | 3.023% | 0 | 0% | 0.3202% | 0 | 0% | 0.3202% | 0 | 0% | 0.3202% | 0 | 0% | 0.9399% | 0 | 0% | 0.9399% | 0 | 0% | 0.9399% | 0 | 0% | 0.9247% | 0 | 0% | 0.9247% | 0 | 0% | 0.9247% | 0 | 0% | 6.933% | 0 | 0% | 6.933% | 0 | 0% | 6.933% | 0 | 0% | 0.564% | 0 | 0% | 0.564% | 0 | 0% | 0.564% | 0 |  |  |  | 0% | 11.8% | 0 | 0% | 11.8% | 0 | 0% | 11.8% | 0 | 0% | 0.3533% | 0 | 0% | 0.3533% | 0 | 0% | 0.3533% | 0 | 0% | 100% | 0 | 0% | 100% | 0 | 0% | 100% | 0 | 0% | 100% | 0 |  |  | 0 |  |  | 0 |  |  | 0
WAHTOKE 1107CB | 3.8775e-05 | 0 | 0.074935 | 0 | 0.074935 | 0.021373 | 0.063171 | 0.031975 | 0% | 99% | 0 | 0% | 99% | 0 | 0% | 99% | 0 | 0% | 99% | 0 | 0% | 63.03% | 0 | 0% | 49.63% | 0 | 0% | 49.63% | 0 | 0% | 49.63% | 0 | 0 | 0% | 2.509% | 0 | 0% | 2.509% | 0 | 0% | 2.509% | 0 | 0% | 0.2776% | 0 | 0% | 0.2776% | 0 | 0% | 0.2776% | 0 | 0% | 0.8176% | 0 | 0% | 0.8176% | 0 | 0% | 0.8176% | 0 | 0% | 0.825% | 0 | 0% | 0.825% | 0 | 0% | 0.825% | 0 | 0% | 6.093% | 0 | 0% | 6.093% | 0 | 0% | 6.093% | 0 | 0% | 0.8554% | 0 | 0% | 0.8554% | 0 | 0% | 0.8554% | 0 |  |  |  | 0% | 11.8% | 0 | 0% | 11.8% | 0 | 0% | 11.8% | 0 | 0% | 0.362% | 0 | 0% | 0.362% | 0 | 0% | 0.362% | 0 | 0% | 100% | 0 | 0% | 100% | 0 | 0% | 100% | 0 | 0% | 100% | 0 |  |  | 0 |  |  | 0 |  |  | 0
NOVATO 1103CB | 4.1391e-05 | 0 | 0.022005 | 0 | 0.022005 | 0.0061478 | 0.020293 | 0.0077823 | 0% | 99% | 0 | 0% | 99% | 0 | 0% | 99% | 0 | 0% | 99% | 0 | 0% | 63.48% | 0 | 0% | 49.66% | 0 | 0% | 49.66% | 0 | 0% | 49.66% | 0 | 0 | 0% | 3.304% | 0 | 0% | 3.304% | 0 | 0% | 3.304% | 0 | 0% | 0.3678% | 0 | 0% | 0.3678% | 0 | 0% | 0.3678% | 0 | 0% | 0.8923% | 0 | 0% | 0.8923% | 0 | 0% | 0.8923% | 0 | 0% | 0.9352% | 0 | 0% | 0.9352% | 0 | 0% | 0.9352% | 0 | 0% | 6.716% | 0 | 0% | 6.716% | 0 | 0% | 6.716% | 0 | 0% | 0.8396% | 0 | 0% | 0.8396% | 0 | 0% | 0.8396% | 0 |  |  |  | 0% | 11.8% | 0 | 0% | 11.8% | 0 | 0% | 11.8% | 0 | 0% | 0.3664% | 0 | 0% | 0.3664% | 0 | 0% | 0.3664% | 0 | 0% | 100% | 0 | 0% | 100% | 0 | 0% | 100% | 0 | 0% | 100% | 0 |  |  | 0 |  |  | 0 |  |  | 0
GLENWOOD 110280757 | 4.1136e-05 | 0 | 0.03866 | 0 | 0.03866 | 0.021051 | 0.027966 | 0.011114 | 0% | 99% | 0 | 0% | 99% | 0 | 0% | 99% | 0 | 0% | 99% | 0 | 0% | 64.57% | 0 | 0% | 50.2% | 0 | 0% | 50.2% | 0 | 0% | 50.2% | 0 | 0 | 0% | 2.292% | 0 | 0% | 2.292% | 0 | 0% | 2.292% | 0 | 0% | 0.252% | 0 | 0% | 0.252% | 0 | 0% | 0.252% | 0 | 0% | 0.7052% | 0 | 0% | 0.7052% | 0 | 0% | 0.7052% | 0 | 0% | 0.722% | 0 | 52.34% | 0.722% | 0.00014611 | 43.12% | 0.722% | 0.00012037 | 0% | 5.276% | 0 | 0% | 5.276% | 0 | 0% | 5.276% | 0 | 0% | 1.435% | 0 | 0% | 1.435% | 0 | 0% | 1.435% | 0 |  |  |  | 0% | 11.8% | 0 | 0% | 11.8% | 0 | 0% | 11.8% | 0 | 0% | 0.3702% | 0 | 0% | 0.3702% | 0 | 0% | 0.3702% | 0 | 0% | 100% | 0 | 0% | 100% | 0 | 0% | 100% | 0 | 0% | 100% | 0 |  |  | 0 |  |  | 0 |  |  | 0
COALINGA NO 1 11089850 | 3.7503e-05 | 0 | 0.023574 | 0 | 0.023574 | 0.0030351 | 0.021583 | 0.01205 | 0% | 99% | 0 | 0% | 99% | 0 | 0% | 99% | 0 | 0% | 99% | 0 | 0% | 61.75% | 0 | 0% | 50.2% | 0 | 0% | 50.2% | 0 | 0% | 50.2% | 0 | 0 | 0% | 2.583% | 0 | 0% | 2.583% | 0 | 0% | 2.583% | 0 | 0% | 0.2692% | 0 | 0% | 0.2692% | 0 | 0% | 0.2692% | 0 | 0% | 0.8966% | 0 | 0% | 0.8966% | 0 | 0% | 0.8966% | 0 | 100% | 0.8596% | 0.00020265 | 0% | 0.8596% | 0 | 0% | 0.8596% | 0 | 0% | 6.571% | 0 | 0% | 6.571% | 0 | 0% | 6.571% | 0 | 0% | 0.3216% | 0 | 0% | 0.3216% | 0 | 0% | 0.3216% | 0 |  |  |  | 0% | 11.8% | 0 | 0% | 11.8% | 0 | 0% | 11.8% | 0 | 0% | 0.3504% | 0 | 0% | 0.3504% | 0 | 0% | 0.3504% | 0 | 0% | 100% | 0 | 0% | 100% | 0 | 0% | 100% | 0 | 0% | 100% | 0 |  |  | 0 |  |  | 0 |  |  | 0
HOLLISTER 2103CB | 4.1949e-05 | 0 | 0.012377 | 0 | 0.012377 | 0.0014486 | 0.01121 | 0.0065963 | 0% | 99% | 0 | 0% | 99% | 0 | 0% | 99% | 0 | 0% | 99% | 0 | 0% | 65.02% | 0 | 0% | 51.69% | 0 | 0% | 51.69% | 0 | 0% | 51.69% | 0 | 0 | 0% | 2.958% | 0 | 0% | 2.958% | 0 | 0% | 2.958% | 0 | 0% | 0.3297% | 0 | 0% | 0.3297% | 0 | 0% | 0.3297% | 0 | 0% | 0.8797% | 0 | 0% | 0.8797% | 0 | 0% | 0.8797% | 0 | 0% | 0.9081% | 0 | 0% | 0.9081% | 0 | 27.09% | 0.9081% | 3.0453e-05 | 0% | 6.597% | 0 | 0% | 6.597% | 0 | 0% | 6.597% | 0 | 0% | 0.3094% | 0 | 0% | 0.3094% | 0 | 0% | 0.3094% | 0 |  |  |  | 0% | 11.8% | 0 | 0% | 11.8% | 0 | 0% | 11.8% | 0 | 0% | 0.3634% | 0 | 0% | 0.3634% | 0 | 0% | 0.3634% | 0 | 0% | 100% | 0 | 0% | 100% | 0 | 0% | 100% | 0 | 0% | 100% | 0 |  |  | 0 |  |  | 0 |  |  | 0
FIGARDEN 210765564 | 6.0035e-05 | 0 | 0.0046231 | 0 | 0.0046231 | 0.0010262 | 0.003706 | 0.00246 | 0% | 99% | 0 | 0% | 99% | 0 | 0% | 99% | 0 | 0% | 99% | 0 | 0% | 64.47% | 0 | 0% | 49.47% | 0 | 0% | 49.47% | 0 | 0% | 49.47% | 0 | 0 | 0% | 2.45% | 0 | 0% | 2.45% | 0 | 0% | 2.45% | 0 | 0% | 0.2919% | 0 | 0% | 0.2919% | 0 | 0% | 0.2919% | 0 | 0% | 0.7665% | 0 | 0% | 0.7665% | 0 | 0% | 0.7665% | 0 | 0% | 0.8216% | 0 | 0% | 0.8216% | 0 | 100% | 0.8216% | 3.7983e-05 | 0% | 5.846% | 0 | 0% | 5.846% | 0 | 0% | 5.846% | 0 | 0% | 0.6215% | 0 | 0% | 0.6215% | 0 | 0% | 0.6215% | 0 |  |  |  | 0% | 11.8% | 0 | 0% | 11.8% | 0 | 0% | 11.8% | 0 | 0% | 0.3723% | 0 | 0% | 0.3723% | 0 | 0% | 0.3723% | 0 | 0% | 100% | 0 | 0% | 100% | 0 | 0% | 100% | 0 | 0% | 100% | 0 |  |  | 0 |  |  | 0 |  |  | 0
MALAGA 110455326 | 3.6703e-05 | 0 | 0.01999 | 0 | 0.01999 | 0.0087183 | 0.015324 | 0.0070557 | 0% | 99% | 0 | 0% | 99% | 0 | 0% | 99% | 0 | 0% | 99% | 0 | 0% | 63.62% | 0 | 0% | 49.67% | 0 | 0% | 49.67% | 0 | 0% | 49.67% | 0 | 0 | 0% | 2.338% | 0 | 0% | 2.338% | 0 | 0% | 2.338% | 0 | 0% | 0.2569% | 0 | 0% | 0.2569% | 0 | 0% | 0.2569% | 0 | 0% | 0.7485% | 0 | 0% | 0.7485% | 0 | 0% | 0.7485% | 0 | 0% | 0.7625% | 0 | 100% | 0.7625% | 0.00015243 | 0% | 0.7625% | 0 | 0% | 5.595% | 0 | 0% | 5.595% | 0 | 0% | 5.595% | 0 | 0% | 1.353% | 0 | 0% | 1.353% | 0 | 0% | 1.353% | 0 |  |  |  | 0% | 11.8% | 0 | 0% | 11.8% | 0 | 0% | 11.8% | 0 | 0% | 0.3677% | 0 | 0% | 0.3677% | 0 | 0% | 0.3677% | 0 | 0% | 100% | 0 | 0% | 100% | 0 | 0% | 100% | 0 | 0% | 100% | 0 |  |  | 0 |  |  | 0 |  |  | 0
NORTH TOWER 11028964 | 3.3986e-05 | 0 | 0.022639 | 0 | 0.022639 | 0.0066905 | 0.020684 | 0.0078492 | 0% | 99% | 0 | 0% | 99% | 0 | 0% | 99% | 0 | 0% | 99% | 0 | 0% | 64.24% | 0 | 0% | 51.24% | 0 | 0% | 51.24% | 0 | 0% | 51.24% | 0 | 0 | 0% | 3.248% | 0 | 0% | 3.248% | 0 | 0% | 3.248% | 0 | 0% | 0.3471% | 0 | 0% | 0.3471% | 0 | 0% | 0.3471% | 0 | 0% | 0.897% | 0 | 0% | 0.897% | 0 | 0% | 0.897% | 0 | 50.86% | 0.91% | 0.00010477 | 0% | 0.91% | 0 | 49.08% | 0.91% | 0.00010111 | 0% | 6.671% | 0 | 0% | 6.671% | 0 | 0% | 6.671% | 0 | 0% | 0.727% | 0 | 0% | 0.727% | 0 | 0% | 0.727% | 0 |  |  |  | 0% | 11.8% | 0 | 0% | 11.8% | 0 | 0% | 11.8% | 0 | 0% | 0.3622% | 0 | 0% | 0.3622% | 0 | 0% | 0.3622% | 0 | 0% | 100% | 0 | 0% | 100% | 0 | 0% | 100% | 0 | 0% | 100% | 0 |  |  | 0 |  |  | 0 |  |  | 0
STELLING 1111CB | 4.4924e-05 | 0 | 0.059326 | 0 | 0.059326 | 0.028636 | 0.045133 | 0.018538 | 0% | 99% | 0 | 0% | 99% | 0 | 0% | 99% | 0 | 0% | 99% | 0 | 0% | 64.05% | 0 | 0% | 50.02% | 0 | 0% | 50.02% | 0 | 0% | 50.02% | 0 | 0 | 0% | 2.51% | 0 | 0% | 2.51% | 0 | 0% | 2.51% | 0 | 0% | 0.2736% | 0 | 0% | 0.2736% | 0 | 0% | 0.2736% | 0 | 0% | 0.7391% | 0 | 0% | 0.7391% | 0 | 0% | 0.7391% | 0 | 0% | 0.7451% | 0 | 0% | 0.7451% | 0 | 0% | 0.7451% | 0 | 0% | 5.492% | 0 | 0% | 5.492% | 0 | 0% | 5.492% | 0 | 0% | 1.305% | 0 | 0% | 1.305% | 0 | 0% | 1.305% | 0 |  |  |  | 0% | 11.8% | 0 | 0% | 11.8% | 0 | 0% | 11.8% | 0 | 0% | 0.3662% | 0 | 0% | 0.3662% | 0 | 0% | 0.3662% | 0 | 0% | 100% | 0 | 0% | 100% | 0 | 0% | 100% | 0 | 0% | 100% | 0 |  |  | 0 |  |  | 0 |  |  | 0
BURLINGAME 2101A80 | 4.6449e-05 | 0 | 0.023342 | 0 | 0.023342 | 0.01395 | 0.017444 | 0.0049292 | 0% | 99% | 0 | 0% | 99% | 0 | 0% | 99% | 0 | 0% | 99% | 0 | 0% | 64.2% | 0 | 0% | 49.84% | 0 | 0% | 49.84% | 0 | 0% | 49.84% | 0 | 0 | 0% | 2.625% | 0 | 0% | 2.625% | 0 | 0% | 2.625% | 0 | 0% | 0.2849% | 0 | 0% | 0.2849% | 0 | 0% | 0.2849% | 0 | 0% | 0.7281% | 0 | 0% | 0.7281% | 0 | 0% | 0.7281% | 0 | 0% | 0.7449% | 0 | 0% | 0.7449% | 0 | 0% | 0.7449% | 0 | 0% | 5.431% | 0 | 0% | 5.431% | 0 | 0% | 5.431% | 0 | 0% | 1.718% | 0 | 0% | 1.718% | 0 | 0% | 1.718% | 0 |  |  |  | 0% | 11.8% | 0 | 0% | 11.8% | 0 | 0% | 11.8% | 0 | 0% | 0.3696% | 0 | 0% | 0.3696% | 0 | 0% | 0.3696% | 0 | 0% | 100% | 0 | 0% | 100% | 0 | 0% | 100% | 0 | 0% | 100% | 0 |  |  | 0 |  |  | 0 |  |  | 0
SUISUN 1105CB | 4.3617e-05 | 0 | 0.031847 | 0 | 0.031847 | 0.007281 | 0.030046 | 0.012238 | 0% | 99% | 0 | 0% | 99% | 0 | 0% | 99% | 0 | 0% | 99% | 0 | 0% | 64.27% | 0 | 0% | 50.65% | 0 | 0% | 50.65% | 0 | 0% | 50.65% | 0 | 0 | 0% | 3.364% | 0 | 0% | 3.364% | 0 | 0% | 3.364% | 0 | 0% | 0.3738% | 0 | 0% | 0.3738% | 0 | 0% | 0.3738% | 0 | 0% | 0.915% | 0 | 0% | 0.915% | 0 | 0% | 0.915% | 0 | 0% | 0.9558% | 0 | 0% | 0.9558% | 0 | 0% | 0.9558% | 0 | 0% | 6.877% | 0 | 0% | 6.877% | 0 | 0% | 6.877% | 0 | 0% | 0.4587% | 0 | 0% | 0.4587% | 0 | 0% | 0.4587% | 0 |  |  |  | 0% | 11.8% | 0 | 0% | 11.8% | 0 | 0% | 11.8% | 0 | 0% | 0.3652% | 0 | 0% | 0.3652% | 0 | 0% | 0.3652% | 0 | 0% | 100% | 0 | 0% | 100% | 0 | 0% | 100% | 0 | 0% | 100% | 0 |  |  | 0 |  |  | 0 |  |  | 0
OCEANO 1106V26 | 1.7924e-05 | 0 | 0.025137 | 0 | 0.025137 | 0.0029345 | 0.028008 | 0.008182 | 0% | 99% | 0 | 0% | 99% | 0 | 0% | 99% | 0 | 0% | 99% | 0 | 0% | 62.62% | 0 | 0% | 50.44% | 0 | 0% | 50.44% | 0 | 0% | 50.44% | 0 | 0 | 0% | 3.61% | 0 | 0% | 3.61% | 0 | 0% | 3.61% | 0 | 0% | 0.3904% | 0 | 0% | 0.3904% | 0 | 0% | 0.3904% | 0 | 0% | 1.096% | 0 | 0% | 1.096% | 0 | 0% | 1.096% | 0 | 0% | 1.117% | 0 | 0% | 1.117% | 0 | 0% | 1.117% | 0 | 0% | 8.187% | 0 | 0% | 8.187% | 0 | 0% | 8.187% | 0 | 0% | 0.3685% | 0 | 0% | 0.3685% | 0 | 0% | 0.3685% | 0 |  |  |  | 0% | 11.8% | 0 | 0% | 11.8% | 0 | 0% | 11.8% | 0 | 0% | 0.3553% | 0 | 0% | 0.3553% | 0 | 0% | 0.3553% | 0 | 0% | 100% | 0 | 0% | 100% | 0 | 0% | 100% | 0 | 0% | 100% | 0 |  |  | 0 |  |  | 0 |  |  | 0
MOUNTAIN VIEW 1109LM58 | 3.2313e-05 | 0 | 0.0085656 | 0 | 0.0085656 | 0.0037129 | 0.0069842 | 0.0026353 | 0% | 99% | 0 | 0% | 99% | 0 | 0% | 99% | 0 | 0% | 99% | 0 | 0% | 64.25% | 0 | 0% | 50.35% | 0 | 0% | 50.35% | 0 | 0% | 50.35% | 0 | 0 | 0% | 2.59% | 0 | 0% | 2.59% | 0 | 0% | 2.59% | 0 | 0% | 0.2848% | 0 | 0% | 0.2848% | 0 | 0% | 0.2848% | 0 | 0% | 0.7972% | 0 | 0% | 0.7972% | 0 | 0% | 0.7972% | 0 | 0% | 0.8149% | 0 | 0% | 0.8149% | 0 | 84.24% | 0.8149% | 5.8799e-05 | 0% | 5.961% | 0 | 0% | 5.961% | 0 | 0% | 5.961% | 0 | 0% | 1.052% | 0 | 0% | 1.052% | 0 | 0% | 1.052% | 0 |  |  |  | 0% | 11.8% | 0 | 0% | 11.8% | 0 | 0% | 11.8% | 0 | 0% | 0.3666% | 0 | 0% | 0.3666% | 0 | 0% | 0.3666% | 0 | 0% | 100% | 0 | 0% | 100% | 0 | 0% | 100% | 0 | 0% | 100% | 0 |  |  | 0 |  |  | 0 |  |  | 0
HILLSDALE 0403CB | 3.0943e-05 | 0 | 0.00025785 | 0 | 0.00025785 | 6.9222e-05 | 0.0002851 | 4.7028e-05 | 0% | 99% | 0 | 0% | 99% | 0 | 0% | 99% | 0 | 0% | 99% | 0 | 0% | 63.37% | 0 | 0% | 48.57% | 0 | 0% | 48.57% | 0 | 0% | 48.57% | 0 | 0 | 0% | 2.939% | 0 | 0% | 2.939% | 0 | 0% | 2.939% | 0 | 0% | 0.3797% | 0 | 0% | 0.3797% | 0 | 0% | 0.3797% | 0 | 0% | 1.006% | 0 | 0% | 1.006% | 0 | 0% | 1.006% | 0 | 100% | 1.057% | 2.7268e-06 | 0% | 1.057% | 0 | 0% | 1.057% | 0 | 0% | 7.597% | 0 | 0% | 7.597% | 0 | 0% | 7.597% | 0 | 0% | 0.7309% | 0 | 0% | 0.7309% | 0 | 0% | 0.7309% | 0 |  |  |  | 0% | 11.8% | 0 | 0% | 11.8% | 0 | 0% | 11.8% | 0 | 0% | 0.3492% | 0 | 0% | 0.3492% | 0 | 0% | 0.3492% | 0 | 0% | 100% | 0 | 0% | 100% | 0 | 0% | 100% | 0 | 0% | 100% | 0 |  |  | 0 |  |  | 0 |  |  | 0
SERRAMONTE 110467957 | 3.951e-05 | 0 | 0.024974 | 0 | 0.024974 | 0.0063377 | 0.028887 | 0.003649 | 0% | 99% | 0 | 0% | 99% | 0 | 0% | 99% | 0 | 0% | 99% | 0 | 0% | 63.44% | 0 | 0% | 49.93% | 0 | 0% | 49.93% | 0 | 0% | 49.93% | 0 | 0 | 0% | 4.422% | 0 | 0% | 4.422% | 0 | 0% | 4.422% | 0 | 0% | 0.4864% | 0 | 0% | 0.4864% | 0 | 0% | 0.4864% | 0 | 0% | 1.141% | 0 | 0% | 1.141% | 0 | 0% | 1.141% | 0 | 0% | 1.213% | 0 | 87.03% | 1.213% | 0.00026368 | 0% | 1.213% | 0 | 0% | 8.623% | 0 | 0% | 8.623% | 0 | 0% | 8.623% | 0 | 0% | 0.8099% | 0 | 0% | 0.8099% | 0 | 0% | 0.8099% | 0 |  |  |  | 0% | 11.8% | 0 | 0% | 11.8% | 0 | 0% | 11.8% | 0 | 0% | 0.3655% | 0 | 0% | 0.3655% | 0 | 0% | 0.3655% | 0 | 0% | 100% | 0 | 0% | 100% | 0 | 0% | 100% | 0 | 0% | 100% | 0 |  |  | 0 |  |  | 0 |  |  | 0
BELMONT 1104458906 | 4.026e-05 | 0 | 0.041474 | 0 | 0.041474 | 0.013777 | 0.036044 | 0.014741 | 0% | 99% | 0 | 0% | 99% | 0 | 0% | 99% | 0 | 0% | 99% | 0 | 0% | 65% | 0 | 0% | 51.48% | 0 | 0% | 51.48% | 0 | 0% | 51.48% | 0 | 0 | 0% | 3.118% | 0 | 0% | 3.118% | 0 | 0% | 3.118% | 0 | 0% | 0.338% | 0 | 0% | 0.338% | 0 | 0% | 0.338% | 0 | 0% | 0.8482% | 0 | 0% | 0.8482% | 0 | 0% | 0.8482% | 0 | 29.3% | 0.8761% | 0.00010645 | 70.7% | 0.8761% | 0.00025691 | 0% | 0.8761% | 0 | 0% | 6.347% | 0 | 0% | 6.347% | 0 | 0% | 6.347% | 0 | 0% | 0.9034% | 0 | 0% | 0.9034% | 0 | 0% | 0.9034% | 0 |  |  |  | 0% | 11.8% | 0 | 0% | 11.8% | 0 | 0% | 11.8% | 0 | 0% | 0.3668% | 0 | 0% | 0.3668% | 0 | 0% | 0.3668% | 0 | 0% | 100% | 0 | 0% | 100% | 0 | 0% | 100% | 0 | 0% | 100% | 0 |  |  | 0 |  |  | 0 |  |  | 0
SF K 0404CB | 4.5101e-05 | 0 | 0.0052363 | 0 | 0.0052363 | 0.00062052 | 0.0067723 | 0.00075929 | 0% | 99% | 0 | 0% | 99% | 0 | 0% | 99% | 0 | 0% | 99% | 0 | 0% | 60.97% | 0 | 0% | 48.39% | 0 | 0% | 48.39% | 0 | 0% | 48.39% | 0 | 0 | 0% | 4.528% | 0 | 0% | 4.528% | 0 | 0% | 4.528% | 0 | 0% | 0.4915% | 0 | 0% | 0.4915% | 0 | 0% | 0.4915% | 0 | 0% | 1.277% | 0 | 0% | 1.277% | 0 | 0% | 1.277% | 0 | 0% | 1.329% | 0 | 0% | 1.329% | 0 | 0% | 1.329% | 0 | 0% | 9.61% | 0 | 0% | 9.61% | 0 | 0% | 9.61% | 0 | 0% | 0.4484% | 0 | 0% | 0.4484% | 0 | 0% | 0.4484% | 0 |  |  |  | 0% | 11.8% | 0 | 0% | 11.8% | 0 | 0% | 11.8% | 0 | 0% | 0.356% | 0 | 0% | 0.356% | 0 | 0% | 0.356% | 0 | 0% | 100% | 0 | 0% | 100% | 0 | 0% | 100% | 0 | 0% | 100% | 0 |  |  | 0 |  |  | 0 |  |  | 0
LOS ALTOS 1103CB | 3.873e-05 | 0 | 0.036698 | 0 | 0.036698 | 0.018808 | 0.028523 | 0.0098092 | 0% | 99% | 0 | 0% | 99% | 0 | 0% | 99% | 0 | 0% | 99% | 0 | 0% | 62.95% | 0 | 0% | 49.3% | 0 | 0% | 49.3% | 0 | 0% | 49.3% | 0 | 0 | 0% | 2.24% | 0 | 0% | 2.24% | 0 | 0% | 2.24% | 0 | 0% | 0.2413% | 0 | 0% | 0.2413% | 0 | 0% | 0.2413% | 0 | 0% | 0.7564% | 0 | 0% | 0.7564% | 0 | 0% | 0.7564% | 0 | 0% | 0.7433% | 0 | 0% | 0.7433% | 0 | 100% | 0.7433% | 0.00027278 | 0% | 5.588% | 0 | 0% | 5.588% | 0 | 0% | 5.588% | 0 | 0% | 1.287% | 0 | 0% | 1.287% | 0 | 0% | 1.287% | 0 |  |  |  | 0% | 11.8% | 0 | 0% | 11.8% | 0 | 0% | 11.8% | 0 | 0% | 0.3614% | 0 | 0% | 0.3614% | 0 | 0% | 0.3614% | 0 | 0% | 100% | 0 | 0% | 100% | 0 | 0% | 100% | 0 | 0% | 100% | 0 |  |  | 0 |  |  | 0 |  |  | 0
VINEYARD 2106MR274 | 3.4855e-05 | 0 | 0.0061815 | 0 | 0.0061815 | 0.0023703 | 0.0047725 | 0.0024839 | 0% | 99% | 0 | 0% | 99% | 0 | 0% | 99% | 0 | 0% | 99% | 0 | 0% | 64.98% | 0 | 0% | 50.55% | 0 | 0% | 50.55% | 0 | 0% | 50.55% | 0 | 0 | 0% | 2.751% | 0 | 0% | 2.751% | 0 | 0% | 2.751% | 0 | 0% | 0.3041% | 0 | 0% | 0.3041% | 0 | 0% | 0.3041% | 0 | 0% | 0.7408% | 0 | 0% | 0.7408% | 0 | 0% | 0.7408% | 0 | 0% | 0.7649% | 0 | 0% | 0.7649% | 0 | 100% | 0.7649% | 4.7285e-05 | 0% | 5.539% | 0 | 0% | 5.539% | 0 | 0% | 5.539% | 0 | 0% | 1.1% | 0 | 0% | 1.1% | 0 | 0% | 1.1% | 0 |  |  |  | 0% | 11.8% | 0 | 0% | 11.8% | 0 | 0% | 11.8% | 0 | 0% | 0.3684% | 0 | 0% | 0.3684% | 0 | 0% | 0.3684% | 0 | 0% | 100% | 0 | 0% | 100% | 0 | 0% | 100% | 0 | 0% | 100% | 0 |  |  | 0 |  |  | 0 |  |  | 0
RENFRO 210587494 | 6.0989e-05 | 0 | 0.013644 | 0 | 0.013644 | 0.0010099 | 0.01156 | 0.0086794 | 0% | 99% | 0 | 0% | 99% | 0 | 0% | 99% | 0 | 0% | 99% | 0 | 0% | 63.98% | 0 | 0% | 49.49% | 0 | 0% | 49.49% | 0 | 0% | 49.49% | 0 | 0 | 0% | 2.726% | 0 | 0% | 2.726% | 0 | 0% | 2.726% | 0 | 0% | 0.3163% | 0 | 0% | 0.3163% | 0 | 0% | 0.3163% | 0 | 0% | 0.8068% | 0 | 0% | 0.8068% | 0 | 0% | 0.8068% | 0 | 0% | 0.8566% | 0 | 100% | 0.8566% | 0.00011687 | 0% | 0.8566% | 0 | 0% | 6.124% | 0 | 0% | 6.124% | 0 | 0% | 6.124% | 0 | 0% | 0.1917% | 0 | 0% | 0.1917% | 0 | 0% | 0.1917% | 0 |  |  |  | 0% | 11.8% | 0 | 0% | 11.8% | 0 | 0% | 11.8% | 0 | 0% | 0.3693% | 0 | 0% | 0.3693% | 0 | 0% | 0.3693% | 0 | 0% | 100% | 0 | 0% | 100% | 0 | 0% | 100% | 0 | 0% | 100% | 0 |  |  | 0 |  |  | 0 |  |  | 0
MERCED 210259150 | 5.0271e-05 | 0 | 0.037746 | 0 | 0.037746 | 0.0077074 | 0.032895 | 0.018192 | 0% | 99% | 0 | 0% | 99% | 0 | 0% | 99% | 0 | 0% | 99% | 0 | 0% | 63.99% | 0 | 0% | 49.91% | 0 | 0% | 49.91% | 0 | 0% | 49.91% | 0 | 0 | 0% | 2.555% | 0 | 0% | 2.555% | 0 | 0% | 2.555% | 0 | 0% | 0.2995% | 0 | 0% | 0.2995% | 0 | 0% | 0.2995% | 0 | 0% | 0.8321% | 0 | 0% | 0.8321% | 0 | 0% | 0.8321% | 0 | 52.69% | 0.8688% | 0.00017278 | 0% | 0.8688% | 0 | 1.097% | 0.8688% | 3.596e-06 | 0% | 6.282% | 0 | 0% | 6.282% | 0 | 0% | 6.282% | 0 | 0% | 0.6% | 0 | 0% | 0.6% | 0 | 0% | 0.6% | 0 |  |  |  | 0% | 11.8% | 0 | 0% | 11.8% | 0 | 0% | 11.8% | 0 | 0% | 0.3649% | 0 | 0% | 0.3649% | 0 | 0% | 0.3649% | 0 | 0% | 100% | 0 | 0% | 100% | 0 | 0% | 100% | 0 | 0% | 100% | 0 |  |  | 0 |  |  | 0 |  |  | 0
SYCAMORE CREEK 1102CB | 5.8371e-05 | 0 | 0.052413 | 0 | 0.052413 | 0.01897 | 0.040653 | 0.022054 | 0% | 99% | 0 | 0% | 99% | 0 | 0% | 99% | 0 | 0% | 99% | 0 | 0% | 64.39% | 0 | 0% | 49.76% | 0 | 0% | 49.76% | 0 | 0% | 49.76% | 0 | 0 | 0% | 2.56% | 0 | 0% | 2.56% | 0 | 0% | 2.56% | 0 | 0% | 0.2901% | 0 | 0% | 0.2901% | 0 | 0% | 0.2901% | 0 | 0% | 0.7455% | 0 | 0% | 0.7455% | 0 | 0% | 0.7455% | 0 | 36.57% | 0.7825% | 0.00014997 | 0% | 0.7825% | 0 | 61.61% | 0.7825% | 0.00025271 | 0% | 5.627% | 0 | 0% | 5.627% | 0 | 0% | 5.627% | 0 | 0% | 1.04% | 0 | 0% | 1.04% | 0 | 0% | 1.04% | 0 |  |  |  | 0% | 11.8% | 0 | 0% | 11.8% | 0 | 0% | 11.8% | 0 | 0% | 0.3712% | 0 | 0% | 0.3712% | 0 | 0% | 0.3712% | 0 | 0% | 100% | 0 | 0% | 100% | 0 | 0% | 100% | 0 | 0% | 100% | 0 |  |  | 0 |  |  | 0 |  |  | 0
WALL 0401CB | 3.1197e-05 | 0 | 0.021336 | 0 | 0.021336 | 0.0067124 | 0.020653 | 0.0058968 | 0% | 99% | 0 | 0% | 99% | 0 | 0% | 99% | 0 | 0% | 99% | 0 | 0% | 61.44% | 0 | 0% | 49.63% | 0 | 0% | 49.63% | 0 | 0% | 49.63% | 0 | 0 | 0% | 2.994% | 0 | 0% | 2.994% | 0 | 0% | 2.994% | 0 | 0% | 0.3064% | 0 | 0% | 0.3064% | 0 | 0% | 0.3064% | 0 | 0% | 0.9501% | 0 | 0% | 0.9501% | 0 | 0% | 0.9501% | 0 | 0% | 0.911% | 0 | 0% | 0.911% | 0 | 0% | 0.911% | 0 | 0% | 6.95% | 0 | 0% | 6.95% | 0 | 0% | 6.95% | 0 | 0% | 0.6577% | 0 | 0% | 0.6577% | 0 | 0% | 0.6577% | 0 |  |  |  | 0% | 11.8% | 0 | 0% | 11.8% | 0 | 0% | 11.8% | 0 | 0% | 0.3491% | 0 | 0% | 0.3491% | 0 | 0% | 0.3491% | 0 | 0% | 100% | 0 | 0% | 100% | 0 | 0% | 100% | 0 | 0% | 100% | 0 |  |  | 0 |  |  | 0 |  |  | 0
EUREKA A 1107CB | 3.8041e-05 | 0 | 0.025369 | 0.55509 | 0.58046 | 0.0022801 | 0.030106 | 0.0071636 | 0% | 99% | 0 | 0% | 99% | 0 | 0% | 99% | 0 | 0% | 99% | 0 | 0% | 62.44% | 0 | 0% | 49.21% | 0 | 0% | 49.21% | 0 | 0% | 49.21% | 0 | 0.55509 | 0% | 3.855% | 0 | 0% | 3.855% | 0 | 0% | 3.855% | 0 | 0% | 0.4361% | 0 | 0% | 0.4361% | 0 | 0% | 0.4361% | 0 | 0% | 1.164% | 0 | 0% | 1.164% | 0 | 0% | 1.164% | 0 | 0% | 1.244% | 0 | 0% | 1.244% | 0 | 0% | 1.244% | 0 | 0% | 8.857% | 0 | 0% | 8.857% | 0 | 0% | 8.857% | 0 | 0% | 0.4202% | 0 | 0% | 0.4202% | 0 | 0% | 0.4202% | 0 |  |  |  | 0% | 11.8% | 0 | 0% | 11.8% | 0 | 0% | 11.8% | 0 | 0% | 0.3646% | 0 | 0% | 0.3646% | 0 | 0% | 0.3646% | 0 | 0% | 100% | 0 | 0% | 100% | 0 | 0% | 100% | 0 | 0% | 100% | 0 |  |  | 0 |  |  | 0 |  |  | 0
PASO ROBLES 1108CB | 2.2035e-05 | 0 | 0.014927 | 0 | 0.014927 | 0.0020279 | 0.015147 | 0.0060991 | 0% | 99% | 0 | 0% | 99% | 0 | 0% | 99% | 0 | 0% | 99% | 0 | 0% | 62.49% | 0 | 0% | 49.32% | 0 | 0% | 49.32% | 0 | 0% | 49.32% | 0 | 0 | 0% | 3.238% | 0 | 0% | 3.238% | 0 | 0% | 3.238% | 0 | 0% | 0.3575% | 0 | 0% | 0.3575% | 0 | 0% | 0.3575% | 0 | 0% | 0.9781% | 0 | 0% | 0.9781% | 0 | 0% | 0.9781% | 0 | 0% | 0.9946% | 0 | 99.04% | 0.9946% | 0.00014704 | 0% | 0.9946% | 0 | 0% | 7.299% | 0 | 0% | 7.299% | 0 | 0% | 7.299% | 0 | 0% | 0.4277% | 0 | 0% | 0.4277% | 0 | 0% | 0.4277% | 0 |  |  |  | 0% | 11.8% | 0 | 0% | 11.8% | 0 | 0% | 11.8% | 0 | 0% | 0.356% | 0 | 0% | 0.356% | 0 | 0% | 0.356% | 0 | 0% | 100% | 0 | 0% | 100% | 0 | 0% | 100% | 0 | 0% | 100% | 0 |  |  | 0 |  |  | 0 |  |  | 0
EAST MARYSVILLE 11051384 | 3.9665e-05 | 0 | 0.035398 | 0 | 0.035398 | 0.011295 | 0.029604 | 0.014299 | 0% | 99% | 0 | 0% | 99% | 0 | 0% | 99% | 0 | 0% | 99% | 0 | 0% | 63.56% | 0 | 0% | 49.96% | 0 | 0% | 49.96% | 0 | 0% | 49.96% | 0 | 0 | 0% | 2.6% | 0 | 0% | 2.6% | 0 | 0% | 2.6% | 0 | 0% | 0.2864% | 0 | 0% | 0.2864% | 0 | 0% | 0.2864% | 0 | 0% | 0.8077% | 0 | 0% | 0.8077% | 0 | 0% | 0.8077% | 0 | 0% | 0.8202% | 0 | 0% | 0.8202% | 0 | 0% | 0.8202% | 0 | 0% | 6.027% | 0 | 0% | 6.027% | 0 | 0% | 6.027% | 0 | 0% | 0.8109% | 0 | 0% | 0.8109% | 0 | 0% | 0.8109% | 0 |  |  |  | 0% | 11.8% | 0 | 0% | 11.8% | 0 | 0% | 11.8% | 0 | 0% | 0.3635% | 0 | 0% | 0.3635% | 0 | 0% | 0.3635% | 0 | 0% | 100% | 0 | 0% | 100% | 0 | 0% | 100% | 0 | 0% | 100% | 0 |  |  | 0 |  |  | 0 |  |  | 0
BAHIA 11031628 | 4.2413e-05 | 0 | 0.0087628 | 0 | 0.0087628 | 0.0024358 | 0.0079465 | 0.0032829 | 0% | 99% | 0 | 0% | 99% | 0 | 0% | 99% | 0 | 0% | 99% | 0 | 0% | 64.65% | 0 | 0% | 50.61% | 0 | 0% | 50.61% | 0 | 0% | 50.61% | 0 | 0 | 0% | 3.558% | 0 | 0% | 3.558% | 0 | 0% | 3.558% | 0 | 0% | 0.3899% | 0 | 0% | 0.3899% | 0 | 0% | 0.3899% | 0 | 0% | 0.8757% | 0 | 0% | 0.8757% | 0 | 0% | 0.8757% | 0 | 52.65% | 0.9169% | 4.2299e-05 | 0% | 0.9169% | 0 | 0% | 0.9169% | 0 | 0% | 6.567% | 0 | 0% | 6.567% | 0 | 0% | 6.567% | 0 | 0% | 0.7098% | 0 | 0% | 0.7098% | 0 | 0% | 0.7098% | 0 |  |  |  | 0% | 11.8% | 0 | 0% | 11.8% | 0 | 0% | 11.8% | 0 | 0% | 0.3674% | 0 | 0% | 0.3674% | 0 | 0% | 0.3674% | 0 | 0% | 100% | 0 | 0% | 100% | 0 | 0% | 100% | 0 | 0% | 100% | 0 |  |  | 0 |  |  | 0 |  |  | 0
MANTECA 1706CB | 4.7965e-05 | 0 | 0.027146 | 0 | 0.027146 | 0.0026348 | 0.020459 | 0.01924 | 0% | 99% | 0 | 0% | 99% | 0 | 0% | 99% | 0 | 0% | 99% | 0 | 0% | 65.13% | 0 | 0% | 51.71% | 0 | 0% | 51.71% | 0 | 0% | 51.71% | 0 | 0 | 0% | 2.183% | 0 | 0% | 2.183% | 0 | 0% | 2.183% | 0 | 0% | 0.2478% | 0 | 0% | 0.2478% | 0 | 0% | 0.2478% | 0 | 0% | 0.7206% | 0 | 0% | 0.7206% | 0 | 0% | 0.7206% | 0 | 0.2272% | 0.7353% | 4.5349e-07 | 0% | 0.7353% | 0 | 0% | 0.7353% | 0 | 0% | 5.397% | 0 | 0% | 5.397% | 0 | 0% | 5.397% | 0 | 0% | 0.2839% | 0 | 0% | 0.2839% | 0 | 0% | 0.2839% | 0 |  |  |  | 0% | 11.8% | 0 | 0% | 11.8% | 0 | 0% | 11.8% | 0 | 0% | 0.3663% | 0 | 0% | 0.3663% | 0 | 0% | 0.3663% | 0 | 0% | 100% | 0 | 0% | 100% | 0 | 0% | 100% | 0 | 0% | 100% | 0 |  |  | 0 |  |  | 0 |  |  | 0
KERN OIL 11164513 | 3.5273e-05 | 0 | 0.016924 | 0 | 0.016924 | 0.0022213 | 0.012868 | 0.011304 | 0% | 99% | 0 | 0% | 99% | 0 | 0% | 99% | 0 | 0% | 99% | 0 | 0% | 65.07% | 0 | 0% | 51.25% | 0 | 0% | 51.25% | 0 | 0% | 51.25% | 0 | 0 | 0% | 2.765% | 0 | 0% | 2.765% | 0 | 0% | 2.765% | 0 | 0% | 0.3069% | 0 | 0% | 0.3069% | 0 | 0% | 0.3069% | 0 | 0% | 0.733% | 0 | 0% | 0.733% | 0 | 0% | 0.733% | 0 | 1.391% | 0.7708% | 1.8148e-06 | 98.61% | 0.7708% | 0.00012864 | 0% | 0.7708% | 0 | 0% | 5.522% | 0 | 0% | 5.522% | 0 | 0% | 5.522% | 0 | 0% | 0.31% | 0 | 0% | 0.31% | 0 | 0% | 0.31% | 0 |  |  |  | 0% | 11.8% | 0 | 0% | 11.8% | 0 | 0% | 11.8% | 0 | 0% | 0.3723% | 0 | 0% | 0.3723% | 0 | 0% | 0.3723% | 0 | 0% | 100% | 0 | 0% | 100% | 0 | 0% | 100% | 0 | 0% | 100% | 0 |  |  | 0 |  |  | 0 |  |  | 0
ASHLAN AVE 1113CB | 5.5066e-05 | 0 | 0.011124 | 0 | 0.011124 | 0.0011575 | 0.0092158 | 0.006974 | 0% | 99% | 0 | 0% | 99% | 0 | 0% | 99% | 0 | 0% | 99% | 0 | 0% | 64.28% | 0 | 0% | 50.04% | 0 | 0% | 50.04% | 0 | 0% | 50.04% | 0 | 0 | 0% | 2.733% | 0 | 0% | 2.733% | 0 | 0% | 2.733% | 0 | 0% | 0.3129% | 0 | 0% | 0.3129% | 0 | 0% | 0.3129% | 0 | 0% | 0.7924% | 0 | 0% | 0.7924% | 0 | 0% | 0.7924% | 0 | 0% | 0.8411% | 0 | 0% | 0.8411% | 0 | 100% | 0.8411% | 9.3555e-05 | 0% | 6.01% | 0 | 0% | 6.01% | 0 | 0% | 6.01% | 0 | 0% | 0.3077% | 0 | 0% | 0.3077% | 0 | 0% | 0.3077% | 0 |  |  |  | 0% | 11.8% | 0 | 0% | 11.8% | 0 | 0% | 11.8% | 0 | 0% | 0.3708% | 0 | 0% | 0.3708% | 0 | 0% | 0.3708% | 0 | 0% | 100% | 0 | 0% | 100% | 0 | 0% | 100% | 0 | 0% | 100% | 0 |  |  | 0 |  |  | 0 |  |  | 0
CHICO A 110229504 | 6.8267e-05 | 0 | 0.019389 | 0 | 0.019389 | 0.017182 | 0.0094749 | 0.0035809 | 0% | 99% | 0 | 0% | 99% | 0 | 0% | 99% | 0 | 0% | 99% | 0 | 0% | 64.61% | 0 | 0% | 48.9% | 0 | 0% | 48.9% | 0 | 0% | 48.9% | 0 | 0 | 0% | 1.435% | 0 | 0% | 1.435% | 0 | 0% | 1.435% | 0 | 0% | 0.1657% | 0 | 0% | 0.1657% | 0 | 0% | 0.1657% | 0 | 0% | 0.4634% | 0 | 0% | 0.4634% | 0 | 0% | 0.4634% | 0 | 85.28% | 0.4725% | 7.8118e-05 | 0% | 0.4725% | 0 | 13.54% | 0.4725% | 1.2404e-05 | 0% | 3.463% | 0 | 0% | 3.463% | 0 | 0% | 3.463% | 0 | 0% | 2.437% | 0 | 0% | 2.437% | 0 | 0% | 2.437% | 0 |  |  |  | 0% | 11.8% | 0 | 0% | 11.8% | 0 | 0% | 11.8% | 0 | 0% | 0.3773% | 0 | 0% | 0.3773% | 0 | 0% | 0.3773% | 0 | 0% | 100% | 0 | 0% | 100% | 0 | 0% | 100% | 0 | 0% | 100% | 0 |  |  | 0 |  |  | 0 |  |  | 0
BUTTE 1106CB | 5.6019e-05 | 0 | 0.031624 | 0 | 0.031624 | 0.0052542 | 0.026748 | 0.017317 | 0% | 99% | 0 | 0% | 99% | 0 | 0% | 99% | 0 | 0% | 99% | 0 | 0% | 64.59% | 0 | 0% | 50.35% | 0 | 0% | 50.35% | 0 | 0% | 50.35% | 0 | 0 | 0% | 2.855% | 0 | 0% | 2.855% | 0 | 0% | 2.855% | 0 | 0% | 0.327% | 0 | 0% | 0.327% | 0 | 0% | 0.327% | 0 | 0% | 0.8042% | 0 | 0% | 0.8042% | 0 | 0% | 0.8042% | 0 | 0% | 0.8468% | 0 | 0% | 0.8468% | 0 | 7.467% | 0.8468% | 1.9995e-05 | 0% | 6.068% | 0 | 0% | 6.068% | 0 | 0% | 6.068% | 0 | 0% | 0.4634% | 0 | 0% | 0.4634% | 0 | 0% | 0.4634% | 0 |  |  |  | 0% | 11.8% | 0 | 0% | 11.8% | 0 | 0% | 11.8% | 0 | 0% | 0.3679% | 0 | 0% | 0.3679% | 0 | 0% | 0.3679% | 0 | 0% | 100% | 0 | 0% | 100% | 0 | 0% | 100% | 0 | 0% | 100% | 0 |  |  | 0 |  |  | 0 |  |  | 0
LINCOLN 1101744292 | 4.6784e-05 | 0 | 0.0042406 | 0 | 0.0042406 | 0.0006726 | 0.0036816 | 0.0022604 | 0% | 99% | 0 | 0% | 99% | 0 | 0% | 99% | 0 | 0% | 99% | 0 | 0% | 65.84% | 0 | 0% | 52.08% | 0 | 0% | 52.08% | 0 | 0% | 52.08% | 0 | 0 | 0% | 2.996% | 0 | 0% | 2.996% | 0 | 0% | 2.996% | 0 | 0% | 0.3358% | 0 | 0% | 0.3358% | 0 | 0% | 0.3358% | 0 | 0% | 0.838% | 0 | 0% | 0.838% | 0 | 0% | 0.838% | 0 | 0% | 0.8842% | 0 | 0% | 0.8842% | 0 | 98.28% | 0.8842% | 3.6849e-05 | 0% | 6.324% | 0 | 0% | 6.324% | 0 | 0% | 6.324% | 0 | 0% | 0.4466% | 0 | 0% | 0.4466% | 0 | 0% | 0.4466% | 0 |  |  |  | 0% | 11.8% | 0 | 0% | 11.8% | 0 | 0% | 11.8% | 0 | 0% | 0.369% | 0 | 0% | 0.369% | 0 | 0% | 0.369% | 0 | 0% | 100% | 0 | 0% | 100% | 0 | 0% | 100% | 0 | 0% | 100% | 0 |  |  | 0 |  |  | 0 |  |  | 0
FRANKLIN 1102P170 | 2.8422e-05 | 0 | 0.010395 | 0 | 0.010395 | 0.0036606 | 0.0094558 | 0.0030978 | 0% | 99% | 0 | 0% | 99% | 0 | 0% | 99% | 0 | 0% | 99% | 0 | 0% | 63.03% | 0 | 0% | 50.17% | 0 | 0% | 50.17% | 0 | 0% | 50.17% | 0 | 0 | 0% | 3.135% | 0 | 0% | 3.135% | 0 | 0% | 3.135% | 0 | 0% | 0.3311% | 0 | 0% | 0.3311% | 0 | 0% | 0.3311% | 0 | 0% | 0.8906% | 0 | 0% | 0.8906% | 0 | 0% | 0.8906% | 0 | 100% | 0.8875% | 9.2255e-05 | 0% | 0.8875% | 0 | 0% | 0.8875% | 0 | 0% | 6.585% | 0 | 0% | 6.585% | 0 | 0% | 6.585% | 0 | 0% | 0.7886% | 0 | 0% | 0.7886% | 0 | 0% | 0.7886% | 0 |  |  |  | 0% | 11.8% | 0 | 0% | 11.8% | 0 | 0% | 11.8% | 0 | 0% | 0.3591% | 0 | 0% | 0.3591% | 0 | 0% | 0.3591% | 0 | 0% | 100% | 0 | 0% | 100% | 0 | 0% | 100% | 0 | 0% | 100% | 0 |  |  | 0 |  |  | 0 |  |  | 0
DEL MONTE 210478676 | 4.8169e-05 | 0 | 0.012071 | 0 | 0.012071 | 0.0016762 | 0.013254 | 0.0039015 | 0% | 99% | 0 | 0% | 99% | 0 | 0% | 99% | 0 | 0% | 99% | 0 | 0% | 64.01% | 0 | 0% | 50.51% | 0 | 0% | 50.51% | 0 | 0% | 50.51% | 0 | 0 | 0% | 3.873% | 0 | 0% | 3.873% | 0 | 0% | 3.873% | 0 | 0% | 0.4329% | 0 | 0% | 0.4329% | 0 | 0% | 0.4329% | 0 | 0% | 1.076% | 0 | 0% | 1.076% | 0 | 0% | 1.076% | 0 | 100% | 1.14% | 0.00013764 | 0% | 1.14% | 0 | 0% | 1.14% | 0 | 0% | 8.139% | 0 | 0% | 8.139% | 0 | 0% | 8.139% | 0 | 0% | 0.3901% | 0 | 0% | 0.3901% | 0 | 0% | 0.3901% | 0 |  |  |  | 0% | 11.8% | 0 | 0% | 11.8% | 0 | 0% | 11.8% | 0 | 0% | 0.3647% | 0 | 0% | 0.3647% | 0 | 0% | 0.3647% | 0 | 0% | 100% | 0 | 0% | 100% | 0 | 0% | 100% | 0 | 0% | 100% | 0 |  |  | 0 |  |  | 0 |  |  | 0
DALY CITY 110576128 | 3.3933e-05 | 0 | 0.01804 | 0 | 0.01804 | 0.0034604 | 0.019611 | 0.0050844 | 0% | 99% | 0 | 0% | 99% | 0 | 0% | 99% | 0 | 0% | 99% | 0 | 0% | 63.57% | 0 | 0% | 50.48% | 0 | 0% | 50.48% | 0 | 0% | 50.48% | 0 | 0 | 0% | 3.985% | 0 | 0% | 3.985% | 0 | 0% | 3.985% | 0 | 0% | 0.4375% | 0 | 0% | 0.4375% | 0 | 0% | 0.4375% | 0 | 0% | 1.058% | 0 | 0% | 1.058% | 0 | 0% | 1.058% | 0 | 54.81% | 1.102% | 0.00010896 | 45.19% | 1.102% | 8.9844e-05 | 0% | 1.102% | 0 | 0% | 7.937% | 0 | 0% | 7.937% | 0 | 0% | 7.937% | 0 | 0% | 0.6064% | 0 | 0% | 0.6064% | 0 | 0% | 0.6064% | 0 |  |  |  | 0% | 11.8% | 0 | 0% | 11.8% | 0 | 0% | 11.8% | 0 | 0% | 0.3609% | 0 | 0% | 0.3609% | 0 | 0% | 0.3609% | 0 | 0% | 100% | 0 | 0% | 100% | 0 | 0% | 100% | 0 | 0% | 100% | 0 |  |  | 0 |  |  | 0 |  |  | 0
HILLSDALE 040596742 | 3.0524e-05 | 0 | 0.012947 | 0 | 0.012947 | 0.0050773 | 0.012509 | 0.0026214 | 0% | 99% | 0 | 0% | 99% | 0 | 0% | 99% | 0 | 0% | 99% | 0 | 0% | 62.64% | 0 | 0% | 49.18% | 0 | 0% | 49.18% | 0 | 0% | 49.18% | 0 | 0 | 0% | 3.251% | 0 | 0% | 3.251% | 0 | 0% | 3.251% | 0 | 0% | 0.3553% | 0 | 0% | 0.3553% | 0 | 0% | 0.3553% | 0 | 0% | 0.9337% | 0 | 0% | 0.9337% | 0 | 0% | 0.9337% | 0 | 100% | 0.9472% | 0.00012263 | 0% | 0.9472% | 0 | 0% | 0.9472% | 0 | 0% | 6.949% | 0 | 0% | 6.949% | 0 | 0% | 6.949% | 0 | 0% | 1.068% | 0 | 0% | 1.068% | 0 | 0% | 1.068% | 0 |  |  |  | 0% | 11.8% | 0 | 0% | 11.8% | 0 | 0% | 11.8% | 0 | 0% | 0.3586% | 0 | 0% | 0.3586% | 0 | 0% | 0.3586% | 0 | 0% | 100% | 0 | 0% | 100% | 0 | 0% | 100% | 0 | 0% | 100% | 0 |  |  | 0 |  |  | 0 |  |  | 0
NORTH TOWER 110477646 | 3.5561e-05 | 0 | 0.032341 | 0 | 0.032341 | 0.0080574 | 0.02987 | 0.012556 | 0% | 99% | 0 | 0% | 99% | 0 | 0% | 99% | 0 | 0% | 99% | 0 | 0% | 64.65% | 0 | 0% | 51.63% | 0 | 0% | 51.63% | 0 | 0% | 51.63% | 0 | 0 | 0% | 3.408% | 0 | 0% | 3.408% | 0 | 0% | 3.408% | 0 | 0% | 0.3653% | 0 | 0% | 0.3653% | 0 | 0% | 0.3653% | 0 | 0% | 0.9009% | 0 | 0% | 0.9009% | 0 | 0% | 0.9009% | 0 | 21.67% | 0.919% | 6.4422e-05 | 0% | 0.919% | 0 | 30.86% | 0.919% | 9.1724e-05 | 0% | 6.705% | 0 | 0% | 6.705% | 0 | 0% | 6.705% | 0 | 0% | 0.6354% | 0 | 0% | 0.6354% | 0 | 0% | 0.6354% | 0 |  |  |  | 0% | 11.8% | 0 | 0% | 11.8% | 0 | 0% | 11.8% | 0 | 0% | 0.3627% | 0 | 0% | 0.3627% | 0 | 0% | 0.3627% | 0 | 0% | 100% | 0 | 0% | 100% | 0 | 0% | 100% | 0 | 0% | 100% | 0 |  |  | 0 |  |  | 0 |  |  | 0
HIGHLANDS 11021304 | 3.2986e-05 | 0 | 0.011606 | 2.0981 | 2.1097 | 0.005976 | 0.0092316 | 0.0029116 | 0% | 99% | 0 | 0% | 99% | 0 | 0% | 99% | 0 | 0% | 99% | 0 | 0% | 61.77% | 0 | 0% | 48.86% | 0 | 0% | 48.86% | 0 | 0% | 48.86% | 0 | 2.0981 | 0% | 2.321% | 0 | 0% | 2.321% | 0 | 0% | 2.321% | 0 | 0% | 0.2418% | 0 | 0% | 0.2418% | 0 | 0% | 0.2418% | 0 | 0% | 0.7736% | 0 | 0% | 0.7736% | 0 | 0% | 0.7736% | 0 | 0.9782% | 0.7433% | 8.4382e-07 | 0% | 0.7433% | 0 | 0% | 0.7433% | 0 | 0% | 5.665% | 0 | 0% | 5.665% | 0 | 0% | 5.665% | 0 | 0% | 1.632% | 0 | 0% | 1.632% | 0 | 0% | 1.632% | 0 |  |  |  | 13.02% | 11.8% | 0.00017824 | 0% | 11.8% | 0 | 0% | 11.8% | 0 | 0% | 0.3574% | 0 | 0% | 0.3574% | 0 | 0% | 0.3574% | 0 | 0% | 100% | 0 | 0% | 100% | 0 | 0% | 100% | 0 | 0% | 100% | 0 |  |  | 0 |  |  | 0 |  |  | 0
MC CALL 11055160 | 3.3001e-05 | 0 | 0.0013711 | 0 | 0.0013711 | 0.0002555 | 0.0010638 | 0.00082142 | 0% | 99% | 0 | 0% | 99% | 0 | 0% | 99% | 0 | 0% | 99% | 0 | 0% | 63.92% | 0 | 0% | 50.22% | 0 | 0% | 50.22% | 0 | 0% | 50.22% | 0 | 0 | 0% | 2.849% | 0 | 0% | 2.849% | 0 | 0% | 2.849% | 0 | 0% | 0.3018% | 0 | 0% | 0.3018% | 0 | 0% | 0.3018% | 0 | 0% | 0.7539% | 0 | 0% | 0.7539% | 0 | 0% | 0.7539% | 0 | 0% | 0.7726% | 0 | 0% | 0.7726% | 0 | 0% | 0.7726% | 0 | 0% | 5.625% | 0 | 0% | 5.625% | 0 | 0% | 5.625% | 0 | 0% | 0.5305% | 0 | 0% | 0.5305% | 0 | 0% | 0.5305% | 0 |  |  |  | 0% | 11.8% | 0 | 0% | 11.8% | 0 | 0% | 11.8% | 0 | 0% | 0.3694% | 0 | 0% | 0.3694% | 0 | 0% | 0.3694% | 0 | 0% | 100% | 0 | 0% | 100% | 0 | 0% | 100% | 0 | 0% | 100% | 0 |  |  | 0 |  |  | 0 |  |  | 0
ROSEDALE 11012154 | 4.713e-05 | 0 | 0.032172 | 0 | 0.032172 | 0.0060964 | 0.024874 | 0.019267 | 0% | 99% | 0 | 0% | 99% | 0 | 0% | 99% | 0 | 0% | 99% | 0 | 0% | 65.26% | 0 | 0% | 51.85% | 0 | 0% | 51.85% | 0 | 0% | 51.85% | 0 | 0 | 0% | 2.677% | 0 | 0% | 2.677% | 0 | 0% | 2.677% | 0 | 0% | 0.2956% | 0 | 0% | 0.2956% | 0 | 0% | 0.2956% | 0 | 0% | 0.7528% | 0 | 0% | 0.7528% | 0 | 0% | 0.7528% | 0 | 0% | 0.7859% | 0 | 100% | 0.7859% | 0.00025284 | 0% | 0.7859% | 0 | 0% | 5.663% | 0 | 0% | 5.663% | 0 | 0% | 5.663% | 0 | 0% | 0.3911% | 0 | 0% | 0.3911% | 0 | 0% | 0.3911% | 0 |  |  |  | 0% | 11.8% | 0 | 0% | 11.8% | 0 | 0% | 11.8% | 0 | 0% | 0.3712% | 0 | 0% | 0.3712% | 0 | 0% | 0.3712% | 0 | 0% | 100% | 0 | 0% | 100% | 0 | 0% | 100% | 0 | 0% | 100% | 0 |  |  | 0 |  |  | 0 |  |  | 0
GREEN VALLEY 210485200 | 4.7615e-05 | 0 | 0.017503 | 0 | 0.017503 | 0.0031908 | 0.016145 | 0.0079976 | 0% | 99% | 0 | 0% | 99% | 0 | 0% | 99% | 0 | 0% | 99% | 0 | 0% | 64.92% | 0 | 0% | 51.33% | 0 | 0% | 51.33% | 0 | 0% | 51.33% | 0 | 0 | 0% | 2.985% | 0 | 0% | 2.985% | 0 | 0% | 2.985% | 0 | 0% | 0.3367% | 0 | 0% | 0.3367% | 0 | 0% | 0.3367% | 0 | 0% | 0.895% | 0 | 0% | 0.895% | 0 | 0% | 0.895% | 0 | 0% | 0.936% | 0 | 0% | 0.936% | 0 | 4.137% | 0.936% | 6.7771e-06 | 0% | 6.748% | 0 | 0% | 6.748% | 0 | 0% | 6.748% | 0 | 0% | 0.4859% | 0 | 0% | 0.4859% | 0 | 0% | 0.4859% | 0 |  |  |  | 0% | 11.8% | 0 | 0% | 11.8% | 0 | 0% | 11.8% | 0 | 0% | 0.3661% | 0 | 0% | 0.3661% | 0 | 0% | 0.3661% | 0 | 0% | 100% | 0 | 0% | 100% | 0 | 0% | 100% | 0 | 0% | 100% | 0 |  |  | 0 |  |  | 0 |  |  | 0
SARATOGA 1114CB | 3.6608e-05 | 0 | 0.039309 | 0 | 0.039309 | 0.017896 | 0.031528 | 0.011966 | 0% | 99% | 0 | 0% | 99% | 0 | 0% | 99% | 0 | 0% | 99% | 0 | 0% | 63.68% | 0 | 0% | 49.85% | 0 | 0% | 49.85% | 0 | 0% | 49.85% | 0 | 0 | 0% | 2.348% | 0 | 0% | 2.348% | 0 | 0% | 2.348% | 0 | 0% | 0.261% | 0 | 0% | 0.261% | 0 | 0% | 0.261% | 0 | 0% | 0.7752% | 0 | 0% | 0.7752% | 0 | 0% | 0.7752% | 0 | 98.72% | 0.7806% | 0.00030292 | 1.21% | 0.7806% | 3.7115e-06 | 0% | 0.7806% | 0 | 0% | 5.774% | 0 | 0% | 5.774% | 0 | 0% | 5.774% | 0 | 0% | 1.115% | 0 | 0% | 1.115% | 0 | 0% | 1.115% | 0 |  |  |  | 0% | 11.8% | 0 | 0% | 11.8% | 0 | 0% | 11.8% | 0 | 0% | 0.3636% | 0 | 0% | 0.3636% | 0 | 0% | 0.3636% | 0 | 0% | 100% | 0 | 0% | 100% | 0 | 0% | 100% | 0 | 0% | 100% | 0 |  |  | 0 |  |  | 0 |  |  | 0
SALINAS 110393720 | 4.5725e-05 | 0 | 0.0065091 | 0 | 0.0065091 | 0.0012448 | 0.0062077 | 0.0027139 | 0% | 99% | 0 | 0% | 99% | 0 | 0% | 99% | 0 | 0% | 99% | 0 | 0% | 64.99% | 0 | 0% | 51.61% | 0 | 0% | 51.61% | 0 | 0% | 51.61% | 0 | 0 | 0% | 3.102% | 0 | 0% | 3.102% | 0 | 0% | 3.102% | 0 | 0% | 0.3504% | 0 | 0% | 0.3504% | 0 | 0% | 0.3504% | 0 | 0% | 0.9295% | 0 | 0% | 0.9295% | 0 | 0% | 0.9295% | 0 | 0% | 0.976% | 0 | 0% | 0.976% | 0 | 100% | 0.976% | 6.3532e-05 | 0% | 7.022% | 0 | 0% | 7.022% | 0 | 0% | 7.022% | 0 | 0% | 0.5121% | 0 | 0% | 0.5121% | 0 | 0% | 0.5121% | 0 |  |  |  | 0% | 11.8% | 0 | 0% | 11.8% | 0 | 0% | 11.8% | 0 | 0% | 0.3666% | 0 | 0% | 0.3666% | 0 | 0% | 0.3666% | 0 | 0% | 100% | 0 | 0% | 100% | 0 | 0% | 100% | 0 | 0% | 100% | 0 |  |  | 0 |  |  | 0 |  |  | 0
BELLE HAVEN 0401CB | 4.2769e-05 | 0 | 0.060368 | 0 | 0.060368 | 0.040909 | 0.041942 | 0.011436 | 0% | 99% | 0 | 0% | 99% | 0 | 0% | 99% | 0 | 0% | 99% | 0 | 0% | 64.3% | 0 | 0% | 49.57% | 0 | 0% | 49.57% | 0 | 0% | 49.57% | 0 | 0 | 0% | 2.263% | 0 | 0% | 2.263% | 0 | 0% | 2.263% | 0 | 0% | 0.2501% | 0 | 0% | 0.2501% | 0 | 0% | 0.2501% | 0 | 0% | 0.6703% | 0 | 0% | 0.6703% | 0 | 0% | 0.6703% | 0 | 0% | 0.6834% | 0 | 41.45% | 0.6834% | 0.000171 | 58.55% | 0.6834% | 0.00024157 | 0% | 5.002% | 0 | 0% | 5.002% | 0 | 0% | 5.002% | 0 | 0% | 1.765% | 0 | 0% | 1.765% | 0 | 0% | 1.765% | 0 |  |  |  | 0% | 11.8% | 0 | 0% | 11.8% | 0 | 0% | 11.8% | 0 | 0% | 0.3705% | 0 | 0% | 0.3705% | 0 | 0% | 0.3705% | 0 | 0% | 100% | 0 | 0% | 100% | 0 | 0% | 100% | 0 | 0% | 100% | 0 |  |  | 0 |  |  | 0 |  |  | 0
TIDEWATER 210756052 | 4.3739e-05 | 0 | 0.027535 | 0 | 0.027535 | 0.01115 | 0.022081 | 0.0097769 | 0% | 99% | 0 | 0% | 99% | 0 | 0% | 99% | 0 | 0% | 99% | 0 | 0% | 65.1% | 0 | 0% | 50.34% | 0 | 0% | 50.34% | 0 | 0% | 50.34% | 0 | 0 | 0% | 3.008% | 0 | 0% | 3.008% | 0 | 0% | 3.008% | 0 | 0% | 0.3342% | 0 | 0% | 0.3342% | 0 | 0% | 0.3342% | 0 | 0% | 0.7709% | 0 | 0% | 0.7709% | 0 | 0% | 0.7709% | 0 | 98.83% | 0.8106% | 0.00022057 | 0% | 0.8106% | 0 | 0% | 0.8106% | 0 | 0% | 5.798% | 0 | 0% | 5.798% | 0 | 0% | 5.798% | 0 | 0% | 0.7595% | 0 | 0% | 0.7595% | 0 | 0% | 0.7595% | 0 |  |  |  | 0% | 11.8% | 0 | 0% | 11.8% | 0 | 0% | 11.8% | 0 | 0% | 0.371% | 0 | 0% | 0.371% | 0 | 0% | 0.371% | 0 | 0% | 100% | 0 | 0% | 100% | 0 | 0% | 100% | 0 | 0% | 100% | 0 |  |  | 0 |  |  | 0 |  |  | 0
GRANT 1105CB | 3.8744e-05 | 0 | 0.024058 | 0 | 0.024058 | 0.0021215 | 0.024369 | 0.011088 | 0% | 99% | 0 | 0% | 99% | 0 | 0% | 99% | 0 | 0% | 99% | 0 | 0% | 63.65% | 0 | 0% | 51.03% | 0 | 0% | 51.03% | 0 | 0% | 51.03% | 0 | 0 | 0% | 3.464% | 0 | 0% | 3.464% | 0 | 0% | 3.464% | 0 | 0% | 0.3758% | 0 | 0% | 0.3758% | 0 | 0% | 0.3758% | 0 | 0% | 0.9856% | 0 | 0% | 0.9856% | 0 | 0% | 0.9856% | 0 | 0% | 1.012% | 0 | 100% | 1.012% | 0.0002435 | 0% | 1.012% | 0 | 0% | 7.375% | 0 | 0% | 7.375% | 0 | 0% | 7.375% | 0 | 0% | 0.2669% | 0 | 0% | 0.2669% | 0 | 0% | 0.2669% | 0 |  |  |  | 0% | 11.8% | 0 | 0% | 11.8% | 0 | 0% | 11.8% | 0 | 0% | 0.3603% | 0 | 0% | 0.3603% | 0 | 0% | 0.3603% | 0 | 0% | 100% | 0 | 0% | 100% | 0 | 0% | 100% | 0 | 0% | 100% | 0 |  |  | 0 |  |  | 0 |  |  | 0
MILLBRAE 0404CB | 6.6155e-05 | 0 | 0.008055 | 0 | 0.008055 | 0.0012435 | 0.0086178 | 0.0027213 | 0% | 99% | 0 | 0% | 99% | 0 | 0% | 99% | 0 | 0% | 99% | 0 | 0% | 64.94% | 0 | 0% | 51.47% | 0 | 0% | 51.47% | 0 | 0% | 51.47% | 0 | 0 | 0% | 3.912% | 0 | 0% | 3.912% | 0 | 0% | 3.912% | 0 | 0% | 0.441% | 0 | 0% | 0.441% | 0 | 0% | 0.441% | 0 | 0% | 1.019% | 0 | 0% | 1.019% | 0 | 0% | 1.019% | 0 | 0% | 1.068% | 0 | 0% | 1.068% | 0 | 0% | 1.068% | 0 | 0% | 7.654% | 0 | 0% | 7.654% | 0 | 0% | 7.654% | 0 | 0% | 0.5101% | 0 | 0% | 0.5101% | 0 | 0% | 0.5101% | 0 |  |  |  | 0% | 11.8% | 0 | 0% | 11.8% | 0 | 0% | 11.8% | 0 | 0% | 0.3596% | 0 | 0% | 0.3596% | 0 | 0% | 0.3596% | 0 | 0% | 100% | 0 | 0% | 100% | 0 | 0% | 100% | 0 | 0% | 100% | 0 |  |  | 0 |  |  | 0 |  |  | 0
POINT PINOLE 1101P140 | 3.5277e-05 | 0 | 0.0066664 | 0 | 0.0066664 | 0.0018152 | 0.006168 | 0.0024306 | 0% | 99% | 0 | 0% | 99% | 0 | 0% | 99% | 0 | 0% | 99% | 0 | 0% | 63.32% | 0 | 0% | 51.09% | 0 | 0% | 51.09% | 0 | 0% | 51.09% | 0 | 0 | 0% | 3.204% | 0 | 0% | 3.204% | 0 | 0% | 3.204% | 0 | 0% | 0.3348% | 0 | 0% | 0.3348% | 0 | 0% | 0.3348% | 0 | 0% | 0.9056% | 0 | 0% | 0.9056% | 0 | 0% | 0.9056% | 0 | 100% | 0.8899% | 5.9325e-05 | 0% | 0.8899% | 0 | 0% | 0.8899% | 0 | 0% | 6.661% | 0 | 0% | 6.661% | 0 | 0% | 6.661% | 0 | 0% | 0.6841% | 0 | 0% | 0.6841% | 0 | 0% | 0.6841% | 0 |  |  |  | 0% | 11.8% | 0 | 0% | 11.8% | 0 | 0% | 11.8% | 0 | 0% | 0.3559% | 0 | 0% | 0.3559% | 0 | 0% | 0.3559% | 0 | 0% | 100% | 0 | 0% | 100% | 0 | 0% | 100% | 0 | 0% | 100% | 0 |  |  | 0 |  |  | 0 |  |  | 0
STELLING 1110CB | 3.8087e-05 | 0 | 0.063736 | 0 | 0.063736 | 0.02619 | 0.051754 | 0.021642 | 0% | 99% | 0 | 0% | 99% | 0 | 0% | 99% | 0 | 0% | 99% | 0 | 0% | 64.57% | 0 | 0% | 50.53% | 0 | 0% | 50.53% | 0 | 0% | 50.53% | 0 | 0 | 0% | 2.689% | 0 | 0% | 2.689% | 0 | 0% | 2.689% | 0 | 0% | 0.2961% | 0 | 0% | 0.2961% | 0 | 0% | 0.2961% | 0 | 0% | 0.7869% | 0 | 1.649% | 0.7869% | 8.2706e-06 | 0% | 0.7869% | 0 | 2.377% | 0.8096% | 1.2264e-05 | 0% | 0.8096% | 0 | 0% | 0.8096% | 0 | 0% | 5.89% | 0 | 0% | 5.89% | 0 | 0% | 5.89% | 0 | 0% | 1.089% | 0 | 0% | 1.089% | 0 | 0% | 1.089% | 0 |  |  |  | 0% | 11.8% | 0 | 0% | 11.8% | 0 | 0% | 11.8% | 0 | 0% | 0.3677% | 0 | 0% | 0.3677% | 0 | 0% | 0.3677% | 0 | 0% | 100% | 0 | 0% | 100% | 0 | 0% | 100% | 0 | 0% | 100% | 0 |  |  | 0 |  |  | 0 |  |  | 0
EL PATIO 1107CB | 4.4225e-05 | 0 | 0.052613 | 0 | 0.052613 | 0.025688 | 0.040203 | 0.016317 | 0% | 99% | 0 | 0% | 99% | 0 | 0% | 99% | 0 | 0% | 99% | 0 | 0% | 63.89% | 0 | 0% | 50.08% | 0 | 0% | 50.08% | 0 | 0% | 50.08% | 0 | 0 | 0% | 2.394% | 0 | 0% | 2.394% | 0 | 0% | 2.394% | 0 | 0% | 0.2574% | 0 | 0% | 0.2574% | 0 | 0% | 0.2574% | 0 | 0% | 0.7408% | 0 | 0% | 0.7408% | 0 | 0% | 0.7408% | 0 | 20.61% | 0.7365% | 7.9848e-05 | 79.39% | 0.7365% | 0.00030765 | 0% | 0.7365% | 0 | 0% | 5.484% | 0 | 0% | 5.484% | 0 | 0% | 5.484% | 0 | 0% | 1.201% | 0 | 0% | 1.201% | 0 | 0% | 1.201% | 0 |  |  |  | 0% | 11.8% | 0 | 0% | 11.8% | 0 | 0% | 11.8% | 0 | 0% | 0.3641% | 0 | 0% | 0.3641% | 0 | 0% | 0.3641% | 0 | 0% | 100% | 0 | 0% | 100% | 0 | 0% | 100% | 0 | 0% | 100% | 0 |  |  | 0 |  |  | 0 |  |  | 0
ASHLAN AVE 1109CB | 5.0568e-05 | 0 | 0.057341 | 0 | 0.057341 | 0.0099984 | 0.051546 | 0.028059 | 0% | 99% | 0 | 0% | 99% | 0 | 0% | 99% | 0 | 0% | 99% | 0 | 0% | 63.08% | 0 | 0% | 49.82% | 0 | 0% | 49.82% | 0 | 0% | 49.82% | 0 | 0 | 0% | 2.653% | 0 | 0% | 2.653% | 0 | 0% | 2.653% | 0 | 0% | 0.2964% | 0 | 0% | 0.2964% | 0 | 0% | 0.2964% | 0 | 0% | 0.8704% | 0 | 0% | 0.8704% | 0 | 0% | 0.8704% | 0 | 0% | 0.8899% | 0 | 0% | 0.8899% | 0 | 3.337% | 0.8899% | 1.7027e-05 | 0% | 6.526% | 0 | 0% | 6.526% | 0 | 0% | 6.526% | 0 | 0% | 0.5009% | 0 | 0% | 0.5009% | 0 | 0% | 0.5009% | 0 |  |  |  | 0% | 11.8% | 0 | 0% | 11.8% | 0 | 0% | 11.8% | 0 | 0% | 0.3627% | 0 | 0% | 0.3627% | 0 | 0% | 0.3627% | 0 | 0% | 100% | 0 | 0% | 100% | 0 | 0% | 100% | 0 | 0% | 100% | 0 |  |  | 0 |  |  | 0 |  |  | 0
MORRO BAY 1101424198 | 1.0844e-05 | 0 | 0.0014879 | 0 | 0.0014879 | 0.00030051 | 0.0016467 | 0.00037821 | 0% | 99% | 0 | 0% | 99% | 0 | 0% | 99% | 0 | 0% | 99% | 0 | 0% | 60.64% | 0 | 0% | 49.96% | 0 | 0% | 49.96% | 0 | 0% | 49.96% | 0 | 0 | 0% | 3.547% | 0 | 0% | 3.547% | 0 | 0% | 3.547% | 0 | 0% | 0.3522% | 0 | 0% | 0.3522% | 0 | 0% | 0.3522% | 0 | 0% | 1.091% | 0 | 0% | 1.091% | 0 | 0% | 1.091% | 0 | 100% | 1.039% | 1.5459e-05 | 0% | 1.039% | 0 | 0% | 1.039% | 0 | 0% | 7.955% | 0 | 0% | 7.955% | 0 | 0% | 7.955% | 0 | 0% | 0.5885% | 0 | 0% | 0.5885% | 0 | 0% | 0.5885% | 0 |  |  |  | 0% | 11.8% | 0 | 0% | 11.8% | 0 | 0% | 11.8% | 0 | 0% | 0.3419% | 0 | 0% | 0.3419% | 0 | 0% | 0.3419% | 0 | 0% | 100% | 0 | 0% | 100% | 0 | 0% | 100% | 0 | 0% | 100% | 0 |  |  | 0 |  |  | 0 |  |  | 0
LIVERMORE 1104CB | 3.5815e-05 | 0 | 0.029695 | 0 | 0.029695 | 0.0050382 | 0.026458 | 0.014913 | 0% | 99% | 0 | 0% | 99% | 0 | 0% | 99% | 0 | 0% | 99% | 0 | 0% | 65.12% | 0 | 0% | 51.16% | 0 | 0% | 51.16% | 0 | 0% | 51.16% | 0 | 0 | 0% | 3.313% | 0 | 0% | 3.313% | 0 | 0% | 3.313% | 0 | 0% | 0.3651% | 0 | 0% | 0.3651% | 0 | 0% | 0.3651% | 0 | 0% | 0.8573% | 0 | 0% | 0.8573% | 0 | 0% | 0.8573% | 0 | 56.52% | 0.8975% | 0.00015063 | 0% | 0.8975% | 0 | 0% | 0.8975% | 0 | 0% | 6.443% | 0 | 0% | 6.443% | 0 | 0% | 6.443% | 0 | 0% | 0.4884% | 0 | 0% | 0.4884% | 0 | 0% | 0.4884% | 0 |  |  |  | 0% | 11.8% | 0 | 0% | 11.8% | 0 | 0% | 11.8% | 0 | 0% | 0.3676% | 0 | 0% | 0.3676% | 0 | 0% | 0.3676% | 0 | 0% | 100% | 0 | 0% | 100% | 0 | 0% | 100% | 0 | 0% | 100% | 0 |  |  | 0 |  |  | 0 |  |  | 0
STOREY 110799922 | 4.1511e-05 | 0 | 0.023025 | 0 | 0.023025 | 0.0038888 | 0.021363 | 0.010735 | 0% | 99% | 0 | 0% | 99% | 0 | 0% | 99% | 0 | 0% | 99% | 0 | 0% | 63.17% | 0 | 0% | 50.33% | 0 | 0% | 50.33% | 0 | 0% | 50.33% | 0 | 0 | 0% | 2.871% | 0 | 0% | 2.871% | 0 | 0% | 2.871% | 0 | 0% | 0.3156% | 0 | 0% | 0.3156% | 0 | 0% | 0.3156% | 0 | 0% | 0.9009% | 0 | 0% | 0.9009% | 0 | 0% | 0.9009% | 0 | 97.55% | 0.9126% | 0.00020498 | 0% | 0.9126% | 0 | 0% | 0.9126% | 0 | 0% | 6.72% | 0 | 0% | 6.72% | 0 | 0% | 6.72% | 0 | 0% | 0.5288% | 0 | 0% | 0.5288% | 0 | 0% | 0.5288% | 0 |  |  |  | 0% | 11.8% | 0 | 0% | 11.8% | 0 | 0% | 11.8% | 0 | 0% | 0.3599% | 0 | 0% | 0.3599% | 0 | 0% | 0.3599% | 0 | 0% | 100% | 0 | 0% | 100% | 0 | 0% | 100% | 0 | 0% | 100% | 0 |  |  | 0 |  |  | 0 |  |  | 0
CALIFORNIA AVE 1111R2610 | 6.2077e-05 | 0 | 0.026409 | 0 | 0.026409 | 0.0023605 | 0.02208 | 0.016847 | 0% | 99% | 0 | 0% | 99% | 0 | 0% | 99% | 0 | 0% | 99% | 0 | 0% | 64.28% | 0 | 0% | 50.03% | 0 | 0% | 50.03% | 0 | 0% | 50.03% | 0 | 0 | 0% | 2.94% | 0 | 0% | 2.94% | 0 | 0% | 2.94% | 0 | 0% | 0.3288% | 0 | 0% | 0.3288% | 0 | 0% | 0.3288% | 0 | 0% | 0.8042% | 0 | 0% | 0.8042% | 0 | 0% | 0.8042% | 0 | 0% | 0.8525% | 0 | 0% | 0.8525% | 0 | 0% | 0.8525% | 0 | 0% | 6.089% | 0 | 0% | 6.089% | 0 | 0% | 6.089% | 0 | 0% | 0.2977% | 0 | 0% | 0.2977% | 0 | 0% | 0.2977% | 0 |  |  |  | 0% | 11.8% | 0 | 0% | 11.8% | 0 | 0% | 11.8% | 0 | 0% | 0.3717% | 0 | 0% | 0.3717% | 0 | 0% | 0.3717% | 0 | 0% | 100% | 0 | 0% | 100% | 0 | 0% | 100% | 0 | 0% | 100% | 0 |  |  | 0 |  |  | 0 |  |  | 0
BAKERSFIELD 21041574 | 3.8346e-05 | 0 | 0.045638 | 0 | 0.045638 | 0.011166 | 0.040214 | 0.019999 | 0% | 99% | 0 | 0% | 99% | 0 | 0% | 99% | 0 | 0% | 99% | 0 | 0% | 63.49% | 0 | 0% | 50.03% | 0 | 0% | 50.03% | 0 | 0% | 50.03% | 0 | 0 | 0% | 2.475% | 0 | 0% | 2.475% | 0 | 0% | 2.475% | 0 | 0% | 0.2835% | 0 | 0% | 0.2835% | 0 | 0% | 0.2835% | 0 | 0% | 0.8522% | 0 | 0% | 0.8522% | 0 | 0% | 0.8522% | 0 | 0% | 0.8787% | 0 | 0% | 0.8787% | 0 | 0% | 0.8787% | 0 | 0% | 6.41% | 0 | 0% | 6.41% | 0 | 0% | 6.41% | 0 | 0% | 0.5683% | 0 | 0% | 0.5683% | 0 | 0% | 0.5683% | 0 |  |  |  | 0% | 11.8% | 0 | 0% | 11.8% | 0 | 0% | 11.8% | 0 | 0% | 0.3639% | 0 | 0% | 0.3639% | 0 | 0% | 0.3639% | 0 | 0% | 100% | 0 | 0% | 100% | 0 | 0% | 100% | 0 | 0% | 100% | 0 |  |  | 0 |  |  | 0 |  |  | 0
FRANKLIN 1101P132 | 3.5166e-05 | 0.0032458 | 0.010687 | 0 | 0.010687 | 0.0015327 | 0.010798 | 0.0043862 | 0% | 99% | 0 | 0% | 99% | 0 | 0% | 99% | 0 | 0% | 99% | 0 | 0% | 64.23% | 0 | 0% | 50.69% | 0 | 0% | 50.69% | 0 | 0% | 50.69% | 0 | 0 | 0% | 4.167% | 0 | 0% | 4.167% | 0 | 0% | 4.167% | 0 | 0% | 0.4544% | 0 | 0% | 0.4544% | 0 | 0% | 0.4544% | 0 | 0% | 0.9714% | 0 | 62.3% | 0.9714% | 6.4674e-05 | 0% | 0.9714% | 0 | 96.96% | 1.018% | 0.00010543 | 0% | 1.018% | 0 | 3.045% | 1.018% | 3.3113e-06 | 0% | 7.274% | 0 | 0% | 7.274% | 0 | 0% | 7.274% | 0 | 0% | 0.4251% | 0 | 0% | 0.4251% | 0 | 0% | 0.4251% | 0 |  |  |  | 0% | 11.8% | 0 | 18.29% | 11.8% | 0.00023068 | 0% | 11.8% | 0 | 0% | 0.364% | 0 | 0% | 0.364% | 0 | 0% | 0.364% | 0 | 0% | 100% | 0 | 0% | 100% | 0 | 0% | 100% | 0 | 0% | 100% | 0 |  |  | 0 |  |  | 0 |  |  | 0
SAN RAFAEL 1106837 | 4.544e-05 | 0 | 0.0017955 | 0 | 0.0017955 | 0.00098536 | 0.0014194 | 0.00040371 | 0% | 99% | 0 | 0% | 99% | 0 | 0% | 99% | 0 | 0% | 99% | 0 | 0% | 63.06% | 0 | 0% | 49.16% | 0 | 0% | 49.16% | 0 | 0% | 49.16% | 0 | 0 | 0% | 2.783% | 0 | 0% | 2.783% | 0 | 0% | 2.783% | 0 | 0% | 0.3004% | 0 | 0% | 0.3004% | 0 | 0% | 0.3004% | 0 | 0% | 0.759% | 0 | 0% | 0.759% | 0 | 0% | 0.759% | 0 | 0% | 0.7627% | 0 | 0% | 0.7627% | 0 | 9.878% | 0.7627% | 1.3527e-06 | 0% | 5.62% | 0 | 0% | 5.62% | 0 | 0% | 5.62% | 0 | 0% | 1.647% | 0 | 0% | 1.647% | 0 | 0% | 1.647% | 0 |  |  |  | 0% | 11.8% | 0 | 0% | 11.8% | 0 | 0% | 11.8% | 0 | 0% | 0.3643% | 0 | 0% | 0.3643% | 0 | 0% | 0.3643% | 0 | 0% | 100% | 0 | 0% | 100% | 0 | 0% | 100% | 0 | 0% | 100% | 0 |  |  | 0 |  |  | 0 |  |  | 0
PUEBLO 2101CB | 5.1548e-05 | 0 | 0.019788 | 0.56486 | 0.58465 | 0.0051597 | 0.019112 | 0.0066815 | 0% | 99% | 0 | 0% | 99% | 0 | 0% | 99% | 0 | 0% | 99% | 0 | 0% | 63.88% | 0 | 0% | 49.3% | 0 | 0% | 49.3% | 0 | 0% | 49.3% | 0 | 0.56486 | 0% | 3.201% | 0 | 0% | 3.201% | 0 | 0% | 3.201% | 0 | 0% | 0.3689% | 0 | 0% | 0.3689% | 0 | 0% | 0.3689% | 0 | 0% | 0.9153% | 0 | 0% | 0.9153% | 0 | 0% | 0.9153% | 0 | 0% | 0.964% | 0 | 45.37% | 0.964% | 8.655e-05 | 0% | 0.964% | 0 | 0% | 6.911% | 0 | 0% | 6.911% | 0 | 0% | 6.911% | 0 | 0% | 0.76% | 0 | 0% | 0.76% | 0 | 0% | 0.76% | 0 |  |  |  | 0% | 11.8% | 0 | 0% | 11.8% | 0 | 0% | 11.8% | 0 | 0% | 0.3637% | 0 | 0% | 0.3637% | 0 | 0% | 0.3637% | 0 | 0% | 100% | 0 | 0% | 100% | 0 | 0% | 100% | 0 | 0% | 100% | 0 |  |  | 0 |  |  | 0 |  |  | 0
KING CITY 1103CB | 4.059e-05 | 0 | 0.012243 | 0 | 0.012243 | 0.00096159 | 0.012843 | 0.0053479 | 0% | 99% | 0 | 0% | 99% | 0 | 0% | 99% | 0 | 0% | 99% | 0 | 0% | 63.67% | 0 | 0% | 50.56% | 0 | 0% | 50.56% | 0 | 0% | 50.56% | 0 | 0 | 0% | 3.856% | 0 | 0% | 3.856% | 0 | 0% | 3.856% | 0 | 0% | 0.4193% | 0 | 0% | 0.4193% | 0 | 0% | 0.4193% | 0 | 0% | 1.027% | 0 | 0% | 1.027% | 0 | 0% | 1.027% | 0 | 0% | 1.079% | 0 | 0% | 1.079% | 0 | 0% | 1.079% | 0 | 0% | 7.745% | 0 | 0% | 7.745% | 0 | 0% | 7.745% | 0 | 0% | 0.2575% | 0 | 0% | 0.2575% | 0 | 0% | 0.2575% | 0 |  |  |  | 0% | 11.8% | 0 | 0% | 11.8% | 0 | 0% | 11.8% | 0 | 0% | 0.3659% | 0 | 0% | 0.3659% | 0 | 0% | 0.3659% | 0 | 0% | 100% | 0 | 0% | 100% | 0 | 0% | 100% | 0 | 0% | 100% | 0 |  |  | 0 |  |  | 0 |  |  | 0
BELMONT 0401CB | 3.8498e-05 | 0 | 0.028303 | 0 | 0.028303 | 0.010042 | 0.025742 | 0.0085075 | 0% | 99% | 0 | 0% | 99% | 0 | 0% | 99% | 0 | 0% | 99% | 0 | 0% | 64.43% | 0 | 0% | 50.75% | 0 | 0% | 50.75% | 0 | 0% | 50.75% | 0 | 0 | 0% | 3.172% | 0 | 0% | 3.172% | 0 | 0% | 3.172% | 0 | 0% | 0.3484% | 0 | 0% | 0.3484% | 0 | 0% | 0.3484% | 0 | 0% | 0.8793% | 0 | 0% | 0.8793% | 0 | 0% | 0.8793% | 0 | 43.85% | 0.911% | 0.00011305 | 56.15% | 0.911% | 0.00014479 | 0% | 0.911% | 0 | 0% | 6.591% | 0 | 0% | 6.591% | 0 | 0% | 6.591% | 0 | 0% | 0.9393% | 0 | 0% | 0.9393% | 0 | 0% | 0.9393% | 0 |  |  |  | 0% | 11.8% | 0 | 0% | 11.8% | 0 | 0% | 11.8% | 0 | 0% | 0.3654% | 0 | 0% | 0.3654% | 0 | 0% | 0.3654% | 0 | 0% | 100% | 0 | 0% | 100% | 0 | 0% | 100% | 0 | 0% | 100% | 0 |  |  | 0 |  |  | 0 |  |  | 0
LIVERMORE 1104MR271 | 2.553e-05 | 0 | 0.0068303 | 0 | 0.0068303 | 0.0013411 | 0.0056545 | 0.0036937 | 0% | 99% | 0 | 0% | 99% | 0 | 0% | 99% | 0 | 0% | 99% | 0 | 0% | 66.85% | 0 | 0% | 52.6% | 0 | 0% | 52.6% | 0 | 0% | 52.6% | 0 | 0 | 0% | 3.643% | 0 | 0% | 3.643% | 0 | 0% | 3.643% | 0 | 0% | 0.3919% | 0 | 0% | 0.3919% | 0 | 0% | 0.3919% | 0 | 0% | 0.8043% | 0 | 0% | 0.8043% | 0 | 0% | 0.8043% | 0 | 0% | 0.8616% | 0 | 0% | 0.8616% | 0 | 0% | 0.8616% | 0 | 0% | 6.065% | 0 | 0% | 6.065% | 0 | 0% | 6.065% | 0 | 0% | 0.5494% | 0 | 0% | 0.5494% | 0 | 0% | 0.5494% | 0 |  |  |  | 0% | 11.8% | 0 | 0% | 11.8% | 0 | 0% | 11.8% | 0 | 0% | 0.3758% | 0 | 0% | 0.3758% | 0 | 0% | 0.3758% | 0 | 0% | 100% | 0 | 0% | 100% | 0 | 0% | 100% | 0 | 0% | 100% | 0 |  |  | 0 |  |  | 0 |  |  | 0
BAY MEADOWS 110565187 | 3.5154e-05 | 0 | 0.01325 | 0 | 0.01325 | 0.0060522 | 0.011062 | 0.0036233 | 0% | 99% | 0 | 0% | 99% | 0 | 0% | 99% | 0 | 0% | 99% | 0 | 0% | 64.25% | 0 | 0% | 50.19% | 0 | 0% | 50.19% | 0 | 0% | 50.19% | 0 | 0 | 0% | 2.992% | 0 | 0% | 2.992% | 0 | 0% | 2.992% | 0 | 0% | 0.3285% | 0 | 0% | 0.3285% | 0 | 0% | 0.3285% | 0 | 0% | 0.8034% | 0 | 0% | 0.8034% | 0 | 0% | 0.8034% | 0 | 100% | 0.8269% | 0.00010956 | 0% | 0.8269% | 0 | 0% | 0.8269% | 0 | 0% | 6% | 0 | 0% | 6% | 0 | 0% | 6% | 0 | 0% | 1.291% | 0 | 0% | 1.291% | 0 | 0% | 1.291% | 0 |  |  |  | 0% | 11.8% | 0 | 0% | 11.8% | 0 | 0% | 11.8% | 0 | 0% | 0.3667% | 0 | 0% | 0.3667% | 0 | 0% | 0.3667% | 0 | 0% | 100% | 0 | 0% | 100% | 0 | 0% | 100% | 0 | 0% | 100% | 0 |  |  | 0 |  |  | 0 |  |  | 0
SILVERADO 210578326 | 8.6007e-05 | 0 | 0.0061485 | 0.054359 | 0.060507 | 0.0031179 | 0.004906 | 0.0016019 | 0% | 99% | 0 | 0% | 99% | 0 | 0% | 99% | 0 | 0% | 99% | 0 | 0% | 63.81% | 0 | 0% | 48.56% | 0 | 0% | 48.56% | 0 | 0% | 48.56% | 0 | 0.054359 | 0% | 2.622% | 0 | 0% | 2.622% | 0 | 0% | 2.622% | 0 | 0% | 0.3009% | 0 | 0% | 0.3009% | 0 | 0% | 0.3009% | 0 | 0% | 0.7567% | 0 | 0% | 0.7567% | 0 | 0% | 0.7567% | 0 | 0% | 0.7933% | 0 | 0% | 0.7933% | 0 | 100% | 0.7933% | 4.8778e-05 | 0% | 5.707% | 0 | 0% | 5.707% | 0 | 0% | 5.707% | 0 | 0% | 1.409% | 0 | 0% | 1.409% | 0 | 0% | 1.409% | 0 |  |  |  | 0% | 11.8% | 0 | 0% | 11.8% | 0 | 0% | 11.8% | 0 | 0% | 0.3695% | 0 | 0% | 0.3695% | 0 | 0% | 0.3695% | 0 | 0% | 100% | 0 | 0% | 100% | 0 | 0% | 100% | 0 | 0% | 100% | 0 |  |  | 0 |  |  | 0 |  |  | 0
DEL MONTE 2105CB | 5.1785e-05 | 0 | 0.046683 | 0 | 0.046683 | 0.0081621 | 0.050126 | 0.014813 | 0% | 99% | 0 | 0% | 99% | 0 | 0% | 99% | 0 | 0% | 99% | 0 | 0% | 63.94% | 0 | 0% | 49.97% | 0 | 0% | 49.97% | 0 | 0% | 49.97% | 0 | 0 | 0% | 3.929% | 0 | 0% | 3.929% | 0 | 0% | 3.929% | 0 | 0% | 0.436% | 0 | 0% | 0.436% | 0 | 0% | 0.436% | 0 | 0% | 1.045% | 0 | 1.31% | 1.045% | 6.3923e-06 | 0% | 1.045% | 0 | 100% | 1.111% | 0.00051869 | 0% | 1.111% | 0 | 0% | 1.111% | 0 | 0% | 7.909% | 0 | 0% | 7.909% | 0 | 0% | 7.909% | 0 | 0% | 0.5162% | 0 | 0% | 0.5162% | 0 | 0% | 0.5162% | 0 |  |  |  | 0% | 11.8% | 0 | 0% | 11.8% | 0 | 0% | 11.8% | 0 | 0% | 0.3665% | 0 | 0% | 0.3665% | 0 | 0% | 0.3665% | 0 | 0% | 100% | 0 | 0% | 100% | 0 | 0% | 100% | 0 | 0% | 100% | 0 |  |  | 0 |  |  | 0 |  |  | 0
VINEYARD 2106MR519 | 3.3244e-05 | 0 | 0.010731 | 0 | 0.010731 | 0.0048587 | 0.0083967 | 0.0035492 | 0% | 99% | 0 | 0% | 99% | 0 | 0% | 99% | 0 | 0% | 99% | 0 | 0% | 63.19% | 0 | 0% | 49.97% | 0 | 0% | 49.97% | 0 | 0% | 49.97% | 0 | 0 | 0% | 2.534% | 0 | 0% | 2.534% | 0 | 0% | 2.534% | 0 | 0% | 0.2634% | 0 | 0% | 0.2634% | 0 | 0% | 0.2634% | 0 | 0% | 0.7599% | 0 | 0% | 0.7599% | 0 | 0% | 0.7599% | 0 | 0% | 0.7368% | 0 | 0% | 0.7368% | 0 | 100% | 0.7368% | 7.9065e-05 | 0% | 5.569% | 0 | 0% | 5.569% | 0 | 0% | 5.569% | 0 | 0% | 1.255% | 0 | 0% | 1.255% | 0 | 0% | 1.255% | 0 |  |  |  | 0% | 11.8% | 0 | 0% | 11.8% | 0 | 0% | 11.8% | 0 | 0% | 0.3599% | 0 | 0% | 0.3599% | 0 | 0% | 0.3599% | 0 | 0% | 100% | 0 | 0% | 100% | 0 | 0% | 100% | 0 | 0% | 100% | 0 |  |  | 0 |  |  | 0 |  |  | 0
LAKEWOOD 2108CB | 6.719e-05 | 0 | 0.0033306 | 0 | 0.0033306 | 0.00040184 | 0.0033492 | 0.0014657 | 0% | 99% | 0 | 0% | 99% | 0 | 0% | 99% | 0 | 0% | 99% | 0 | 0% | 64.35% | 0 | 0% | 50.22% | 0 | 0% | 50.22% | 0 | 0% | 50.22% | 0 | 0 | 0% | 3.614% | 0 | 0% | 3.614% | 0 | 0% | 3.614% | 0 | 0% | 0.4048% | 0 | 0% | 0.4048% | 0 | 0% | 0.4048% | 0 | 0% | 0.9603% | 0 | 0% | 0.9603% | 0 | 0% | 0.9603% | 0 | 0% | 1.012% | 0 | 0% | 1.012% | 0 | 0% | 1.012% | 0 | 0% | 7.242% | 0 | 0% | 7.242% | 0 | 0% | 7.242% | 0 | 0% | 0.2731% | 0 | 0% | 0.2731% | 0 | 0% | 0.2731% | 0 |  |  |  | 0% | 11.8% | 0 | 0% | 11.8% | 0 | 0% | 11.8% | 0 | 0% | 0.3644% | 0 | 0% | 0.3644% | 0 | 0% | 0.3644% | 0 | 0% | 100% | 0 | 0% | 100% | 0 | 0% | 100% | 0 | 0% | 100% | 0 |  |  | 0 |  |  | 0 |  |  | 0
CANAL 1105990288 | 3.827e-05 | 0 | 0.023001 | 0 | 0.023001 | 0.0023202 | 0.022143 | 0.011565 | 0% | 99% | 0 | 0% | 99% | 0 | 0% | 99% | 0 | 0% | 99% | 0 | 0% | 62.9% | 0 | 0% | 49.81% | 0 | 0% | 49.81% | 0 | 0% | 49.81% | 0 | 0 | 0% | 2.822% | 0 | 0% | 2.822% | 0 | 0% | 2.822% | 0 | 0% | 0.3216% | 0 | 0% | 0.3216% | 0 | 0% | 0.3216% | 0 | 0% | 0.9203% | 0 | 0% | 0.9203% | 0 | 0% | 0.9203% | 0 | 0% | 0.9463% | 0 | 0% | 0.9463% | 0 | 0% | 0.9463% | 0 | 0% | 6.913% | 0 | 0% | 6.913% | 0 | 0% | 6.913% | 0 | 0% | 0.2867% | 0 | 0% | 0.2867% | 0 | 0% | 0.2867% | 0 |  |  |  | 0% | 11.8% | 0 | 0% | 11.8% | 0 | 0% | 11.8% | 0 | 0% | 0.3598% | 0 | 0% | 0.3598% | 0 | 0% | 0.3598% | 0 | 0% | 100% | 0 | 0% | 100% | 0 | 0% | 100% | 0 | 0% | 100% | 0 |  |  | 0 |  |  | 0 |  |  | 0
LIVERMORE 1103MR286 | 3.7599e-05 | 0 | 0.021841 | 0 | 0.021841 | 0.0036182 | 0.02061 | 0.0099895 | 0% | 99% | 0 | 0% | 99% | 0 | 0% | 99% | 0 | 0% | 99% | 0 | 0% | 63.93% | 0 | 0% | 50.76% | 0 | 0% | 50.76% | 0 | 0% | 50.76% | 0 | 0 | 0% | 3.304% | 0 | 0% | 3.304% | 0 | 0% | 3.304% | 0 | 0% | 0.3563% | 0 | 0% | 0.3563% | 0 | 0% | 0.3563% | 0 | 0% | 0.9108% | 0 | 0% | 0.9108% | 0 | 0% | 0.9108% | 0 | 93.86% | 0.9265% | 0.00018993 | 0% | 0.9265% | 0 | 0% | 0.9265% | 0 | 0% | 6.781% | 0 | 0% | 6.781% | 0 | 0% | 6.781% | 0 | 0% | 0.4787% | 0 | 0% | 0.4787% | 0 | 0% | 0.4787% | 0 |  |  |  | 0% | 11.8% | 0 | 0% | 11.8% | 0 | 0% | 11.8% | 0 | 0% | 0.3606% | 0 | 0% | 0.3606% | 0 | 0% | 0.3606% | 0 | 0% | 100% | 0 | 0% | 100% | 0 | 0% | 100% | 0 | 0% | 100% | 0 |  |  | 0 |  |  | 0 |  |  | 0
RINCON 1102228730 | 3.8832e-05 | 0 | 0.010777 | 1.2235 | 1.2342 | 0.0039964 | 0.0091078 | 0.0037793 | 0% | 99% | 0 | 0% | 99% | 0 | 0% | 99% | 0 | 0% | 99% | 0 | 0% | 64.65% | 0 | 0% | 50.08% | 0 | 0% | 50.08% | 0 | 0% | 50.08% | 0 | 1.2235 | 0% | 3.297% | 0 | 0% | 3.297% | 0 | 0% | 3.297% | 0 | 0% | 0.3653% | 0 | 0% | 0.3653% | 0 | 0% | 0.3653% | 0 | 0% | 0.8139% | 0 | 0% | 0.8139% | 0 | 0% | 0.8139% | 0 | 0% | 0.8637% | 0 | 0% | 0.8637% | 0 | 0% | 0.8637% | 0 | 0% | 6.139% | 0 | 0% | 6.139% | 0 | 0% | 6.139% | 0 | 0% | 1.109% | 0 | 0% | 1.109% | 0 | 0% | 1.109% | 0 |  |  |  | 0% | 11.8% | 0 | 0.7864% | 11.8% | 1.0001e-05 | 0% | 11.8% | 0 | 0% | 0.3723% | 0 | 0% | 0.3723% | 0 | 0% | 0.3723% | 0 | 0% | 100% | 0 | 0% | 100% | 0 | 0% | 100% | 0 | 0% | 100% | 0 |  |  | 0 |  |  | 0 |  |  | 0
CAROLANDS 0402CB | 2.2114e-05 | 0 | 0.00025454 | 0 | 0.00025454 | 0.00022213 | 0.00015901 | 1.7659e-05 | 0% | 99% | 0 | 0% | 99% | 0 | 0% | 99% | 0 | 0% | 99% | 0 | 0% | 63.91% | 0 | 0% | 48.49% | 0 | 0% | 48.49% | 0 | 0% | 48.49% | 0 | 0 | 0% | 1.878% | 0 | 0% | 1.878% | 0 | 0% | 1.878% | 0 | 0% | 0.2278% | 0 | 0% | 0.2278% | 0 | 0% | 0.2278% | 0 | 0% | 0.5933% | 0 | 0% | 0.5933% | 0 | 0% | 0.5933% | 0 | 0% | 0.6352% | 0 | 100% | 0.6352% | 1.6169e-06 | 0% | 0.6352% | 0 | 0% | 4.515% | 0 | 0% | 4.515% | 0 | 0% | 4.515% | 0 | 0% | 2.669% | 0 | 0% | 2.669% | 0 | 0% | 2.669% | 0 |  |  |  | 0% | 11.8% | 0 | 0% | 11.8% | 0 | 0% | 11.8% | 0 | 0% | 0.3781% | 0 | 0% | 0.3781% | 0 | 0% | 0.3781% | 0 | 0% | 100% | 0 | 0% | 100% | 0 | 0% | 100% | 0 | 0% | 100% | 0 |  |  | 0 |  |  | 0 |  |  | 0
MOUNTAIN VIEW 1113CB | 4.8553e-05 | 0 | 0.011987 | 0 | 0.011987 | 0.0038645 | 0.009896 | 0.0050198 | 0% | 99% | 0 | 0% | 99% | 0 | 0% | 99% | 0 | 0% | 99% | 0 | 0% | 65.4% | 0 | 0% | 51.31% | 0 | 0% | 51.31% | 0 | 0% | 51.31% | 0 | 0 | 0% | 3.072% | 0 | 0% | 3.072% | 0 | 0% | 3.072% | 0 | 0% | 0.3343% | 0 | 0% | 0.3343% | 0 | 0% | 0.3343% | 0 | 0% | 0.7992% | 0 | 0% | 0.7992% | 0 | 0% | 0.7992% | 0 | 0% | 0.8334% | 0 | 0% | 0.8334% | 0 | 100% | 0.8334% | 9.9903e-05 | 0% | 5.997% | 0 | 0% | 5.997% | 0 | 0% | 5.997% | 0 | 0% | 0.775% | 0 | 0% | 0.775% | 0 | 0% | 0.775% | 0 |  |  |  | 0% | 11.8% | 0 | 0% | 11.8% | 0 | 0% | 11.8% | 0 | 0% | 0.3703% | 0 | 0% | 0.3703% | 0 | 0% | 0.3703% | 0 | 0% | 100% | 0 | 0% | 100% | 0 | 0% | 100% | 0 | 0% | 100% | 0 |  |  | 0 |  |  | 0 |  |  | 0
EL CERRITO G 1108BR346 | 3.2123e-05 | 0 | 0.036795 | 0 | 0.036795 | 0.015232 | 0.031806 | 0.010621 | 0% | 99% | 0 | 0% | 99% | 0 | 0% | 99% | 0 | 0% | 99% | 0 | 0% | 62.43% | 0 | 0% | 49.79% | 0 | 0% | 49.79% | 0 | 0% | 49.79% | 0 | 0 | 0% | 2.706% | 0 | 0% | 2.706% | 0 | 0% | 2.706% | 0 | 0% | 0.2831% | 0 | 0% | 0.2831% | 0 | 0% | 0.2831% | 0 | 0% | 0.8407% | 0 | 1.876% | 0.8407% | 5.8023e-06 | 0% | 0.8407% | 0 | 1.876% | 0.8194% | 5.6553e-06 | 30.93% | 0.8194% | 9.326e-05 | 53.05% | 0.8194% | 0.00015996 | 0% | 6.181% | 0 | 0% | 6.181% | 0 | 0% | 6.181% | 0 | 0% | 1.077% | 0 | 0% | 1.077% | 0 | 0% | 1.077% | 0 |  |  |  | 0% | 11.8% | 0 | 0% | 11.8% | 0 | 0% | 11.8% | 0 | 0% | 0.3569% | 0 | 0% | 0.3569% | 0 | 0% | 0.3569% | 0 | 0% | 100% | 0 | 0% | 100% | 0 | 0% | 100% | 0 | 0% | 100% | 0 |  |  | 0 |  |  | 0 |  |  | 0
SYCAMORE CREEK 110576092 | 5.605e-05 | 0 | 0.036727 | 0 | 0.036727 | 0.018869 | 0.024962 | 0.013721 | 0% | 99% | 0 | 0% | 99% | 0 | 0% | 99% | 0 | 0% | 99% | 0 | 0% | 64.53% | 0 | 0% | 49.83% | 0 | 0% | 49.83% | 0 | 0% | 49.83% | 0 | 0 | 0% | 2.125% | 0 | 0% | 2.125% | 0 | 0% | 2.125% | 0 | 0% | 0.2385% | 0 | 0% | 0.2385% | 0 | 0% | 0.2385% | 0 | 0% | 0.6519% | 0 | 0% | 0.6519% | 0 | 0% | 0.6519% | 0 | 38.22% | 0.6703% | 9.4094e-05 | 0% | 0.6703% | 0 | 61.11% | 0.6703% | 0.00015045 | 0% | 4.886% | 0 | 0% | 4.886% | 0 | 0% | 4.886% | 0 | 0% | 1.408% | 0 | 0% | 1.408% | 0 | 0% | 1.408% | 0 |  |  |  | 0% | 11.8% | 0 | 0% | 11.8% | 0 | 0% | 11.8% | 0 | 0% | 0.3719% | 0 | 0% | 0.3719% | 0 | 0% | 0.3719% | 0 | 0% | 100% | 0 | 0% | 100% | 0 | 0% | 100% | 0 | 0% | 100% | 0 |  |  | 0 |  |  | 0 |  |  | 0
SF N 0402CB | 3.5446e-05 | 0 | 0.0063043 | 0 | 0.0063043 | 0.0014685 | 0.007288 | 0.0011229 | 0% | 99% | 0 | 0% | 99% | 0 | 0% | 99% | 0 | 0% | 99% | 0 | 0% | 62.33% | 0 | 0% | 49.6% | 0 | 0% | 49.6% | 0 | 0% | 49.6% | 0 | 0 | 0% | 4.142% | 0 | 0% | 4.142% | 0 | 0% | 4.142% | 0 | 0% | 0.4469% | 0 | 0% | 0.4469% | 0 | 0% | 0.4469% | 0 | 0% | 1.132% | 0 | 0% | 1.132% | 0 | 0% | 1.132% | 0 | 0% | 1.174% | 0 | 0% | 1.174% | 0 | 0% | 1.174% | 0 | 0% | 8.49% | 0 | 0% | 8.49% | 0 | 0% | 8.49% | 0 | 0% | 0.7583% | 0 | 0% | 0.7583% | 0 | 0% | 0.7583% | 0 |  |  |  | 0% | 11.8% | 0 | 0% | 11.8% | 0 | 0% | 11.8% | 0 | 0% | 0.3594% | 0 | 0% | 0.3594% | 0 | 0% | 0.3594% | 0 | 0% | 100% | 0 | 0% | 100% | 0 | 0% | 100% | 0 | 0% | 100% | 0 |  |  | 0 |  |  | 0 |  |  | 0
EL CAPITAN 110511480 | 4.3953e-05 | 0 | 0.020062 | 0 | 0.020062 | 0.0073952 | 0.016934 | 0.0071148 | 0% | 99% | 0 | 0% | 99% | 0 | 0% | 99% | 0 | 0% | 99% | 0 | 0% | 62.5% | 0 | 0% | 49.19% | 0 | 0% | 49.19% | 0 | 0% | 49.19% | 0 | 0 | 0% | 2.264% | 0 | 0% | 2.264% | 0 | 0% | 2.264% | 0 | 0% | 0.2537% | 0 | 0% | 0.2537% | 0 | 0% | 0.2537% | 0 | 0% | 0.8109% | 0 | 0% | 0.8109% | 0 | 0% | 0.8109% | 0 | 31.9% | 0.8097% | 5.1812e-05 | 0% | 0.8097% | 0 | 0% | 0.8097% | 0 | 0% | 6.033% | 0 | 0% | 6.033% | 0 | 0% | 6.033% | 0 | 0% | 1.09% | 0 | 0% | 1.09% | 0 | 0% | 1.09% | 0 |  |  |  | 0% | 11.8% | 0 | 0% | 11.8% | 0 | 0% | 11.8% | 0 | 0% | 0.36% | 0 | 0% | 0.36% | 0 | 0% | 0.36% | 0 | 0% | 100% | 0 | 0% | 100% | 0 | 0% | 100% | 0 | 0% | 100% | 0 |  |  | 0 |  |  | 0 |  |  | 0
TIDEWATER 2108CB | 6.5001e-05 | 0 | 0.014896 | 0 | 0.014896 | 0.0026472 | 0.013811 | 0.0068898 | 0% | 99% | 0 | 0% | 99% | 0 | 0% | 99% | 0 | 0% | 99% | 0 | 0% | 64.69% | 0 | 0% | 50.66% | 0 | 0% | 50.66% | 0 | 0% | 50.66% | 0 | 0 | 0% | 3.194% | 0 | 0% | 3.194% | 0 | 0% | 3.194% | 0 | 0% | 0.3603% | 0 | 0% | 0.3603% | 0 | 0% | 0.3603% | 0 | 0% | 0.8826% | 0 | 0% | 0.8826% | 0 | 0% | 0.8826% | 0 | 7.854% | 0.9211% | 1.0777e-05 | 0% | 0.9211% | 0 | 0% | 0.9211% | 0 | 0% | 6.635% | 0 | 0% | 6.635% | 0 | 0% | 6.635% | 0 | 0% | 0.3477% | 0 | 0% | 0.3477% | 0 | 0% | 0.3477% | 0 |  |  |  | 0% | 11.8% | 0 | 0% | 11.8% | 0 | 0% | 11.8% | 0 | 0% | 0.3642% | 0 | 0% | 0.3642% | 0 | 0% | 0.3642% | 0 | 0% | 100% | 0 | 0% | 100% | 0 | 0% | 100% | 0 | 0% | 100% | 0 |  |  | 0 |  |  | 0 |  |  | 0
STONE 1108CB | 4.0998e-05 | 0 | 0.037872 | 0 | 0.037872 | 0.007224 | 0.033835 | 0.018314 | 0% | 99% | 0 | 0% | 99% | 0 | 0% | 99% | 0 | 0% | 99% | 0 | 0% | 65.28% | 0 | 0% | 51.8% | 0 | 0% | 51.8% | 0 | 0% | 51.8% | 0 | 0 | 0% | 3.105% | 0 | 0% | 3.105% | 0 | 0% | 3.105% | 0 | 0% | 0.3449% | 0 | 0% | 0.3449% | 0 | 0% | 0.3449% | 0 | 0% | 0.8606% | 0 | 0% | 0.8606% | 0 | 0% | 0.8606% | 0 | 0% | 0.8988% | 0 | 30.73% | 0.8988% | 0.00010461 | 38.59% | 0.8988% | 0.00013137 | 0% | 6.471% | 0 | 0% | 6.471% | 0 | 0% | 6.471% | 0 | 0% | 0.5086% | 0 | 0% | 0.5086% | 0 | 0% | 0.5086% | 0 |  |  |  | 0% | 11.8% | 0 | 0% | 11.8% | 0 | 0% | 11.8% | 0 | 0% | 0.367% | 0 | 0% | 0.367% | 0 | 0% | 0.367% | 0 | 0% | 100% | 0 | 0% | 100% | 0 | 0% | 100% | 0 | 0% | 100% | 0 |  |  | 0 |  |  | 0 |  |  | 0
LAWNDALE 0401CB | 3.4818e-05 | 0 | 0.022315 | 0 | 0.022315 | 0.0041403 | 0.024662 | 0.0061824 | 0% | 99% | 0 | 0% | 99% | 0 | 0% | 99% | 0 | 0% | 99% | 0 | 0% | 63.16% | 0 | 0% | 50.76% | 0 | 0% | 50.76% | 0 | 0% | 50.76% | 0 | 0 | 0% | 3.894% | 0 | 0% | 3.894% | 0 | 0% | 3.894% | 0 | 0% | 0.4189% | 0 | 0% | 0.4189% | 0 | 0% | 0.4189% | 0 | 0% | 1.075% | 0 | 0% | 1.075% | 0 | 0% | 1.075% | 0 | 23.21% | 1.097% | 5.6808e-05 | 1.748% | 1.097% | 4.2783e-06 | 34.4% | 1.097% | 8.4192e-05 | 0% | 8.015% | 0 | 0% | 8.015% | 0 | 0% | 8.015% | 0 | 0% | 0.5596% | 0 | 0% | 0.5596% | 0 | 0% | 0.5596% | 0 |  |  |  | 0% | 11.8% | 0 | 0% | 11.8% | 0 | 0% | 11.8% | 0 | 0% | 0.3561% | 0 | 0% | 0.3561% | 0 | 0% | 0.3561% | 0 | 0% | 100% | 0 | 0% | 100% | 0 | 0% | 100% | 0 | 0% | 100% | 0 |  |  | 0 |  |  | 0 |  |  | 0
NORTH TOWER 1103CB | 3.453e-05 | 0 | 0.050073 | 0 | 0.050073 | 0.013528 | 0.046949 | 0.018059 | 0% | 99% | 0 | 0% | 99% | 0 | 0% | 99% | 0 | 0% | 99% | 0 | 0% | 63.66% | 0 | 0% | 51.24% | 0 | 0% | 51.24% | 0 | 0% | 51.24% | 0 | 0 | 0% | 3.211% | 0 | 0% | 3.211% | 0 | 0% | 3.211% | 0 | 0% | 0.3383% | 0 | 0% | 0.3383% | 0 | 0% | 0.3383% | 0 | 0% | 0.9129% | 0 | 0% | 0.9129% | 0 | 0% | 0.9129% | 0 | 15.41% | 0.9063% | 6.9937e-05 | 0% | 0.9063% | 0 | 22.28% | 0.9063% | 0.00010111 | 0% | 6.74% | 0 | 0% | 6.74% | 0 | 0% | 6.74% | 0 | 0% | 0.6888% | 0 | 0% | 0.6888% | 0 | 0% | 0.6888% | 0 |  |  |  | 0% | 11.8% | 0 | 0% | 11.8% | 0 | 0% | 11.8% | 0 | 0% | 0.3572% | 0 | 0% | 0.3572% | 0 | 0% | 0.3572% | 0 | 0% | 100% | 0 | 0% | 100% | 0 | 0% | 100% | 0 | 0% | 100% | 0 |  |  | 0 |  |  | 0 |  |  | 0
SF H 110886122 | 3.3685e-05 | 0 | 0.0075917 | 0 | 0.0075917 | 0.0016932 | 0.0079169 | 0.0022971 | 0% | 99% | 0 | 0% | 99% | 0 | 0% | 99% | 0 | 0% | 99% | 0 | 0% | 63.44% | 0 | 0% | 51.18% | 0 | 0% | 51.18% | 0 | 0% | 51.18% | 0 | 0 | 0% | 3.6% | 0 | 0% | 3.6% | 0 | 0% | 3.6% | 0 | 0% | 0.3886% | 0 | 0% | 0.3886% | 0 | 0% | 0.3886% | 0 | 0% | 1.017% | 0 | 0% | 1.017% | 0 | 0% | 1.017% | 0 | 0% | 1.031% | 0 | 100% | 1.031% | 7.8266e-05 | 0% | 1.031% | 0 | 0% | 7.565% | 0 | 0% | 7.565% | 0 | 0% | 7.565% | 0 | 0% | 0.707% | 0 | 0% | 0.707% | 0 | 0% | 0.707% | 0 |  |  |  | 0% | 11.8% | 0 | 0% | 11.8% | 0 | 0% | 11.8% | 0 | 0% | 0.3572% | 0 | 0% | 0.3572% | 0 | 0% | 0.3572% | 0 | 0% | 100% | 0 | 0% | 100% | 0 | 0% | 100% | 0 | 0% | 100% | 0 |  |  | 0 |  |  | 0 |  |  | 0
WALNUT CREEK 0403CB | 5.1197e-05 | 0 | 0.0047574 | 0 | 0.0047574 | 0.0014597 | 0.0044552 | 0.0015469 | 0% | 99% | 0 | 0% | 99% | 0 | 0% | 99% | 0 | 0% | 99% | 0 | 0% | 64.1% | 0 | 0% | 50.15% | 0 | 0% | 50.15% | 0 | 0% | 50.15% | 0 | 0 | 0% | 3.379% | 0 | 0% | 3.379% | 0 | 0% | 3.379% | 0 | 0% | 0.3729% | 0 | 0% | 0.3729% | 0 | 0% | 0.3729% | 0 | 0% | 0.9026% | 0 | 0% | 0.9026% | 0 | 0% | 0.9026% | 0 | 0% | 0.9423% | 0 | 0% | 0.9423% | 0 | 0% | 0.9423% | 0 | 0% | 6.782% | 0 | 0% | 6.782% | 0 | 0% | 6.782% | 0 | 0% | 0.6544% | 0 | 0% | 0.6544% | 0 | 0% | 0.6544% | 0 |  |  |  | 0% | 11.8% | 0 | 0% | 11.8% | 0 | 0% | 11.8% | 0 | 0% | 0.3661% | 0 | 0% | 0.3661% | 0 | 0% | 0.3661% | 0 | 0% | 100% | 0 | 0% | 100% | 0 | 0% | 100% | 0 | 0% | 100% | 0 |  |  | 0 |  |  | 0 |  |  | 0
BELLE HAVEN 11018990 | 3.7421e-05 | 0 | 0.0023644 | 0 | 0.0023644 | 0.00081733 | 0.0018955 | 0.00099562 | 0% | 99% | 0 | 0% | 99% | 0 | 0% | 99% | 0 | 0% | 99% | 0 | 0% | 65.33% | 0 | 0% | 51.67% | 0 | 0% | 51.67% | 0 | 0% | 51.67% | 0 | 0 | 0% | 3.304% | 0 | 0% | 3.304% | 0 | 0% | 3.304% | 0 | 0% | 0.3506% | 0 | 0% | 0.3506% | 0 | 0% | 0.3506% | 0 | 0% | 0.7775% | 0 | 0% | 0.7775% | 0 | 0% | 0.7775% | 0 | 0% | 0.7971% | 0 | 45.65% | 0.7971% | 8.603e-06 | 0% | 0.7971% | 0 | 0% | 5.778% | 0 | 0% | 5.778% | 0 | 0% | 5.778% | 0 | 0% | 0.8526% | 0 | 0% | 0.8526% | 0 | 0% | 0.8526% | 0 |  |  |  | 0% | 11.8% | 0 | 0% | 11.8% | 0 | 0% | 11.8% | 0 | 0% | 0.369% | 0 | 0% | 0.369% | 0 | 0% | 0.369% | 0 | 0% | 100% | 0 | 0% | 100% | 0 | 0% | 100% | 0 | 0% | 100% | 0 |  |  | 0 |  |  | 0 |  |  | 0
LINCOLN 1102CB | 4.0663e-05 | 0 | 0.03759 | 0 | 0.03759 | 0.008494 | 0.031571 | 0.018892 | 0% | 99% | 0 | 0% | 99% | 0 | 0% | 99% | 0 | 0% | 99% | 0 | 0% | 65.14% | 0 | 0% | 51.23% | 0 | 0% | 51.23% | 0 | 0% | 51.23% | 0 | 0 | 0% | 2.655% | 0 | 0% | 2.655% | 0 | 0% | 2.655% | 0 | 0% | 0.3056% | 0 | 0% | 0.3056% | 0 | 0% | 0.3056% | 0 | 0% | 0.7969% | 0 | 0% | 0.7969% | 0 | 0% | 0.7969% | 0 | 0% | 0.8328% | 0 | 0% | 0.8328% | 0 | 100% | 0.8328% | 0.00031306 | 0% | 6.002% | 0 | 0% | 6.002% | 0 | 0% | 6.002% | 0 | 0% | 0.6373% | 0 | 0% | 0.6373% | 0 | 0% | 0.6373% | 0 |  |  |  | 0% | 11.8% | 0 | 0% | 11.8% | 0 | 0% | 11.8% | 0 | 0% | 0.3668% | 0 | 0% | 0.3668% | 0 | 0% | 0.3668% | 0 | 0% | 100% | 0 | 0% | 100% | 0 | 0% | 100% | 0 | 0% | 100% | 0 |  |  | 0 |  |  | 0 |  |  | 0
MONROE 1104CB | 4.01e-05 | 0 | 0.035142 | 0 | 0.035142 | 0.011256 | 0.028401 | 0.015463 | 0% | 99% | 0 | 0% | 99% | 0 | 0% | 99% | 0 | 0% | 99% | 0 | 0% | 64.69% | 0 | 0% | 50.36% | 0 | 0% | 50.36% | 0 | 0% | 50.36% | 0 | 0 | 0% | 2.734% | 0 | 0% | 2.734% | 0 | 0% | 2.734% | 0 | 0% | 0.3089% | 0 | 0% | 0.3089% | 0 | 0% | 0.3089% | 0 | 0% | 0.7694% | 0 | 0% | 0.7694% | 0 | 0% | 0.7694% | 0 | 0% | 0.8029% | 0 | 0% | 0.8029% | 0 | 0% | 0.8029% | 0 | 0% | 5.784% | 0 | 0% | 5.784% | 0 | 0% | 5.784% | 0 | 0% | 0.8806% | 0 | 0% | 0.8806% | 0 | 0% | 0.8806% | 0 |  |  |  | 0% | 11.8% | 0 | 0% | 11.8% | 0 | 0% | 11.8% | 0 | 0% | 0.3688% | 0 | 0% | 0.3688% | 0 | 0% | 0.3688% | 0 | 0% | 100% | 0 | 0% | 100% | 0 | 0% | 100% | 0 | 0% | 100% | 0 |  |  | 0 |  |  | 0 |  |  | 0
NEWARK 21KV 2103MR116 | 3.0654e-05 | 0 | 0.021629 | 0 | 0.021629 | 0.001682 | 0.022982 | 0.0092656 | 0% | 99% | 0 | 0% | 99% | 0 | 0% | 99% | 0 | 0% | 99% | 0 | 0% | 63.48% | 0 | 0% | 49.67% | 0 | 0% | 49.67% | 0 | 0% | 49.67% | 0 | 0 | 0% | 3.892% | 0 | 0% | 3.892% | 0 | 0% | 3.892% | 0 | 0% | 0.4439% | 0 | 0% | 0.4439% | 0 | 0% | 0.4439% | 0 | 0% | 1.001% | 0 | 0% | 1.001% | 0 | 0% | 1.001% | 0 | 0% | 1.058% | 0 | 100% | 1.058% | 0.00022888 | 0% | 1.058% | 0 | 0% | 7.543% | 0 | 0% | 7.543% | 0 | 0% | 7.543% | 0 | 0% | 0.2475% | 0 | 0% | 0.2475% | 0 | 0% | 0.2475% | 0 |  |  |  | 0% | 11.8% | 0 | 0% | 11.8% | 0 | 0% | 11.8% | 0 | 0% | 0.3607% | 0 | 0% | 0.3607% | 0 | 0% | 0.3607% | 0 | 0% | 100% | 0 | 0% | 100% | 0 | 0% | 100% | 0 | 0% | 100% | 0 |  |  | 0 |  |  | 0 |  |  | 0
SAN RAFAEL 110668694 | 3.511e-05 | 0.060621 | 0.016428 | 0 | 0.016428 | 0.011355 | 0.011378 | 0.0030384 | 0% | 99% | 0 | 0% | 99% | 0 | 0% | 99% | 0 | 0% | 99% | 0 | 0% | 63.68% | 0 | 0% | 49.32% | 0 | 0% | 49.32% | 0 | 0% | 49.32% | 0 | 0 | 0% | 2.507% | 0 | 0% | 2.507% | 0 | 0% | 2.507% | 0 | 0% | 0.2683% | 0 | 0% | 0.2683% | 0 | 0% | 0.2683% | 0 | 0% | 0.6718% | 0 | 0% | 0.6718% | 0 | 0% | 0.6718% | 0 | 0% | 0.6834% | 0 | 0% | 0.6834% | 0 | 21.3% | 0.6834% | 2.3912e-05 | 0% | 4.996% | 0 | 0% | 4.996% | 0 | 0% | 4.996% | 0 | 0% | 2.035% | 0 | 0% | 2.035% | 0 | 0% | 2.035% | 0 |  |  |  | 0% | 11.8% | 0 | 0% | 11.8% | 0 | 0% | 11.8% | 0 | 0% | 0.3718% | 0 | 0% | 0.3718% | 0 | 0% | 0.3718% | 0 | 0% | 100% | 0 | 0% | 100% | 0 | 0% | 100% | 0 | 0% | 100% | 0 |  |  | 0 |  |  | 0 |  |  | 0
WAHTOKE 1109CB | 4.6455e-05 | 0 | 0.023221 | 0 | 0.023221 | 0.0045094 | 0.020319 | 0.011603 | 0% | 99% | 0 | 0% | 99% | 0 | 0% | 99% | 0 | 0% | 99% | 0 | 0% | 63.23% | 0 | 0% | 49.5% | 0 | 0% | 49.5% | 0 | 0% | 49.5% | 0 | 0 | 0% | 2.447% | 0 | 0% | 2.447% | 0 | 0% | 2.447% | 0 | 0% | 0.283% | 0 | 0% | 0.283% | 0 | 0% | 0.283% | 0 | 0% | 0.8308% | 0 | 0% | 0.8308% | 0 | 0% | 0.8308% | 0 | 0% | 0.8543% | 0 | 0% | 0.8543% | 0 | 2.621% | 0.8543% | 5.1984e-06 | 0% | 6.242% | 0 | 0% | 6.242% | 0 | 0% | 6.242% | 0 | 0% | 0.5437% | 0 | 0% | 0.5437% | 0 | 0% | 0.5437% | 0 |  |  |  | 0% | 11.8% | 0 | 0% | 11.8% | 0 | 0% | 11.8% | 0 | 0% | 0.3627% | 0 | 0% | 0.3627% | 0 | 0% | 0.3627% | 0 | 0% | 100% | 0 | 0% | 100% | 0 | 0% | 100% | 0 | 0% | 100% | 0 |  |  | 0 |  |  | 0 |  |  | 0
MAGUNDEN 21084505 | 5.9015e-05 | 0 | 0.018204 | 0 | 0.018204 | 0.0021228 | 0.014354 | 0.012085 | 0% | 99% | 0 | 0% | 99% | 0 | 0% | 99% | 0 | 0% | 99% | 0 | 0% | 64.76% | 0 | 0% | 50.83% | 0 | 0% | 50.83% | 0 | 0% | 50.83% | 0 | 0 | 0% | 2.575% | 0 | 0% | 2.575% | 0 | 0% | 2.575% | 0 | 0% | 0.2927% | 0 | 0% | 0.2927% | 0 | 0% | 0.2927% | 0 | 0% | 0.7483% | 0 | 0% | 0.7483% | 0 | 0% | 0.7483% | 0 | 0% | 0.7818% | 0 | 0% | 0.7818% | 0 | 0% | 0.7818% | 0 | 0% | 5.639% | 0 | 0% | 5.639% | 0 | 0% | 5.639% | 0 | 0% | 0.2445% | 0 | 0% | 0.2445% | 0 | 0% | 0.2445% | 0 |  |  |  | 0% | 11.8% | 0 | 0% | 11.8% | 0 | 0% | 11.8% | 0 | 0% | 0.3687% | 0 | 0% | 0.3687% | 0 | 0% | 0.3687% | 0 | 0% | 100% | 0 | 0% | 100% | 0 | 0% | 100% | 0 | 0% | 100% | 0 |  |  | 0 |  |  | 0 |  |  | 0
FIGARDEN 2104CB | 7.5698e-05 | 0 | 0.0068726 | 0 | 0.0068726 | 0.00093084 | 0.0058134 | 0.0040411 | 0% | 99% | 0 | 0% | 99% | 0 | 0% | 99% | 0 | 0% | 99% | 0 | 0% | 64.15% | 0 | 0% | 49.38% | 0 | 0% | 49.38% | 0 | 0% | 49.38% | 0 | 0 | 0% | 2.544% | 0 | 0% | 2.544% | 0 | 0% | 2.544% | 0 | 0% | 0.2997% | 0 | 0% | 0.2997% | 0 | 0% | 0.2997% | 0 | 0% | 0.7993% | 0 | 0% | 0.7993% | 0 | 0% | 0.7993% | 0 | 0% | 0.8499% | 0 | 0% | 0.8499% | 0 | 100% | 0.8499% | 5.841e-05 | 0% | 6.079% | 0 | 0% | 6.079% | 0 | 0% | 6.079% | 0 | 0% | 0.3949% | 0 | 0% | 0.3949% | 0 | 0% | 0.3949% | 0 |  |  |  | 0% | 11.8% | 0 | 0% | 11.8% | 0 | 0% | 11.8% | 0 | 0% | 0.3697% | 0 | 0% | 0.3697% | 0 | 0% | 0.3697% | 0 | 0% | 100% | 0 | 0% | 100% | 0 | 0% | 100% | 0 | 0% | 100% | 0 |  |  | 0 |  |  | 0 |  |  | 0
TAFT 110439520 | 5.2844e-05 | 0 | 0.015368 | 0 | 0.015368 | 0.002896 | 0.01374 | 0.0074833 | 0% | 99% | 0 | 0% | 99% | 0 | 0% | 99% | 0 | 0% | 99% | 0 | 0% | 65.16% | 0 | 0% | 52.13% | 0 | 0% | 52.13% | 0 | 0% | 52.13% | 0 | 0 | 0% | 2.75% | 0 | 0% | 2.75% | 0 | 0% | 2.75% | 0 | 0% | 0.3066% | 0 | 0% | 0.3066% | 0 | 0% | 0.3066% | 0 | 0% | 0.8693% | 0 | 0% | 0.8693% | 0 | 0% | 0.8693% | 0 | 0% | 0.9045% | 0 | 0% | 0.9045% | 0 | 99.91% | 0.9045% | 0.00013889 | 0% | 6.551% | 0 | 0% | 6.551% | 0 | 0% | 6.551% | 0 | 0% | 0.2786% | 0 | 0% | 0.2786% | 0 | 0% | 0.2786% | 0 |  |  |  | 0% | 11.8% | 0 | 0% | 11.8% | 0 | 0% | 11.8% | 0 | 0% | 0.3668% | 0 | 0% | 0.3668% | 0 | 0% | 0.3668% | 0 | 0% | 100% | 0 | 0% | 100% | 0 | 0% | 100% | 0 | 0% | 100% | 0 |  |  | 0 |  |  | 0 |  |  | 0
GRANT 1103CB | 3.9657e-05 | 0 | 0.029324 | 0 | 0.029324 | 0.0022158 | 0.029365 | 0.014442 | 0% | 99% | 0 | 0% | 99% | 0 | 0% | 99% | 0 | 0% | 99% | 0 | 0% | 64.57% | 0 | 0% | 51.21% | 0 | 0% | 51.21% | 0 | 0% | 51.21% | 0 | 0 | 0% | 3.625% | 0 | 0% | 3.625% | 0 | 0% | 3.625% | 0 | 0% | 0.4008% | 0 | 0% | 0.4008% | 0 | 0% | 0.4008% | 0 | 0% | 0.9625% | 0 | 0% | 0.9625% | 0 | 0% | 0.9625% | 0 | 0% | 1.016% | 0 | 100% | 1.016% | 0.00029786 | 0% | 1.016% | 0 | 0% | 7.262% | 0 | 0% | 7.262% | 0 | 0% | 7.262% | 0 | 0% | 0.2383% | 0 | 0% | 0.2383% | 0 | 0% | 0.2383% | 0 |  |  |  | 0% | 11.8% | 0 | 0% | 11.8% | 0 | 0% | 11.8% | 0 | 0% | 0.3658% | 0 | 0% | 0.3658% | 0 | 0% | 0.3658% | 0 | 0% | 100% | 0 | 0% | 100% | 0 | 0% | 100% | 0 | 0% | 100% | 0 |  |  | 0 |  |  | 0 |  |  | 0
PAUL SWEET 2103811390 | 4.9031e-05 | 0 | 0.014499 | 0 | 0.014499 | 0.0039046 | 0.012893 | 0.0059583 | 0% | 99% | 0 | 0% | 99% | 0 | 0% | 99% | 0 | 0% | 99% | 0 | 0% | 65.24% | 0 | 0% | 51.62% | 0 | 0% | 51.62% | 0 | 0% | 51.62% | 0 | 0 | 0% | 3.097% | 0 | 0% | 3.097% | 0 | 0% | 3.097% | 0 | 0% | 0.3393% | 0 | 0% | 0.3393% | 0 | 0% | 0.3393% | 0 | 0% | 0.8592% | 0 | 0% | 0.8592% | 0 | 0% | 0.8592% | 0 | 0% | 0.8918% | 0 | 0% | 0.8918% | 0 | 98.15% | 0.8918% | 0.0001269 | 0% | 6.446% | 0 | 0% | 6.446% | 0 | 0% | 6.446% | 0 | 0% | 0.7429% | 0 | 0% | 0.7429% | 0 | 0% | 0.7429% | 0 |  |  |  | 0% | 11.8% | 0 | 0% | 11.8% | 0 | 0% | 11.8% | 0 | 0% | 0.3666% | 0 | 0% | 0.3666% | 0 | 0% | 0.3666% | 0 | 0% | 100% | 0 | 0% | 100% | 0 | 0% | 100% | 0 | 0% | 100% | 0 |  |  | 0 |  |  | 0 |  |  | 0
TIDEWATER 2104CB | 4.6502e-05 | 0 | 0.061678 | 0 | 0.061678 | 0.016251 | 0.056366 | 0.02419 | 0% | 99% | 0 | 0% | 99% | 0 | 0% | 99% | 0 | 0% | 99% | 0 | 0% | 64.33% | 0 | 0% | 50.34% | 0 | 0% | 50.34% | 0 | 0% | 50.34% | 0 | 0 | 0% | 3.149% | 0 | 0% | 3.149% | 0 | 0% | 3.149% | 0 | 0% | 0.3506% | 0 | 0% | 0.3506% | 0 | 0% | 0.3506% | 0 | 0% | 0.8735% | 0 | 0% | 0.8735% | 0 | 0% | 0.8735% | 0 | 99.94% | 0.9038% | 0.00055713 | 0% | 0.9038% | 0 | 0% | 0.9038% | 0 | 0% | 6.545% | 0 | 0% | 6.545% | 0 | 0% | 6.545% | 0 | 0% | 0.4309% | 0 | 0% | 0.4309% | 0 | 0% | 0.4309% | 0 |  |  |  | 0% | 11.8% | 0 | 0% | 11.8% | 0 | 0% | 11.8% | 0 | 0% | 0.3638% | 0 | 0% | 0.3638% | 0 | 0% | 0.3638% | 0 | 0% | 100% | 0 | 0% | 100% | 0 | 0% | 100% | 0 | 0% | 100% | 0 |  |  | 0 |  |  | 0 |  |  | 0
WEBER 1105CB | 3.823e-05 | 0 | 0.086749 | 0 | 0.086749 | 0.019548 | 0.081136 | 0.035481 | 0% | 99% | 0 | 0% | 99% | 0 | 0% | 99% | 0 | 0% | 99% | 0 | 0% | 63.31% | 0 | 0% | 49.92% | 0 | 0% | 49.92% | 0 | 0% | 49.92% | 0 | 0 | 0% | 2.779% | 0 | 0% | 2.779% | 0 | 0% | 2.779% | 0 | 0% | 0.3185% | 0 | 0% | 0.3185% | 0 | 0% | 0.3185% | 0 | 0% | 0.8922% | 0 | 0% | 0.8922% | 0 | 0% | 0.8922% | 0 | 55.3% | 0.9225% | 0.00044256 | 44.7% | 0.9225% | 0.00035769 | 0% | 0.9225% | 0 | 0% | 6.708% | 0 | 0% | 6.708% | 0 | 0% | 6.708% | 0 | 0% | 0.5619% | 0 | 0% | 0.5619% | 0 | 0% | 0.5619% | 0 |  |  |  | 0% | 11.8% | 0 | 0% | 11.8% | 0 | 0% | 11.8% | 0 | 0% | 0.3619% | 0 | 0% | 0.3619% | 0 | 0% | 0.3619% | 0 | 0% | 100% | 0 | 0% | 100% | 0 | 0% | 100% | 0 | 0% | 100% | 0 |  |  | 0 |  |  | 0 |  |  | 0
SALINAS 1105CB | 3.4734e-05 | 0 | 0.040046 | 0 | 0.040046 | 0.0056102 | 0.037948 | 0.019311 | 0% | 99% | 0 | 0% | 99% | 0 | 0% | 99% | 0 | 0% | 99% | 0 | 0% | 65.33% | 0 | 0% | 52.12% | 0 | 0% | 52.12% | 0 | 0% | 52.12% | 0 | 0 | 0% | 3.201% | 0 | 0% | 3.201% | 0 | 0% | 3.201% | 0 | 0% | 0.3579% | 0 | 0% | 0.3579% | 0 | 0% | 0.3579% | 0 | 0% | 0.916% | 0 | 0% | 0.916% | 0 | 0% | 0.916% | 0 | 0% | 0.9588% | 0 | 0% | 0.9588% | 0 | 66.12% | 0.9588% | 0.00025389 | 0% | 6.901% | 0 | 0% | 6.901% | 0 | 0% | 6.901% | 0 | 0% | 0.3645% | 0 | 0% | 0.3645% | 0 | 0% | 0.3645% | 0 |  |  |  | 0% | 11.8% | 0 | 0% | 11.8% | 0 | 0% | 11.8% | 0 | 0% | 0.366% | 0 | 0% | 0.366% | 0 | 0% | 0.366% | 0 | 0% | 100% | 0 | 0% | 100% | 0 | 0% | 100% | 0 | 0% | 100% | 0 |  |  | 0 |  |  | 0 |  |  | 0
EL CAPITAN 1106CB | 4.3056e-05 | 0 | 0.013711 | 0 | 0.013711 | 0.0017733 | 0.0126 | 0.0071549 | 0% | 99% | 0 | 0% | 99% | 0 | 0% | 99% | 0 | 0% | 99% | 0 | 0% | 62.73% | 0 | 0% | 48.8% | 0 | 0% | 48.8% | 0 | 0% | 48.8% | 0 | 0 | 0% | 2.598% | 0 | 0% | 2.598% | 0 | 0% | 2.598% | 0 | 0% | 0.3072% | 0 | 0% | 0.3072% | 0 | 0% | 0.3072% | 0 | 0% | 0.8629% | 0 | 0% | 0.8629% | 0 | 0% | 0.8629% | 0 | 0% | 0.8968% | 0 | 0% | 0.8968% | 0 | 97.34% | 0.8968% | 0.00011969 | 0% | 6.51% | 0 | 0% | 6.51% | 0 | 0% | 6.51% | 0 | 0% | 0.4018% | 0 | 0% | 0.4018% | 0 | 0% | 0.4018% | 0 |  |  |  | 0% | 11.8% | 0 | 0% | 11.8% | 0 | 0% | 11.8% | 0 | 0% | 0.3618% | 0 | 0% | 0.3618% | 0 | 0% | 0.3618% | 0 | 0% | 100% | 0 | 0% | 100% | 0 | 0% | 100% | 0 | 0% | 100% | 0 |  |  | 0 |  |  | 0 |  |  | 0
WEBER 1114CB | 3.7629e-05 | 0 | 0.047956 | 0 | 0.047956 | 0.011826 | 0.043671 | 0.019801 | 0% | 99% | 0 | 0% | 99% | 0 | 0% | 99% | 0 | 0% | 99% | 0 | 0% | 63.17% | 0 | 0% | 49.67% | 0 | 0% | 49.67% | 0 | 0% | 49.67% | 0 | 0 | 0% | 2.733% | 0 | 0% | 2.733% | 0 | 0% | 2.733% | 0 | 0% | 0.3118% | 0 | 0% | 0.3118% | 0 | 0% | 0.3118% | 0 | 0% | 0.8662% | 0 | 0% | 0.8662% | 0 | 0% | 0.8662% | 0 | 14.96% | 0.892% | 6.4001e-05 | 85.04% | 0.892% | 0.00036377 | 0% | 0.892% | 0 | 0% | 6.502% | 0 | 0% | 6.502% | 0 | 0% | 6.502% | 0 | 0% | 0.6189% | 0 | 0% | 0.6189% | 0 | 0% | 0.6189% | 0 |  |  |  | 0% | 11.8% | 0 | 0% | 11.8% | 0 | 0% | 11.8% | 0 | 0% | 0.362% | 0 | 0% | 0.362% | 0 | 0% | 0.362% | 0 | 0% | 100% | 0 | 0% | 100% | 0 | 0% | 100% | 0 | 0% | 100% | 0 |  |  | 0 |  |  | 0 |  |  | 0
CLAYTON 221465785 | 3.1888e-05 | 0 | 0.014201 | 0 | 0.014201 | 0.0055882 | 0.012202 | 0.0045087 | 0% | 99% | 0 | 0% | 99% | 0 | 0% | 99% | 0 | 0% | 99% | 0 | 0% | 63.19% | 0 | 0% | 50.01% | 0 | 0% | 50.01% | 0 | 0% | 50.01% | 0 | 0 | 0% | 2.623% | 0 | 0% | 2.623% | 0 | 0% | 2.623% | 0 | 0% | 0.2825% | 0 | 0% | 0.2825% | 0 | 0% | 0.2825% | 0 | 0% | 0.8322% | 0 | 0% | 0.8322% | 0 | 0% | 0.8322% | 0 | 0% | 0.8221% | 0 | 0% | 0.8221% | 0 | 0% | 0.8221% | 0 | 0% | 6.15% | 0 | 0% | 6.15% | 0 | 0% | 6.15% | 0 | 0% | 0.8392% | 0 | 0% | 0.8392% | 0 | 0% | 0.8392% | 0 |  |  |  | 0% | 11.8% | 0 | 0% | 11.8% | 0 | 0% | 11.8% | 0 | 0% | 0.3589% | 0 | 0% | 0.3589% | 0 | 0% | 0.3589% | 0 | 0% | 100% | 0 | 0% | 100% | 0 | 0% | 100% | 0 | 0% | 100% | 0 |  |  | 0 |  |  | 0 |  |  | 0
SF H 1105CB | 3.1182e-05 | 0 | 0.011715 | 0 | 0.011715 | 0.0019874 | 0.012489 | 0.0039207 | 0% | 99% | 0 | 0% | 99% | 0 | 0% | 99% | 0 | 0% | 99% | 0 | 0% | 64.2% | 0 | 0% | 51.37% | 0 | 0% | 51.37% | 0 | 0% | 51.37% | 0 | 0 | 0% | 4.134% | 0 | 0% | 4.134% | 0 | 0% | 4.134% | 0 | 0% | 0.4452% | 0 | 0% | 0.4452% | 0 | 0% | 0.4452% | 0 | 0% | 1.037% | 0 | 0% | 1.037% | 0 | 0% | 1.037% | 0 | 46.37% | 1.079% | 5.8596e-05 | 53.63% | 1.079% | 6.7783e-05 | 0% | 1.079% | 0 | 0% | 7.768% | 0 | 0% | 7.768% | 0 | 0% | 7.768% | 0 | 0% | 0.526% | 0 | 0% | 0.526% | 0 | 0% | 0.526% | 0 |  |  |  | 0% | 11.8% | 0 | 0% | 11.8% | 0 | 0% | 11.8% | 0 | 0% | 0.3626% | 0 | 0% | 0.3626% | 0 | 0% | 0.3626% | 0 | 0% | 100% | 0 | 0% | 100% | 0 | 0% | 100% | 0 | 0% | 100% | 0 |  |  | 0 |  |  | 0 |  |  | 0
VINEYARD 2106CB | 4.5265e-05 | 0 | 0.016075 | 0 | 0.016075 | 0.0046009 | 0.013371 | 0.0072722 | 0% | 99% | 0 | 0% | 99% | 0 | 0% | 99% | 0 | 0% | 99% | 0 | 0% | 65.03% | 0 | 0% | 50.63% | 0 | 0% | 50.63% | 0 | 0% | 50.63% | 0 | 0 | 0% | 2.946% | 0 | 0% | 2.946% | 0 | 0% | 2.946% | 0 | 0% | 0.3286% | 0 | 0% | 0.3286% | 0 | 0% | 0.3286% | 0 | 0% | 0.7917% | 0 | 0% | 0.7917% | 0 | 0% | 0.7917% | 0 | 0% | 0.8227% | 0 | 0% | 0.8227% | 0 | 100% | 0.8227% | 0.00013225 | 0% | 5.935% | 0 | 0% | 5.935% | 0 | 0% | 5.935% | 0 | 0% | 0.797% | 0 | 0% | 0.797% | 0 | 0% | 0.797% | 0 |  |  |  | 0% | 11.8% | 0 | 0% | 11.8% | 0 | 0% | 11.8% | 0 | 0% | 0.3673% | 0 | 0% | 0.3673% | 0 | 0% | 0.3673% | 0 | 0% | 100% | 0 | 0% | 100% | 0 | 0% | 100% | 0 | 0% | 100% | 0 |  |  | 0 |  |  | 0 |  |  | 0
SAN JOSE A 1112XR066 | 4.6003e-05 | 0 | 0.025598 | 0 | 0.025598 | 0.016727 | 0.016843 | 0.0066286 | 0% | 99% | 0 | 0% | 99% | 0 | 0% | 99% | 0 | 0% | 99% | 0 | 0% | 64.41% | 0 | 0% | 49.78% | 0 | 0% | 49.78% | 0 | 0% | 49.78% | 0 | 0 | 0% | 1.973% | 0 | 0% | 1.973% | 0 | 0% | 1.973% | 0 | 0% | 0.2168% | 0 | 0% | 0.2168% | 0 | 0% | 0.2168% | 0 | 0% | 0.6343% | 0 | 0% | 0.6343% | 0 | 0% | 0.6343% | 0 | 0% | 0.6395% | 0 | 98.89% | 0.6395% | 0.00016187 | 1.108% | 0.6395% | 1.813e-06 | 0% | 4.724% | 0 | 0% | 4.724% | 0 | 0% | 4.724% | 0 | 0% | 1.657% | 0 | 0% | 1.657% | 0 | 0% | 1.657% | 0 |  |  |  | 0% | 11.8% | 0 | 0% | 11.8% | 0 | 0% | 11.8% | 0 | 0% | 0.3708% | 0 | 0% | 0.3708% | 0 | 0% | 0.3708% | 0 | 0% | 100% | 0 | 0% | 100% | 0 | 0% | 100% | 0 | 0% | 100% | 0 |  |  | 0 |  |  | 0 |  |  | 0
CASTRO 0402CB | 2.8875e-05 | 0 | 0.011813 | 0 | 0.011813 | 0.0046334 | 0.011575 | 0.002343 | 0% | 99% | 0 | 0% | 99% | 0 | 0% | 99% | 0 | 0% | 99% | 0 | 0% | 62.53% | 0 | 0% | 49.79% | 0 | 0% | 49.79% | 0 | 0% | 49.79% | 0 | 0 | 0% | 3.363% | 0 | 0% | 3.363% | 0 | 0% | 3.363% | 0 | 0% | 0.3591% | 0 | 0% | 0.3591% | 0 | 0% | 0.3591% | 0 | 0% | 0.956% | 0 | 0% | 0.956% | 0 | 0% | 0.956% | 0 | 3.239% | 0.9665% | 3.6984e-06 | 20.55% | 0.9665% | 2.3468e-05 | 15.54% | 0.9665% | 1.7742e-05 | 0% | 7.11% | 0 | 0% | 7.11% | 0 | 0% | 7.11% | 0 | 0% | 1.209% | 0 | 0% | 1.209% | 0 | 0% | 1.209% | 0 |  |  |  | 0% | 11.8% | 0 | 0% | 11.8% | 0 | 0% | 11.8% | 0 | 0% | 0.3598% | 0 | 0% | 0.3598% | 0 | 0% | 0.3598% | 0 | 0% | 100% | 0 | 0% | 100% | 0 | 0% | 100% | 0 | 0% | 100% | 0 |  |  | 0 |  |  | 0 |  |  | 0
FIGARDEN 210787746 | 7.0295e-05 | 0 | 0.0032973 | 0 | 0.0032973 | 0.00035746 | 0.0029211 | 0.0019007 | 0% | 99% | 0 | 0% | 99% | 0 | 0% | 99% | 0 | 0% | 99% | 0 | 0% | 63.85% | 0 | 0% | 49.06% | 0 | 0% | 49.06% | 0 | 0% | 49.06% | 0 | 0 | 0% | 2.687% | 0 | 0% | 2.687% | 0 | 0% | 2.687% | 0 | 0% | 0.3167% | 0 | 0% | 0.3167% | 0 | 0% | 0.3167% | 0 | 0% | 0.8376% | 0 | 0% | 0.8376% | 0 | 0% | 0.8376% | 0 | 0% | 0.8932% | 0 | 0% | 0.8932% | 0 | 100% | 0.8932% | 2.9452e-05 | 0% | 6.379% | 0 | 0% | 6.379% | 0 | 0% | 6.379% | 0 | 0% | 0.3265% | 0 | 0% | 0.3265% | 0 | 0% | 0.3265% | 0 |  |  |  | 0% | 11.8% | 0 | 0% | 11.8% | 0 | 0% | 11.8% | 0 | 0% | 0.3692% | 0 | 0% | 0.3692% | 0 | 0% | 0.3692% | 0 | 0% | 100% | 0 | 0% | 100% | 0 | 0% | 100% | 0 | 0% | 100% | 0 |  |  | 0 |  |  | 0 |  |  | 0
BERKELEY F 0402CB | 4.0592e-05 | 0.18649 | 0.0097539 | 0 | 0.0097539 | 0.0034879 | 0.009062 | 0.0027716 | 0% | 99% | 0 | 0% | 99% | 0 | 0% | 99% | 0 | 0% | 99% | 0 | 0% | 63.93% | 0 | 0% | 50.51% | 0 | 0% | 50.51% | 0 | 0% | 50.51% | 0 | 0 | 0% | 3.093% | 0 | 0% | 3.093% | 0 | 0% | 3.093% | 0 | 0% | 0.3393% | 0 | 0% | 0.3393% | 0 | 0% | 0.3393% | 0 | 0% | 0.8926% | 0 | 0% | 0.8926% | 0 | 0% | 0.8926% | 0 | 0% | 0.9157% | 0 | 74.89% | 0.9157% | 6.6892e-05 | 6.769% | 0.9157% | 6.0457e-06 | 0% | 6.672% | 0 | 0% | 6.672% | 0 | 0% | 6.672% | 0 | 0% | 0.8887% | 0 | 0% | 0.8887% | 0 | 0% | 0.8887% | 0 |  |  |  | 0% | 11.8% | 0 | 0% | 11.8% | 0 | 0% | 11.8% | 0 | 0% | 0.3624% | 0 | 0% | 0.3624% | 0 | 0% | 0.3624% | 0 | 0% | 100% | 0 | 0% | 100% | 0 | 0% | 100% | 0 | 0% | 100% | 0 |  |  | 0 |  |  | 0 |  |  | 0
CONTRA COSTA 2107K526R | 4.4205e-05 | 0 | 0.039448 | 0 | 0.039448 | 0.005115 | 0.038381 | 0.018473 | 0% | 99% | 0 | 0% | 99% | 0 | 0% | 99% | 0 | 0% | 99% | 0 | 0% | 63.32% | 0 | 0% | 50.17% | 0 | 0% | 50.17% | 0 | 0% | 50.17% | 0 | 0 | 0% | 3.037% | 0 | 0% | 3.037% | 0 | 0% | 3.037% | 0 | 0% | 0.3334% | 0 | 0% | 0.3334% | 0 | 0% | 0.3334% | 0 | 0% | 0.9398% | 0 | 0% | 0.9398% | 0 | 0% | 0.9398% | 0 | 0% | 0.964% | 0 | 100% | 0.964% | 0.00038027 | 0% | 0.964% | 0 | 0% | 7.048% | 0 | 0% | 7.048% | 0 | 0% | 7.048% | 0 | 0% | 0.3473% | 0 | 0% | 0.3473% | 0 | 0% | 0.3473% | 0 |  |  |  | 0% | 11.8% | 0 | 0% | 11.8% | 0 | 0% | 11.8% | 0 | 0% | 0.3613% | 0 | 0% | 0.3613% | 0 | 0% | 0.3613% | 0 | 0% | 100% | 0 | 0% | 100% | 0 | 0% | 100% | 0 | 0% | 100% | 0 |  |  | 0 |  |  | 0 |  |  | 0
STOCKDALE 2109CB | 6.7098e-05 | 0 | 0.048588 | 0 | 0.048588 | 0.0066535 | 0.036421 | 0.033256 | 0% | 99% | 0 | 0% | 99% | 0 | 0% | 99% | 0 | 0% | 99% | 0 | 0% | 65.45% | 0 | 0% | 51.23% | 0 | 0% | 51.23% | 0 | 0% | 51.23% | 0 | 0 | 0% | 2.617% | 0 | 0% | 2.617% | 0 | 0% | 2.617% | 0 | 0% | 0.2948% | 0 | 0% | 0.2948% | 0 | 0% | 0.2948% | 0 | 0% | 0.7123% | 0 | 0% | 0.7123% | 0 | 0% | 0.7123% | 0 | 0% | 0.7488% | 0 | 0% | 0.7488% | 0 | 95.06% | 0.7488% | 0.00034586 | 0% | 5.371% | 0 | 0% | 5.371% | 0 | 0% | 5.371% | 0 | 0% | 0.2694% | 0 | 0% | 0.2694% | 0 | 0% | 0.2694% | 0 |  |  |  | 0% | 11.8% | 0 | 0% | 11.8% | 0 | 0% | 11.8% | 0 | 0% | 0.3717% | 0 | 0% | 0.3717% | 0 | 0% | 0.3717% | 0 | 0% | 100% | 0 | 0% | 100% | 0 | 0% | 100% | 0 | 0% | 100% | 0 |  |  | 0 |  |  | 0 |  |  | 0
HILLSDALE 040277056 | 3.0667e-05 | 0 | 0.028841 | 0 | 0.028841 | 0.012553 | 0.026452 | 0.0063046 | 0% | 99% | 0 | 0% | 99% | 0 | 0% | 99% | 0 | 0% | 99% | 0 | 0% | 63.63% | 0 | 0% | 49.82% | 0 | 0% | 49.82% | 0 | 0% | 49.82% | 0 | 0 | 0% | 3.156% | 0 | 0% | 3.156% | 0 | 0% | 3.156% | 0 | 0% | 0.3458% | 0 | 0% | 0.3458% | 0 | 0% | 0.3458% | 0 | 0% | 0.8834% | 0 | 0% | 0.8834% | 0 | 0% | 0.8834% | 0 | 100% | 0.9094% | 0.00026228 | 0% | 0.9094% | 0 | 0% | 0.9094% | 0 | 0% | 6.607% | 0 | 0% | 6.607% | 0 | 0% | 6.607% | 0 | 0% | 1.16% | 0 | 0% | 1.16% | 0 | 0% | 1.16% | 0 |  |  |  | 0% | 11.8% | 0 | 0% | 11.8% | 0 | 0% | 11.8% | 0 | 0% | 0.3641% | 0 | 0% | 0.3641% | 0 | 0% | 0.3641% | 0 | 0% | 100% | 0 | 0% | 100% | 0 | 0% | 100% | 0 | 0% | 100% | 0 |  |  | 0 |  |  | 0 |  |  | 0
DALY CITY 110539396 | 3.8188e-05 | 0 | 0.022773 | 0 | 0.022773 | 0.0042607 | 0.025989 | 0.0055291 | 0% | 99% | 0 | 0% | 99% | 0 | 0% | 99% | 0 | 0% | 99% | 0 | 0% | 64.03% | 0 | 0% | 50.71% | 0 | 0% | 50.71% | 0 | 0% | 50.71% | 0 | 0 | 0% | 4.437% | 0 | 0% | 4.437% | 0 | 0% | 4.437% | 0 | 0% | 0.4841% | 0 | 0% | 0.4841% | 0 | 0% | 0.4841% | 0 | 0% | 1.113% | 0 | 0% | 1.113% | 0 | 0% | 1.113% | 0 | 1.06% | 1.178% | 2.8435e-06 | 80.64% | 1.178% | 0.00021639 | 18.3% | 1.178% | 4.9117e-05 | 0% | 8.393% | 0 | 0% | 8.393% | 0 | 0% | 8.393% | 0 | 0% | 0.5643% | 0 | 0% | 0.5643% | 0 | 0% | 0.5643% | 0 |  |  |  | 0% | 11.8% | 0 | 0% | 11.8% | 0 | 0% | 11.8% | 0 | 0% | 0.3649% | 0 | 0% | 0.3649% | 0 | 0% | 0.3649% | 0 | 0% | 100% | 0 | 0% | 100% | 0 | 0% | 100% | 0 | 0% | 100% | 0 |  |  | 0 |  |  | 0 |  |  | 0
SYCAMORE CREEK 1105CB | 4.9392e-05 | 0 | 0.063824 | 0 | 0.063824 | 0.030005 | 0.047045 | 0.023227 | 0% | 99% | 0 | 0% | 99% | 0 | 0% | 99% | 0 | 0% | 99% | 0 | 0% | 63.97% | 0 | 0% | 49.64% | 0 | 0% | 49.64% | 0 | 0% | 49.64% | 0 | 0 | 0% | 2.326% | 0 | 0% | 2.326% | 0 | 0% | 2.326% | 0 | 0% | 0.2563% | 0 | 0% | 0.2563% | 0 | 0% | 0.2563% | 0 | 0% | 0.7074% | 0 | 0% | 0.7074% | 0 | 0% | 0.7074% | 0 | 0.827% | 0.7212% | 3.8065e-06 | 0% | 0.7212% | 0 | 96.81% | 0.7212% | 0.00044562 | 0% | 5.285% | 0 | 0% | 5.285% | 0 | 0% | 5.285% | 0 | 0% | 1.314% | 0 | 0% | 1.314% | 0 | 0% | 1.314% | 0 |  |  |  | 0% | 11.8% | 0 | 0% | 11.8% | 0 | 0% | 11.8% | 0 | 0% | 0.3689% | 0 | 0% | 0.3689% | 0 | 0% | 0.3689% | 0 | 0% | 100% | 0 | 0% | 100% | 0 | 0% | 100% | 0 | 0% | 100% | 0 |  |  | 0 |  |  | 0 |  |  | 0
OCEANO 1108597614 | 2.1095e-06 | 0 | 0.0016682 | 0 | 0.0016682 | 0 | 0.002621 | 0 | 0% | 99% | 0 | 0% | 99% | 0 | 0% | 99% | 0 | 0% | 99% | 0 | 0% | 40.5% | 0 | 0% | 43.8% | 0 | 0% | 43.8% | 0 | 0% | 43.8% | 0 | 0 | 0% | 1.989% | 0 | 0% | 1.989% | 0 | 0% | 1.989% | 0 | 0% | 0% | 0 | 0% | 0% | 0 | 0% | 0% | 0 | 0% | 1.578% | 0 | 0% | 1.578% | 0 | 0% | 1.578% | 0 | 0% | 0.9853% | 0 | 0% | 0.9853% | 0 | 0% | 0.9853% | 0 | 0% | 10.28% | 0 | 0% | 10.28% | 0 | 0% | 10.28% | 0 | 0% | 0.005487% | 0 | 0% | 0.005487% | 0 | 0% | 0.005487% | 0 |  |  |  | 0% | 11.8% | 0 | 0% | 11.8% | 0 | 0% | 11.8% | 0 | 0% | 0.2153% | 0 | 0% | 0.2153% | 0 | 0% | 0.2153% | 0 | 0% | 100% | 0 | 0% | 100% | 0 | 0% | 100% | 0 | 0% | 100% | 0 |  |  | 0 |  |  | 0 |  |  | 0
MEADOW LANE 2108CB | 4.9807e-05 | 0 | 0.047396 | 0 | 0.047396 | 0.026257 | 0.036414 | 0.01182 | 0% | 99% | 0 | 0% | 99% | 0 | 0% | 99% | 0 | 0% | 99% | 0 | 0% | 63.55% | 0 | 0% | 49.48% | 0 | 0% | 49.48% | 0 | 0% | 49.48% | 0 | 0 | 0% | 2.436% | 0 | 0% | 2.436% | 0 | 0% | 2.436% | 0 | 0% | 0.2624% | 0 | 0% | 0.2624% | 0 | 0% | 0.2624% | 0 | 0% | 0.742% | 0 | 0% | 0.742% | 0 | 0% | 0.742% | 0 | 0% | 0.7402% | 0 | 0% | 0.7402% | 0 | 0% | 0.7402% | 0 | 0% | 5.498% | 0 | 0% | 5.498% | 0 | 0% | 5.498% | 0 | 0% | 0.9764% | 0 | 0% | 0.9764% | 0 | 0% | 0.9764% | 0 |  |  |  | 0% | 11.8% | 0 | 0% | 11.8% | 0 | 0% | 11.8% | 0 | 0% | 0.3647% | 0 | 0% | 0.3647% | 0 | 0% | 0.3647% | 0 | 0% | 100% | 0 | 0% | 100% | 0 | 0% | 100% | 0 | 0% | 100% | 0 |  |  | 0 |  |  | 0 |  |  | 0
PACIFIC GROVE 0424CB | 4.5692e-05 | 0 | 0.013063 | 0 | 0.013063 | 0.0045067 | 0.014478 | 0.0015485 | 0% | 99% | 0 | 0% | 99% | 0 | 0% | 99% | 0 | 0% | 99% | 0 | 0% | 62.13% | 0 | 0% | 48.54% | 0 | 0% | 48.54% | 0 | 0% | 48.54% | 0 | 0 | 0% | 3.495% | 0 | 0% | 3.495% | 0 | 0% | 3.495% | 0 | 0% | 0.3966% | 0 | 0% | 0.3966% | 0 | 0% | 0.3966% | 0 | 0% | 1.067% | 0 | 0% | 1.067% | 0 | 0% | 1.067% | 0 | 0% | 1.114% | 0 | 97.19% | 1.114% | 0.00014148 | 0% | 1.114% | 0 | 0% | 8.045% | 0 | 0% | 8.045% | 0 | 0% | 8.045% | 0 | 0% | 1.031% | 0 | 0% | 1.031% | 0 | 0% | 1.031% | 0 |  |  |  | 0% | 11.8% | 0 | 0% | 11.8% | 0 | 0% | 11.8% | 0 | 0% | 0.3596% | 0 | 0% | 0.3596% | 0 | 0% | 0.3596% | 0 | 0% | 100% | 0 | 0% | 100% | 0 | 0% | 100% | 0 | 0% | 100% | 0 |  |  | 0 |  |  | 0 |  |  | 0
MABURY 1106XR116 | 4.166e-05 | 0 | 0.027757 | 0 | 0.027757 | 0.01393 | 0.020968 | 0.0087326 | 0% | 99% | 0 | 0% | 99% | 0 | 0% | 99% | 0 | 0% | 99% | 0 | 0% | 64.76% | 0 | 0% | 50.73% | 0 | 0% | 50.73% | 0 | 0% | 50.73% | 0 | 0 | 0% | 2.386% | 0 | 0% | 2.386% | 0 | 0% | 2.386% | 0 | 0% | 0.2617% | 0 | 0% | 0.2617% | 0 | 0% | 0.2617% | 0 | 0% | 0.731% | 0 | 0% | 0.731% | 0 | 0% | 0.731% | 0 | 0% | 0.7442% | 0 | 0% | 0.7442% | 0 | 0% | 0.7442% | 0 | 0% | 5.457% | 0 | 0% | 5.457% | 0 | 0% | 5.457% | 0 | 0% | 1.25% | 0 | 0% | 1.25% | 0 | 0% | 1.25% | 0 |  |  |  | 0% | 11.8% | 0 | 0% | 11.8% | 0 | 0% | 11.8% | 0 | 0% | 0.3685% | 0 | 0% | 0.3685% | 0 | 0% | 0.3685% | 0 | 0% | 100% | 0 | 0% | 100% | 0 | 0% | 100% | 0 | 0% | 100% | 0 |  |  | 0 |  |  | 0 |  |  | 0
FREMONT 1104CB | 2.5524e-05 | 0 | 0.033616 | 0 | 0.033616 | 0.010761 | 0.030293 | 0.01179 | 0% | 99% | 0 | 0% | 99% | 0 | 0% | 99% | 0 | 0% | 99% | 0 | 0% | 63.84% | 0 | 0% | 50.48% | 0 | 0% | 50.48% | 0 | 0% | 50.48% | 0 | 0 | 0% | 3.183% | 0 | 0% | 3.183% | 0 | 0% | 3.183% | 0 | 0% | 0.3417% | 0 | 0% | 0.3417% | 0 | 0% | 0.3417% | 0 | 0% | 0.8725% | 0 | 0% | 0.8725% | 0 | 0% | 0.8725% | 0 | 0% | 0.8891% | 0 | 0% | 0.8891% | 0 | 0% | 0.8891% | 0 | 0% | 6.498% | 0 | 0% | 6.498% | 0 | 0% | 6.498% | 0 | 0% | 0.7182% | 0 | 0% | 0.7182% | 0 | 0% | 0.7182% | 0 |  |  |  | 0% | 11.8% | 0 | 0% | 11.8% | 0 | 0% | 11.8% | 0 | 0% | 0.3636% | 0 | 0% | 0.3636% | 0 | 0% | 0.3636% | 0 | 0% | 100% | 0 | 0% | 100% | 0 | 0% | 100% | 0 | 0% | 100% | 0 |  |  | 0 |  |  | 0 |  |  | 0
COLUMBUS 11051767 | 4.289e-05 | 0 | 0.025642 | 0 | 0.025642 | 0.0048771 | 0.024464 | 0.010973 | 0% | 99% | 0 | 0% | 99% | 0 | 0% | 99% | 0 | 0% | 99% | 0 | 0% | 62.72% | 0 | 0% | 49.89% | 0 | 0% | 49.89% | 0 | 0% | 49.89% | 0 | 0 | 0% | 2.684% | 0 | 0% | 2.684% | 0 | 0% | 2.684% | 0 | 0% | 0.2981% | 0 | 0% | 0.2981% | 0 | 0% | 0.2981% | 0 | 0% | 0.9212% | 0 | 0% | 0.9212% | 0 | 0% | 0.9212% | 0 | 0% | 0.9353% | 0 | 0% | 0.9353% | 0 | 0% | 0.9353% | 0 | 0% | 6.895% | 0 | 0% | 6.895% | 0 | 0% | 6.895% | 0 | 0% | 0.3861% | 0 | 0% | 0.3861% | 0 | 0% | 0.3861% | 0 |  |  |  | 0% | 11.8% | 0 | 0% | 11.8% | 0 | 0% | 11.8% | 0 | 0% | 0.3594% | 0 | 0% | 0.3594% | 0 | 0% | 0.3594% | 0 | 0% | 100% | 0 | 0% | 100% | 0 | 0% | 100% | 0 | 0% | 100% | 0 |  |  | 0 |  |  | 0 |  |  | 0
NEWARK 21KV 2107MR111 | 4.7525e-05 | 0 | 0.0089462 | 0 | 0.0089462 | 0.0030146 | 0.0075835 | 0.0034671 | 0% | 99% | 0 | 0% | 99% | 0 | 0% | 99% | 0 | 0% | 99% | 0 | 0% | 65.36% | 0 | 0% | 50.5% | 0 | 0% | 50.5% | 0 | 0% | 50.5% | 0 | 0 | 0% | 3.306% | 0 | 0% | 3.306% | 0 | 0% | 3.306% | 0 | 0% | 0.3704% | 0 | 0% | 0.3704% | 0 | 0% | 0.3704% | 0 | 0% | 0.8032% | 0 | 0% | 0.8032% | 0 | 0% | 0.8032% | 0 | 0% | 0.8552% | 0 | 0% | 0.8552% | 0 | 0% | 0.8552% | 0 | 0% | 6.061% | 0 | 0% | 6.061% | 0 | 0% | 6.061% | 0 | 0% | 0.7806% | 0 | 0% | 0.7806% | 0 | 0% | 0.7806% | 0 |  |  |  | 0% | 11.8% | 0 | 0% | 11.8% | 0 | 0% | 11.8% | 0 | 0% | 0.3713% | 0 | 0% | 0.3713% | 0 | 0% | 0.3713% | 0 | 0% | 100% | 0 | 0% | 100% | 0 | 0% | 100% | 0 | 0% | 100% | 0 |  |  | 0 |  |  | 0 |  |  | 0
BABEL 0401CB | 3.6235e-05 | 0 | 0.019513 | 0 | 0.019513 | 0.0088479 | 0.016989 | 0.004846 | 0% | 99% | 0 | 0% | 99% | 0 | 0% | 99% | 0 | 0% | 99% | 0 | 0% | 63.5% | 0 | 0% | 49.44% | 0 | 0% | 49.44% | 0 | 0% | 49.44% | 0 | 0 | 0% | 2.76% | 0 | 0% | 2.76% | 0 | 0% | 2.76% | 0 | 0% | 0.3065% | 0 | 0% | 0.3065% | 0 | 0% | 0.3065% | 0 | 0% | 0.8395% | 0 | 0% | 0.8395% | 0 | 0% | 0.8395% | 0 | 0% | 0.8629% | 0 | 0% | 0.8629% | 0 | 0% | 0.8629% | 0 | 0% | 6.291% | 0 | 0% | 6.291% | 0 | 0% | 6.291% | 0 | 0% | 0.9073% | 0 | 0% | 0.9073% | 0 | 0% | 0.9073% | 0 |  |  |  | 0% | 11.8% | 0 | 0% | 11.8% | 0 | 0% | 11.8% | 0 | 0% | 0.3654% | 0 | 0% | 0.3654% | 0 | 0% | 0.3654% | 0 | 0% | 100% | 0 | 0% | 100% | 0 | 0% | 100% | 0 | 0% | 100% | 0 |  |  | 0 |  |  | 0 |  |  | 0
SANTA ROSA A 1111526 | 3.6451e-05 | 0 | 0.0035876 | 0 | 0.0035876 | 0.001456 | 0.0027793 | 0.0014062 | 0% | 99% | 0 | 0% | 99% | 0 | 0% | 99% | 0 | 0% | 99% | 0 | 0% | 64.44% | 0 | 0% | 50.4% | 0 | 0% | 50.4% | 0 | 0% | 50.4% | 0 | 0 | 0% | 2.877% | 0 | 0% | 2.877% | 0 | 0% | 2.877% | 0 | 0% | 0.3104% | 0 | 0% | 0.3104% | 0 | 0% | 0.3104% | 0 | 0% | 0.7466% | 0 | 0% | 0.7466% | 0 | 0% | 0.7466% | 0 | 0% | 0.7657% | 0 | 0% | 0.7657% | 0 | 0% | 0.7657% | 0 | 0% | 5.563% | 0 | 0% | 5.563% | 0 | 0% | 5.563% | 0 | 0% | 1.138% | 0 | 0% | 1.138% | 0 | 0% | 1.138% | 0 |  |  |  | 17.28% | 11.8% | 7.3135e-05 | 0% | 11.8% | 0 | 0% | 11.8% | 0 | 55.56% | 0.3693% | 7.3611e-06 | 0% | 0.3693% | 0 | 0% | 0.3693% | 0 | 0% | 100% | 0 | 0% | 100% | 0 | 0% | 100% | 0 | 0% | 100% | 0 |  |  | 0 |  |  | 0 |  |  | 0
MC KEE 1112XR098 | 3.2804e-05 | 0 | 0.016245 | 0 | 0.016245 | 0.0050281 | 0.014064 | 0.0064556 | 0% | 99% | 0 | 0% | 99% | 0 | 0% | 99% | 0 | 0% | 99% | 0 | 0% | 64.55% | 0 | 0% | 50.91% | 0 | 0% | 50.91% | 0 | 0% | 50.91% | 0 | 0 | 0% | 2.804% | 0 | 0% | 2.804% | 0 | 0% | 2.804% | 0 | 0% | 0.3103% | 0 | 0% | 0.3103% | 0 | 0% | 0.3103% | 0 | 0% | 0.8313% | 0 | 1.213% | 0.8313% | 1.6378e-06 | 0% | 0.8313% | 0 | 1.213% | 0.8537% | 1.6818e-06 | 97.23% | 0.8537% | 0.00013485 | 0% | 0.8537% | 0 | 0% | 6.221% | 0 | 0% | 6.221% | 0 | 0% | 6.221% | 0 | 0% | 0.7347% | 0 | 0% | 0.7347% | 0 | 0% | 0.7347% | 0 |  |  |  | 0% | 11.8% | 0 | 0% | 11.8% | 0 | 0% | 11.8% | 0 | 0% | 0.3649% | 0 | 0% | 0.3649% | 0 | 0% | 0.3649% | 0 | 0% | 100% | 0 | 0% | 100% | 0 | 0% | 100% | 0 | 0% | 100% | 0 |  |  | 0 |  |  | 0 |  |  | 0
EAST GRAND 1105727 | 3.6069e-05 | 0 | 0.015595 | 0 | 0.015595 | 0.0028255 | 0.015795 | 0.0059076 | 0% | 99% | 0 | 0% | 99% | 0 | 0% | 99% | 0 | 0% | 99% | 0 | 0% | 65.52% | 0 | 0% | 52.47% | 0 | 0% | 52.47% | 0 | 0% | 52.47% | 0 | 0 | 0% | 3.905% | 0 | 0% | 3.905% | 0 | 0% | 3.905% | 0 | 0% | 0.4259% | 0 | 0% | 0.4259% | 0 | 0% | 0.4259% | 0 | 0% | 0.9851% | 0 | 0% | 0.9851% | 0 | 0% | 0.9851% | 0 | 0% | 1.037% | 0 | 0% | 1.037% | 0 | 87.53% | 1.037% | 0.00014157 | 0% | 7.412% | 0 | 0% | 7.412% | 0 | 0% | 7.412% | 0 | 0% | 0.5684% | 0 | 0% | 0.5684% | 0 | 0% | 0.5684% | 0 |  |  |  | 0% | 11.8% | 0 | 0% | 11.8% | 0 | 0% | 11.8% | 0 | 0% | 0.367% | 0 | 0% | 0.367% | 0 | 0% | 0.367% | 0 | 0% | 100% | 0 | 0% | 100% | 0 | 0% | 100% | 0 | 0% | 100% | 0 |  |  | 0 |  |  | 0 |  |  | 0
RIVERBANK 1716412688 | 4.1021e-05 | 0 | 0.013321 | 0 | 0.013321 | 0.0010554 | 0.0085591 | 0.011336 | 0% | 99% | 0 | 0% | 99% | 0 | 0% | 99% | 0 | 0% | 99% | 0 | 0% | 66.66% | 0 | 0% | 53.05% | 0 | 0% | 53.05% | 0 | 0% | 53.05% | 0 | 0 | 0% | 2.076% | 0 | 0% | 2.076% | 0 | 0% | 2.076% | 0 | 0% | 0.2364% | 0 | 0% | 0.2364% | 0 | 0% | 0.2364% | 0 | 0% | 0.6042% | 0 | 0% | 0.6042% | 0 | 0% | 0.6042% | 0 | 0% | 0.6268% | 0 | 0% | 0.6268% | 0 | 0% | 0.6268% | 0 | 0% | 4.534% | 0 | 0% | 4.534% | 0 | 0% | 4.534% | 0 | 0% | 0.2247% | 0 | 0% | 0.2247% | 0 | 0% | 0.2247% | 0 |  |  |  | 0% | 11.8% | 0 | 0% | 11.8% | 0 | 0% | 11.8% | 0 | 0% | 0.3726% | 0 | 0% | 0.3726% | 0 | 0% | 0.3726% | 0 | 0% | 100% | 0 | 0% | 100% | 0 | 0% | 100% | 0 | 0% | 100% | 0 |  |  | 0 |  |  | 0 |  |  | 0
NOVATO 1104CB | 3.5194e-05 | 0 | 0.042075 | 0 | 0.042075 | 0.0099686 | 0.040725 | 0.015491 | 0% | 99% | 0 | 0% | 99% | 0 | 0% | 99% | 0 | 0% | 99% | 0 | 0% | 62.88% | 0 | 0% | 49.66% | 0 | 0% | 49.66% | 0 | 0% | 49.66% | 0 | 0 | 0% | 3.343% | 0 | 0% | 3.343% | 0 | 0% | 3.343% | 0 | 0% | 0.3697% | 0 | 0% | 0.3697% | 0 | 0% | 0.3697% | 0 | 0% | 0.9251% | 0 | 0% | 0.9251% | 0 | 0% | 0.9251% | 0 | 0% | 0.9561% | 0 | 0% | 0.9561% | 0 | 0% | 0.9561% | 0 | 0% | 6.927% | 0 | 0% | 6.927% | 0 | 0% | 6.927% | 0 | 0% | 0.7474% | 0 | 0% | 0.7474% | 0 | 0% | 0.7474% | 0 |  |  |  | 0% | 11.8% | 0 | 0% | 11.8% | 0 | 0% | 11.8% | 0 | 0% | 0.3619% | 0 | 0% | 0.3619% | 0 | 0% | 0.3619% | 0 | 0% | 100% | 0 | 0% | 100% | 0 | 0% | 100% | 0 | 0% | 100% | 0 |  |  | 0 |  |  | 0 |  |  | 0
OROVILLE 0403CB | 3.5516e-05 | 0 | 0.01037 | 0 | 0.01037 | 0.0034411 | 0.0092684 | 0.003605 | 0% | 99% | 0 | 0% | 99% | 0 | 0% | 99% | 0 | 0% | 99% | 0 | 0% | 62.33% | 0 | 0% | 48.63% | 0 | 0% | 48.63% | 0 | 0% | 48.63% | 0 | 0 | 0% | 2.641% | 0 | 0% | 2.641% | 0 | 0% | 2.641% | 0 | 0% | 0.2948% | 0 | 0% | 0.2948% | 0 | 0% | 0.2948% | 0 | 0% | 0.8497% | 0 | 0% | 0.8497% | 0 | 0% | 0.8497% | 0 | 0% | 0.8691% | 0 | 0% | 0.8691% | 0 | 100% | 0.8691% | 9.0121e-05 | 0% | 6.365% | 0 | 0% | 6.365% | 0 | 0% | 6.365% | 0 | 0% | 0.8079% | 0 | 0% | 0.8079% | 0 | 0% | 0.8079% | 0 |  |  |  | 0% | 11.8% | 0 | 0% | 11.8% | 0 | 0% | 11.8% | 0 | 0% | 0.3622% | 0 | 0% | 0.3622% | 0 | 0% | 0.3622% | 0 | 0% | 100% | 0 | 0% | 100% | 0 | 0% | 100% | 0 | 0% | 100% | 0 |  |  | 0 |  |  | 0 |  |  | 0
LAWRENCE 1110CB | 3.4946e-05 | 0 | 0.022142 | 0 | 0.022142 | 0.0040949 | 0.019236 | 0.011507 | 0% | 99% | 0 | 0% | 99% | 0 | 0% | 99% | 0 | 0% | 99% | 0 | 0% | 64.87% | 0 | 0% | 50.8% | 0 | 0% | 50.8% | 0 | 0% | 50.8% | 0 | 0 | 0% | 3.331% | 0 | 0% | 3.331% | 0 | 0% | 3.331% | 0 | 0% | 0.3711% | 0 | 0% | 0.3711% | 0 | 0% | 0.3711% | 0 | 0% | 0.8263% | 0 | 0% | 0.8263% | 0 | 0% | 0.8263% | 0 | 0% | 0.8756% | 0 | 0% | 0.8756% | 0 | 63.41% | 0.8756% | 0.00012295 | 0% | 6.23% | 0 | 0% | 6.23% | 0 | 0% | 6.23% | 0 | 0% | 0.4838% | 0 | 0% | 0.4838% | 0 | 0% | 0.4838% | 0 |  |  |  | 0% | 11.8% | 0 | 0% | 11.8% | 0 | 0% | 11.8% | 0 | 0% | 0.3702% | 0 | 0% | 0.3702% | 0 | 0% | 0.3702% | 0 | 0% | 100% | 0 | 0% | 100% | 0 | 0% | 100% | 0 | 0% | 100% | 0 |  |  | 0 |  |  | 0 |  |  | 0
MALAGA 110455328 | 4.8691e-05 | 0 | 0.0054516 | 0 | 0.0054516 | 0.0010656 | 0.0044062 | 0.0031068 | 0% | 99% | 0 | 0% | 99% | 0 | 0% | 99% | 0 | 0% | 99% | 0 | 0% | 63.83% | 0 | 0% | 49.09% | 0 | 0% | 49.09% | 0 | 0% | 49.09% | 0 | 0 | 0% | 2.776% | 0 | 0% | 2.776% | 0 | 0% | 2.776% | 0 | 0% | 0.3129% | 0 | 0% | 0.3129% | 0 | 0% | 0.3129% | 0 | 0% | 0.7672% | 0 | 0% | 0.7672% | 0 | 0% | 0.7672% | 0 | 0% | 0.8098% | 0 | 100% | 0.8098% | 4.4145e-05 | 0% | 0.8098% | 0 | 0% | 5.801% | 0 | 0% | 5.801% | 0 | 0% | 5.801% | 0 | 0% | 0.5736% | 0 | 0% | 0.5736% | 0 | 0% | 0.5736% | 0 |  |  |  | 0% | 11.8% | 0 | 0% | 11.8% | 0 | 0% | 11.8% | 0 | 0% | 0.3716% | 0 | 0% | 0.3716% | 0 | 0% | 0.3716% | 0 | 0% | 100% | 0 | 0% | 100% | 0 | 0% | 100% | 0 | 0% | 100% | 0 |  |  | 0 |  |  | 0 |  |  | 0
WESTPARK 1107CB | 6.1991e-05 | 0 | 0.023932 | 0 | 0.023932 | 0.0029505 | 0.018657 | 0.01606 | 0% | 99% | 0 | 0% | 99% | 0 | 0% | 99% | 0 | 0% | 99% | 0 | 0% | 64.77% | 0 | 0% | 51% | 0 | 0% | 51% | 0 | 0% | 51% | 0 | 0 | 0% | 2.534% | 0 | 0% | 2.534% | 0 | 0% | 2.534% | 0 | 0% | 0.2854% | 0 | 0% | 0.2854% | 0 | 0% | 0.2854% | 0 | 0% | 0.7404% | 0 | 0% | 0.7404% | 0 | 0% | 0.7404% | 0 | 0% | 0.7722% | 0 | 98.2% | 0.7722% | 0.00018148 | 0% | 0.7722% | 0 | 0% | 5.577% | 0 | 0% | 5.577% | 0 | 0% | 5.577% | 0 | 0% | 0.2692% | 0 | 0% | 0.2692% | 0 | 0% | 0.2692% | 0 |  |  |  | 0% | 11.8% | 0 | 0% | 11.8% | 0 | 0% | 11.8% | 0 | 0% | 0.3697% | 0 | 0% | 0.3697% | 0 | 0% | 0.3697% | 0 | 0% | 100% | 0 | 0% | 100% | 0 | 0% | 100% | 0 | 0% | 100% | 0 |  |  | 0 |  |  | 0 |  |  | 0
SONOMA 1106CB | 4.3951e-05 | 0 | 0.024876 | 0 | 0.024876 | 0.0069864 | 0.023847 | 0.0083221 | 0% | 99% | 0 | 0% | 99% | 0 | 0% | 99% | 0 | 0% | 99% | 0 | 0% | 64.05% | 0 | 0% | 50.03% | 0 | 0% | 50.03% | 0 | 0% | 50.03% | 0 | 0 | 0% | 3.557% | 0 | 0% | 3.557% | 0 | 0% | 3.557% | 0 | 0% | 0.3897% | 0 | 0% | 0.3897% | 0 | 0% | 0.3897% | 0 | 0% | 0.9225% | 0 | 0% | 0.9225% | 0 | 0% | 0.9225% | 0 | 0% | 0.9692% | 0 | 0% | 0.9692% | 0 | 0% | 0.9692% | 0 | 0% | 6.943% | 0 | 0% | 6.943% | 0 | 0% | 6.943% | 0 | 0% | 0.8323% | 0 | 0% | 0.8323% | 0 | 0% | 0.8323% | 0 |  |  |  | 0% | 11.8% | 0 | 0% | 11.8% | 0 | 0% | 11.8% | 0 | 0% | 0.3674% | 0 | 0% | 0.3674% | 0 | 0% | 0.3674% | 0 | 0% | 100% | 0 | 0% | 100% | 0 | 0% | 100% | 0 | 0% | 100% | 0 |  |  | 0 |  |  | 0 |  |  | 0
LAS POSITAS 2106MR149 | 4.1107e-05 | 0 | 0.082044 | 0 | 0.082044 | 0.016992 | 0.07619 | 0.035963 | 0% | 99% | 0 | 0% | 99% | 0 | 0% | 99% | 0 | 0% | 99% | 0 | 0% | 63.64% | 0 | 0% | 50.6% | 0 | 0% | 50.6% | 0 | 0% | 50.6% | 0 | 0 | 0% | 3.093% | 0 | 0% | 3.093% | 0 | 0% | 3.093% | 0 | 0% | 0.3316% | 0 | 0% | 0.3316% | 0 | 0% | 0.3316% | 0 | 0% | 0.8916% | 0 | 0% | 0.8916% | 0 | 0% | 0.8916% | 0 | 92.65% | 0.8897% | 0.00067633 | 0% | 0.8897% | 0 | 0% | 0.8897% | 0 | 0% | 6.598% | 0 | 0% | 6.598% | 0 | 0% | 6.598% | 0 | 0% | 0.5795% | 0 | 0% | 0.5795% | 0 | 0% | 0.5795% | 0 |  |  |  | 0% | 11.8% | 0 | 0% | 11.8% | 0 | 0% | 11.8% | 0 | 0% | 0.3574% | 0 | 0% | 0.3574% | 0 | 0% | 0.3574% | 0 | 0% | 100% | 0 | 0% | 100% | 0 | 0% | 100% | 0 | 0% | 100% | 0 |  |  | 0 |  |  | 0 |  |  | 0
DUMBARTON 1108MR561 | 4.0103e-05 | 0 | 0.0060009 | 0 | 0.0060009 | 0.0012883 | 0.0052186 | 0.0029401 | 0% | 99% | 0 | 0% | 99% | 0 | 0% | 99% | 0 | 0% | 99% | 0 | 0% | 65.15% | 0 | 0% | 50.62% | 0 | 0% | 50.62% | 0 | 0% | 50.62% | 0 | 0 | 0% | 3.24% | 0 | 0% | 3.24% | 0 | 0% | 3.24% | 0 | 0% | 0.3615% | 0 | 0% | 0.3615% | 0 | 0% | 0.3615% | 0 | 0% | 0.8296% | 0 | 0% | 0.8296% | 0 | 0% | 0.8296% | 0 | 0% | 0.8821% | 0 | 100% | 0.8821% | 5.2932e-05 | 0% | 0.8821% | 0 | 0% | 6.274% | 0 | 0% | 6.274% | 0 | 0% | 6.274% | 0 | 0% | 0.5193% | 0 | 0% | 0.5193% | 0 | 0% | 0.5193% | 0 |  |  |  | 0% | 11.8% | 0 | 0% | 11.8% | 0 | 0% | 11.8% | 0 | 0% | 0.3716% | 0 | 0% | 0.3716% | 0 | 0% | 0.3716% | 0 | 0% | 100% | 0 | 0% | 100% | 0 | 0% | 100% | 0 | 0% | 100% | 0 |  |  | 0 |  |  | 0 |  |  | 0
CLAYTON 1104C550R | 3.4574e-05 | 0 | 0.024103 | 0 | 0.024103 | 0.0080524 | 0.021988 | 0.0079044 | 0% | 99% | 0 | 0% | 99% | 0 | 0% | 99% | 0 | 0% | 99% | 0 | 0% | 62.59% | 0 | 0% | 50.01% | 0 | 0% | 50.01% | 0 | 0% | 50.01% | 0 | 0 | 0% | 2.843% | 0 | 0% | 2.843% | 0 | 0% | 2.843% | 0 | 0% | 0.2981% | 0 | 0% | 0.2981% | 0 | 0% | 0.2981% | 0 | 0% | 0.8852% | 0 | 0% | 0.8852% | 0 | 0% | 0.8852% | 0 | 7.06% | 0.8661% | 1.4739e-05 | 0% | 0.8661% | 0 | 0% | 0.8661% | 0 | 0% | 6.517% | 0 | 0% | 6.517% | 0 | 0% | 6.517% | 0 | 0% | 0.7094% | 0 | 0% | 0.7094% | 0 | 0% | 0.7094% | 0 |  |  |  | 0% | 11.8% | 0 | 0% | 11.8% | 0 | 0% | 11.8% | 0 | 0% | 0.3557% | 0 | 0% | 0.3557% | 0 | 0% | 0.3557% | 0 | 0% | 100% | 0 | 0% | 100% | 0 | 0% | 100% | 0 | 0% | 100% | 0 |  |  | 0 |  |  | 0 |  |  | 0
HARTLEY 110167994 | 2.7679e-05 | 0 | 0.0084416 | 0 | 0.0084416 | 0.0035111 | 0.0071362 | 0.002643 | 0% | 99% | 0 | 0% | 99% | 0 | 0% | 99% | 0 | 0% | 99% | 0 | 0% | 62.51% | 0 | 0% | 49.07% | 0 | 0% | 49.07% | 0 | 0% | 49.07% | 0 | 0 | 0% | 2.391% | 0 | 0% | 2.391% | 0 | 0% | 2.391% | 0 | 0% | 0.2663% | 0 | 0% | 0.2663% | 0 | 0% | 0.2663% | 0 | 0% | 0.8071% | 0 | 0% | 0.8071% | 0 | 0% | 0.8071% | 0 | 73.83% | 0.8088% | 5.0408e-05 | 18.56% | 0.8088% | 1.267e-05 | 0% | 0.8088% | 0 | 0% | 6.001% | 0 | 0% | 6.001% | 0 | 0% | 6.001% | 0 | 0% | 1.322% | 0 | 0% | 1.322% | 0 | 0% | 1.322% | 0 |  |  |  | 0% | 11.8% | 0 | 9.28% | 11.8% | 9.2439e-05 | 0% | 11.8% | 0 | 0% | 0.3605% | 0 | 0% | 0.3605% | 0 | 0% | 0.3605% | 0 | 0% | 100% | 0 | 0% | 100% | 0 | 0% | 100% | 0 | 0% | 100% | 0 |  |  | 0 |  |  | 0 |  |  | 0
HIGHWAY 1103CB | 3.7538e-05 | 0 | 0.036335 | 0 | 0.036335 | 0.0055415 | 0.036507 | 0.015169 | 0% | 99% | 0 | 0% | 99% | 0 | 0% | 99% | 0 | 0% | 99% | 0 | 0% | 63.91% | 0 | 0% | 51.02% | 0 | 0% | 51.02% | 0 | 0% | 51.02% | 0 | 0 | 0% | 3.626% | 0 | 0% | 3.626% | 0 | 0% | 3.626% | 0 | 0% | 0.3944% | 0 | 0% | 0.3944% | 0 | 0% | 0.3944% | 0 | 0% | 0.9635% | 0 | 0% | 0.9635% | 0 | 0% | 0.9635% | 0 | 0% | 0.9872% | 0 | 99.92% | 0.9872% | 0.00035841 | 0% | 0.9872% | 0 | 0% | 7.183% | 0 | 0% | 7.183% | 0 | 0% | 7.183% | 0 | 0% | 0.416% | 0 | 0% | 0.416% | 0 | 0% | 0.416% | 0 |  |  |  | 0% | 11.8% | 0 | 0% | 11.8% | 0 | 0% | 11.8% | 0 | 0% | 0.3595% | 0 | 0% | 0.3595% | 0 | 0% | 0.3595% | 0 | 0% | 100% | 0 | 0% | 100% | 0 | 0% | 100% | 0 | 0% | 100% | 0 |  |  | 0 |  |  | 0 |  |  | 0
CORCORAN 1112CB | 3.1415e-05 | 0 | 0.028264 | 0 | 0.028264 | 0.00423 | 0.029915 | 0.01037 | 0% | 99% | 0 | 0% | 99% | 0 | 0% | 99% | 0 | 0% | 99% | 0 | 0% | 60.24% | 0 | 0% | 48.34% | 0 | 0% | 48.34% | 0 | 0% | 48.34% | 0 | 0 | 0% | 2.773% | 0 | 0% | 2.773% | 0 | 0% | 2.773% | 0 | 0% | 0.3046% | 0 | 0% | 0.3046% | 0 | 0% | 0.3046% | 0 | 0% | 1.015% | 0 | 0% | 1.015% | 0 | 0% | 1.015% | 0 | 99.86% | 0.9965% | 0.00028127 | 0% | 0.9965% | 0 | 0% | 0.9965% | 0 | 0% | 7.514% | 0 | 0% | 7.514% | 0 | 0% | 7.514% | 0 | 0% | 0.4276% | 0 | 0% | 0.4276% | 0 | 0% | 0.4276% | 0 |  |  |  | 0% | 11.8% | 0 | 0% | 11.8% | 0 | 0% | 11.8% | 0 | 0% | 0.3472% | 0 | 0% | 0.3472% | 0 | 0% | 0.3472% | 0 | 0% | 100% | 0 | 0% | 100% | 0 | 0% | 100% | 0 | 0% | 100% | 0 |  |  | 0 |  |  | 0 |  |  | 0
PAUL SWEET 210398594 | 3.8411e-05 | 0 | 0.019497 | 0 | 0.019497 | 0.0086415 | 0.016506 | 0.0055637 | 0% | 99% | 0 | 0% | 99% | 0 | 0% | 99% | 0 | 0% | 99% | 0 | 0% | 64.24% | 0 | 0% | 50.55% | 0 | 0% | 50.55% | 0 | 0% | 50.55% | 0 | 0 | 0% | 2.774% | 0 | 0% | 2.774% | 0 | 0% | 2.774% | 0 | 0% | 0.3055% | 0 | 0% | 0.3055% | 0 | 0% | 0.3055% | 0 | 0% | 0.8182% | 0 | 0% | 0.8182% | 0 | 0% | 0.8182% | 0 | 0% | 0.8436% | 0 | 0% | 0.8436% | 0 | 72.25% | 0.8436% | 0.00011882 | 0% | 6.135% | 0 | 0% | 6.135% | 0 | 0% | 6.135% | 0 | 0% | 1.159% | 0 | 0% | 1.159% | 0 | 0% | 1.159% | 0 |  |  |  | 0% | 11.8% | 0 | 0% | 11.8% | 0 | 0% | 11.8% | 0 | 0% | 0.3675% | 0 | 0% | 0.3675% | 0 | 0% | 0.3675% | 0 | 0% | 100% | 0 | 0% | 100% | 0 | 0% | 100% | 0 | 0% | 100% | 0 |  |  | 0 |  |  | 0 |  |  | 0
SF H 0401CB | 3.0656e-05 | 0 | 0.025456 | 0 | 0.025456 | 0.0038719 | 0.029969 | 0.0062581 | 0% | 99% | 0 | 0% | 99% | 0 | 0% | 99% | 0 | 0% | 99% | 0 | 0% | 61.83% | 0 | 0% | 49.91% | 0 | 0% | 49.91% | 0 | 0% | 49.91% | 0 | 0 | 0% | 4.036% | 0 | 0% | 4.036% | 0 | 0% | 4.036% | 0 | 0% | 0.4315% | 0 | 0% | 0.4315% | 0 | 0% | 0.4315% | 0 | 0% | 1.142% | 0 | 0% | 1.142% | 0 | 0% | 1.142% | 0 | 6.602% | 1.151% | 1.9343e-05 | 92.66% | 1.151% | 0.00027151 | 0% | 1.151% | 0 | 0% | 8.482% | 0 | 0% | 8.482% | 0 | 0% | 8.482% | 0 | 0% | 0.4761% | 0 | 0% | 0.4761% | 0 | 0% | 0.4761% | 0 |  |  |  | 0% | 11.8% | 0 | 0% | 11.8% | 0 | 0% | 11.8% | 0 | 0% | 0.3509% | 0 | 0% | 0.3509% | 0 | 0% | 0.3509% | 0 | 0% | 100% | 0 | 0% | 100% | 0 | 0% | 100% | 0 | 0% | 100% | 0 |  |  | 0 |  |  | 0 |  |  | 0
OAKLAND X 1101CB | 2.6876e-05 | 0 | 0.016295 | 0 | 0.016295 | 0.0073081 | 0.013709 | 0.004651 | 0% | 99% | 0 | 0% | 99% | 0 | 0% | 99% | 0 | 0% | 99% | 0 | 0% | 62.65% | 0 | 0% | 49.79% | 0 | 0% | 49.79% | 0 | 0% | 49.79% | 0 | 0 | 0% | 2.629% | 0 | 0% | 2.629% | 0 | 0% | 2.629% | 0 | 0% | 0.2798% | 0 | 0% | 0.2798% | 0 | 0% | 0.2798% | 0 | 0% | 0.8117% | 0 | 0% | 0.8117% | 0 | 0% | 0.8117% | 0 | 10.24% | 0.7991% | 1.3334e-05 | 88.23% | 0.7991% | 0.00011488 | 1.535% | 0.7991% | 1.9984e-06 | 0% | 5.987% | 0 | 0% | 5.987% | 0 | 0% | 5.987% | 0 | 0% | 1.308% | 0 | 0% | 1.308% | 0 | 0% | 1.308% | 0 |  |  |  | 0% | 11.8% | 0 | 0% | 11.8% | 0 | 0% | 11.8% | 0 | 0% | 0.3595% | 0 | 0% | 0.3595% | 0 | 0% | 0.3595% | 0 | 0% | 100% | 0 | 0% | 100% | 0 | 0% | 100% | 0 | 0% | 100% | 0 |  |  | 0 |  |  | 0 |  |  | 0
NEWARK 12KV 1101CB | 5.2712e-05 | 0 | 0.0095276 | 0 | 0.0095276 | 0.0011672 | 0.009004 | 0.0048404 | 0% | 99% | 0 | 0% | 99% | 0 | 0% | 99% | 0 | 0% | 99% | 0 | 0% | 64.94% | 0 | 0% | 50.98% | 0 | 0% | 50.98% | 0 | 0% | 50.98% | 0 | 0 | 0% | 3.487% | 0 | 0% | 3.487% | 0 | 0% | 3.487% | 0 | 0% | 0.3876% | 0 | 0% | 0.3876% | 0 | 0% | 0.3876% | 0 | 0% | 0.8993% | 0 | 0% | 0.8993% | 0 | 0% | 0.8993% | 0 | 0% | 0.9488% | 0 | 18.76% | 0.9488% | 1.6956e-05 | 81.24% | 0.9488% | 7.3445e-05 | 0% | 6.783% | 0 | 0% | 6.783% | 0 | 0% | 6.783% | 0 | 0% | 0.2535% | 0 | 0% | 0.2535% | 0 | 0% | 0.2535% | 0 |  |  |  | 0% | 11.8% | 0 | 0% | 11.8% | 0 | 0% | 11.8% | 0 | 0% | 0.3674% | 0 | 0% | 0.3674% | 0 | 0% | 0.3674% | 0 | 0% | 100% | 0 | 0% | 100% | 0 | 0% | 100% | 0 | 0% | 100% | 0 |  |  | 0 |  |  | 0 |  |  | 0
WEBER 110914062 | 3.3409e-05 | 0 | 0.032117 | 0 | 0.032117 | 0.0086126 | 0.02924 | 0.012756 | 0% | 99% | 0 | 0% | 99% | 0 | 0% | 99% | 0 | 0% | 99% | 0 | 0% | 63.3% | 0 | 0% | 49.93% | 0 | 0% | 49.93% | 0 | 0% | 49.93% | 0 | 0 | 0% | 2.759% | 0 | 0% | 2.759% | 0 | 0% | 2.759% | 0 | 0% | 0.3132% | 0 | 0% | 0.3132% | 0 | 0% | 0.3132% | 0 | 0% | 0.8646% | 0 | 0% | 0.8646% | 0 | 0% | 0.8646% | 0 | 0% | 0.8875% | 0 | 99.83% | 0.8875% | 0.00028454 | 0% | 0.8875% | 0 | 0% | 6.476% | 0 | 0% | 6.476% | 0 | 0% | 6.476% | 0 | 0% | 0.6808% | 0 | 0% | 0.6808% | 0 | 0% | 0.6808% | 0 |  |  |  | 0% | 11.8% | 0 | 0% | 11.8% | 0 | 0% | 11.8% | 0 | 0% | 0.3616% | 0 | 0% | 0.3616% | 0 | 0% | 0.3616% | 0 | 0% | 100% | 0 | 0% | 100% | 0 | 0% | 100% | 0 | 0% | 100% | 0 |  |  | 0 |  |  | 0 |  |  | 0
EL CAPITAN 110690350 | 4.8552e-05 | 0 | 0.035659 | 0 | 0.035659 | 0.0099901 | 0.031326 | 0.014874 | 0% | 99% | 0 | 0% | 99% | 0 | 0% | 99% | 0 | 0% | 99% | 0 | 0% | 63.28% | 0 | 0% | 49.69% | 0 | 0% | 49.69% | 0 | 0% | 49.69% | 0 | 0 | 0% | 2.446% | 0 | 0% | 2.446% | 0 | 0% | 2.446% | 0 | 0% | 0.2798% | 0 | 0% | 0.2798% | 0 | 0% | 0.2798% | 0 | 0% | 0.8373% | 0 | 0% | 0.8373% | 0 | 0% | 0.8373% | 0 | 12.13% | 0.8583% | 3.7133e-05 | 0% | 0.8583% | 0 | 27.22% | 0.8583% | 8.3315e-05 | 0% | 6.286% | 0 | 0% | 6.286% | 0 | 0% | 6.286% | 0 | 0% | 0.802% | 0 | 0% | 0.802% | 0 | 0% | 0.802% | 0 |  |  |  | 0% | 11.8% | 0 | 0% | 11.8% | 0 | 0% | 11.8% | 0 | 0% | 0.3631% | 0 | 0% | 0.3631% | 0 | 0% | 0.3631% | 0 | 0% | 100% | 0 | 0% | 100% | 0 | 0% | 100% | 0 | 0% | 100% | 0 |  |  | 0 |  |  | 0 |  |  | 0
RADUM 1105CB | 3.3865e-05 | 0 | 0.020988 | 0 | 0.020988 | 0.0055803 | 0.017842 | 0.009651 | 0% | 99% | 0 | 0% | 99% | 0 | 0% | 99% | 0 | 0% | 99% | 0 | 0% | 64.88% | 0 | 0% | 50.94% | 0 | 0% | 50.94% | 0 | 0% | 50.94% | 0 | 0 | 0% | 3.108% | 0 | 0% | 3.108% | 0 | 0% | 3.108% | 0 | 0% | 0.339% | 0 | 0% | 0.339% | 0 | 0% | 0.339% | 0 | 0% | 0.8147% | 0 | 0% | 0.8147% | 0 | 0% | 0.8147% | 0 | 0% | 0.8426% | 0 | 0% | 0.8426% | 0 | 98.96% | 0.8426% | 0.00017499 | 0% | 6.093% | 0 | 0% | 6.093% | 0 | 0% | 6.093% | 0 | 0% | 0.7412% | 0 | 0% | 0.7412% | 0 | 0% | 0.7412% | 0 |  |  |  | 0% | 11.8% | 0 | 0% | 11.8% | 0 | 0% | 11.8% | 0 | 0% | 0.3674% | 0 | 0% | 0.3674% | 0 | 0% | 0.3674% | 0 | 0% | 100% | 0 | 0% | 100% | 0 | 0% | 100% | 0 | 0% | 100% | 0 |  |  | 0 |  |  | 0 |  |  | 0
TIDEWATER 2107CB | 6.1259e-05 | 0 | 0.066942 | 0 | 0.066942 | 0.016223 | 0.062421 | 0.02685 | 0% | 99% | 0 | 0% | 99% | 0 | 0% | 99% | 0 | 0% | 99% | 0 | 0% | 64.24% | 0 | 0% | 50.07% | 0 | 0% | 50.07% | 0 | 0% | 50.07% | 0 | 0 | 0% | 3.224% | 0 | 0% | 3.224% | 0 | 0% | 3.224% | 0 | 0% | 0.3623% | 0 | 0% | 0.3623% | 0 | 0% | 0.3623% | 0 | 0% | 0.8822% | 0 | 0% | 0.8822% | 0 | 0% | 0.8822% | 0 | 99.83% | 0.9173% | 0.000613 | 0% | 0.9173% | 0 | 0% | 0.9173% | 0 | 0% | 6.62% | 0 | 0% | 6.62% | 0 | 0% | 6.62% | 0 | 0% | 0.4025% | 0 | 0% | 0.4025% | 0 | 0% | 0.4025% | 0 |  |  |  | 0% | 11.8% | 0 | 0% | 11.8% | 0 | 0% | 11.8% | 0 | 0% | 0.3635% | 0 | 0% | 0.3635% | 0 | 0% | 0.3635% | 0 | 0% | 100% | 0 | 0% | 100% | 0 | 0% | 100% | 0 | 0% | 100% | 0 |  |  | 0 |  |  | 0 |  |  | 0
MADERA 111211550 | 3.978e-05 | 0 | 0.0019753 | 0 | 0.0019753 | 0.00027596 | 0.0017186 | 0.0011185 | 0% | 99% | 0 | 0% | 99% | 0 | 0% | 99% | 0 | 0% | 99% | 0 | 0% | 64.23% | 0 | 0% | 50.45% | 0 | 0% | 50.45% | 0 | 0% | 50.45% | 0 | 0 | 0% | 3.2% | 0 | 0% | 3.2% | 0 | 0% | 3.2% | 0 | 0% | 0.3435% | 0 | 0% | 0.3435% | 0 | 0% | 0.3435% | 0 | 0% | 0.8392% | 0 | 0% | 0.8392% | 0 | 0% | 0.8392% | 0 | 100% | 0.8743% | 1.727e-05 | 0% | 0.8743% | 0 | 0% | 0.8743% | 0 | 0% | 6.304% | 0 | 0% | 6.304% | 0 | 0% | 6.304% | 0 | 0% | 0.4469% | 0 | 0% | 0.4469% | 0 | 0% | 0.4469% | 0 |  |  |  | 0% | 11.8% | 0 | 0% | 11.8% | 0 | 0% | 11.8% | 0 | 0% | 0.3695% | 0 | 0% | 0.3695% | 0 | 0% | 0.3695% | 0 | 0% | 100% | 0 | 0% | 100% | 0 | 0% | 100% | 0 | 0% | 100% | 0 |  |  | 0 |  |  | 0 |  |  | 0
ERTA 0403CB | 4.9573e-05 | 0 | 0.016366 | 0 | 0.016366 | 0.0031475 | 0.014766 | 0.0078814 | 0% | 99% | 0 | 0% | 99% | 0 | 0% | 99% | 0 | 0% | 99% | 0 | 0% | 65.95% | 0 | 0% | 52.37% | 0 | 0% | 52.37% | 0 | 0% | 52.37% | 0 | 0 | 0% | 3.191% | 0 | 0% | 3.191% | 0 | 0% | 3.191% | 0 | 0% | 0.3522% | 0 | 0% | 0.3522% | 0 | 0% | 0.3522% | 0 | 0% | 0.8689% | 0 | 0% | 0.8689% | 0 | 0% | 0.8689% | 0 | 0% | 0.9129% | 0 | 0% | 0.9129% | 0 | 99.23% | 0.9129% | 0.00014825 | 0% | 6.549% | 0 | 0% | 6.549% | 0 | 0% | 6.549% | 0 | 0% | 0.54% | 0 | 0% | 0.54% | 0 | 0% | 0.54% | 0 |  |  |  | 0% | 11.8% | 0 | 0% | 11.8% | 0 | 0% | 11.8% | 0 | 0% | 0.3688% | 0 | 0% | 0.3688% | 0 | 0% | 0.3688% | 0 | 0% | 100% | 0 | 0% | 100% | 0 | 0% | 100% | 0 | 0% | 100% | 0 |  |  | 0 |  |  | 0 |  |  | 0
WAHTOKE 1106CB | 4.6655e-05 | 0 | 0.11925 | 0 | 0.11925 | 0.02468 | 0.1045 | 0.058833 | 0% | 99% | 0 | 0% | 99% | 0 | 0% | 99% | 0 | 0% | 99% | 0 | 0% | 63.64% | 0 | 0% | 50.23% | 0 | 0% | 50.23% | 0 | 0% | 50.23% | 0 | 0 | 0% | 2.635% | 0 | 0% | 2.635% | 0 | 0% | 2.635% | 0 | 0% | 0.294% | 0 | 0% | 0.294% | 0 | 0% | 0.294% | 0 | 0% | 0.8391% | 0 | 0% | 0.8391% | 0 | 0% | 0.8391% | 0 | 0% | 0.8583% | 0 | 0% | 0.8583% | 0 | 0% | 0.8583% | 0 | 0% | 6.284% | 0 | 0% | 6.284% | 0 | 0% | 6.284% | 0 | 0% | 0.5872% | 0 | 0% | 0.5872% | 0 | 0% | 0.5872% | 0 |  |  |  | 0% | 11.8% | 0 | 0% | 11.8% | 0 | 0% | 11.8% | 0 | 0% | 0.3636% | 0 | 0% | 0.3636% | 0 | 0% | 0.3636% | 0 | 0% | 100% | 0 | 0% | 100% | 0 | 0% | 100% | 0 | 0% | 100% | 0 |  |  | 0 |  |  | 0 |  |  | 0
ROB ROY 21058281 | 1.9697e-05 | 0 | 0.0040101 | 0 | 0.0040101 | 0.0019929 | 0.003024 | 0.0013056 | 0% | 99% | 0 | 0% | 99% | 0 | 0% | 99% | 0 | 0% | 99% | 0 | 0% | 65.21% | 0 | 0% | 50.71% | 0 | 0% | 50.71% | 0 | 0% | 50.71% | 0 | 0 | 0% | 2.837% | 0 | 0% | 2.837% | 0 | 0% | 2.837% | 0 | 0% | 0.3077% | 0 | 0% | 0.3077% | 0 | 0% | 0.3077% | 0 | 0% | 0.7275% | 0 | 4.772% | 0.7275% | 1.3922e-06 | 0% | 0.7275% | 0 | 4.772% | 0.7683% | 1.4702e-06 | 95.23% | 0.7683% | 2.934e-05 | 0% | 0.7683% | 0 | 0% | 5.481% | 0 | 0% | 5.481% | 0 | 0% | 5.481% | 0 | 0% | 1.453% | 0 | 0% | 1.453% | 0 | 0% | 1.453% | 0 |  |  |  | 0% | 11.8% | 0 | 0% | 11.8% | 0 | 0% | 11.8% | 0 | 0% | 0.3752% | 0 | 0% | 0.3752% | 0 | 0% | 0.3752% | 0 | 0% | 100% | 0 | 0% | 100% | 0 | 0% | 100% | 0 | 0% | 100% | 0 |  |  | 0 |  |  | 0 |  |  | 0
SARATOGA 1108CB | 4.258e-05 | 0 | 0.035829 | 0 | 0.035829 | 0.014311 | 0.028943 | 0.013241 | 0% | 99% | 0 | 0% | 99% | 0 | 0% | 99% | 0 | 0% | 99% | 0 | 0% | 64.57% | 0 | 0% | 50.5% | 0 | 0% | 50.5% | 0 | 0% | 50.5% | 0 | 0 | 0% | 2.57% | 0 | 0% | 2.57% | 0 | 0% | 2.57% | 0 | 0% | 0.2862% | 0 | 0% | 0.2862% | 0 | 0% | 0.2862% | 0 | 0% | 0.7711% | 0 | 0% | 0.7711% | 0 | 0% | 0.7711% | 0 | 97.75% | 0.7896% | 0.00027652 | 1.485% | 0.7896% | 4.2005e-06 | 0% | 0.7896% | 0 | 0% | 5.766% | 0 | 0% | 5.766% | 0 | 0% | 5.766% | 0 | 0% | 0.9458% | 0 | 0% | 0.9458% | 0 | 0% | 0.9458% | 0 |  |  |  | 0% | 11.8% | 0 | 0% | 11.8% | 0 | 0% | 11.8% | 0 | 0% | 0.3665% | 0 | 0% | 0.3665% | 0 | 0% | 0.3665% | 0 | 0% | 100% | 0 | 0% | 100% | 0 | 0% | 100% | 0 | 0% | 100% | 0 |  |  | 0 |  |  | 0 |  |  | 0
ALHAMBRA 110281034 | 3.9793e-05 | 0 | 0.054193 | 0 | 0.054193 | 0.023342 | 0.045982 | 0.016129 | 0% | 99% | 0 | 0% | 99% | 0 | 0% | 99% | 0 | 0% | 99% | 0 | 0% | 63.85% | 0 | 0% | 50.13% | 0 | 0% | 50.13% | 0 | 0% | 50.13% | 0 | 0 | 0% | 2.987% | 0 | 0% | 2.987% | 0 | 0% | 2.987% | 0 | 0% | 0.3216% | 0 | 0% | 0.3216% | 0 | 0% | 0.3216% | 0 | 0% | 0.8171% | 0 | 0% | 0.8171% | 0 | 0% | 0.8171% | 0 | 97.57% | 0.8291% | 0.0004384 | 0% | 0.8291% | 0 | 0% | 0.8291% | 0 | 0% | 6.075% | 0 | 0% | 6.075% | 0 | 0% | 6.075% | 0 | 0% | 0.89% | 0 | 0% | 0.89% | 0 | 0% | 0.89% | 0 |  |  |  | 0% | 11.8% | 0 | 0% | 11.8% | 0 | 0% | 11.8% | 0 | 0% | 0.3648% | 0 | 0% | 0.3648% | 0 | 0% | 0.3648% | 0 | 0% | 100% | 0 | 0% | 100% | 0 | 0% | 100% | 0 | 0% | 100% | 0 |  |  | 0 |  |  | 0 |  |  | 0
SAN CARLOS 0404CB | 3.555e-05 | 0 | 0.03743 | 0 | 0.03743 | 0.018507 | 0.032155 | 0.0083664 | 0% | 99% | 0 | 0% | 99% | 0 | 0% | 99% | 0 | 0% | 99% | 0 | 0% | 63.59% | 0 | 0% | 49.61% | 0 | 0% | 49.61% | 0 | 0% | 49.61% | 0 | 0 | 0% | 2.89% | 0 | 0% | 2.89% | 0 | 0% | 2.89% | 0 | 0% | 0.3156% | 0 | 0% | 0.3156% | 0 | 0% | 0.3156% | 0 | 0% | 0.8227% | 0 | 0% | 0.8227% | 0 | 2.465% | 0.8227% | 7.5917e-06 | 2.896% | 0.8391% | 9.0948e-06 | 73.67% | 0.8391% | 0.00023138 | 0% | 0.8391% | 0 | 0% | 6.134% | 0 | 0% | 6.134% | 0 | 0% | 6.134% | 0 | 0% | 1.288% | 0 | 0% | 1.288% | 0 | 0% | 1.288% | 0 |  |  |  | 0% | 11.8% | 0 | 0% | 11.8% | 0 | 0% | 11.8% | 0 | 0% | 0.3646% | 0 | 0% | 0.3646% | 0 | 0% | 0.3646% | 0 | 0% | 100% | 0 | 0% | 100% | 0 | 0% | 100% | 0 | 0% | 100% | 0 |  |  | 0 |  |  | 0 |  |  | 0
LLAGAS 2102CB | 4.3812e-05 | 0 | 0.037442 | 0 | 0.037442 | 0.0083505 | 0.031873 | 0.018826 | 0% | 99% | 0 | 0% | 99% | 0 | 0% | 99% | 0 | 0% | 99% | 0 | 0% | 65.24% | 0 | 0% | 51.61% | 0 | 0% | 51.61% | 0 | 0% | 51.61% | 0 | 0 | 0% | 2.756% | 0 | 0% | 2.756% | 0 | 0% | 2.756% | 0 | 0% | 0.3064% | 0 | 0% | 0.3064% | 0 | 0% | 0.3064% | 0 | 0% | 0.8123% | 0 | 0% | 0.8123% | 0 | 0% | 0.8123% | 0 | 97.58% | 0.8346% | 0.00030491 | 2.424% | 0.8346% | 7.5749e-06 | 0% | 0.8346% | 0 | 0% | 6.079% | 0 | 0% | 6.079% | 0 | 0% | 6.079% | 0 | 0% | 0.5758% | 0 | 0% | 0.5758% | 0 | 0% | 0.5758% | 0 |  |  |  | 0% | 11.8% | 0 | 0% | 11.8% | 0 | 0% | 11.8% | 0 | 0% | 0.365% | 0 | 0% | 0.365% | 0 | 0% | 0.365% | 0 | 0% | 100% | 0 | 0% | 100% | 0 | 0% | 100% | 0 | 0% | 100% | 0 |  |  | 0 |  |  | 0 |  |  | 0
SAN PABLO 1105P200 | 3.9523e-05 | 0 | 0.021326 | 0 | 0.021326 | 0.0075354 | 0.018671 | 0.0074293 | 0% | 99% | 0 | 0% | 99% | 0 | 0% | 99% | 0 | 0% | 99% | 0 | 0% | 64.45% | 0 | 0% | 50.88% | 0 | 0% | 50.88% | 0 | 0% | 50.88% | 0 | 0 | 0% | 3.326% | 0 | 0% | 3.326% | 0 | 0% | 3.326% | 0 | 0% | 0.357% | 0 | 0% | 0.357% | 0 | 0% | 0.357% | 0 | 0% | 0.8445% | 0 | 0% | 0.8445% | 0 | 0% | 0.8445% | 0 | 84.78% | 0.8687% | 0.00015707 | 0% | 0.8687% | 0 | 0% | 0.8687% | 0 | 0% | 6.298% | 0 | 0% | 6.298% | 0 | 0% | 6.298% | 0 | 0% | 0.8131% | 0 | 0% | 0.8131% | 0 | 0% | 0.8131% | 0 |  |  |  | 0% | 11.8% | 0 | 0% | 11.8% | 0 | 0% | 11.8% | 0 | 0% | 0.3666% | 0 | 0% | 0.3666% | 0 | 0% | 0.3666% | 0 | 0% | 100% | 0 | 0% | 100% | 0 | 0% | 100% | 0 | 0% | 100% | 0 |  |  | 0 |  |  | 0 |  |  | 0
DAVIS 1108CB | 4.3392e-05 | 0 | 0.026426 | 0 | 0.026426 | 0.0069714 | 0.02147 | 0.013248 | 0% | 99% | 0 | 0% | 99% | 0 | 0% | 99% | 0 | 0% | 99% | 0 | 0% | 64.76% | 0 | 0% | 50.08% | 0 | 0% | 50.08% | 0 | 0% | 50.08% | 0 | 0 | 0% | 2.556% | 0 | 0% | 2.556% | 0 | 0% | 2.556% | 0 | 0% | 0.3035% | 0 | 0% | 0.3035% | 0 | 0% | 0.3035% | 0 | 0% | 0.747% | 0 | 0% | 0.747% | 0 | 0% | 0.747% | 0 | 100% | 0.7817% | 0.00020656 | 0% | 0.7817% | 0 | 0% | 0.7817% | 0 | 0% | 5.623% | 0 | 0% | 5.623% | 0 | 0% | 5.623% | 0 | 0% | 0.6781% | 0 | 0% | 0.6781% | 0 | 0% | 0.6781% | 0 |  |  |  | 0% | 11.8% | 0 | 0% | 11.8% | 0 | 0% | 11.8% | 0 | 0% | 0.3656% | 0 | 0% | 0.3656% | 0 | 0% | 0.3656% | 0 | 0% | 100% | 0 | 0% | 100% | 0 | 0% | 100% | 0 | 0% | 100% | 0 |  |  | 0 |  |  | 0 |  |  | 0
MANTECA 170414590 | 5.4829e-05 | 0 | 0.0028831 | 0 | 0.0028831 | 0.0003692 | 0.0018347 | 0.0023467 | 0% | 99% | 0 | 0% | 99% | 0 | 0% | 99% | 0 | 0% | 99% | 0 | 0% | 66.51% | 0 | 0% | 52.14% | 0 | 0% | 52.14% | 0 | 0% | 52.14% | 0 | 0 | 0% | 2.019% | 0 | 0% | 2.019% | 0 | 0% | 2.019% | 0 | 0% | 0.2359% | 0 | 0% | 0.2359% | 0 | 0% | 0.2359% | 0 | 0% | 0.5885% | 0 | 0% | 0.5885% | 0 | 0% | 0.5885% | 0 | 0% | 0.6152% | 0 | 0% | 0.6152% | 0 | 0% | 0.6152% | 0 | 0% | 4.432% | 0 | 0% | 4.432% | 0 | 0% | 4.432% | 0 | 0% | 0.3588% | 0 | 0% | 0.3588% | 0 | 0% | 0.3588% | 0 |  |  |  | 0% | 11.8% | 0 | 0% | 11.8% | 0 | 0% | 11.8% | 0 | 0% | 0.373% | 0 | 0% | 0.373% | 0 | 0% | 0.373% | 0 | 0% | 100% | 0 | 0% | 100% | 0 | 0% | 100% | 0 | 0% | 100% | 0 |  |  | 0 |  |  | 0 |  |  | 0
ASHLAN AVE 1106R4494 | 4.1731e-05 | 0 | 0.028216 | 0 | 0.028216 | 0.0056003 | 0.024009 | 0.014928 | 0% | 99% | 0 | 0% | 99% | 0 | 0% | 99% | 0 | 0% | 99% | 0 | 0% | 63.95% | 0 | 0% | 50.59% | 0 | 0% | 50.59% | 0 | 0% | 50.59% | 0 | 0 | 0% | 2.643% | 0 | 0% | 2.643% | 0 | 0% | 2.643% | 0 | 0% | 0.2922% | 0 | 0% | 0.2922% | 0 | 0% | 0.2922% | 0 | 0% | 0.8176% | 0 | 0% | 0.8176% | 0 | 0% | 0.8176% | 0 | 0% | 0.8404% | 0 | 0% | 0.8404% | 0 | 0% | 0.8404% | 0 | 0% | 6.132% | 0 | 0% | 6.132% | 0 | 0% | 6.132% | 0 | 0% | 0.5725% | 0 | 0% | 0.5725% | 0 | 0% | 0.5725% | 0 |  |  |  | 0% | 11.8% | 0 | 0% | 11.8% | 0 | 0% | 11.8% | 0 | 0% | 0.3662% | 0 | 0% | 0.3662% | 0 | 0% | 0.3662% | 0 | 0% | 100% | 0 | 0% | 100% | 0 | 0% | 100% | 0 | 0% | 100% | 0 |  |  | 0 |  |  | 0 |  |  | 0
FIGARDEN 211191186 | 4.2932e-05 | 0 | 0.013003 | 0 | 0.013003 | 0.0017068 | 0.0096668 | 0.0091502 | 0% | 99% | 0 | 0% | 99% | 0 | 0% | 99% | 0 | 0% | 99% | 0 | 0% | 66.09% | 0 | 0% | 52.01% | 0 | 0% | 52.01% | 0 | 0% | 52.01% | 0 | 0 | 0% | 2.834% | 0 | 0% | 2.834% | 0 | 0% | 2.834% | 0 | 0% | 0.3163% | 0 | 0% | 0.3163% | 0 | 0% | 0.3163% | 0 | 0% | 0.7076% | 0 | 0% | 0.7076% | 0 | 0% | 0.7076% | 0 | 0% | 0.7479% | 0 | 0% | 0.7479% | 0 | 100% | 0.7479% | 9.7247e-05 | 0% | 5.327% | 0 | 0% | 5.327% | 0 | 0% | 5.327% | 0 | 0% | 0.3765% | 0 | 0% | 0.3765% | 0 | 0% | 0.3765% | 0 |  |  |  | 0% | 11.8% | 0 | 0% | 11.8% | 0 | 0% | 11.8% | 0 | 0% | 0.3734% | 0 | 0% | 0.3734% | 0 | 0% | 0.3734% | 0 | 0% | 100% | 0 | 0% | 100% | 0 | 0% | 100% | 0 | 0% | 100% | 0 |  |  | 0 |  |  | 0 |  |  | 0
WILLIAMS 110275412 | 3.6763e-05 | 0 | 0.0018709 | 0 | 0.0018709 | 0.00032987 | 0.0017611 | 0.00086208 | 0% | 99% | 0 | 0% | 99% | 0 | 0% | 99% | 0 | 0% | 99% | 0 | 0% | 62.84% | 0 | 0% | 49.09% | 0 | 0% | 49.09% | 0 | 0% | 49.09% | 0 | 0 | 0% | 2.695% | 0 | 0% | 2.695% | 0 | 0% | 2.695% | 0 | 0% | 0.3153% | 0 | 0% | 0.3153% | 0 | 0% | 0.3153% | 0 | 0% | 0.8808% | 0 | 0% | 0.8808% | 0 | 0% | 0.8808% | 0 | 0% | 0.9054% | 0 | 93.98% | 0.9054% | 1.592e-05 | 0% | 0.9054% | 0 | 0% | 6.609% | 0 | 0% | 6.609% | 0 | 0% | 6.609% | 0 | 0% | 0.5103% | 0 | 0% | 0.5103% | 0 | 0% | 0.5103% | 0 |  |  |  | 0% | 11.8% | 0 | 0% | 11.8% | 0 | 0% | 11.8% | 0 | 0% | 0.3591% | 0 | 0% | 0.3591% | 0 | 0% | 0.3591% | 0 | 0% | 100% | 0 | 0% | 100% | 0 | 0% | 100% | 0 | 0% | 100% | 0 |  |  | 0 |  |  | 0 |  |  | 0
EAST GRAND 0401CB | 3.8677e-05 | 0 | 0.027063 | 0 | 0.027063 | 0.0036019 | 0.030573 | 0.0085431 | 0% | 99% | 0 | 0% | 99% | 0 | 0% | 99% | 0 | 0% | 99% | 0 | 0% | 63.89% | 0 | 0% | 51.62% | 0 | 0% | 51.62% | 0 | 0% | 51.62% | 0 | 0 | 0% | 3.971% | 0 | 0% | 3.971% | 0 | 0% | 3.971% | 0 | 0% | 0.4312% | 0 | 0% | 0.4312% | 0 | 0% | 0.4312% | 0 | 0% | 1.09% | 0 | 0% | 1.09% | 0 | 0% | 1.09% | 0 | 1.584% | 1.12% | 4.8005e-06 | 0% | 1.12% | 0 | 0.6695% | 1.12% | 2.0286e-06 | 0% | 8.14% | 0 | 0% | 8.14% | 0 | 0% | 8.14% | 0 | 0% | 0.4476% | 0 | 0% | 0.4476% | 0 | 0% | 0.4476% | 0 |  |  |  | 0% | 11.8% | 0 | 0% | 11.8% | 0 | 0% | 11.8% | 0 | 0% | 0.3566% | 0 | 0% | 0.3566% | 0 | 0% | 0.3566% | 0 | 0% | 100% | 0 | 0% | 100% | 0 | 0% | 100% | 0 | 0% | 100% | 0 |  |  | 0 |  |  | 0 |  |  | 0
CLAYTON 2214CB | 5.3227e-05 | 0 | 0.0083827 | 0 | 0.0083827 | 0.0023168 | 0.0079712 | 0.0029451 | 0% | 99% | 0 | 0% | 99% | 0 | 0% | 99% | 0 | 0% | 99% | 0 | 0% | 63.88% | 0 | 0% | 50.12% | 0 | 0% | 50.12% | 0 | 0% | 50.12% | 0 | 0 | 0% | 3.185% | 0 | 0% | 3.185% | 0 | 0% | 3.185% | 0 | 0% | 0.353% | 0 | 0% | 0.353% | 0 | 0% | 0.353% | 0 | 0% | 0.9051% | 0 | 0% | 0.9051% | 0 | 0% | 0.9051% | 0 | 0% | 0.9294% | 0 | 0% | 0.9294% | 0 | 0% | 0.9294% | 0 | 0% | 6.766% | 0 | 0% | 6.766% | 0 | 0% | 6.766% | 0 | 0% | 0.5239% | 0 | 0% | 0.5239% | 0 | 0% | 0.5239% | 0 |  |  |  | 0% | 11.8% | 0 | 0% | 11.8% | 0 | 0% | 11.8% | 0 | 0% | 0.3613% | 0 | 0% | 0.3613% | 0 | 0% | 0.3613% | 0 | 0% | 100% | 0 | 0% | 100% | 0 | 0% | 100% | 0 | 0% | 100% | 0 |  |  | 0 |  |  | 0 |  |  | 0
MISSION (X) 110877660 | 4.9243e-05 | 0 | 0.0025559 | 0 | 0.0025559 | 0.00026031 | 0.0033593 | 0.00041698 | 0% | 99% | 0 | 0% | 99% | 0 | 0% | 99% | 0 | 0% | 99% | 0 | 0% | 61.02% | 0 | 0% | 48.1% | 0 | 0% | 48.1% | 0 | 0% | 48.1% | 0 | 0 | 0% | 4.601% | 0 | 0% | 4.601% | 0 | 0% | 4.601% | 0 | 0% | 0.4993% | 0 | 0% | 0.4993% | 0 | 0% | 0.4993% | 0 | 0% | 1.282% | 0 | 0% | 1.282% | 0 | 0% | 1.282% | 0 | 0% | 1.345% | 0 | 0% | 1.345% | 0 | 0% | 1.345% | 0 | 0% | 9.674% | 0 | 0% | 9.674% | 0 | 0% | 9.674% | 0 | 0% | 0.3874% | 0 | 0% | 0.3874% | 0 | 0% | 0.3874% | 0 |  |  |  | 0% | 11.8% | 0 | 0% | 11.8% | 0 | 0% | 11.8% | 0 | 0% | 0.3589% | 0 | 0% | 0.3589% | 0 | 0% | 0.3589% | 0 | 0% | 100% | 0 | 0% | 100% | 0 | 0% | 100% | 0 | 0% | 100% | 0 |  |  | 0 |  |  | 0 |  |  | 0
PETALUMA C 1109CB | 4.9285e-05 | 0 | 0.021736 | 0 | 0.021736 | 0.0072074 | 0.019318 | 0.0078081 | 0% | 99% | 0 | 0% | 99% | 0 | 0% | 99% | 0 | 0% | 99% | 0 | 0% | 63.75% | 0 | 0% | 49.89% | 0 | 0% | 49.89% | 0 | 0% | 49.89% | 0 | 0 | 0% | 2.998% | 0 | 0% | 2.998% | 0 | 0% | 2.998% | 0 | 0% | 0.335% | 0 | 0% | 0.335% | 0 | 0% | 0.335% | 0 | 0% | 0.8373% | 0 | 0% | 0.8373% | 0 | 0.6674% | 0.8373% | 1.2145e-06 | 0% | 0.8582% | 0 | 0.6674% | 0.8582% | 1.2449e-06 | 0% | 0.8582% | 0 | 0% | 6.249% | 0 | 0% | 6.249% | 0 | 0% | 6.249% | 0 | 0% | 0.9449% | 0 | 0% | 0.9449% | 0 | 0% | 0.9449% | 0 |  |  |  | 0% | 11.8% | 0 | 0% | 11.8% | 0 | 0% | 11.8% | 0 | 55.56% | 0.3623% | 4.3755e-05 | 0% | 0.3623% | 0 | 0% | 0.3623% | 0 | 0% | 100% | 0 | 0% | 100% | 0 | 0% | 100% | 0 | 0% | 100% | 0 |  |  | 0 |  |  | 0 |  |  | 0
RIVERBANK 1713435672 | 4.0127e-05 | 0 | 0.010103 | 0 | 0.010103 | 0.0025413 | 0.0080075 | 0.0054121 | 0% | 99% | 0 | 0% | 99% | 0 | 0% | 99% | 0 | 0% | 99% | 0 | 0% | 64.02% | 0 | 0% | 51.1% | 0 | 0% | 51.1% | 0 | 0% | 51.1% | 0 | 0 | 0% | 2.198% | 0 | 0% | 2.198% | 0 | 0% | 2.198% | 0 | 0% | 0.2376% | 0 | 0% | 0.2376% | 0 | 0% | 0.2376% | 0 | 0% | 0.7565% | 0 | 0% | 0.7565% | 0 | 0% | 0.7565% | 0 | 50.74% | 0.7472% | 3.8305e-05 | 0% | 0.7472% | 0 | 0% | 0.7472% | 0 | 0% | 5.598% | 0 | 0% | 5.598% | 0 | 0% | 5.598% | 0 | 0% | 0.6924% | 0 | 0% | 0.6924% | 0 | 0% | 0.6924% | 0 |  |  |  | 0% | 11.8% | 0 | 0% | 11.8% | 0 | 0% | 11.8% | 0 | 0% | 0.3609% | 0 | 0% | 0.3609% | 0 | 0% | 0.3609% | 0 | 0% | 100% | 0 | 0% | 100% | 0 | 0% | 100% | 0 | 0% | 100% | 0 |  |  | 0 |  |  | 0 |  |  | 0
BELLE HAVEN 11068988 | 3.9731e-05 | 0 | 0.036058 | 0 | 0.036058 | 0.015701 | 0.029028 | 0.012234 | 0% | 99% | 0 | 0% | 99% | 0 | 0% | 99% | 0 | 0% | 99% | 0 | 0% | 64.79% | 0 | 0% | 50.99% | 0 | 0% | 50.99% | 0 | 0% | 50.99% | 0 | 0 | 0% | 2.632% | 0 | 0% | 2.632% | 0 | 0% | 2.632% | 0 | 0% | 0.2905% | 0 | 0% | 0.2905% | 0 | 0% | 0.2905% | 0 | 0% | 0.7705% | 0 | 0% | 0.7705% | 0 | 0% | 0.7705% | 0 | 0% | 0.7911% | 0 | 100% | 0.7911% | 0.00028526 | 0% | 0.7911% | 0 | 0% | 5.764% | 0 | 0% | 5.764% | 0 | 0% | 5.764% | 0 | 0% | 1.171% | 0 | 0% | 1.171% | 0 | 0% | 1.171% | 0 |  |  |  | 0% | 11.8% | 0 | 0% | 11.8% | 0 | 0% | 11.8% | 0 | 0% | 0.3676% | 0 | 0% | 0.3676% | 0 | 0% | 0.3676% | 0 | 0% | 100% | 0 | 0% | 100% | 0 | 0% | 100% | 0 | 0% | 100% | 0 |  |  | 0 |  |  | 0 |  |  | 0
STOCKDALE 11054502 | 4.9229e-05 | 0 | 0.020577 | 0 | 0.020577 | 0.0030643 | 0.016187 | 0.013257 | 0% | 99% | 0 | 0% | 99% | 0 | 0% | 99% | 0 | 0% | 99% | 0 | 0% | 64.8% | 0 | 0% | 50.9% | 0 | 0% | 50.9% | 0 | 0% | 50.9% | 0 | 0 | 0% | 2.677% | 0 | 0% | 2.677% | 0 | 0% | 2.677% | 0 | 0% | 0.2997% | 0 | 0% | 0.2997% | 0 | 0% | 0.2997% | 0 | 0% | 0.748% | 0 | 0% | 0.748% | 0 | 0% | 0.748% | 0 | 0% | 0.7856% | 0 | 0% | 0.7856% | 0 | 100% | 0.7856% | 0.00016165 | 0% | 5.642% | 0 | 0% | 5.642% | 0 | 0% | 5.642% | 0 | 0% | 0.2915% | 0 | 0% | 0.2915% | 0 | 0% | 0.2915% | 0 |  |  |  | 0% | 11.8% | 0 | 0% | 11.8% | 0 | 0% | 11.8% | 0 | 0% | 0.3713% | 0 | 0% | 0.3713% | 0 | 0% | 0.3713% | 0 | 0% | 100% | 0 | 0% | 100% | 0 | 0% | 100% | 0 | 0% | 100% | 0 |  |  | 0 |  |  | 0 |  |  | 0
SAN MATEO 0410CB | 4.4547e-05 | 0 | 0.012937 | 0 | 0.012937 | 0.0072203 | 0.010734 | 0.0024837 | 0% | 99% | 0 | 0% | 99% | 0 | 0% | 99% | 0 | 0% | 99% | 0 | 0% | 63.7% | 0 | 0% | 49.49% | 0 | 0% | 49.49% | 0 | 0% | 49.49% | 0 | 0 | 0% | 2.772% | 0 | 0% | 2.772% | 0 | 0% | 2.772% | 0 | 0% | 0.303% | 0 | 0% | 0.303% | 0 | 0% | 0.303% | 0 | 0% | 0.7954% | 0 | 0% | 0.7954% | 0 | 0% | 0.7954% | 0 | 0% | 0.8139% | 0 | 0% | 0.8139% | 0 | 0% | 0.8139% | 0 | 0% | 5.941% | 0 | 0% | 5.941% | 0 | 0% | 5.941% | 0 | 0% | 1.519% | 0 | 0% | 1.519% | 0 | 0% | 1.519% | 0 |  |  |  | 0% | 11.8% | 0 | 0% | 11.8% | 0 | 0% | 11.8% | 0 | 0% | 0.3667% | 0 | 0% | 0.3667% | 0 | 0% | 0.3667% | 0 | 0% | 100% | 0 | 0% | 100% | 0 | 0% | 100% | 0 | 0% | 100% | 0 |  |  | 0 |  |  | 0 |  |  | 0
GLENWOOD 1102CB | 4.5767e-05 | 0 | 0.0091775 | 0 | 0.0091775 | 0.0037863 | 0.0075984 | 0.0031148 | 0% | 99% | 0 | 0% | 99% | 0 | 0% | 99% | 0 | 0% | 99% | 0 | 0% | 64.32% | 0 | 0% | 50.08% | 0 | 0% | 50.08% | 0 | 0% | 50.08% | 0 | 0 | 0% | 2.667% | 0 | 0% | 2.667% | 0 | 0% | 2.667% | 0 | 0% | 0.2982% | 0 | 0% | 0.2982% | 0 | 0% | 0.2982% | 0 | 0% | 0.7871% | 0 | 0% | 0.7871% | 0 | 0% | 0.7871% | 0 | 0% | 0.8117% | 0 | 81.17% | 0.8117% | 6.0464e-05 | 17.65% | 0.8117% | 1.3146e-05 | 0% | 5.899% | 0 | 0% | 5.899% | 0 | 0% | 5.899% | 0 | 0% | 1.034% | 0 | 0% | 1.034% | 0 | 0% | 1.034% | 0 |  |  |  | 0% | 11.8% | 0 | 0% | 11.8% | 0 | 0% | 11.8% | 0 | 0% | 0.3669% | 0 | 0% | 0.3669% | 0 | 0% | 0.3669% | 0 | 0% | 100% | 0 | 0% | 100% | 0 | 0% | 100% | 0 | 0% | 100% | 0 |  |  | 0 |  |  | 0 |  |  | 0
WEBER 1109CB | 4.7756e-05 | 0 | 0.041656 | 0 | 0.041656 | 0.0058823 | 0.039833 | 0.020103 | 0% | 99% | 0 | 0% | 99% | 0 | 0% | 99% | 0 | 0% | 99% | 0 | 0% | 63.81% | 0 | 0% | 49.72% | 0 | 0% | 49.72% | 0 | 0% | 49.72% | 0 | 0 | 0% | 2.973% | 0 | 0% | 2.973% | 0 | 0% | 2.973% | 0 | 0% | 0.348% | 0 | 0% | 0.348% | 0 | 0% | 0.348% | 0 | 0% | 0.8954% | 0 | 0% | 0.8954% | 0 | 0% | 0.8954% | 0 | 30.2% | 0.9501% | 0.00011951 | 65.84% | 0.9501% | 0.00026057 | 2.117% | 0.9501% | 8.3783e-06 | 0% | 6.793% | 0 | 0% | 6.793% | 0 | 0% | 6.793% | 0 | 0% | 0.365% | 0 | 0% | 0.365% | 0 | 0% | 0.365% | 0 |  |  |  | 0% | 11.8% | 0 | 0% | 11.8% | 0 | 0% | 11.8% | 0 | 0% | 0.3654% | 0 | 0% | 0.3654% | 0 | 0% | 0.3654% | 0 | 0% | 100% | 0 | 0% | 100% | 0 | 0% | 100% | 0 | 0% | 100% | 0 |  |  | 0 |  |  | 0 |  |  | 0
MEADOW LANE 2104CB | 5.8783e-05 | 0 | 0.038978 | 0 | 0.038978 | 0.016336 | 0.031895 | 0.013361 | 0% | 99% | 0 | 0% | 99% | 0 | 0% | 99% | 0 | 0% | 99% | 0 | 0% | 64.33% | 0 | 0% | 50.26% | 0 | 0% | 50.26% | 0 | 0% | 50.26% | 0 | 0 | 0% | 2.828% | 0 | 0% | 2.828% | 0 | 0% | 2.828% | 0 | 0% | 0.3076% | 0 | 0% | 0.3076% | 0 | 0% | 0.3076% | 0 | 0% | 0.7833% | 0 | 0% | 0.7833% | 0 | 0% | 0.7833% | 0 | 0% | 0.797% | 0 | 0% | 0.797% | 0 | 0% | 0.797% | 0 | 0% | 5.832% | 0 | 0% | 5.832% | 0 | 0% | 5.832% | 0 | 0% | 0.6819% | 0 | 0% | 0.6819% | 0 | 0% | 0.6819% | 0 |  |  |  | 0% | 11.8% | 0 | 0% | 11.8% | 0 | 0% | 11.8% | 0 | 0% | 0.3657% | 0 | 0% | 0.3657% | 0 | 0% | 0.3657% | 0 | 0% | 100% | 0 | 0% | 100% | 0 | 0% | 100% | 0 | 0% | 100% | 0 |  |  | 0 |  |  | 0 |  |  | 0
DIXON 1105CB | 4.2838e-05 | 0 | 0.024987 | 0 | 0.024987 | 0.0053395 | 0.022798 | 0.011353 | 0% | 99% | 0 | 0% | 99% | 0 | 0% | 99% | 0 | 0% | 99% | 0 | 0% | 63.27% | 0 | 0% | 50.14% | 0 | 0% | 50.14% | 0 | 0% | 50.14% | 0 | 0 | 0% | 2.686% | 0 | 0% | 2.686% | 0 | 0% | 2.686% | 0 | 0% | 0.3002% | 0 | 0% | 0.3002% | 0 | 0% | 0.3002% | 0 | 0% | 0.8604% | 0 | 0% | 0.8604% | 0 | 0% | 0.8604% | 0 | 99.41% | 0.8628% | 0.00021432 | 0% | 0.8628% | 0 | 0% | 0.8628% | 0 | 0% | 6.395% | 0 | 0% | 6.395% | 0 | 0% | 6.395% | 0 | 0% | 0.5295% | 0 | 0% | 0.5295% | 0 | 0% | 0.5295% | 0 |  |  |  | 0% | 11.8% | 0 | 0% | 11.8% | 0 | 0% | 11.8% | 0 | 0% | 0.3571% | 0 | 0% | 0.3571% | 0 | 0% | 0.3571% | 0 | 0% | 100% | 0 | 0% | 100% | 0 | 0% | 100% | 0 | 0% | 100% | 0 |  |  | 0 |  |  | 0 |  |  | 0
DUMBARTON 1109CB | 3.9895e-05 | 0 | 0.012914 | 0 | 0.012914 | 0.0020862 | 0.011432 | 0.0068974 | 0% | 99% | 0 | 0% | 99% | 0 | 0% | 99% | 0 | 0% | 99% | 0 | 0% | 65.29% | 0 | 0% | 51.03% | 0 | 0% | 51.03% | 0 | 0% | 51.03% | 0 | 0 | 0% | 3.31% | 0 | 0% | 3.31% | 0 | 0% | 3.31% | 0 | 0% | 0.3684% | 0 | 0% | 0.3684% | 0 | 0% | 0.3684% | 0 | 0% | 0.8398% | 0 | 0% | 0.8398% | 0 | 0% | 0.8398% | 0 | 0% | 0.8903% | 0 | 67.13% | 0.8903% | 7.7188e-05 | 0% | 0.8903% | 0 | 0% | 6.342% | 0 | 0% | 6.342% | 0 | 0% | 6.342% | 0 | 0% | 0.4053% | 0 | 0% | 0.4053% | 0 | 0% | 0.4053% | 0 |  |  |  | 0% | 11.8% | 0 | 0% | 11.8% | 0 | 0% | 11.8% | 0 | 0% | 0.3705% | 0 | 0% | 0.3705% | 0 | 0% | 0.3705% | 0 | 0% | 100% | 0 | 0% | 100% | 0 | 0% | 100% | 0 | 0% | 100% | 0 |  |  | 0 |  |  | 0 |  |  | 0
PIERCY 2109906172 | 3.4098e-05 | 0 | 0.011741 | 0 | 0.011741 | 0.0032076 | 0.011017 | 0.0043377 | 0% | 99% | 0 | 0% | 99% | 0 | 0% | 99% | 0 | 0% | 99% | 0 | 0% | 63.65% | 0 | 0% | 50.53% | 0 | 0% | 50.53% | 0 | 0% | 50.53% | 0 | 0 | 0% | 3.059% | 0 | 0% | 3.059% | 0 | 0% | 3.059% | 0 | 0% | 0.3322% | 0 | 0% | 0.3322% | 0 | 0% | 0.3322% | 0 | 0% | 0.8964% | 0 | 0% | 0.8964% | 0 | 0% | 0.8964% | 0 | 0% | 0.9015% | 0 | 1.147% | 0.9015% | 1.2137e-06 | 98.85% | 0.9015% | 0.00010463 | 0% | 6.654% | 0 | 0% | 6.654% | 0 | 0% | 6.654% | 0 | 0% | 0.6419% | 0 | 0% | 0.6419% | 0 | 0% | 0.6419% | 0 |  |  |  | 0% | 11.8% | 0 | 0% | 11.8% | 0 | 0% | 11.8% | 0 | 0% | 0.3584% | 0 | 0% | 0.3584% | 0 | 0% | 0.3584% | 0 | 0% | 100% | 0 | 0% | 100% | 0 | 0% | 100% | 0 | 0% | 100% | 0 |  |  | 0 |  |  | 0 |  |  | 0
LAS POSITAS 2104CB | 5.6412e-05 | 0 | 0.021711 | 0 | 0.021711 | 0.0028102 | 0.019944 | 0.011571 | 0% | 99% | 0 | 0% | 99% | 0 | 0% | 99% | 0 | 0% | 99% | 0 | 0% | 65.48% | 0 | 0% | 51.21% | 0 | 0% | 51.21% | 0 | 0% | 51.21% | 0 | 0 | 0% | 3.251% | 0 | 0% | 3.251% | 0 | 0% | 3.251% | 0 | 0% | 0.3684% | 0 | 0% | 0.3684% | 0 | 0% | 0.3684% | 0 | 0% | 0.8645% | 0 | 0% | 0.8645% | 0 | 0% | 0.8645% | 0 | 100% | 0.9117% | 0.00019793 | 0% | 0.9117% | 0 | 0% | 0.9117% | 0 | 0% | 6.517% | 0 | 0% | 6.517% | 0 | 0% | 6.517% | 0 | 0% | 0.3845% | 0 | 0% | 0.3845% | 0 | 0% | 0.3845% | 0 |  |  |  | 0% | 11.8% | 0 | 0% | 11.8% | 0 | 0% | 11.8% | 0 | 0% | 0.3664% | 0 | 0% | 0.3664% | 0 | 0% | 0.3664% | 0 | 0% | 100% | 0 | 0% | 100% | 0 | 0% | 100% | 0 | 0% | 100% | 0 |  |  | 0 |  |  | 0 |  |  | 0
WOLFE 1105CB | 4.1322e-05 | 0 | 0.030496 | 0 | 0.030496 | 0.01275 | 0.02512 | 0.010358 | 0% | 99% | 0 | 0% | 99% | 0 | 0% | 99% | 0 | 0% | 99% | 0 | 0% | 64.04% | 0 | 0% | 50.29% | 0 | 0% | 50.29% | 0 | 0% | 50.29% | 0 | 0 | 0% | 2.519% | 0 | 0% | 2.519% | 0 | 0% | 2.519% | 0 | 0% | 0.2762% | 0 | 0% | 0.2762% | 0 | 0% | 0.2762% | 0 | 0% | 0.789% | 0 | 0% | 0.789% | 0 | 0% | 0.789% | 0 | 53.22% | 0.7974% | 0.00012942 | 0% | 0.7974% | 0 | 0% | 0.7974% | 0 | 0% | 5.878% | 0 | 0% | 5.878% | 0 | 0% | 5.878% | 0 | 0% | 0.99% | 0 | 0% | 0.99% | 0 | 0% | 0.99% | 0 |  |  |  | 0% | 11.8% | 0 | 0% | 11.8% | 0 | 0% | 11.8% | 0 | 0% | 0.3644% | 0 | 0% | 0.3644% | 0 | 0% | 0.3644% | 0 | 0% | 100% | 0 | 0% | 100% | 0 | 0% | 100% | 0 | 0% | 100% | 0 |  |  | 0 |  |  | 0 |  |  | 0
SANTA ROSA A 111265702 | 4.6734e-05 | 0 | 0.024382 | 0 | 0.024382 | 0.014724 | 0.015844 | 0.0079932 | 0% | 99% | 0 | 0% | 99% | 0 | 0% | 99% | 0 | 0% | 99% | 0 | 0% | 64.58% | 0 | 0% | 50.03% | 0 | 0% | 50.03% | 0 | 0% | 50.03% | 0 | 0 | 0% | 2.124% | 0 | 0% | 2.124% | 0 | 0% | 2.124% | 0 | 0% | 0.2331% | 0 | 0% | 0.2331% | 0 | 0% | 0.2331% | 0 | 0% | 0.6198% | 0 | 0% | 0.6198% | 0 | 0% | 0.6198% | 0 | 0% | 0.6326% | 0 | 0% | 0.6326% | 0 | 0% | 0.6326% | 0 | 0% | 4.625% | 0 | 0% | 4.625% | 0 | 0% | 4.625% | 0 | 0% | 1.721% | 0 | 0% | 1.721% | 0 | 0% | 1.721% | 0 |  |  |  | 0% | 11.8% | 0 | 0% | 11.8% | 0 | 0% | 11.8% | 0 | 0% | 0.3729% | 0 | 0% | 0.3729% | 0 | 0% | 0.3729% | 0 | 0% | 100% | 0 | 0% | 100% | 0 | 0% | 100% | 0 | 0% | 100% | 0 |  |  | 0 |  |  | 0 |  |  | 0
BELMONT 0406CB | 3.3881e-05 | 0 | 0.024971 | 0 | 0.024971 | 0.014208 | 0.020467 | 0.0048239 | 0% | 99% | 0 | 0% | 99% | 0 | 0% | 99% | 0 | 0% | 99% | 0 | 0% | 63.73% | 0 | 0% | 49.67% | 0 | 0% | 49.67% | 0 | 0% | 49.67% | 0 | 0 | 0% | 2.891% | 0 | 0% | 2.891% | 0 | 0% | 2.891% | 0 | 0% | 0.3108% | 0 | 0% | 0.3108% | 0 | 0% | 0.3108% | 0 | 0% | 0.7872% | 0 | 0% | 0.7872% | 0 | 0% | 0.7872% | 0 | 89.86% | 0.8022% | 0.00018 | 10.14% | 0.8022% | 2.0319e-05 | 0% | 0.8022% | 0 | 0% | 5.861% | 0 | 0% | 5.861% | 0 | 0% | 5.861% | 0 | 0% | 1.548% | 0 | 0% | 1.548% | 0 | 0% | 1.548% | 0 |  |  |  | 0% | 11.8% | 0 | 0% | 11.8% | 0 | 0% | 11.8% | 0 | 0% | 0.367% | 0 | 0% | 0.367% | 0 | 0% | 0.367% | 0 | 0% | 100% | 0 | 0% | 100% | 0 | 0% | 100% | 0 | 0% | 100% | 0 |  |  | 0 |  |  | 0 |  |  | 0
PUEBLO 210182742 | 4.0847e-05 | 0 | 0.049247 | 1.574 | 1.6233 | 0.027857 | 0.037083 | 0.012965 | 0% | 99% | 0 | 0% | 99% | 0 | 0% | 99% | 0 | 0% | 99% | 0 | 0% | 64.1% | 0 | 0% | 49.74% | 0 | 0% | 49.74% | 0 | 0% | 49.74% | 0 | 1.574 | 0% | 2.647% | 0 | 0% | 2.647% | 0 | 0% | 2.647% | 0 | 0% | 0.2847% | 0 | 0% | 0.2847% | 0 | 0% | 0.2847% | 0 | 0% | 0.7244% | 0 | 0% | 0.7244% | 0 | 0% | 0.7244% | 0 | 0% | 0.7388% | 0 | 0.5967% | 0.7388% | 2.1712e-06 | 0% | 0.7388% | 0 | 0% | 5.398% | 0 | 0% | 5.398% | 0 | 0% | 5.398% | 0 | 0% | 1.595% | 0 | 0% | 1.595% | 0 | 0% | 1.595% | 0 |  |  |  | 0% | 11.8% | 0 | 0% | 11.8% | 0 | 0% | 11.8% | 0 | 0% | 0.3698% | 0 | 0% | 0.3698% | 0 | 0% | 0.3698% | 0 | 0% | 100% | 0 | 0% | 100% | 0 | 0% | 100% | 0 | 0% | 100% | 0 |  |  | 0 |  |  | 0 |  |  | 0
SAN RAMON 2104MR143 | 4.0061e-05 | 0 | 0.051532 | 0 | 0.051532 | 0.015052 | 0.048434 | 0.018043 | 0% | 99% | 0 | 0% | 99% | 0 | 0% | 99% | 0 | 0% | 99% | 0 | 0% | 63.66% | 0 | 0% | 50.09% | 0 | 0% | 50.09% | 0 | 0% | 50.09% | 0 | 0 | 0% | 3.207% | 0 | 0% | 3.207% | 0 | 0% | 3.207% | 0 | 0% | 0.3495% | 0 | 0% | 0.3495% | 0 | 0% | 0.3495% | 0 | 0% | 0.8973% | 0 | 0% | 0.8973% | 0 | 0% | 0.8973% | 0 | 0% | 0.9127% | 0 | 0% | 0.9127% | 0 | 0% | 0.9127% | 0 | 0% | 6.682% | 0 | 0% | 6.682% | 0 | 0% | 6.682% | 0 | 0% | 0.5881% | 0 | 0% | 0.5881% | 0 | 0% | 0.5881% | 0 |  |  |  | 0% | 11.8% | 0 | 0% | 11.8% | 0 | 0% | 11.8% | 0 | 0% | 0.3607% | 0 | 0% | 0.3607% | 0 | 0% | 0.3607% | 0 | 0% | 100% | 0 | 0% | 100% | 0 | 0% | 100% | 0 | 0% | 100% | 0 |  |  | 0 |  |  | 0 |  |  | 0
CALIFORNIA AVE 1111CB | 5.4941e-05 | 0 | 0.033695 | 0 | 0.033695 | 0.0033114 | 0.029912 | 0.020095 | 0% | 99% | 0 | 0% | 99% | 0 | 0% | 99% | 0 | 0% | 99% | 0 | 0% | 64.09% | 0 | 0% | 50.21% | 0 | 0% | 50.21% | 0 | 0% | 50.21% | 0 | 0 | 0% | 2.899% | 0 | 0% | 2.899% | 0 | 0% | 2.899% | 0 | 0% | 0.3271% | 0 | 0% | 0.3271% | 0 | 0% | 0.3271% | 0 | 0% | 0.8389% | 0 | 0% | 0.8389% | 0 | 0% | 0.8389% | 0 | 43.09% | 0.8778% | 0.00012746 | 0% | 0.8778% | 0 | 0% | 0.8778% | 0 | 0% | 6.325% | 0 | 0% | 6.325% | 0 | 0% | 6.325% | 0 | 0% | 0.3086% | 0 | 0% | 0.3086% | 0 | 0% | 0.3086% | 0 |  |  |  | 0% | 11.8% | 0 | 0% | 11.8% | 0 | 0% | 11.8% | 0 | 0% | 0.3668% | 0 | 0% | 0.3668% | 0 | 0% | 0.3668% | 0 | 0% | 100% | 0 | 0% | 100% | 0 | 0% | 100% | 0 | 0% | 100% | 0 |  |  | 0 |  |  | 0 |  |  | 0
SONOMA 1102CB | 4.1398e-05 | 0 | 0.066768 | 0 | 0.066768 | 0.029191 | 0.056512 | 0.01996 | 0% | 99% | 0 | 0% | 99% | 0 | 0% | 99% | 0 | 0% | 99% | 0 | 0% | 64.11% | 0 | 0% | 49.96% | 0 | 0% | 49.96% | 0 | 0% | 49.96% | 0 | 0 | 0% | 3.176% | 0 | 0% | 3.176% | 0 | 0% | 3.176% | 0 | 0% | 0.3463% | 0 | 0% | 0.3463% | 0 | 0% | 0.3463% | 0 | 0% | 0.8103% | 0 | 0% | 0.8103% | 0 | 0% | 0.8103% | 0 | 0% | 0.8452% | 0 | 0% | 0.8452% | 0 | 0% | 0.8452% | 0 | 0% | 6.076% | 0 | 0% | 6.076% | 0 | 0% | 6.076% | 0 | 0% | 1.333% | 0 | 0% | 1.333% | 0 | 0% | 1.333% | 0 |  |  |  | 0% | 11.8% | 0 | 0% | 11.8% | 0 | 0% | 11.8% | 0 | 0% | 0.37% | 0 | 0% | 0.37% | 0 | 0% | 0.37% | 0 | 0% | 100% | 0 | 0% | 100% | 0 | 0% | 100% | 0 | 0% | 100% | 0 |  |  | 0 |  |  | 0 |  |  | 0
RICHMOND R 1127BR214 | 3.1375e-05 | 0 | 0.025905 | 0 | 0.025905 | 0.0059611 | 0.025885 | 0.0091505 | 0% | 99% | 0 | 0% | 99% | 0 | 0% | 99% | 0 | 0% | 99% | 0 | 0% | 63.4% | 0 | 0% | 50.42% | 0 | 0% | 50.42% | 0 | 0% | 50.42% | 0 | 0 | 0% | 3.69% | 0 | 0% | 3.69% | 0 | 0% | 3.69% | 0 | 0% | 0.395% | 0 | 0% | 0.395% | 0 | 0% | 0.395% | 0 | 0% | 0.9584% | 0 | 0% | 0.9584% | 0 | 0% | 0.9584% | 0 | 0% | 0.9776% | 0 | 0% | 0.9776% | 0 | 0% | 0.9776% | 0 | 0% | 7.132% | 0 | 0% | 7.132% | 0 | 0% | 7.132% | 0 | 0% | 0.6186% | 0 | 0% | 0.6186% | 0 | 0% | 0.6186% | 0 |  |  |  | 0% | 11.8% | 0 | 0% | 11.8% | 0 | 0% | 11.8% | 0 | 0% | 0.3603% | 0 | 0% | 0.3603% | 0 | 0% | 0.3603% | 0 | 0% | 100% | 0 | 0% | 100% | 0 | 0% | 100% | 0 | 0% | 100% | 0 |  |  | 0 |  |  | 0 |  |  | 0
BELLE HAVEN 0408CB | 3.728e-05 | 0 | 0.026685 | 0 | 0.026685 | 0.015307 | 0.020984 | 0.005942 | 0% | 99% | 0 | 0% | 99% | 0 | 0% | 99% | 0 | 0% | 99% | 0 | 0% | 64.11% | 0 | 0% | 49.59% | 0 | 0% | 49.59% | 0 | 0% | 49.59% | 0 | 0 | 0% | 2.485% | 0 | 0% | 2.485% | 0 | 0% | 2.485% | 0 | 0% | 0.28% | 0 | 0% | 0.28% | 0 | 0% | 0.28% | 0 | 0% | 0.7442% | 0 | 0% | 0.7442% | 0 | 0% | 0.7442% | 0 | 0% | 0.7645% | 0 | 44.69% | 0.7645% | 9.1165e-05 | 55.14% | 0.7645% | 0.00011248 | 0% | 5.57% | 0 | 0% | 5.57% | 0 | 0% | 5.57% | 0 | 0% | 1.47% | 0 | 0% | 1.47% | 0 | 0% | 1.47% | 0 |  |  |  | 0% | 11.8% | 0 | 0% | 11.8% | 0 | 0% | 11.8% | 0 | 0% | 0.3675% | 0 | 0% | 0.3675% | 0 | 0% | 0.3675% | 0 | 0% | 100% | 0 | 0% | 100% | 0 | 0% | 100% | 0 | 0% | 100% | 0 |  |  | 0 |  |  | 0 |  |  | 0
PAUL SWEET 210410916 | 2.5588e-05 | 0 | 0.0087014 | 0 | 0.0087014 | 0.0021397 | 0.0083776 | 0.0032539 | 0% | 99% | 0 | 0% | 99% | 0 | 0% | 99% | 0 | 0% | 99% | 0 | 0% | 64.43% | 0 | 0% | 51.13% | 0 | 0% | 51.13% | 0 | 0% | 51.13% | 0 | 0 | 0% | 3.309% | 0 | 0% | 3.309% | 0 | 0% | 3.309% | 0 | 0% | 0.3599% | 0 | 0% | 0.3599% | 0 | 0% | 0.3599% | 0 | 0% | 0.9244% | 0 | 0% | 0.9244% | 0 | 0% | 0.9244% | 0 | 0% | 0.9531% | 0 | 100% | 0.9531% | 8.2934e-05 | 0% | 0.9531% | 0 | 0% | 6.919% | 0 | 0% | 6.919% | 0 | 0% | 6.919% | 0 | 0% | 0.6063% | 0 | 0% | 0.6063% | 0 | 0% | 0.6063% | 0 |  |  |  | 0% | 11.8% | 0 | 0% | 11.8% | 0 | 0% | 11.8% | 0 | 0% | 0.3633% | 0 | 0% | 0.3633% | 0 | 0% | 0.3633% | 0 | 0% | 100% | 0 | 0% | 100% | 0 | 0% | 100% | 0 | 0% | 100% | 0 |  |  | 0 |  |  | 0 |  |  | 0
MERCED 21026470 | 3.9109e-05 | 0 | 0.044649 | 0 | 0.044649 | 0.015501 | 0.037227 | 0.017935 | 0% | 99% | 0 | 0% | 99% | 0 | 0% | 99% | 0 | 0% | 99% | 0 | 0% | 63.08% | 0 | 0% | 49.75% | 0 | 0% | 49.75% | 0 | 0% | 49.75% | 0 | 0 | 0% | 2.345% | 0 | 0% | 2.345% | 0 | 0% | 2.345% | 0 | 0% | 0.2571% | 0 | 0% | 0.2571% | 0 | 0% | 0.2571% | 0 | 0% | 0.7938% | 0 | 0% | 0.7938% | 0 | 0% | 0.7938% | 0 | 68.3% | 0.7885% | 0.00024043 | 0% | 0.7885% | 0 | 0% | 0.7885% | 0 | 0% | 5.885% | 0 | 0% | 5.885% | 0 | 0% | 5.885% | 0 | 0% | 1.01% | 0 | 0% | 1.01% | 0 | 0% | 1.01% | 0 |  |  |  | 0% | 11.8% | 0 | 0% | 11.8% | 0 | 0% | 11.8% | 0 | 0% | 0.36% | 0 | 0% | 0.36% | 0 | 0% | 0.36% | 0 | 0% | 100% | 0 | 0% | 100% | 0 | 0% | 100% | 0 | 0% | 100% | 0 |  |  | 0 |  |  | 0 |  |  | 0
GREEN VALLEY 2103938286 | 3.8139e-05 | 0 | 0.014338 | 0 | 0.014338 | 0.003655 | 0.012863 | 0.0061762 | 0% | 99% | 0 | 0% | 99% | 0 | 0% | 99% | 0 | 0% | 99% | 0 | 0% | 64.64% | 0 | 0% | 50.93% | 0 | 0% | 50.93% | 0 | 0% | 50.93% | 0 | 0 | 0% | 2.877% | 0 | 0% | 2.877% | 0 | 0% | 2.877% | 0 | 0% | 0.3201% | 0 | 0% | 0.3201% | 0 | 0% | 0.3201% | 0 | 0% | 0.8578% | 0 | 0% | 0.8578% | 0 | 0% | 0.8578% | 0 | 0% | 0.8902% | 0 | 0% | 0.8902% | 0 | 100% | 0.8902% | 0.00012764 | 0% | 6.451% | 0 | 0% | 6.451% | 0 | 0% | 6.451% | 0 | 0% | 0.7298% | 0 | 0% | 0.7298% | 0 | 0% | 0.7298% | 0 |  |  |  | 0% | 11.8% | 0 | 0% | 11.8% | 0 | 0% | 11.8% | 0 | 0% | 0.3661% | 0 | 0% | 0.3661% | 0 | 0% | 0.3661% | 0 | 0% | 100% | 0 | 0% | 100% | 0 | 0% | 100% | 0 | 0% | 100% | 0 |  |  | 0 |  |  | 0 |  |  | 0
PACIFICA 1101777484 | 2.1079e-05 | 0.74129 | 0.012063 | 0 | 0.012063 | 0.0051513 | 0.011249 | 0.0026936 | 0% | 99% | 0 | 0% | 99% | 0 | 0% | 99% | 0 | 0% | 99% | 0 | 0% | 64.88% | 0 | 0% | 50.06% | 0 | 0% | 50.06% | 0 | 0% | 50.06% | 0 | 0 | 0% | 4.011% | 0 | 0% | 4.011% | 0 | 0% | 4.011% | 0 | 0% | 0.4346% | 0 | 0% | 0.4346% | 0 | 0% | 0.4346% | 0 | 0% | 0.8945% | 0 | 0% | 0.8945% | 0 | 0% | 0.8945% | 0 | 0% | 0.9691% | 0 | 0% | 0.9691% | 0 | 0% | 0.9691% | 0 | 54.26% | 6.776% | 0.00044354 | 0% | 6.776% | 0 | 0% | 6.776% | 0 | 0% | 1.407% | 0 | 0% | 1.407% | 0 | 0% | 1.407% | 0 |  |  |  | 0% | 11.8% | 0 | 0% | 11.8% | 0 | 0% | 11.8% | 0 | 0% | 0.3759% | 0 | 0% | 0.3759% | 0 | 0% | 0.3759% | 0 | 0% | 100% | 0 | 0% | 100% | 0 | 0% | 100% | 0 | 0% | 100% | 0 |  |  | 0 |  |  | 0 |  |  | 0
MILPITAS 1108CB | 3.8803e-05 | 0 | 0.034888 | 0 | 0.034888 | 0.0088451 | 0.030782 | 0.015596 | 0% | 99% | 0 | 0% | 99% | 0 | 0% | 99% | 0 | 0% | 99% | 0 | 0% | 64.58% | 0 | 0% | 50.78% | 0 | 0% | 50.78% | 0 | 0% | 50.78% | 0 | 0 | 0% | 3.089% | 0 | 0% | 3.089% | 0 | 0% | 3.089% | 0 | 0% | 0.3404% | 0 | 0% | 0.3404% | 0 | 0% | 0.3404% | 0 | 0% | 0.8407% | 0 | 0% | 0.8407% | 0 | 0% | 0.8407% | 0 | 100% | 0.8716% | 0.00030407 | 0% | 0.8716% | 0 | 0% | 0.8716% | 0 | 0% | 6.303% | 0 | 0% | 6.303% | 0 | 0% | 6.303% | 0 | 0% | 0.492% | 0 | 0% | 0.492% | 0 | 0% | 0.492% | 0 |  |  |  | 0% | 11.8% | 0 | 0% | 11.8% | 0 | 0% | 11.8% | 0 | 0% | 0.3665% | 0 | 0% | 0.3665% | 0 | 0% | 0.3665% | 0 | 0% | 100% | 0 | 0% | 100% | 0 | 0% | 100% | 0 | 0% | 100% | 0 |  |  | 0 |  |  | 0 |  |  | 0
NORD 11032548 | 5.5383e-05 | 0 | 0.044867 | 0 | 0.044867 | 0.02318 | 0.030814 | 0.017042 | 0% | 99% | 0 | 0% | 99% | 0 | 0% | 99% | 0 | 0% | 99% | 0 | 0% | 64.73% | 0 | 0% | 49.73% | 0 | 0% | 49.73% | 0 | 0% | 49.73% | 0 | 0 | 0% | 2.198% | 0 | 0% | 2.198% | 0 | 0% | 2.198% | 0 | 0% | 0.251% | 0 | 0% | 0.251% | 0 | 0% | 0.251% | 0 | 0% | 0.647% | 0 | 0% | 0.647% | 0 | 0% | 0.647% | 0 | 100% | 0.6765% | 0.00030351 | 0% | 0.6765% | 0 | 0% | 0.6765% | 0 | 0% | 4.874% | 0 | 0% | 4.874% | 0 | 0% | 4.874% | 0 | 0% | 1.456% | 0 | 0% | 1.456% | 0 | 0% | 1.456% | 0 |  |  |  | 0% | 11.8% | 0 | 0% | 11.8% | 0 | 0% | 11.8% | 0 | 0% | 0.3736% | 0 | 0% | 0.3736% | 0 | 0% | 0.3736% | 0 | 0% | 100% | 0 | 0% | 100% | 0 | 0% | 100% | 0 | 0% | 100% | 0 |  |  | 0 |  |  | 0 |  |  | 0
SAN CARLOS 0405CB | 4.0978e-05 | 0 | 0.044404 | 0 | 0.044404 | 0.022262 | 0.037312 | 0.010731 | 0% | 99% | 0 | 0% | 99% | 0 | 0% | 99% | 0 | 0% | 99% | 0 | 0% | 64.12% | 0 | 0% | 50.01% | 0 | 0% | 50.01% | 0 | 0% | 50.01% | 0 | 0 | 0% | 2.712% | 0 | 0% | 2.712% | 0 | 0% | 2.712% | 0 | 0% | 0.3007% | 0 | 0% | 0.3007% | 0 | 0% | 0.3007% | 0 | 0% | 0.7974% | 0 | 0% | 0.7974% | 0 | 0% | 0.7974% | 0 | 0% | 0.8169% | 0 | 43.64% | 0.8169% | 0.0001583 | 0% | 0.8169% | 0 | 0% | 5.96% | 0 | 0% | 5.96% | 0 | 0% | 5.96% | 0 | 0% | 1.27% | 0 | 0% | 1.27% | 0 | 0% | 1.27% | 0 |  |  |  | 0% | 11.8% | 0 | 0% | 11.8% | 0 | 0% | 11.8% | 0 | 0% | 0.3654% | 0 | 0% | 0.3654% | 0 | 0% | 0.3654% | 0 | 0% | 100% | 0 | 0% | 100% | 0 | 0% | 100% | 0 | 0% | 100% | 0 |  |  | 0 |  |  | 0 |  |  | 0
OAKLAND D 0407CB | 3.5076e-05 | 0 | 0.0025423 | 0 | 0.0025423 | 0.00054664 | 0.0023866 | 0.0010927 | 0% | 99% | 0 | 0% | 99% | 0 | 0% | 99% | 0 | 0% | 99% | 0 | 0% | 64.38% | 0 | 0% | 51.24% | 0 | 0% | 51.24% | 0 | 0% | 51.24% | 0 | 0 | 0% | 3.247% | 0 | 0% | 3.247% | 0 | 0% | 3.247% | 0 | 0% | 0.3599% | 0 | 0% | 0.3599% | 0 | 0% | 0.3599% | 0 | 0% | 0.8917% | 0 | 0% | 0.8917% | 0 | 7.736% | 0.8917% | 1.7537e-06 | 86.75% | 0.9215% | 2.0323e-05 | 13.25% | 0.9215% | 3.1035e-06 | 0% | 0.9215% | 0 | 0% | 6.677% | 0 | 0% | 6.677% | 0 | 0% | 6.677% | 0 | 0% | 0.5756% | 0 | 0% | 0.5756% | 0 | 0% | 0.5756% | 0 |  |  |  | 0% | 11.8% | 0 | 0% | 11.8% | 0 | 0% | 11.8% | 0 | 0% | 0.3632% | 0 | 0% | 0.3632% | 0 | 0% | 0.3632% | 0 | 0% | 100% | 0 | 0% | 100% | 0 | 0% | 100% | 0 | 0% | 100% | 0 |  |  | 0 |  |  | 0 |  |  | 0
SANTA ROSA A 1106CB | 3.9028e-05 | 0 | 0.047481 | 0 | 0.047481 | 0.019603 | 0.036918 | 0.018675 | 0% | 99% | 0 | 0% | 99% | 0 | 0% | 99% | 0 | 0% | 99% | 0 | 0% | 64.41% | 0 | 0% | 50.32% | 0 | 0% | 50.32% | 0 | 0% | 50.32% | 0 | 0 | 0% | 2.541% | 0 | 0% | 2.541% | 0 | 0% | 2.541% | 0 | 0% | 0.28% | 0 | 0% | 0.28% | 0 | 0% | 0.28% | 0 | 0% | 0.741% | 0 | 0% | 0.741% | 0 | 0% | 0.741% | 0 | 0% | 0.7622% | 0 | 0% | 0.7622% | 0 | 3.066% | 0.7622% | 1.1095e-05 | 0% | 5.547% | 0 | 0% | 5.547% | 0 | 0% | 5.547% | 0 | 0% | 1.153% | 0 | 0% | 1.153% | 0 | 0% | 1.153% | 0 |  |  |  | 0% | 11.8% | 0 | 0% | 11.8% | 0 | 0% | 11.8% | 0 | 0% | 0.3691% | 0 | 0% | 0.3691% | 0 | 0% | 0.3691% | 0 | 0% | 100% | 0 | 0% | 100% | 0 | 0% | 100% | 0 | 0% | 100% | 0 |  |  | 0 |  |  | 0 |  |  | 0
TAFT 11041556 | 4.8188e-05 | 0 | 0.029277 | 0 | 0.029277 | 0.0049275 | 0.028627 | 0.012817 | 0% | 99% | 0 | 0% | 99% | 0 | 0% | 99% | 0 | 0% | 99% | 0 | 0% | 62.88% | 0 | 0% | 50.37% | 0 | 0% | 50.37% | 0 | 0% | 50.37% | 0 | 0 | 0% | 2.658% | 0 | 0% | 2.658% | 0 | 0% | 2.658% | 0 | 0% | 0.2934% | 0 | 0% | 0.2934% | 0 | 0% | 0.2934% | 0 | 0% | 0.9419% | 0 | 0% | 0.9419% | 0 | 0% | 0.9419% | 0 | 0% | 0.9541% | 0 | 0% | 0.9541% | 0 | 100% | 0.9541% | 0.00027932 | 0% | 7.051% | 0 | 0% | 7.051% | 0 | 0% | 7.051% | 0 | 0% | 0.2591% | 0 | 0% | 0.2591% | 0 | 0% | 0.2591% | 0 |  |  |  | 0% | 11.8% | 0 | 0% | 11.8% | 0 | 0% | 11.8% | 0 | 0% | 0.3589% | 0 | 0% | 0.3589% | 0 | 0% | 0.3589% | 0 | 0% | 100% | 0 | 0% | 100% | 0 | 0% | 100% | 0 | 0% | 100% | 0 |  |  | 0 |  |  | 0 |  |  | 0
WILSON 110111120 | 3.9679e-05 | 0 | 0.016505 | 0 | 0.016505 | 0.0037456 | 0.015456 | 0.0069466 | 0% | 99% | 0 | 0% | 99% | 0 | 0% | 99% | 0 | 0% | 99% | 0 | 0% | 62.74% | 0 | 0% | 49.59% | 0 | 0% | 49.59% | 0 | 0% | 49.59% | 0 | 0 | 0% | 2.608% | 0 | 0% | 2.608% | 0 | 0% | 2.608% | 0 | 0% | 0.2945% | 0 | 0% | 0.2945% | 0 | 0% | 0.2945% | 0 | 0% | 0.8896% | 0 | 0% | 0.8896% | 0 | 0% | 0.8896% | 0 | 100% | 0.9039% | 0.00014919 | 0% | 0.9039% | 0 | 0% | 0.9039% | 0 | 0% | 6.654% | 0 | 0% | 6.654% | 0 | 0% | 6.654% | 0 | 0% | 0.6768% | 0 | 0% | 0.6768% | 0 | 0% | 0.6768% | 0 |  |  |  | 0% | 11.8% | 0 | 0% | 11.8% | 0 | 0% | 11.8% | 0 | 0% | 0.3595% | 0 | 0% | 0.3595% | 0 | 0% | 0.3595% | 0 | 0% | 100% | 0 | 0% | 100% | 0 | 0% | 100% | 0 | 0% | 100% | 0 |  |  | 0 |  |  | 0 |  |  | 0
LAS PULGAS 0402CB | 4.0155e-05 | 0 | 0.018256 | 0 | 0.018256 | 0.0081768 | 0.015897 | 0.0048494 | 0% | 99% | 0 | 0% | 99% | 0 | 0% | 99% | 0 | 0% | 99% | 0 | 0% | 64.39% | 0 | 0% | 50.4% | 0 | 0% | 50.4% | 0 | 0% | 50.4% | 0 | 0 | 0% | 2.951% | 0 | 0% | 2.951% | 0 | 0% | 2.951% | 0 | 0% | 0.3234% | 0 | 0% | 0.3234% | 0 | 0% | 0.3234% | 0 | 0% | 0.8329% | 0 | 0% | 0.8329% | 0 | 0% | 0.8329% | 0 | 0% | 0.8589% | 0 | 83.33% | 0.8589% | 0.00013066 | 0% | 0.8589% | 0 | 0% | 6.236% | 0 | 0% | 6.236% | 0 | 0% | 6.236% | 0 | 0% | 1.06% | 0 | 0% | 1.06% | 0 | 0% | 1.06% | 0 |  |  |  | 0% | 11.8% | 0 | 0% | 11.8% | 0 | 0% | 11.8% | 0 | 0% | 0.3666% | 0 | 0% | 0.3666% | 0 | 0% | 0.3666% | 0 | 0% | 100% | 0 | 0% | 100% | 0 | 0% | 100% | 0 | 0% | 100% | 0 |  |  | 0 |  |  | 0 |  |  | 0
MALAGA 1106CB | 4.0374e-05 | 0 | 0.02526 | 0 | 0.02526 | 0.0051088 | 0.022048 | 0.012869 | 0% | 99% | 0 | 0% | 99% | 0 | 0% | 99% | 0 | 0% | 99% | 0 | 0% | 63.82% | 0 | 0% | 49.85% | 0 | 0% | 49.85% | 0 | 0% | 49.85% | 0 | 0 | 0% | 2.791% | 0 | 0% | 2.791% | 0 | 0% | 2.791% | 0 | 0% | 0.3127% | 0 | 0% | 0.3127% | 0 | 0% | 0.3127% | 0 | 0% | 0.8311% | 0 | 0% | 0.8311% | 0 | 0% | 0.8311% | 0 | 80.52% | 0.8676% | 0.00017648 | 10.36% | 0.8676% | 2.271e-05 | 0% | 0.8676% | 0 | 0% | 6.266% | 0 | 0% | 6.266% | 0 | 0% | 6.266% | 0 | 0% | 0.591% | 0 | 0% | 0.591% | 0 | 0% | 0.591% | 0 |  |  |  | 0% | 11.8% | 0 | 0% | 11.8% | 0 | 0% | 11.8% | 0 | 0% | 0.3681% | 0 | 0% | 0.3681% | 0 | 0% | 0.3681% | 0 | 0% | 100% | 0 | 0% | 100% | 0 | 0% | 100% | 0 | 0% | 100% | 0 |  |  | 0 |  |  | 0 |  |  | 0
EAST GRAND 1101250170 | 3.4763e-05 | 0 | 0.0289 | 0 | 0.0289 | 0.0039879 | 0.031476 | 0.010331 | 0% | 99% | 0 | 0% | 99% | 0 | 0% | 99% | 0 | 0% | 99% | 0 | 0% | 64.47% | 0 | 0% | 51.75% | 0 | 0% | 51.75% | 0 | 0% | 51.75% | 0 | 0 | 0% | 4.094% | 0 | 0% | 4.094% | 0 | 0% | 4.094% | 0 | 0% | 0.4422% | 0 | 0% | 0.4422% | 0 | 0% | 0.4422% | 0 | 0% | 1.051% | 0 | 0% | 1.051% | 0 | 0% | 1.051% | 0 | 0% | 1.095% | 0 | 0% | 1.095% | 0 | 50.97% | 1.095% | 0.0001613 | 0% | 7.883% | 0 | 0% | 7.883% | 0 | 0% | 7.883% | 0 | 0% | 0.4403% | 0 | 0% | 0.4403% | 0 | 0% | 0.4403% | 0 |  |  |  | 0% | 11.8% | 0 | 0% | 11.8% | 0 | 0% | 11.8% | 0 | 0% | 0.3626% | 0 | 0% | 0.3626% | 0 | 0% | 0.3626% | 0 | 0% | 100% | 0 | 0% | 100% | 0 | 0% | 100% | 0 | 0% | 100% | 0 |  |  | 0 |  |  | 0 |  |  | 0
PLAINFIELD 110623102 | 3.2196e-05 | 0 | 0.0018237 | 0 | 0.0018237 | 0.00064753 | 0.001602 | 0.00064051 | 0% | 99% | 0 | 0% | 99% | 0 | 0% | 99% | 0 | 0% | 99% | 0 | 0% | 62.36% | 0 | 0% | 49.37% | 0 | 0% | 49.37% | 0 | 0% | 49.37% | 0 | 0 | 0% | 2.43% | 0 | 0% | 2.43% | 0 | 0% | 2.43% | 0 | 0% | 0.2643% | 0 | 0% | 0.2643% | 0 | 0% | 0.2643% | 0 | 0% | 0.8349% | 0 | 0% | 0.8349% | 0 | 0% | 0.8349% | 0 | 0% | 0.8191% | 0 | 0% | 0.8191% | 0 | 0% | 0.8191% | 0 | 0% | 6.164% | 0 | 0% | 6.164% | 0 | 0% | 6.164% | 0 | 0% | 0.9265% | 0 | 0% | 0.9265% | 0 | 0% | 0.9265% | 0 |  |  |  | 0% | 11.8% | 0 | 0% | 11.8% | 0 | 0% | 11.8% | 0 | 0% | 0.356% | 0 | 0% | 0.356% | 0 | 0% | 0.356% | 0 | 0% | 100% | 0 | 0% | 100% | 0 | 0% | 100% | 0 | 0% | 100% | 0 |  |  | 0 |  |  | 0 |  |  | 0
HURON 11129820 | 3.0806e-05 | 0 | 0.010391 | 0 | 0.010391 | 0.001009 | 0.0098074 | 0.0056502 | 0% | 99% | 0 | 0% | 99% | 0 | 0% | 99% | 0 | 0% | 99% | 0 | 0% | 62.81% | 0 | 0% | 49.99% | 0 | 0% | 49.99% | 0 | 0% | 49.99% | 0 | 0 | 0% | 3.04% | 0 | 0% | 3.04% | 0 | 0% | 3.04% | 0 | 0% | 0.328% | 0 | 0% | 0.328% | 0 | 0% | 0.328% | 0 | 0% | 0.9051% | 0 | 0% | 0.9051% | 0 | 0% | 0.9051% | 0 | 0% | 0.9218% | 0 | 0% | 0.9218% | 0 | 0% | 0.9218% | 0 | 0% | 6.762% | 0 | 0% | 6.762% | 0 | 0% | 6.762% | 0 | 0% | 0.2591% | 0 | 0% | 0.2591% | 0 | 0% | 0.2591% | 0 |  |  |  | 0% | 11.8% | 0 | 0% | 11.8% | 0 | 0% | 11.8% | 0 | 0% | 0.3618% | 0 | 0% | 0.3618% | 0 | 0% | 0.3618% | 0 | 0% | 100% | 0 | 0% | 100% | 0 | 0% | 100% | 0 | 0% | 100% | 0 |  |  | 0 |  |  | 0 |  |  | 0
SF H 1108CB | 3.9137e-05 | 0 | 0.01574 | 0 | 0.01574 | 0.0034873 | 0.016446 | 0.0050178 | 0% | 99% | 0 | 0% | 99% | 0 | 0% | 99% | 0 | 0% | 99% | 0 | 0% | 63.82% | 0 | 0% | 50.98% | 0 | 0% | 50.98% | 0 | 0% | 50.98% | 0 | 0 | 0% | 3.788% | 0 | 0% | 3.788% | 0 | 0% | 3.788% | 0 | 0% | 0.4093% | 0 | 0% | 0.4093% | 0 | 0% | 0.4093% | 0 | 0% | 1.004% | 0 | 0% | 1.004% | 0 | 0% | 1.004% | 0 | 9.43% | 1.032% | 1.5323e-05 | 90.57% | 1.032% | 0.00014717 | 0% | 1.032% | 0 | 0% | 7.499% | 0 | 0% | 7.499% | 0 | 0% | 7.499% | 0 | 0% | 0.6815% | 0 | 0% | 0.6815% | 0 | 0% | 0.6815% | 0 |  |  |  | 0% | 11.8% | 0 | 0% | 11.8% | 0 | 0% | 11.8% | 0 | 0% | 0.3606% | 0 | 0% | 0.3606% | 0 | 0% | 0.3606% | 0 | 0% | 100% | 0 | 0% | 100% | 0 | 0% | 100% | 0 | 0% | 100% | 0 |  |  | 0 |  |  | 0 |  |  | 0
HIGHWAY 110492586 | 3.4783e-05 | 0 | 0.0081448 | 0 | 0.0081448 | 0.0014614 | 0.0083324 | 0.0031237 | 0% | 99% | 0 | 0% | 99% | 0 | 0% | 99% | 0 | 0% | 99% | 0 | 0% | 63.96% | 0 | 0% | 51.26% | 0 | 0% | 51.26% | 0 | 0% | 51.26% | 0 | 0 | 0% | 3.512% | 0 | 0% | 3.512% | 0 | 0% | 3.512% | 0 | 0% | 0.3814% | 0 | 0% | 0.3814% | 0 | 0% | 0.3814% | 0 | 0% | 0.9811% | 0 | 0% | 0.9811% | 0 | 0% | 0.9811% | 0 | 0% | 1.005% | 0 | 100% | 1.005% | 8.1888e-05 | 0% | 1.005% | 0 | 0% | 7.326% | 0 | 0% | 7.326% | 0 | 0% | 7.326% | 0 | 0% | 0.4727% | 0 | 0% | 0.4727% | 0 | 0% | 0.4727% | 0 |  |  |  | 0% | 11.8% | 0 | 0% | 11.8% | 0 | 0% | 11.8% | 0 | 0% | 0.3599% | 0 | 0% | 0.3599% | 0 | 0% | 0.3599% | 0 | 0% | 100% | 0 | 0% | 100% | 0 | 0% | 100% | 0 | 0% | 100% | 0 |  |  | 0 |  |  | 0 |  |  | 0
SAN RAMON 2111MR673 | 5.7879e-05 | 0 | 0.022675 | 0 | 0.022675 | 0.0025472 | 0.022253 | 0.011162 | 0% | 99% | 0 | 0% | 99% | 0 | 0% | 99% | 0 | 0% | 99% | 0 | 0% | 65.15% | 0 | 0% | 51.2% | 0 | 0% | 51.2% | 0 | 0% | 51.2% | 0 | 0 | 0% | 3.544% | 0 | 0% | 3.544% | 0 | 0% | 3.544% | 0 | 0% | 0.3982% | 0 | 0% | 0.3982% | 0 | 0% | 0.3982% | 0 | 0% | 0.9227% | 0 | 0% | 0.9227% | 0 | 0% | 0.9227% | 0 | 0% | 0.9693% | 0 | 0% | 0.9693% | 0 | 0% | 0.9693% | 0 | 0% | 6.941% | 0 | 0% | 6.941% | 0 | 0% | 6.941% | 0 | 0% | 0.2479% | 0 | 0% | 0.2479% | 0 | 0% | 0.2479% | 0 |  |  |  | 0% | 11.8% | 0 | 0% | 11.8% | 0 | 0% | 11.8% | 0 | 0% | 0.364% | 0 | 0% | 0.364% | 0 | 0% | 0.364% | 0 | 0% | 100% | 0 | 0% | 100% | 0 | 0% | 100% | 0 | 0% | 100% | 0 |  |  | 0 |  |  | 0 |  |  | 0
SAN MATEO 2102CB | 4.8707e-05 | 0 | 0.016091 | 0 | 0.016091 | 0.0038878 | 0.016118 | 0.0055177 | 0% | 99% | 0 | 0% | 99% | 0 | 0% | 99% | 0 | 0% | 99% | 0 | 0% | 64.63% | 0 | 0% | 50.81% | 0 | 0% | 50.81% | 0 | 0% | 50.81% | 0 | 0 | 0% | 3.369% | 0 | 0% | 3.369% | 0 | 0% | 3.369% | 0 | 0% | 0.3822% | 0 | 0% | 0.3822% | 0 | 0% | 0.3822% | 0 | 0% | 0.9409% | 0 | 0% | 0.9409% | 0 | 0% | 0.9409% | 0 | 0% | 0.9818% | 0 | 0% | 0.9818% | 0 | 0% | 0.9818% | 0 | 0% | 7.07% | 0 | 0% | 7.07% | 0 | 0% | 7.07% | 0 | 0% | 0.6311% | 0 | 0% | 0.6311% | 0 | 0% | 0.6311% | 0 |  |  |  | 0% | 11.8% | 0 | 0% | 11.8% | 0 | 0% | 11.8% | 0 | 0% | 0.3615% | 0 | 0% | 0.3615% | 0 | 0% | 0.3615% | 0 | 0% | 100% | 0 | 0% | 100% | 0 | 0% | 100% | 0 | 0% | 100% | 0 |  |  | 0 |  |  | 0 |  |  | 0
ANDERSON 1102CB | 4.4876e-05 | 0 | 0.0090862 | 0.19422 | 0.20331 | 0.0024389 | 0.0081374 | 0.0038373 | 0% | 99% | 0 | 0% | 99% | 0 | 0% | 99% | 0 | 0% | 99% | 0 | 0% | 63.39% | 0 | 0% | 49.22% | 0 | 0% | 49.22% | 0 | 0% | 49.22% | 0 | 0.19422 | 0% | 2.581% | 0 | 0% | 2.581% | 0 | 0% | 2.581% | 0 | 0% | 0.297% | 0 | 0% | 0.297% | 0 | 0% | 0.297% | 0 | 0% | 0.839% | 0 | 0% | 0.839% | 0 | 0% | 0.839% | 0 | 0% | 0.866% | 0 | 0% | 0.866% | 0 | 0% | 0.866% | 0 | 0% | 6.305% | 0 | 0% | 6.305% | 0 | 0% | 6.305% | 0 | 0% | 0.7103% | 0 | 0% | 0.7103% | 0 | 0% | 0.7103% | 0 |  |  |  | 0% | 11.8% | 0 | 0% | 11.8% | 0 | 0% | 11.8% | 0 | 0% | 0.3629% | 0 | 0% | 0.3629% | 0 | 0% | 0.3629% | 0 | 0% | 100% | 0 | 0% | 100% | 0 | 0% | 100% | 0 | 0% | 100% | 0 |  |  | 0 |  |  | 0 |  |  | 0
NAPA 1103CB | 4.6725e-05 | 0 | 0.069379 | 0 | 0.069379 | 0.033501 | 0.057496 | 0.01906 | 0% | 99% | 0 | 0% | 99% | 0 | 0% | 99% | 0 | 0% | 99% | 0 | 0% | 63.84% | 0 | 0% | 49.9% | 0 | 0% | 49.9% | 0 | 0% | 49.9% | 0 | 0 | 0% | 2.874% | 0 | 0% | 2.874% | 0 | 0% | 2.874% | 0 | 0% | 0.3088% | 0 | 0% | 0.3088% | 0 | 0% | 0.3088% | 0 | 0% | 0.7962% | 0 | 0% | 0.7962% | 0 | 0% | 0.7962% | 0 | 50.22% | 0.8126% | 0.00028312 | 0% | 0.8126% | 0 | 1.403% | 0.8126% | 7.9118e-06 | 0% | 5.937% | 0 | 0% | 5.937% | 0 | 0% | 5.937% | 0 | 0% | 1.36% | 0 | 0% | 1.36% | 0 | 0% | 1.36% | 0 |  |  |  | 0% | 11.8% | 0 | 0% | 11.8% | 0 | 0% | 11.8% | 0 | 0% | 0.3674% | 0 | 0% | 0.3674% | 0 | 0% | 0.3674% | 0 | 0% | 100% | 0 | 0% | 100% | 0 | 0% | 100% | 0 | 0% | 100% | 0 |  |  | 0 |  |  | 0 |  |  | 0
SOTO 0402CB | 4.1407e-05 | 0 | 0.012809 | 0 | 0.012809 | 0.0055043 | 0.010316 | 0.0044994 | 0% | 99% | 0 | 0% | 99% | 0 | 0% | 99% | 0 | 0% | 99% | 0 | 0% | 64.89% | 0 | 0% | 51.06% | 0 | 0% | 51.06% | 0 | 0% | 51.06% | 0 | 0 | 0% | 2.684% | 0 | 0% | 2.684% | 0 | 0% | 2.684% | 0 | 0% | 0.2917% | 0 | 0% | 0.2917% | 0 | 0% | 0.2917% | 0 | 0% | 0.7733% | 0 | 0% | 0.7733% | 0 | 0% | 0.7733% | 0 | 0% | 0.794% | 0 | 48.71% | 0.794% | 4.9536e-05 | 1.768% | 0.794% | 1.7977e-06 | 0% | 5.785% | 0 | 0% | 5.785% | 0 | 0% | 5.785% | 0 | 0% | 0.9393% | 0 | 0% | 0.9393% | 0 | 0% | 0.9393% | 0 |  |  |  | 0% | 11.8% | 0 | 0% | 11.8% | 0 | 0% | 11.8% | 0 | 0% | 0.3687% | 0 | 0% | 0.3687% | 0 | 0% | 0.3687% | 0 | 0% | 100% | 0 | 0% | 100% | 0 | 0% | 100% | 0 | 0% | 100% | 0 |  |  | 0 |  |  | 0 |  |  | 0
JARVIS 1111MR132 | 3.349e-05 | 0 | 0.021114 | 0 | 0.021114 | 0.0093771 | 0.01689 | 0.0072269 | 0% | 99% | 0 | 0% | 99% | 0 | 0% | 99% | 0 | 0% | 99% | 0 | 0% | 63.82% | 0 | 0% | 49.99% | 0 | 0% | 49.99% | 0 | 0% | 49.99% | 0 | 0 | 0% | 2.587% | 0 | 0% | 2.587% | 0 | 0% | 2.587% | 0 | 0% | 0.2775% | 0 | 0% | 0.2775% | 0 | 0% | 0.2775% | 0 | 0% | 0.7668% | 0 | 0% | 0.7668% | 0 | 0% | 0.7668% | 0 | 0% | 0.7698% | 0 | 0% | 0.7698% | 0 | 0% | 0.7698% | 0 | 0% | 5.692% | 0 | 0% | 5.692% | 0 | 0% | 5.692% | 0 | 0% | 1.014% | 0 | 0% | 1.014% | 0 | 0% | 1.014% | 0 |  |  |  | 0% | 11.8% | 0 | 0% | 11.8% | 0 | 0% | 11.8% | 0 | 0% | 0.3651% | 0 | 0% | 0.3651% | 0 | 0% | 0.3651% | 0 | 0% | 100% | 0 | 0% | 100% | 0 | 0% | 100% | 0 | 0% | 100% | 0 |  |  | 0 |  |  | 0 |  |  | 0
SOQUEL 0402CB | 3.2076e-05 | 0 | 0.02906 | 0 | 0.02906 | 0.015483 | 0.024024 | 0.0065949 | 0% | 99% | 0 | 0% | 99% | 0 | 0% | 99% | 0 | 0% | 99% | 0 | 0% | 62.87% | 0 | 0% | 49.64% | 0 | 0% | 49.64% | 0 | 0% | 49.64% | 0 | 0 | 0% | 2.588% | 0 | 0% | 2.588% | 0 | 0% | 2.588% | 0 | 0% | 0.2743% | 0 | 0% | 0.2743% | 0 | 0% | 0.2743% | 0 | 0% | 0.7965% | 0 | 0% | 0.7965% | 0 | 0% | 0.7965% | 0 | 0% | 0.7922% | 0 | 99.48% | 0.7922% | 0.000229 | 0% | 0.7922% | 0 | 0% | 5.897% | 0 | 0% | 5.897% | 0 | 0% | 5.897% | 0 | 0% | 1.432% | 0 | 0% | 1.432% | 0 | 0% | 1.432% | 0 |  |  |  | 0% | 11.8% | 0 | 0% | 11.8% | 0 | 0% | 11.8% | 0 | 0% | 0.3629% | 0 | 0% | 0.3629% | 0 | 0% | 0.3629% | 0 | 0% | 100% | 0 | 0% | 100% | 0 | 0% | 100% | 0 | 0% | 100% | 0 |  |  | 0 |  |  | 0 |  |  | 0
SAUSALITO 0401CB | 4.3642e-05 | 0 | 0.012671 | 0 | 0.012671 | 0.005114 | 0.012565 | 0.0024245 | 0% | 99% | 0 | 0% | 99% | 0 | 0% | 99% | 0 | 0% | 99% | 0 | 0% | 63.26% | 0 | 0% | 49.67% | 0 | 0% | 49.67% | 0 | 0% | 49.67% | 0 | 0 | 0% | 3.588% | 0 | 0% | 3.588% | 0 | 0% | 3.588% | 0 | 0% | 0.3886% | 0 | 0% | 0.3886% | 0 | 0% | 0.3886% | 0 | 0% | 0.9488% | 0 | 0% | 0.9488% | 0 | 0% | 0.9488% | 0 | 0% | 0.979% | 0 | 100% | 0.979% | 0.00012405 | 0% | 0.979% | 0 | 0% | 7.093% | 0 | 0% | 7.093% | 0 | 0% | 7.093% | 0 | 0% | 1.198% | 0 | 0% | 1.198% | 0 | 0% | 1.198% | 0 |  |  |  | 0% | 11.8% | 0 | 0% | 11.8% | 0 | 0% | 11.8% | 0 | 0% | 0.363% | 0 | 0% | 0.363% | 0 | 0% | 0.363% | 0 | 0% | 100% | 0 | 0% | 100% | 0 | 0% | 100% | 0 | 0% | 100% | 0 |  |  | 0 |  |  | 0 |  |  | 0
NORTH TOWER 110470732 | 3.2764e-05 | 0 | 0.035122 | 0 | 0.035122 | 0.01065 | 0.033723 | 0.011357 | 0% | 99% | 0 | 0% | 99% | 0 | 0% | 99% | 0 | 0% | 99% | 0 | 0% | 63.41% | 0 | 0% | 50.21% | 0 | 0% | 50.21% | 0 | 0% | 50.21% | 0 | 0 | 0% | 3.349% | 0 | 0% | 3.349% | 0 | 0% | 3.349% | 0 | 0% | 0.3607% | 0 | 0% | 0.3607% | 0 | 0% | 0.3607% | 0 | 0% | 0.9177% | 0 | 0% | 0.9177% | 0 | 0% | 0.9177% | 0 | 99.69% | 0.9328% | 0.00032658 | 0% | 0.9328% | 0 | 0.313% | 0.9328% | 1.0253e-06 | 0% | 6.828% | 0 | 0% | 6.828% | 0 | 0% | 6.828% | 0 | 0% | 0.7884% | 0 | 0% | 0.7884% | 0 | 0% | 0.7884% | 0 |  |  |  | 0% | 11.8% | 0 | 0% | 11.8% | 0 | 0% | 11.8% | 0 | 0% | 0.3608% | 0 | 0% | 0.3608% | 0 | 0% | 0.3608% | 0 | 0% | 100% | 0 | 0% | 100% | 0 | 0% | 100% | 0 | 0% | 100% | 0 |  |  | 0 |  |  | 0 |  |  | 0
LOS ALTOS 1107CB | 3.8042e-05 | 0 | 0.021535 | 0 | 0.021535 | 0.0090104 | 0.017073 | 0.0080919 | 0% | 99% | 0 | 0% | 99% | 0 | 0% | 99% | 0 | 0% | 99% | 0 | 0% | 65.23% | 0 | 0% | 50.75% | 0 | 0% | 50.75% | 0 | 0% | 50.75% | 0 | 0 | 0% | 2.701% | 0 | 0% | 2.701% | 0 | 0% | 2.701% | 0 | 0% | 0.3011% | 0 | 0% | 0.3011% | 0 | 0% | 0.3011% | 0 | 0% | 0.7511% | 0 | 0% | 0.7511% | 0 | 0% | 0.7511% | 0 | 0% | 0.783% | 0 | 0% | 0.783% | 0 | 100% | 0.783% | 0.00016861 | 0% | 5.642% | 0 | 0% | 5.642% | 0 | 0% | 5.642% | 0 | 0% | 0.9881% | 0 | 0% | 0.9881% | 0 | 0% | 0.9881% | 0 |  |  |  | 0% | 11.8% | 0 | 0% | 11.8% | 0 | 0% | 11.8% | 0 | 0% | 0.3703% | 0 | 0% | 0.3703% | 0 | 0% | 0.3703% | 0 | 0% | 100% | 0 | 0% | 100% | 0 | 0% | 100% | 0 | 0% | 100% | 0 |  |  | 0 |  |  | 0 |  |  | 0
LAKEWOOD 222568791 | 5.3711e-05 | 0 | 0.0066324 | 0 | 0.0066324 | 0.0019497 | 0.006127 | 0.0024495 | 0% | 99% | 0 | 0% | 99% | 0 | 0% | 99% | 0 | 0% | 99% | 0 | 0% | 64.51% | 0 | 0% | 50.35% | 0 | 0% | 50.35% | 0 | 0% | 50.35% | 0 | 0 | 0% | 3.241% | 0 | 0% | 3.241% | 0 | 0% | 3.241% | 0 | 0% | 0.3599% | 0 | 0% | 0.3599% | 0 | 0% | 0.3599% | 0 | 0% | 0.8792% | 0 | 0% | 0.8792% | 0 | 0% | 0.8792% | 0 | 0% | 0.9174% | 0 | 0% | 0.9174% | 0 | 0% | 0.9174% | 0 | 0% | 6.606% | 0 | 0% | 6.606% | 0 | 0% | 6.606% | 0 | 0% | 0.4428% | 0 | 0% | 0.4428% | 0 | 0% | 0.4428% | 0 |  |  |  | 0% | 11.8% | 0 | 0% | 11.8% | 0 | 0% | 11.8% | 0 | 0% | 0.3663% | 0 | 0% | 0.3663% | 0 | 0% | 0.3663% | 0 | 0% | 100% | 0 | 0% | 100% | 0 | 0% | 100% | 0 | 0% | 100% | 0 |  |  | 0 |  |  | 0 |  |  | 0
SAUSALITO 1101CB | 4.2613e-05 | 0 | 0.023439 | 0 | 0.023439 | 0.0070958 | 0.023792 | 0.0063199 | 0% | 99% | 0 | 0% | 99% | 0 | 0% | 99% | 0 | 0% | 99% | 0 | 0% | 64.15% | 0 | 0% | 50.29% | 0 | 0% | 50.29% | 0 | 0% | 50.29% | 0 | 0 | 0% | 4.001% | 0 | 0% | 4.001% | 0 | 0% | 4.001% | 0 | 0% | 0.4335% | 0 | 0% | 0.4335% | 0 | 0% | 0.4335% | 0 | 0% | 0.9694% | 0 | 0% | 0.9694% | 0 | 0% | 0.9694% | 0 | 0% | 1.017% | 0 | 100% | 1.017% | 0.00023843 | 0% | 1.017% | 0 | 0% | 7.273% | 0 | 0% | 7.273% | 0 | 0% | 7.273% | 0 | 0% | 0.949% | 0 | 0% | 0.949% | 0 | 0% | 0.949% | 0 |  |  |  | 0% | 11.8% | 0 | 0% | 11.8% | 0 | 0% | 11.8% | 0 | 0% | 0.3659% | 0 | 0% | 0.3659% | 0 | 0% | 0.3659% | 0 | 0% | 100% | 0 | 0% | 100% | 0 | 0% | 100% | 0 | 0% | 100% | 0 |  |  | 0 |  |  | 0 |  |  | 0
DALY CITY 111212075 | 3.9537e-05 | 0 | 0.015759 | 0 | 0.015759 | 0.0032224 | 0.019452 | 0.0023475 | 0% | 99% | 0 | 0% | 99% | 0 | 0% | 99% | 0 | 0% | 99% | 0 | 0% | 62.64% | 0 | 0% | 49.71% | 0 | 0% | 49.71% | 0 | 0% | 49.71% | 0 | 0 | 0% | 4.347% | 0 | 0% | 4.347% | 0 | 0% | 4.347% | 0 | 0% | 0.4777% | 0 | 0% | 0.4777% | 0 | 0% | 0.4777% | 0 | 0% | 1.193% | 0 | 0% | 1.193% | 0 | 0% | 1.193% | 0 | 0% | 1.25% | 0 | 100% | 1.25% | 0.00019696 | 0% | 1.25% | 0 | 0% | 8.983% | 0 | 0% | 8.983% | 0 | 0% | 8.983% | 0 | 0% | 0.6291% | 0 | 0% | 0.6291% | 0 | 0% | 0.6291% | 0 |  |  |  | 0% | 11.8% | 0 | 0% | 11.8% | 0 | 0% | 11.8% | 0 | 0% | 0.3595% | 0 | 0% | 0.3595% | 0 | 0% | 0.3595% | 0 | 0% | 100% | 0 | 0% | 100% | 0 | 0% | 100% | 0 | 0% | 100% | 0 |  |  | 0 |  |  | 0 |  |  | 0
EL CAPITAN 210990230 | 5.1967e-05 | 0 | 0.018541 | 0 | 0.018541 | 0.0070479 | 0.01456 | 0.0078315 | 0% | 99% | 0 | 0% | 99% | 0 | 0% | 99% | 0 | 0% | 99% | 0 | 0% | 64.36% | 0 | 0% | 50.19% | 0 | 0% | 50.19% | 0 | 0% | 50.19% | 0 | 0 | 0% | 2.285% | 0 | 0% | 2.285% | 0 | 0% | 2.285% | 0 | 0% | 0.2623% | 0 | 0% | 0.2623% | 0 | 0% | 0.2623% | 0 | 0% | 0.7383% | 0 | 0% | 0.7383% | 0 | 0% | 0.7383% | 0 | 100% | 0.7579% | 0.00014053 | 0% | 0.7579% | 0 | 0% | 0.7579% | 0 | 0% | 5.534% | 0 | 0% | 5.534% | 0 | 0% | 5.534% | 0 | 0% | 1.083% | 0 | 0% | 1.083% | 0 | 0% | 1.083% | 0 |  |  |  | 0% | 11.8% | 0 | 0% | 11.8% | 0 | 0% | 11.8% | 0 | 0% | 0.3664% | 0 | 0% | 0.3664% | 0 | 0% | 0.3664% | 0 | 0% | 100% | 0 | 0% | 100% | 0 | 0% | 100% | 0 | 0% | 100% | 0 |  |  | 0 |  |  | 0 |  |  | 0
FRUITVALE 1103CB | 3.6529e-05 | 0 | 0.039817 | 0 | 0.039817 | 0.008533 | 0.034671 | 0.020018 | 0% | 99% | 0 | 0% | 99% | 0 | 0% | 99% | 0 | 0% | 99% | 0 | 0% | 63.27% | 0 | 0% | 49.93% | 0 | 0% | 49.93% | 0 | 0% | 49.93% | 0 | 0 | 0% | 2.358% | 0 | 0% | 2.358% | 0 | 0% | 2.358% | 0 | 0% | 0.2673% | 0 | 0% | 0.2673% | 0 | 0% | 0.2673% | 0 | 0% | 0.8295% | 0 | 0% | 0.8295% | 0 | 0% | 0.8295% | 0 | 0% | 0.8509% | 0 | 100% | 0.8509% | 0.00033882 | 0% | 0.8509% | 0 | 0% | 6.234% | 0 | 0% | 6.234% | 0 | 0% | 6.234% | 0 | 0% | 0.5217% | 0 | 0% | 0.5217% | 0 | 0% | 0.5217% | 0 |  |  |  | 0% | 11.8% | 0 | 0% | 11.8% | 0 | 0% | 11.8% | 0 | 0% | 0.3644% | 0 | 0% | 0.3644% | 0 | 0% | 0.3644% | 0 | 0% | 100% | 0 | 0% | 100% | 0 | 0% | 100% | 0 | 0% | 100% | 0 |  |  | 0 |  |  | 0 |  |  | 0
OLIVEHURST 1102CB | 3.3463e-05 | 0 | 0.035786 | 0 | 0.035786 | 0.01044 | 0.031436 | 0.014949 | 0% | 99% | 0 | 0% | 99% | 0 | 0% | 99% | 0 | 0% | 99% | 0 | 0% | 63.91% | 0 | 0% | 50.31% | 0 | 0% | 50.31% | 0 | 0% | 50.31% | 0 | 0 | 0% | 2.738% | 0 | 0% | 2.738% | 0 | 0% | 2.738% | 0 | 0% | 0.3047% | 0 | 0% | 0.3047% | 0 | 0% | 0.3047% | 0 | 0% | 0.8316% | 0 | 0% | 0.8316% | 0 | 0% | 0.8316% | 0 | 99.71% | 0.8534% | 0.00030451 | 0% | 0.8534% | 0 | 0% | 0.8534% | 0 | 0% | 6.224% | 0 | 0% | 6.224% | 0 | 0% | 6.224% | 0 | 0% | 0.7483% | 0 | 0% | 0.7483% | 0 | 0% | 0.7483% | 0 |  |  |  | 0% | 11.8% | 0 | 0% | 11.8% | 0 | 0% | 11.8% | 0 | 0% | 0.364% | 0 | 0% | 0.364% | 0 | 0% | 0.364% | 0 | 0% | 100% | 0 | 0% | 100% | 0 | 0% | 100% | 0 | 0% | 100% | 0 |  |  | 0 |  |  | 0 |  |  | 0
SF K 11016365 | 3.3216e-05 | 0 | 0.030457 | 0 | 0.030457 | 0.002994 | 0.041007 | 0.0043672 | 0% | 99% | 0 | 0% | 99% | 0 | 0% | 99% | 0 | 0% | 99% | 0 | 0% | 60.89% | 0 | 0% | 48.47% | 0 | 0% | 48.47% | 0 | 0% | 48.47% | 0 | 0 | 0% | 4.634% | 0 | 0% | 4.634% | 0 | 0% | 4.634% | 0 | 0% | 0.5031% | 0 | 0% | 0.5031% | 0 | 0% | 0.5031% | 0 | 0% | 1.305% | 0 | 0% | 1.305% | 0 | 0% | 1.305% | 0 | 0% | 1.358% | 0 | 0% | 1.358% | 0 | 0% | 1.358% | 0 | 0% | 9.818% | 0 | 0% | 9.818% | 0 | 0% | 9.818% | 0 | 0% | 0.4139% | 0 | 0% | 0.4139% | 0 | 0% | 0.4139% | 0 |  |  |  | 0% | 11.8% | 0 | 0% | 11.8% | 0 | 0% | 11.8% | 0 | 0% | 0.3552% | 0 | 0% | 0.3552% | 0 | 0% | 0.3552% | 0 | 0% | 100% | 0 | 0% | 100% | 0 | 0% | 100% | 0 | 0% | 100% | 0 |  |  | 0 |  |  | 0 |  |  | 0
LAKEWOOD 2223W532R | 3.4744e-05 | 0 | 0.0011888 | 0 | 0.0011888 | 0.0006243 | 0.00092316 | 0.00034067 | 0% | 99% | 0 | 0% | 99% | 0 | 0% | 99% | 0 | 0% | 99% | 0 | 0% | 64.11% | 0 | 0% | 49.89% | 0 | 0% | 49.89% | 0 | 0% | 49.89% | 0 | 0 | 0% | 2.685% | 0 | 0% | 2.685% | 0 | 0% | 2.685% | 0 | 0% | 0.2857% | 0 | 0% | 0.2857% | 0 | 0% | 0.2857% | 0 | 0% | 0.7443% | 0 | 0% | 0.7443% | 0 | 0% | 0.7443% | 0 | 0% | 0.7536% | 0 | 100% | 0.7536% | 8.9595e-06 | 0% | 0.7536% | 0 | 0% | 5.532% | 0 | 0% | 5.532% | 0 | 0% | 5.532% | 0 | 0% | 0.9278% | 0 | 0% | 0.9278% | 0 | 0% | 0.9278% | 0 |  |  |  | 0% | 11.8% | 0 | 0% | 11.8% | 0 | 0% | 11.8% | 0 | 0% | 0.3678% | 0 | 0% | 0.3678% | 0 | 0% | 0.3678% | 0 | 0% | 100% | 0 | 0% | 100% | 0 | 0% | 100% | 0 | 0% | 100% | 0 |  |  | 0 |  |  | 0 |  |  | 0
SARATOGA 1115LC20 | 3.5599e-05 | 0 | 0.010221 | 0 | 0.010221 | 0.0047788 | 0.0080062 | 0.0034516 | 0% | 99% | 0 | 0% | 99% | 0 | 0% | 99% | 0 | 0% | 99% | 0 | 0% | 63.9% | 0 | 0% | 49.97% | 0 | 0% | 49.97% | 0 | 0% | 49.97% | 0 | 0 | 0% | 2.336% | 0 | 0% | 2.336% | 0 | 0% | 2.336% | 0 | 0% | 0.2562% | 0 | 0% | 0.2562% | 0 | 0% | 0.2562% | 0 | 0% | 0.7446% | 0 | 0% | 0.7446% | 0 | 3.009% | 0.7446% | 2.2901e-06 | 96.99% | 0.7471% | 7.4063e-05 | 3.009% | 0.7471% | 2.2978e-06 | 0% | 0.7471% | 0 | 0% | 5.533% | 0 | 0% | 5.533% | 0 | 0% | 5.533% | 0 | 0% | 1.116% | 0 | 0% | 1.116% | 0 | 0% | 1.116% | 0 |  |  |  | 0% | 11.8% | 0 | 0% | 11.8% | 0 | 0% | 11.8% | 0 | 0% | 0.3647% | 0 | 0% | 0.3647% | 0 | 0% | 0.3647% | 0 | 0% | 100% | 0 | 0% | 100% | 0 | 0% | 100% | 0 | 0% | 100% | 0 |  |  | 0 |  |  | 0 |  |  | 0
STONE 1107XR166 | 4.2276e-05 | 0 | 0.014684 | 0 | 0.014684 | 0.0039804 | 0.012866 | 0.0064882 | 0% | 99% | 0 | 0% | 99% | 0 | 0% | 99% | 0 | 0% | 99% | 0 | 0% | 65.35% | 0 | 0% | 51.58% | 0 | 0% | 51.58% | 0 | 0% | 51.58% | 0 | 0 | 0% | 2.849% | 0 | 0% | 2.849% | 0 | 0% | 2.849% | 0 | 0% | 0.3217% | 0 | 0% | 0.3217% | 0 | 0% | 0.3217% | 0 | 0% | 0.8321% | 0 | 0% | 0.8321% | 0 | 0% | 0.8321% | 0 | 0% | 0.8717% | 0 | 0% | 0.8717% | 0 | 0% | 0.8717% | 0 | 0% | 6.272% | 0 | 0% | 6.272% | 0 | 0% | 6.272% | 0 | 0% | 0.6831% | 0 | 0% | 0.6831% | 0 | 0% | 0.6831% | 0 |  |  |  | 0% | 11.8% | 0 | 0% | 11.8% | 0 | 0% | 11.8% | 0 | 0% | 0.3682% | 0 | 0% | 0.3682% | 0 | 0% | 0.3682% | 0 | 0% | 100% | 0 | 0% | 100% | 0 | 0% | 100% | 0 | 0% | 100% | 0 |  |  | 0 |  |  | 0 |  |  | 0
MOUNTAIN VIEW 1102CB | 4.7751e-05 | 0 | 0.038214 | 0 | 0.038214 | 0.014866 | 0.032223 | 0.013648 | 0% | 99% | 0 | 0% | 99% | 0 | 0% | 99% | 0 | 0% | 99% | 0 | 0% | 64.57% | 0 | 0% | 50.57% | 0 | 0% | 50.57% | 0 | 0% | 50.57% | 0 | 0 | 0% | 2.755% | 0 | 0% | 2.755% | 0 | 0% | 2.755% | 0 | 0% | 0.3029% | 0 | 0% | 0.3029% | 0 | 0% | 0.3029% | 0 | 0% | 0.8039% | 0 | 0% | 0.8039% | 0 | 0% | 0.8039% | 0 | 0% | 0.8276% | 0 | 0% | 0.8276% | 0 | 100% | 0.8276% | 0.00031625 | 0% | 6.021% | 0 | 0% | 6.021% | 0 | 0% | 6.021% | 0 | 0% | 0.9226% | 0 | 0% | 0.9226% | 0 | 0% | 0.9226% | 0 |  |  |  | 0% | 11.8% | 0 | 0% | 11.8% | 0 | 0% | 11.8% | 0 | 0% | 0.3673% | 0 | 0% | 0.3673% | 0 | 0% | 0.3673% | 0 | 0% | 100% | 0 | 0% | 100% | 0 | 0% | 100% | 0 | 0% | 100% | 0 |  |  | 0 |  |  | 0 |  |  | 0
NEWARK 12KV 1108CB | 5.1864e-05 | 0 | 0.0063978 | 0 | 0.0063978 | 0.00070758 | 0.0060817 | 0.0033808 | 0% | 99% | 0 | 0% | 99% | 0 | 0% | 99% | 0 | 0% | 99% | 0 | 0% | 65.4% | 0 | 0% | 51.2% | 0 | 0% | 51.2% | 0 | 0% | 51.2% | 0 | 0 | 0% | 3.458% | 0 | 0% | 3.458% | 0 | 0% | 3.458% | 0 | 0% | 0.3909% | 0 | 0% | 0.3909% | 0 | 0% | 0.3909% | 0 | 0% | 0.8951% | 0 | 0% | 0.8951% | 0 | 0% | 0.8951% | 0 | 0% | 0.9592% | 0 | 4.01% | 0.9592% | 2.461e-06 | 72.34% | 0.9592% | 4.4393e-05 | 0% | 6.791% | 0 | 0% | 6.791% | 0 | 0% | 6.791% | 0 | 0% | 0.2397% | 0 | 0% | 0.2397% | 0 | 0% | 0.2397% | 0 |  |  |  | 0% | 11.8% | 0 | 0% | 11.8% | 0 | 0% | 11.8% | 0 | 0% | 0.3702% | 0 | 0% | 0.3702% | 0 | 0% | 0.3702% | 0 | 0% | 100% | 0 | 0% | 100% | 0 | 0% | 100% | 0 | 0% | 100% | 0 |  |  | 0 |  |  | 0 |  |  | 0
EL CERRITO G 1107CB | 4.1726e-05 | 0 | 0.013509 | 0 | 0.013509 | 0.0022655 | 0.013909 | 0.0053041 | 0% | 99% | 0 | 0% | 99% | 0 | 0% | 99% | 0 | 0% | 99% | 0 | 0% | 64.15% | 0 | 0% | 51% | 0 | 0% | 51% | 0 | 0% | 51% | 0 | 0 | 0% | 3.578% | 0 | 0% | 3.578% | 0 | 0% | 3.578% | 0 | 0% | 0.3889% | 0 | 0% | 0.3889% | 0 | 0% | 0.3889% | 0 | 0% | 0.9817% | 0 | 0% | 0.9817% | 0 | 0% | 0.9817% | 0 | 0% | 1.016% | 0 | 0% | 1.016% | 0 | 44.81% | 1.016% | 6.1488e-05 | 0% | 7.358% | 0 | 0% | 7.358% | 0 | 0% | 7.358% | 0 | 0% | 0.4111% | 0 | 0% | 0.4111% | 0 | 0% | 0.4111% | 0 |  |  |  | 0% | 11.8% | 0 | 0% | 11.8% | 0 | 0% | 11.8% | 0 | 0% | 0.3619% | 0 | 0% | 0.3619% | 0 | 0% | 0.3619% | 0 | 0% | 100% | 0 | 0% | 100% | 0 | 0% | 100% | 0 | 0% | 100% | 0 |  |  | 0 |  |  | 0 |  |  | 0
WOLFE 1105LC34 | 3.8255e-05 | 0 | 0.01612 | 0 | 0.01612 | 0.0078219 | 0.012723 | 0.0050923 | 0% | 99% | 0 | 0% | 99% | 0 | 0% | 99% | 0 | 0% | 99% | 0 | 0% | 63.74% | 0 | 0% | 50.25% | 0 | 0% | 50.25% | 0 | 0% | 50.25% | 0 | 0 | 0% | 2.359% | 0 | 0% | 2.359% | 0 | 0% | 2.359% | 0 | 0% | 0.2518% | 0 | 0% | 0.2518% | 0 | 0% | 0.2518% | 0 | 0% | 0.7565% | 0 | 0% | 0.7565% | 0 | 0% | 0.7565% | 0 | 25.03% | 0.7497% | 3.0247e-05 | 0% | 0.7497% | 0 | 0% | 0.7497% | 0 | 0% | 5.598% | 0 | 0% | 5.598% | 0 | 0% | 5.598% | 0 | 0% | 1.163% | 0 | 0% | 1.163% | 0 | 0% | 1.163% | 0 |  |  |  | 0% | 11.8% | 0 | 0% | 11.8% | 0 | 0% | 11.8% | 0 | 0% | 0.3635% | 0 | 0% | 0.3635% | 0 | 0% | 0.3635% | 0 | 0% | 100% | 0 | 0% | 100% | 0 | 0% | 100% | 0 | 0% | 100% | 0 |  |  | 0 |  |  | 0 |  |  | 0
PETALUMA A 0411CB | 3.671e-05 | 0 | 0.017762 | 0 | 0.017762 | 0.0072656 | 0.016084 | 0.0049002 | 0% | 99% | 0 | 0% | 99% | 0 | 0% | 99% | 0 | 0% | 99% | 0 | 0% | 63% | 0 | 0% | 49.46% | 0 | 0% | 49.46% | 0 | 0% | 49.46% | 0 | 0 | 0% | 2.975% | 0 | 0% | 2.975% | 0 | 0% | 2.975% | 0 | 0% | 0.3251% | 0 | 0% | 0.3251% | 0 | 0% | 0.3251% | 0 | 0% | 0.8558% | 0 | 0% | 0.8558% | 0 | 0% | 0.8558% | 0 | 0% | 0.8658% | 0 | 0% | 0.8658% | 0 | 0% | 0.8658% | 0 | 0% | 6.363% | 0 | 0% | 6.363% | 0 | 0% | 6.363% | 0 | 0% | 1.105% | 0 | 0% | 1.105% | 0 | 0% | 1.105% | 0 |  |  |  | 0% | 11.8% | 0 | 0% | 11.8% | 0 | 0% | 11.8% | 0 | 0% | 0.3608% | 0 | 0% | 0.3608% | 0 | 0% | 0.3608% | 0 | 0% | 100% | 0 | 0% | 100% | 0 | 0% | 100% | 0 | 0% | 100% | 0 |  |  | 0 |  |  | 0 |  |  | 0
RALSTON 11022028 | 2.0515e-05 | 3.0771 | 0.0091935 | 0 | 0.0091935 | 0.0031195 | 0.0083647 | 0.0031386 | 0% | 99% | 0 | 0% | 99% | 0 | 0% | 99% | 0 | 0% | 99% | 0 | 0% | 63.58% | 0 | 0% | 49.68% | 0 | 0% | 49.68% | 0 | 0% | 49.68% | 0 | 0 | 0% | 3.161% | 0 | 0% | 3.161% | 0 | 100% | 3.161% | 0.00029059 | 0% | 0.3493% | 0 | 0% | 0.3493% | 0 | 0% | 0.3493% | 0 | 0% | 0.8563% | 0 | 0% | 0.8563% | 0 | 0% | 0.8563% | 0 | 0% | 0.8841% | 0 | 0% | 0.8841% | 0 | 90.79% | 0.8841% | 7.3796e-05 | 1.449% | 6.403% | 8.5322e-06 | 0% | 6.403% | 0 | 0% | 6.403% | 0 | 0% | 1.036% | 0 | 0% | 1.036% | 0 | 0% | 1.036% | 0 |  |  |  | 0% | 11.8% | 0 | 0% | 11.8% | 0 | 29.47% | 11.8% | 0.00031975 | 0% | 0.3642% | 0 | 0% | 0.3642% | 0 | 0% | 0.3642% | 0 | 0% | 100% | 0 | 0% | 100% | 0 | 0% | 100% | 0 | 0% | 100% | 0 |  |  | 0 |  |  | 0 |  |  | 0
NAPA 1105CB | 4.634e-05 | 0 | 0.075914 | 0 | 0.075914 | 0.040797 | 0.060315 | 0.019656 | 0% | 99% | 0 | 0% | 99% | 0 | 0% | 99% | 0 | 0% | 99% | 0 | 0% | 63.97% | 0 | 0% | 49.82% | 0 | 0% | 49.82% | 0 | 0% | 49.82% | 0 | 0 | 0% | 2.74% | 0 | 0% | 2.74% | 0 | 0% | 2.74% | 0 | 0% | 0.2957% | 0 | 0% | 0.2957% | 0 | 0% | 0.2957% | 0 | 0% | 0.7601% | 0 | 0% | 0.7601% | 0 | 0% | 0.7601% | 0 | 46.37% | 0.7783% | 0.00027398 | 0.9414% | 0.7783% | 5.5621e-06 | 0% | 0.7783% | 0 | 0% | 5.675% | 0 | 0% | 5.675% | 0 | 0% | 5.675% | 0 | 0% | 1.536% | 0 | 0% | 1.536% | 0 | 0% | 1.536% | 0 |  |  |  | 0% | 11.8% | 0 | 0% | 11.8% | 0 | 0% | 11.8% | 0 | 0% | 0.3691% | 0 | 0% | 0.3691% | 0 | 0% | 0.3691% | 0 | 0% | 100% | 0 | 0% | 100% | 0 | 0% | 100% | 0 | 0% | 100% | 0 |  |  | 0 |  |  | 0 |  |  | 0
CLAYTON 110371340 | 3.6468e-05 | 0 | 0.015999 | 0 | 0.015999 | 0.0056584 | 0.014102 | 0.005693 | 0% | 99% | 0 | 0% | 99% | 0 | 0% | 99% | 0 | 0% | 99% | 0 | 0% | 64.24% | 0 | 0% | 50.33% | 0 | 0% | 50.33% | 0 | 0% | 50.33% | 0 | 0 | 0% | 2.883% | 0 | 0% | 2.883% | 0 | 0% | 2.883% | 0 | 0% | 0.3209% | 0 | 0% | 0.3209% | 0 | 0% | 0.3209% | 0 | 0% | 0.8394% | 0 | 0% | 0.8394% | 0 | 0% | 0.8394% | 0 | 0% | 0.869% | 0 | 0% | 0.869% | 0 | 0% | 0.869% | 0 | 0% | 6.299% | 0 | 0% | 6.299% | 0 | 0% | 6.299% | 0 | 0% | 0.7776% | 0 | 0% | 0.7776% | 0 | 0% | 0.7776% | 0 |  |  |  | 0% | 11.8% | 0 | 0% | 11.8% | 0 | 0% | 11.8% | 0 | 0% | 0.3666% | 0 | 0% | 0.3666% | 0 | 0% | 0.3666% | 0 | 0% | 100% | 0 | 0% | 100% | 0 | 0% | 100% | 0 | 0% | 100% | 0 |  |  | 0 |  |  | 0 |  |  | 0
SAN MATEO 2102897982 | 4.3697e-05 | 0 | 0.051032 | 0 | 0.051032 | 0.012896 | 0.049878 | 0.018425 | 0% | 99% | 0 | 0% | 99% | 0 | 0% | 99% | 0 | 0% | 99% | 0 | 0% | 64.72% | 0 | 0% | 51.09% | 0 | 0% | 51.09% | 0 | 0% | 51.09% | 0 | 0 | 0% | 3.347% | 0 | 0% | 3.347% | 0 | 0% | 3.347% | 0 | 0% | 0.3737% | 0 | 0% | 0.3737% | 0 | 0% | 0.3737% | 0 | 0% | 0.9192% | 0 | 0% | 0.9192% | 0 | 0% | 0.9192% | 0 | 0% | 0.9529% | 0 | 0% | 0.9529% | 0 | 0% | 0.9529% | 0 | 0% | 6.889% | 0 | 0% | 6.889% | 0 | 0% | 6.889% | 0 | 0% | 0.6839% | 0 | 0% | 0.6839% | 0 | 0% | 0.6839% | 0 |  |  |  | 0% | 11.8% | 0 | 0% | 11.8% | 0 | 0% | 11.8% | 0 | 0% | 0.362% | 0 | 0% | 0.362% | 0 | 0% | 0.362% | 0 | 0% | 100% | 0 | 0% | 100% | 0 | 0% | 100% | 0 | 0% | 100% | 0 |  |  | 0 |  |  | 0 |  |  | 0
LAKEWOOD 2226CB | 4.5236e-05 | 0 | 0.026516 | 0 | 0.026516 | 0.010219 | 0.022679 | 0.0092943 | 0% | 99% | 0 | 0% | 99% | 0 | 0% | 99% | 0 | 0% | 99% | 0 | 0% | 64.57% | 0 | 0% | 50.47% | 0 | 0% | 50.47% | 0 | 0% | 50.47% | 0 | 0 | 0% | 3.042% | 0 | 0% | 3.042% | 0 | 0% | 3.042% | 0 | 0% | 0.3333% | 0 | 0% | 0.3333% | 0 | 0% | 0.3333% | 0 | 0% | 0.8125% | 0 | 0% | 0.8125% | 0 | 0% | 0.8125% | 0 | 0% | 0.8399% | 0 | 0% | 0.8399% | 0 | 1.083% | 0.8399% | 2.4111e-06 | 0% | 6.079% | 0 | 0% | 6.079% | 0 | 0% | 6.079% | 0 | 0% | 0.8137% | 0 | 0% | 0.8137% | 0 | 0% | 0.8137% | 0 |  |  |  | 0% | 11.8% | 0 | 0% | 11.8% | 0 | 0% | 11.8% | 0 | 0% | 0.3674% | 0 | 0% | 0.3674% | 0 | 0% | 0.3674% | 0 | 0% | 100% | 0 | 0% | 100% | 0 | 0% | 100% | 0 | 0% | 100% | 0 |  |  | 0 |  |  | 0 |  |  | 0
HURON 11129840 | 2.9323e-05 | 0 | 0.01067 | 0 | 0.01067 | 0.0016476 | 0.010799 | 0.0045323 | 0% | 99% | 0 | 0% | 99% | 0 | 0% | 99% | 0 | 0% | 99% | 0 | 0% | 61.9% | 0 | 0% | 49.72% | 0 | 0% | 49.72% | 0 | 0% | 49.72% | 0 | 0 | 0% | 2.86% | 0 | 0% | 2.86% | 0 | 0% | 2.86% | 0 | 0% | 0.3178% | 0 | 0% | 0.3178% | 0 | 0% | 0.3178% | 0 | 0% | 0.9662% | 0 | 0% | 0.9662% | 0 | 0% | 0.9662% | 0 | 0% | 0.9672% | 0 | 0% | 0.9672% | 0 | 0% | 0.9672% | 0 | 0% | 7.187% | 0 | 0% | 7.187% | 0 | 0% | 7.187% | 0 | 0% | 0.4027% | 0 | 0% | 0.4027% | 0 | 0% | 0.4027% | 0 |  |  |  | 0% | 11.8% | 0 | 0% | 11.8% | 0 | 0% | 11.8% | 0 | 0% | 0.3543% | 0 | 0% | 0.3543% | 0 | 0% | 0.3543% | 0 | 0% | 100% | 0 | 0% | 100% | 0 | 0% | 100% | 0 | 0% | 100% | 0 |  |  | 0 |  |  | 0 |  |  | 0
BELLEVUE 2105316 | 3.9728e-05 | 0 | 0.017028 | 0 | 0.017028 | 0.0050167 | 0.015572 | 0.0065088 | 0% | 99% | 0 | 0% | 99% | 0 | 0% | 99% | 0 | 0% | 99% | 0 | 0% | 63.53% | 0 | 0% | 49.9% | 0 | 0% | 49.9% | 0 | 0% | 49.9% | 0 | 0 | 0% | 3.139% | 0 | 0% | 3.139% | 0 | 0% | 3.139% | 0 | 0% | 0.3437% | 0 | 0% | 0.3437% | 0 | 0% | 0.3437% | 0 | 0% | 0.8643% | 0 | 0% | 0.8643% | 0 | 0% | 0.8643% | 0 | 0% | 0.8813% | 0 | 0% | 0.8813% | 0 | 100% | 0.8813% | 0.00015007 | 0% | 6.438% | 0 | 0% | 6.438% | 0 | 0% | 6.438% | 0 | 0% | 0.8216% | 0 | 0% | 0.8216% | 0 | 0% | 0.8216% | 0 |  |  |  | 0% | 11.8% | 0 | 0% | 11.8% | 0 | 0% | 11.8% | 0 | 0% | 0.3618% | 0 | 0% | 0.3618% | 0 | 0% | 0.3618% | 0 | 0% | 100% | 0 | 0% | 100% | 0 | 0% | 100% | 0 | 0% | 100% | 0 |  |  | 0 |  |  | 0 |  |  | 0
MORRO BAY 1102V86 | 2.5717e-06 | 0 | 0.003783 | 0 | 0.003783 | 0 | 0.0060204 | 0 | 0% | 99% | 0 | 0% | 99% | 0 | 0% | 99% | 0 | 0% | 99% | 0 | 0% | 41.67% | 0 | 0% | 44.43% | 0 | 0% | 44.43% | 0 | 0% | 44.43% | 0 | 0 | 0% | 1.954% | 0 | 0% | 1.954% | 0 | 0% | 1.954% | 0 | 0% | 0% | 0 | 0% | 0% | 0 | 0% | 0% | 0 | 0% | 1.58% | 0 | 0% | 1.58% | 0 | 1.483% | 1.58% | 8.8682e-07 | 0% | 1.018% | 0 | 1.483% | 1.018% | 5.7125e-07 | 0% | 1.018% | 0 | 0% | 10.38% | 0 | 0% | 10.38% | 0 | 0% | 10.38% | 0 | 0% | 0.005264% | 0 | 0% | 0.005264% | 0 | 0% | 0.005264% | 0 |  |  |  | 0% | 11.8% | 0 | 0% | 11.8% | 0 | 0% | 11.8% | 0 | 0% | 0.2221% | 0 | 0% | 0.2221% | 0 | 0% | 0.2221% | 0 | 0% | 100% | 0 | 0% | 100% | 0 | 0% | 100% | 0 | 0% | 100% | 0 |  |  | 0 |  |  | 0 |  |  | 0
OAKLAND J 1116CB | 3.5843e-05 | 0.12601 | 0.10277 | 0 | 0.10277 | 0.020204 | 0.099157 | 0.044214 | 0% | 99% | 0 | 0% | 99% | 0 | 0% | 99% | 0 | 0% | 99% | 0 | 0% | 63.72% | 0 | 0% | 51.77% | 0 | 0% | 51.77% | 0 | 0% | 51.77% | 0 | 0 | 0% | 3.093% | 0 | 0% | 3.093% | 0 | 0% | 3.093% | 0 | 0% | 0.3278% | 0 | 0% | 0.3278% | 0 | 0% | 0.3278% | 0 | 0% | 0.9241% | 0 | 2.903% | 0.9241% | 2.757e-05 | 0% | 0.9241% | 0 | 2.903% | 0.9144% | 2.728e-05 | 0% | 0.9144% | 0 | 70.35% | 0.9144% | 0.00066105 | 100% | 6.825% | 0.0070137 | 0% | 6.825% | 0 | 0% | 6.825% | 0 | 0% | 0.539% | 0 | 0% | 0.539% | 0 | 0% | 0.539% | 0 |  |  |  | 0% | 11.8% | 0 | 0% | 11.8% | 0 | 0% | 11.8% | 0 | 0% | 0.3554% | 0 | 0% | 0.3554% | 0 | 0% | 0.3554% | 0 | 0% | 100% | 0 | 0% | 100% | 0 | 0% | 100% | 0 | 0% | 100% | 0 |  |  | 0 |  |  | 0 |  |  | 0
GOLDTREE 1105944608 | 3.3304e-05 | 0 | 0.014468 | 0.8876 | 0.90207 | 0.0067631 | 0.012871 | 0.0033967 | 0% | 99% | 0 | 0% | 99% | 0 | 0% | 99% | 0 | 0% | 99% | 0 | 0% | 63.19% | 0 | 0% | 49.45% | 0 | 0% | 49.45% | 0 | 0% | 49.45% | 0 | 0.8876 | 0% | 2.818% | 0 | 0% | 2.818% | 0 | 0% | 2.818% | 0 | 0% | 0.3066% | 0 | 0% | 0.3066% | 0 | 0% | 0.3066% | 0 | 0% | 0.8518% | 0 | 0% | 0.8518% | 0 | 0% | 0.8518% | 0 | 77.86% | 0.8691% | 9.7903e-05 | 0% | 0.8691% | 0 | 0% | 0.8691% | 0 | 0% | 6.364% | 0 | 0% | 6.364% | 0 | 0% | 6.364% | 0 | 0% | 1.146% | 0 | 0% | 1.146% | 0 | 0% | 1.146% | 0 |  |  |  | 0% | 11.8% | 0 | 0% | 11.8% | 0 | 0% | 11.8% | 0 | 0% | 0.3646% | 0 | 0% | 0.3646% | 0 | 0% | 0.3646% | 0 | 0% | 100% | 0 | 0% | 100% | 0 | 0% | 100% | 0 | 0% | 100% | 0 |  |  | 0 |  |  | 0 |  |  | 0
PARKWAY 1103CB | 3.5977e-05 | 0 | 0.036682 | 0 | 0.036682 | 0.01198 | 0.033236 | 0.013189 | 0% | 99% | 0 | 0% | 99% | 0 | 0% | 99% | 0 | 0% | 99% | 0 | 0% | 64.36% | 0 | 0% | 51.54% | 0 | 0% | 51.54% | 0 | 0% | 51.54% | 0 | 0 | 0% | 3.079% | 0 | 0% | 3.079% | 0 | 0% | 3.079% | 0 | 0% | 0.3267% | 0 | 0% | 0.3267% | 0 | 0% | 0.3267% | 0 | 0% | 0.8706% | 0 | 0% | 0.8706% | 0 | 0% | 0.8706% | 0 | 0.06133% | 0.8762% | 1.9713e-07 | 0% | 0.8762% | 0 | 94.08% | 0.8762% | 0.00030238 | 0% | 6.46% | 0 | 0% | 6.46% | 0 | 0% | 6.46% | 0 | 0% | 0.812% | 0 | 0% | 0.812% | 0 | 0% | 0.812% | 0 |  |  |  | 0% | 11.8% | 0 | 0% | 11.8% | 0 | 0% | 11.8% | 0 | 0% | 0.3619% | 0 | 0% | 0.3619% | 0 | 0% | 0.3619% | 0 | 0% | 100% | 0 | 0% | 100% | 0 | 0% | 100% | 0 | 0% | 100% | 0 |  |  | 0 |  |  | 0 |  |  | 0
PAUL SWEET 210793260 | 4.1318e-05 | 0 | 0.023016 | 0 | 0.023016 | 0.0077685 | 0.019674 | 0.0092089 | 0% | 99% | 0 | 0% | 99% | 0 | 0% | 99% | 0 | 0% | 99% | 0 | 0% | 64.61% | 0 | 0% | 50.37% | 0 | 0% | 50.37% | 0 | 0% | 50.37% | 0 | 0 | 0% | 2.655% | 0 | 0% | 2.655% | 0 | 0% | 2.655% | 0 | 0% | 0.3016% | 0 | 0% | 0.3016% | 0 | 0% | 0.3016% | 0 | 0% | 0.8025% | 0 | 0% | 0.8025% | 0 | 0% | 0.8025% | 0 | 0% | 0.8329% | 0 | 2.456% | 0.8329% | 4.7087e-06 | 96.19% | 0.8329% | 0.0001844 | 0% | 6.035% | 0 | 0% | 6.035% | 0 | 0% | 6.035% | 0 | 0% | 0.8999% | 0 | 0% | 0.8999% | 0 | 0% | 0.8999% | 0 |  |  |  | 0% | 11.8% | 0 | 0% | 11.8% | 0 | 0% | 11.8% | 0 | 0% | 0.3664% | 0 | 0% | 0.3664% | 0 | 0% | 0.3664% | 0 | 0% | 100% | 0 | 0% | 100% | 0 | 0% | 100% | 0 | 0% | 100% | 0 |  |  | 0 |  |  | 0 |  |  | 0
CONTRA COSTA 2115CB | 4.831e-05 | 0 | 0.033294 | 0 | 0.033294 | 0.0064606 | 0.031433 | 0.015134 | 0% | 99% | 0 | 0% | 99% | 0 | 0% | 99% | 0 | 0% | 99% | 0 | 0% | 64.11% | 0 | 0% | 50.73% | 0 | 0% | 50.73% | 0 | 0% | 50.73% | 0 | 0 | 0% | 2.998% | 0 | 0% | 2.998% | 0 | 0% | 2.998% | 0 | 0% | 0.3352% | 0 | 0% | 0.3352% | 0 | 0% | 0.3352% | 0 | 0% | 0.8885% | 0 | 0% | 0.8885% | 0 | 0% | 0.8885% | 0 | 0% | 0.9095% | 0 | 12.15% | 0.9095% | 3.6787e-05 | 0% | 0.9095% | 0 | 0% | 6.642% | 0 | 0% | 6.642% | 0 | 0% | 6.642% | 0 | 0% | 0.4239% | 0 | 0% | 0.4239% | 0 | 0% | 0.4239% | 0 |  |  |  | 0% | 11.8% | 0 | 0% | 11.8% | 0 | 0% | 11.8% | 0 | 0% | 0.3605% | 0 | 0% | 0.3605% | 0 | 0% | 0.3605% | 0 | 0% | 100% | 0 | 0% | 100% | 0 | 0% | 100% | 0 | 0% | 100% | 0 |  |  | 0 |  |  | 0 |  |  | 0
FIGARDEN 2110CB | 5.6749e-05 | 0 | 0.013744 | 0 | 0.013744 | 0.001643 | 0.011657 | 0.0085903 | 0% | 99% | 0 | 0% | 99% | 0 | 0% | 99% | 0 | 0% | 99% | 0 | 0% | 64.04% | 0 | 0% | 49.46% | 0 | 0% | 49.46% | 0 | 0% | 49.46% | 0 | 0 | 0% | 2.603% | 0 | 0% | 2.603% | 0 | 0% | 2.603% | 0 | 0% | 0.3038% | 0 | 0% | 0.3038% | 0 | 0% | 0.3038% | 0 | 0% | 0.7884% | 0 | 0% | 0.7884% | 0 | 0% | 0.7884% | 0 | 0% | 0.8334% | 0 | 0% | 0.8334% | 0 | 100% | 0.8334% | 0.00011454 | 0% | 5.977% | 0 | 0% | 5.977% | 0 | 0% | 5.977% | 0 | 0% | 0.3494% | 0 | 0% | 0.3494% | 0 | 0% | 0.3494% | 0 |  |  |  | 0% | 11.8% | 0 | 0% | 11.8% | 0 | 0% | 11.8% | 0 | 0% | 0.3687% | 0 | 0% | 0.3687% | 0 | 0% | 0.3687% | 0 | 0% | 100% | 0 | 0% | 100% | 0 | 0% | 100% | 0 | 0% | 100% | 0 |  |  | 0 |  |  | 0 |  |  | 0
MENLO 11038914 | 3.6993e-05 | 0 | 0.0062998 | 0 | 0.0062998 | 0.0033429 | 0.0045013 | 0.0021903 | 0% | 99% | 0 | 0% | 99% | 0 | 0% | 99% | 0 | 0% | 99% | 0 | 0% | 64.06% | 0 | 0% | 49.68% | 0 | 0% | 49.68% | 0 | 0% | 49.68% | 0 | 0 | 0% | 2.53% | 0 | 0% | 2.53% | 0 | 0% | 2.53% | 0 | 0% | 0.2737% | 0 | 0% | 0.2737% | 0 | 0% | 0.2737% | 0 | 0% | 0.6736% | 0 | 0% | 0.6736% | 0 | 0% | 0.6736% | 0 | 0% | 0.679% | 0 | 0% | 0.679% | 0 | 100% | 0.679% | 4.2777e-05 | 0% | 4.992% | 0 | 0% | 4.992% | 0 | 0% | 4.992% | 0 | 0% | 1.388% | 0 | 0% | 1.388% | 0 | 0% | 1.388% | 0 |  |  |  | 0% | 11.8% | 0 | 0% | 11.8% | 0 | 0% | 11.8% | 0 | 0% | 0.3686% | 0 | 0% | 0.3686% | 0 | 0% | 0.3686% | 0 | 0% | 100% | 0 | 0% | 100% | 0 | 0% | 100% | 0 | 0% | 100% | 0 |  |  | 0 |  |  | 0 |  |  | 0
GREENBRAE 110182270 | 3.7138e-05 | 0 | 0.0054164 | 0 | 0.0054164 | 0.0019548 | 0.0050999 | 0.0015741 | 0% | 99% | 0 | 0% | 99% | 0 | 0% | 99% | 0 | 0% | 99% | 0 | 0% | 63.69% | 0 | 0% | 49.54% | 0 | 0% | 49.54% | 0 | 0% | 49.54% | 0 | 0 | 0% | 3.34% | 0 | 0% | 3.34% | 0 | 0% | 3.34% | 0 | 0% | 0.3671% | 0 | 0% | 0.3671% | 0 | 0% | 0.3671% | 0 | 0% | 0.8924% | 0 | 5.648% | 0.8924% | 2.7302e-06 | 0% | 0.8924% | 0 | 5.648% | 0.9292% | 2.8428e-06 | 91.35% | 0.9292% | 4.5976e-05 | 3.004% | 0.9292% | 1.5122e-06 | 0% | 6.698% | 0 | 0% | 6.698% | 0 | 0% | 6.698% | 0 | 0% | 0.9854% | 0 | 0% | 0.9854% | 0 | 0% | 0.9854% | 0 |  |  |  | 0% | 11.8% | 0 | 0% | 11.8% | 0 | 0% | 11.8% | 0 | 0% | 0.3661% | 0 | 0% | 0.3661% | 0 | 0% | 0.3661% | 0 | 0% | 100% | 0 | 0% | 100% | 0 | 0% | 100% | 0 | 0% | 100% | 0 |  |  | 0 |  |  | 0 |  |  | 0
MOUNTAIN VIEW 1102LM32 | 4.7747e-05 | 0 | 0.0064984 | 0 | 0.0064984 | 0.0018043 | 0.0056676 | 0.0028818 | 0% | 99% | 0 | 0% | 99% | 0 | 0% | 99% | 0 | 0% | 99% | 0 | 0% | 65.25% | 0 | 0% | 51.17% | 0 | 0% | 51.17% | 0 | 0% | 51.17% | 0 | 0 | 0% | 3.106% | 0 | 0% | 3.106% | 0 | 0% | 3.106% | 0 | 0% | 0.3419% | 0 | 0% | 0.3419% | 0 | 0% | 0.3419% | 0 | 0% | 0.8277% | 0 | 0% | 0.8277% | 0 | 0% | 0.8277% | 0 | 0% | 0.8665% | 0 | 0% | 0.8665% | 0 | 100% | 0.8665% | 5.631e-05 | 0% | 6.225% | 0 | 0% | 6.225% | 0 | 0% | 6.225% | 0 | 0% | 0.6397% | 0 | 0% | 0.6397% | 0 | 0% | 0.6397% | 0 |  |  |  | 0% | 11.8% | 0 | 0% | 11.8% | 0 | 0% | 11.8% | 0 | 0% | 0.3695% | 0 | 0% | 0.3695% | 0 | 0% | 0.3695% | 0 | 0% | 100% | 0 | 0% | 100% | 0 | 0% | 100% | 0 | 0% | 100% | 0 |  |  | 0 |  |  | 0 |  |  | 0
HIGHWAY 1104976 | 5.9334e-05 | 0 | 0.0067535 | 0 | 0.0067535 | 0.0007253 | 0.0070365 | 0.0030037 | 0% | 99% | 0 | 0% | 99% | 0 | 0% | 99% | 0 | 0% | 99% | 0 | 0% | 65.03% | 0 | 0% | 51.63% | 0 | 0% | 51.63% | 0 | 0% | 51.63% | 0 | 0 | 0% | 3.742% | 0 | 0% | 3.742% | 0 | 0% | 3.742% | 0 | 0% | 0.4174% | 0 | 0% | 0.4174% | 0 | 0% | 0.4174% | 0 | 0% | 0.9828% | 0 | 0% | 0.9828% | 0 | 0% | 0.9828% | 0 | 0% | 1.032% | 0 | 100% | 1.032% | 6.9707e-05 | 0% | 1.032% | 0 | 0% | 7.394% | 0 | 0% | 7.394% | 0 | 0% | 7.394% | 0 | 0% | 0.3073% | 0 | 0% | 0.3073% | 0 | 0% | 0.3073% | 0 |  |  |  | 0% | 11.8% | 0 | 0% | 11.8% | 0 | 0% | 11.8% | 0 | 0% | 0.3633% | 0 | 0% | 0.3633% | 0 | 0% | 0.3633% | 0 | 0% | 100% | 0 | 0% | 100% | 0 | 0% | 100% | 0 | 0% | 100% | 0 |  |  | 0 |  |  | 0 |  |  | 0
NORD 11063307 | 4.6351e-05 | 0 | 0.0086483 | 0 | 0.0086483 | 0.0044938 | 0.0059514 | 0.0033422 | 0% | 99% | 0 | 0% | 99% | 0 | 0% | 99% | 0 | 0% | 99% | 0 | 0% | 65.22% | 0 | 0% | 50.26% | 0 | 0% | 50.26% | 0 | 0% | 50.26% | 0 | 0 | 0% | 2.354% | 0 | 0% | 2.354% | 0 | 0% | 2.354% | 0 | 0% | 0.2654% | 0 | 0% | 0.2654% | 0 | 0% | 0.2654% | 0 | 0% | 0.6488% | 0 | 0% | 0.6488% | 0 | 0% | 0.6488% | 0 | 100% | 0.6832% | 5.9083e-05 | 0% | 0.6832% | 0 | 0% | 0.6832% | 0 | 0% | 4.891% | 0 | 0% | 4.891% | 0 | 0% | 4.891% | 0 | 0% | 1.468% | 0 | 0% | 1.468% | 0 | 0% | 1.468% | 0 |  |  |  | 0% | 11.8% | 0 | 0% | 11.8% | 0 | 0% | 11.8% | 0 | 0% | 0.3756% | 0 | 0% | 0.3756% | 0 | 0% | 0.3756% | 0 | 0% | 100% | 0 | 0% | 100% | 0 | 0% | 100% | 0 | 0% | 100% | 0 |  |  | 0 |  |  | 0 |  |  | 0
MAGUNDEN 2108CB | 5.4227e-05 | 0 | 0.045612 | 0 | 0.045612 | 0.0046168 | 0.038809 | 0.029292 | 0% | 99% | 0 | 0% | 99% | 0 | 0% | 99% | 0 | 0% | 99% | 0 | 0% | 64.33% | 0 | 0% | 50.17% | 0 | 0% | 50.17% | 0 | 0% | 50.17% | 0 | 0 | 0% | 2.634% | 0 | 0% | 2.634% | 0 | 0% | 2.634% | 0 | 0% | 0.3047% | 0 | 0% | 0.3047% | 0 | 0% | 0.3047% | 0 | 0% | 0.7902% | 0 | 0% | 0.7902% | 0 | 0% | 0.7902% | 0 | 0% | 0.8297% | 0 | 0% | 0.8297% | 0 | 0% | 0.8297% | 0 | 0% | 5.97% | 0 | 0% | 5.97% | 0 | 0% | 5.97% | 0 | 0% | 0.2339% | 0 | 0% | 0.2339% | 0 | 0% | 0.2339% | 0 |  |  |  | 0% | 11.8% | 0 | 0% | 11.8% | 0 | 0% | 11.8% | 0 | 0% | 0.3673% | 0 | 0% | 0.3673% | 0 | 0% | 0.3673% | 0 | 0% | 100% | 0 | 0% | 100% | 0 | 0% | 100% | 0 | 0% | 100% | 0 |  |  | 0 |  |  | 0 |  |  | 0
NORTH TOWER 11044071 | 2.8719e-05 | 0 | 0.0036418 | 0 | 0.0036418 | 0.0013669 | 0.0033248 | 0.0011152 | 0% | 99% | 0 | 0% | 99% | 0 | 0% | 99% | 0 | 0% | 99% | 0 | 0% | 64.29% | 0 | 0% | 50.91% | 0 | 0% | 50.91% | 0 | 0% | 50.91% | 0 | 0 | 0% | 3.177% | 0 | 0% | 3.177% | 0 | 0% | 3.177% | 0 | 0% | 0.3401% | 0 | 0% | 0.3401% | 0 | 0% | 0.3401% | 0 | 0% | 0.8788% | 0 | 0% | 0.8788% | 0 | 0% | 0.8788% | 0 | 100% | 0.9066% | 3.3015e-05 | 0% | 0.9066% | 0 | 0% | 0.9066% | 0 | 0% | 6.577% | 0 | 0% | 6.577% | 0 | 0% | 6.577% | 0 | 0% | 0.9719% | 0 | 0% | 0.9719% | 0 | 0% | 0.9719% | 0 |  |  |  | 0% | 11.8% | 0 | 0% | 11.8% | 0 | 0% | 11.8% | 0 | 0% | 0.367% | 0 | 0% | 0.367% | 0 | 0% | 0.367% | 0 | 0% | 100% | 0 | 0% | 100% | 0 | 0% | 100% | 0 | 0% | 100% | 0 |  |  | 0 |  |  | 0 |  |  | 0
CORNING 1104905234 | 4.0513e-05 | 0 | 0.037665 | 0 | 0.037665 | 0.015017 | 0.03445 | 0.010594 | 0% | 99% | 0 | 0% | 99% | 0 | 0% | 99% | 0 | 0% | 99% | 0 | 0% | 62.79% | 0 | 0% | 49.5% | 0 | 0% | 49.5% | 0 | 0% | 49.5% | 0 | 0 | 0% | 2.67% | 0 | 0% | 2.67% | 0 | 0% | 2.67% | 0 | 0% | 0.2938% | 0 | 0% | 0.2938% | 0 | 0% | 0.2938% | 0 | 0% | 0.867% | 0 | 0% | 0.867% | 0 | 0% | 0.867% | 0 | 0% | 0.8723% | 0 | 0% | 0.8723% | 0 | 100% | 0.8723% | 0.00032855 | 0% | 6.453% | 0 | 0% | 6.453% | 0 | 0% | 6.453% | 0 | 0% | 1.005% | 0 | 0% | 1.005% | 0 | 0% | 1.005% | 0 |  |  |  | 0% | 11.8% | 0 | 0% | 11.8% | 0 | 0% | 11.8% | 0 | 0% | 0.3596% | 0 | 0% | 0.3596% | 0 | 0% | 0.3596% | 0 | 0% | 100% | 0 | 0% | 100% | 0 | 0% | 100% | 0 | 0% | 100% | 0 |  |  | 0 |  |  | 0 |  |  | 0
CANAL 110411160 | 4.0531e-05 | 0 | 0.013065 | 0 | 0.013065 | 0.0015911 | 0.012781 | 0.0064628 | 0% | 99% | 0 | 0% | 99% | 0 | 0% | 99% | 0 | 0% | 99% | 0 | 0% | 62.93% | 0 | 0% | 50.25% | 0 | 0% | 50.25% | 0 | 0% | 50.25% | 0 | 0 | 0% | 2.791% | 0 | 0% | 2.791% | 0 | 0% | 2.791% | 0 | 0% | 0.3127% | 0 | 0% | 0.3127% | 0 | 0% | 0.3127% | 0 | 0% | 0.9241% | 0 | 0% | 0.9241% | 0 | 0% | 0.9241% | 0 | 0% | 0.9416% | 0 | 0% | 0.9416% | 0 | 0% | 0.9416% | 0 | 0% | 6.918% | 0 | 0% | 6.918% | 0 | 0% | 6.918% | 0 | 0% | 0.3342% | 0 | 0% | 0.3342% | 0 | 0% | 0.3342% | 0 |  |  |  | 0% | 11.8% | 0 | 0% | 11.8% | 0 | 0% | 11.8% | 0 | 0% | 0.3587% | 0 | 0% | 0.3587% | 0 | 0% | 0.3587% | 0 | 0% | 100% | 0 | 0% | 100% | 0 | 0% | 100% | 0 | 0% | 100% | 0 |  |  | 0 |  |  | 0 |  |  | 0
KING CITY 1101CB | 3.8752e-05 | 0 | 0.045118 | 0 | 0.045118 | 0.0043673 | 0.049865 | 0.017739 | 0% | 99% | 0 | 0% | 99% | 0 | 0% | 99% | 0 | 0% | 99% | 0 | 0% | 63.66% | 0 | 0% | 50.79% | 0 | 0% | 50.79% | 0 | 0% | 50.79% | 0 | 0 | 0% | 3.852% | 0 | 0% | 3.852% | 0 | 0% | 3.852% | 0 | 0% | 0.4186% | 0 | 0% | 0.4186% | 0 | 0% | 0.4186% | 0 | 0% | 1.061% | 0 | 0% | 1.061% | 0 | 0% | 1.061% | 0 | 0% | 1.108% | 0 | 0% | 1.108% | 0 | 0% | 1.108% | 0 | 0% | 7.982% | 0 | 0% | 7.982% | 0 | 0% | 7.982% | 0 | 0% | 0.2974% | 0 | 0% | 0.2974% | 0 | 0% | 0.2974% | 0 |  |  |  | 0% | 11.8% | 0 | 0% | 11.8% | 0 | 0% | 11.8% | 0 | 0% | 0.3631% | 0 | 0% | 0.3631% | 0 | 0% | 0.3631% | 0 | 0% | 100% | 0 | 0% | 100% | 0 | 0% | 100% | 0 | 0% | 100% | 0 |  |  | 0 |  |  | 0 |  |  | 0
GRANT 1102CB | 4.7061e-05 | 0 | 0.03623 | 0 | 0.03623 | 0.0027333 | 0.038489 | 0.016578 | 0% | 99% | 0 | 0% | 99% | 0 | 0% | 99% | 0 | 0% | 99% | 0 | 0% | 63.99% | 0 | 0% | 50.52% | 0 | 0% | 50.52% | 0 | 0% | 50.52% | 0 | 0 | 0% | 3.677% | 0 | 0% | 3.677% | 0 | 0% | 3.677% | 0 | 0% | 0.4076% | 0 | 0% | 0.4076% | 0 | 0% | 0.4076% | 0 | 0% | 1.008% | 0 | 0% | 1.008% | 0 | 0% | 1.008% | 0 | 0% | 1.066% | 0 | 100% | 1.066% | 0.00038631 | 0% | 1.066% | 0 | 0% | 7.624% | 0 | 0% | 7.624% | 0 | 0% | 7.624% | 0 | 0% | 0.2171% | 0 | 0% | 0.2171% | 0 | 0% | 0.2171% | 0 |  |  |  | 0% | 11.8% | 0 | 0% | 11.8% | 0 | 0% | 11.8% | 0 | 0% | 0.3656% | 0 | 0% | 0.3656% | 0 | 0% | 0.3656% | 0 | 0% | 100% | 0 | 0% | 100% | 0 | 0% | 100% | 0 | 0% | 100% | 0 |  |  | 0 |  |  | 0 |  |  | 0
HIGHWAY 1102658 | 3.2631e-05 | 0 | 0.015104 | 0 | 0.015104 | 0.0041258 | 0.01539 | 0.0045822 | 0% | 99% | 0 | 0% | 99% | 0 | 0% | 99% | 0 | 0% | 99% | 0 | 0% | 62.2% | 0 | 0% | 50.27% | 0 | 0% | 50.27% | 0 | 0% | 50.27% | 0 | 0 | 0% | 3.3% | 0 | 0% | 3.3% | 0 | 0% | 3.3% | 0 | 0% | 0.3456% | 0 | 0% | 0.3456% | 0 | 0% | 0.3456% | 0 | 0% | 0.9774% | 0 | 0% | 0.9774% | 0 | 0% | 0.9774% | 0 | 0% | 0.9585% | 0 | 100% | 0.9585% | 0.00014478 | 0% | 0.9585% | 0 | 0% | 7.192% | 0 | 0% | 7.192% | 0 | 0% | 7.192% | 0 | 0% | 0.6991% | 0 | 0% | 0.6991% | 0 | 0% | 0.6991% | 0 |  |  |  | 0% | 11.8% | 0 | 0% | 11.8% | 0 | 0% | 11.8% | 0 | 0% | 0.352% | 0 | 0% | 0.352% | 0 | 0% | 0.352% | 0 | 0% | 100% | 0 | 0% | 100% | 0 | 0% | 100% | 0 | 0% | 100% | 0 |  |  | 0 |  |  | 0 |  |  | 0
WHISMAN 1108CB | 4.3215e-05 | 0 | 0.013432 | 0 | 0.013432 | 0.0046579 | 0.011936 | 0.0048417 | 0% | 99% | 0 | 0% | 99% | 0 | 0% | 99% | 0 | 0% | 99% | 0 | 0% | 63.46% | 0 | 0% | 50.14% | 0 | 0% | 50.14% | 0 | 0% | 50.14% | 0 | 0 | 0% | 2.826% | 0 | 0% | 2.826% | 0 | 0% | 2.826% | 0 | 0% | 0.3042% | 0 | 0% | 0.3042% | 0 | 0% | 0.3042% | 0 | 0% | 0.8438% | 0 | 0% | 0.8438% | 0 | 0% | 0.8438% | 0 | 0% | 0.8457% | 0 | 0% | 0.8457% | 0 | 100% | 0.8457% | 0.0001136 | 0% | 6.261% | 0 | 0% | 6.261% | 0 | 0% | 6.261% | 0 | 0% | 0.8081% | 0 | 0% | 0.8081% | 0 | 0% | 0.8081% | 0 |  |  |  | 0% | 11.8% | 0 | 0% | 11.8% | 0 | 0% | 11.8% | 0 | 0% | 0.3609% | 0 | 0% | 0.3609% | 0 | 0% | 0.3609% | 0 | 0% | 100% | 0 | 0% | 100% | 0 | 0% | 100% | 0 | 0% | 100% | 0 |  |  | 0 |  |  | 0 |  |  | 0
PUEBLO 1103857188 | 4.2391e-05 | 0 | 0.031871 | 1.381 | 1.4129 | 0.01288 | 0.029145 | 0.0088372 | 0% | 99% | 0 | 0% | 99% | 0 | 0% | 99% | 0 | 0% | 99% | 0 | 0% | 63.07% | 0 | 0% | 49.68% | 0 | 0% | 49.68% | 0 | 0% | 49.68% | 0 | 1.381 | 0% | 3.003% | 0 | 0% | 3.003% | 0 | 0% | 3.003% | 0 | 0% | 0.3216% | 0 | 0% | 0.3216% | 0 | 0% | 0.3216% | 0 | 0% | 0.8756% | 0 | 0% | 0.8756% | 0 | 0% | 0.8756% | 0 | 0% | 0.8839% | 0 | 63.89% | 0.8839% | 0.00017999 | 0% | 0.8839% | 0 | 0% | 6.513% | 0 | 0% | 6.513% | 0 | 0% | 6.513% | 0 | 0% | 1.105% | 0 | 0% | 1.105% | 0 | 0% | 1.105% | 0 |  |  |  | 0% | 11.8% | 0 | 0% | 11.8% | 0 | 0% | 11.8% | 0 | 0% | 0.3624% | 0 | 0% | 0.3624% | 0 | 0% | 0.3624% | 0 | 0% | 100% | 0 | 0% | 100% | 0 | 0% | 100% | 0 | 0% | 100% | 0 |  |  | 0 |  |  | 0 |  |  | 0
PETALUMA C 1105CB | 3.1791e-05 | 0 | 0.050203 | 0 | 0.050203 | 0.012682 | 0.048869 | 0.018568 | 0% | 99% | 0 | 0% | 99% | 0 | 0% | 99% | 0 | 0% | 99% | 0 | 0% | 63.36% | 0 | 0% | 50.13% | 0 | 0% | 50.13% | 0 | 0% | 50.13% | 0 | 0 | 0% | 3.37% | 0 | 0% | 3.37% | 0 | 0% | 3.37% | 0 | 0% | 0.3673% | 0 | 0% | 0.3673% | 0 | 0% | 0.3673% | 0 | 0% | 0.9198% | 0 | 0% | 0.9198% | 0 | 0% | 0.9198% | 0 | 9.121% | 0.9399% | 4.3036e-05 | 0% | 0.9399% | 0 | 0% | 0.9399% | 0 | 0% | 6.856% | 0 | 0% | 6.856% | 0 | 0% | 6.856% | 0 | 0% | 0.7051% | 0 | 0% | 0.7051% | 0 | 0% | 0.7051% | 0 |  |  |  | 0% | 11.8% | 0 | 0% | 11.8% | 0 | 0% | 11.8% | 0 | 0% | 0.3606% | 0 | 0% | 0.3606% | 0 | 0% | 0.3606% | 0 | 0% | 100% | 0 | 0% | 100% | 0 | 0% | 100% | 0 | 0% | 100% | 0 |  |  | 0 |  |  | 0 |  |  | 0
LAKEWOOD 2112W513R | 5.1595e-05 | 0 | 0.024214 | 0 | 0.024214 | 0.0080697 | 0.020181 | 0.010393 | 0% | 99% | 0 | 0% | 99% | 0 | 0% | 99% | 0 | 0% | 99% | 0 | 0% | 65.1% | 0 | 0% | 50.37% | 0 | 0% | 50.37% | 0 | 0% | 50.37% | 0 | 0 | 0% | 2.923% | 0 | 0% | 2.923% | 0 | 0% | 2.923% | 0 | 0% | 0.3294% | 0 | 0% | 0.3294% | 0 | 0% | 0.3294% | 0 | 0% | 0.7797% | 0 | 0% | 0.7797% | 0 | 0% | 0.7797% | 0 | 0% | 0.8187% | 0 | 0% | 0.8187% | 0 | 100% | 0.8187% | 0.00019824 | 0% | 5.867% | 0 | 0% | 5.867% | 0 | 0% | 5.867% | 0 | 0% | 0.6838% | 0 | 0% | 0.6838% | 0 | 0% | 0.6838% | 0 |  |  |  | 0% | 11.8% | 0 | 0% | 11.8% | 0 | 0% | 11.8% | 0 | 0% | 0.3694% | 0 | 0% | 0.3694% | 0 | 0% | 0.3694% | 0 | 0% | 100% | 0 | 0% | 100% | 0 | 0% | 100% | 0 | 0% | 100% | 0 |  |  | 0 |  |  | 0 |  |  | 0
EL CERRITO G 1109CB | 3.8328e-05 | 0 | 0.023855 | 0 | 0.023855 | 0.0053757 | 0.023406 | 0.0092902 | 0% | 99% | 0 | 0% | 99% | 0 | 0% | 99% | 0 | 0% | 99% | 0 | 0% | 63.75% | 0 | 0% | 50.8% | 0 | 0% | 50.8% | 0 | 0% | 50.8% | 0 | 0 | 0% | 3.252% | 0 | 0% | 3.252% | 0 | 0% | 3.252% | 0 | 0% | 0.3525% | 0 | 0% | 0.3525% | 0 | 0% | 0.3525% | 0 | 0% | 0.9319% | 0 | 0% | 0.9319% | 0 | 0% | 0.9319% | 0 | 0% | 0.9483% | 0 | 0% | 0.9483% | 0 | 14.86% | 0.9483% | 3.3613e-05 | 0% | 6.948% | 0 | 0% | 6.948% | 0 | 0% | 6.948% | 0 | 0% | 0.5016% | 0 | 0% | 0.5016% | 0 | 0% | 0.5016% | 0 |  |  |  | 0% | 11.8% | 0 | 0% | 11.8% | 0 | 0% | 11.8% | 0 | 0% | 0.36% | 0 | 0% | 0.36% | 0 | 0% | 0.36% | 0 | 0% | 100% | 0 | 0% | 100% | 0 | 0% | 100% | 0 | 0% | 100% | 0 |  |  | 0 |  |  | 0 |  |  | 0
ARANA 0401CB | 3.459e-05 | 0 | 0.018594 | 0 | 0.018594 | 0.008317 | 0.016159 | 0.005203 | 0% | 99% | 0 | 0% | 99% | 0 | 0% | 99% | 0 | 0% | 99% | 0 | 0% | 63.72% | 0 | 0% | 50.24% | 0 | 0% | 50.24% | 0 | 0% | 50.24% | 0 | 0 | 0% | 2.803% | 0 | 0% | 2.803% | 0 | 0% | 2.803% | 0 | 0% | 0.3041% | 0 | 0% | 0.3041% | 0 | 0% | 0.3041% | 0 | 0% | 0.8304% | 0 | 0% | 0.8304% | 0 | 0% | 0.8304% | 0 | 0% | 0.8452% | 0 | 0.5469% | 0.8452% | 8.5953e-07 | 99.45% | 0.8452% | 0.0001563 | 0% | 6.198% | 0 | 0% | 6.198% | 0 | 0% | 6.198% | 0 | 0% | 1.147% | 0 | 0% | 1.147% | 0 | 0% | 1.147% | 0 |  |  |  | 0% | 11.8% | 0 | 0% | 11.8% | 0 | 0% | 11.8% | 0 | 0% | 0.3651% | 0 | 0% | 0.3651% | 0 | 0% | 0.3651% | 0 | 0% | 100% | 0 | 0% | 100% | 0 | 0% | 100% | 0 | 0% | 100% | 0 |  |  | 0 |  |  | 0 |  |  | 0
CLEAR LAKE 110237582 | 3.9662e-05 | 0 | 0.0047434 | 0 | 0.0047434 | 0.0016454 | 0.0041002 | 0.0018255 | 0% | 99% | 0 | 0% | 99% | 0 | 0% | 99% | 0 | 0% | 99% | 0 | 0% | 63.73% | 0 | 0% | 49.8% | 0 | 0% | 49.8% | 0 | 0% | 49.8% | 0 | 0 | 0% | 2.721% | 0 | 0% | 2.721% | 0 | 0% | 2.721% | 0 | 0% | 0.3021% | 0 | 0% | 0.3021% | 0 | 0% | 0.3021% | 0 | 0% | 0.8165% | 0 | 0% | 0.8165% | 0 | 0% | 0.8165% | 0 | 100% | 0.8394% | 3.9816e-05 | 0% | 0.8394% | 0 | 0% | 0.8394% | 0 | 0% | 6.114% | 0 | 0% | 6.114% | 0 | 0% | 6.114% | 0 | 0% | 1.023% | 0 | 0% | 1.023% | 0 | 0% | 1.023% | 0 |  |  |  | 0% | 11.8% | 0 | 0% | 11.8% | 0 | 0% | 11.8% | 0 | 0% | 0.3654% | 0 | 0% | 0.3654% | 0 | 0% | 0.3654% | 0 | 0% | 100% | 0 | 0% | 100% | 0 | 0% | 100% | 0 | 0% | 100% | 0 |  |  | 0 |  |  | 0 |  |  | 0
SAN RAFAEL 1102940 | 3.6572e-05 | 0 | 0.0085911 | 0 | 0.0085911 | 0.0021144 | 0.0087836 | 0.0028145 | 0% | 99% | 0 | 0% | 99% | 0 | 0% | 99% | 0 | 0% | 99% | 0 | 0% | 63.97% | 0 | 0% | 50.35% | 0 | 0% | 50.35% | 0 | 0% | 50.35% | 0 | 0 | 0% | 3.752% | 0 | 0% | 3.752% | 0 | 0% | 3.752% | 0 | 0% | 0.4062% | 0 | 0% | 0.4062% | 0 | 0% | 0.4062% | 0 | 0% | 0.972% | 0 | 0% | 0.972% | 0 | 0% | 0.972% | 0 | 0% | 1.011% | 0 | 93.25% | 1.011% | 8.1014e-05 | 0% | 1.011% | 0 | 0% | 7.285% | 0 | 0% | 7.285% | 0 | 0% | 7.285% | 0 | 0% | 0.6752% | 0 | 0% | 0.6752% | 0 | 0% | 0.6752% | 0 |  |  |  | 0% | 11.8% | 0 | 0% | 11.8% | 0 | 0% | 11.8% | 0 | 0% | 0.364% | 0 | 0% | 0.364% | 0 | 0% | 0.364% | 0 | 0% | 100% | 0 | 0% | 100% | 0 | 0% | 100% | 0 | 0% | 100% | 0 |  |  | 0 |  |  | 0 |  |  | 0
NORTH TOWER 1108993638 | 3.7103e-05 | 0 | 0.054165 | 0 | 0.054165 | 0.014588 | 0.053171 | 0.018704 | 0% | 99% | 0 | 0% | 99% | 0 | 0% | 99% | 0 | 0% | 99% | 0 | 0% | 63.08% | 0 | 0% | 50.84% | 0 | 0% | 50.84% | 0 | 0% | 50.84% | 0 | 0 | 0% | 3.308% | 0 | 0% | 3.308% | 0 | 0% | 3.308% | 0 | 0% | 0.3462% | 0 | 0% | 0.3462% | 0 | 0% | 0.3462% | 0 | 0% | 0.9398% | 0 | 0% | 0.9398% | 0 | 0% | 0.9398% | 0 | 10.93% | 0.9281% | 5.4958e-05 | 0% | 0.9281% | 0 | 4.478% | 0.9281% | 2.2511e-05 | 0% | 6.926% | 0 | 0% | 6.926% | 0 | 0% | 6.926% | 0 | 0% | 0.6884% | 0 | 0% | 0.6884% | 0 | 0% | 0.6884% | 0 |  |  |  | 0% | 11.8% | 0 | 0% | 11.8% | 0 | 0% | 11.8% | 0 | 0% | 0.3552% | 0 | 0% | 0.3552% | 0 | 0% | 0.3552% | 0 | 0% | 100% | 0 | 0% | 100% | 0 | 0% | 100% | 0 | 0% | 100% | 0 |  |  | 0 |  |  | 0 |  |  | 0
STAGG 2105CB | 6.2229e-05 | 0 | 0.02554 | 0 | 0.02554 | 0.005909 | 0.024119 | 0.010743 | 0% | 99% | 0 | 0% | 99% | 0 | 0% | 99% | 0 | 0% | 99% | 0 | 0% | 63.35% | 0 | 0% | 48.77% | 0 | 0% | 48.77% | 0 | 0% | 48.77% | 0 | 0 | 0% | 2.618% | 0 | 0% | 2.618% | 0 | 0% | 2.618% | 0 | 0% | 0.3145% | 0 | 0% | 0.3145% | 0 | 0% | 0.3145% | 0 | 0% | 0.868% | 0 | 0% | 0.868% | 0 | 0% | 0.868% | 0 | 0% | 0.9119% | 0 | 0% | 0.9119% | 0 | 0% | 0.9119% | 0 | 0% | 6.574% | 0 | 0% | 6.574% | 0 | 0% | 6.574% | 0 | 0% | 0.5869% | 0 | 0% | 0.5869% | 0 | 0% | 0.5869% | 0 |  |  |  | 0% | 11.8% | 0 | 0% | 11.8% | 0 | 0% | 11.8% | 0 | 0% | 0.3629% | 0 | 0% | 0.3629% | 0 | 0% | 0.3629% | 0 | 0% | 100% | 0 | 0% | 100% | 0 | 0% | 100% | 0 | 0% | 100% | 0 |  |  | 0 |  |  | 0 |  |  | 0
BELMONT 11028918 | 2.013e-05 | 0 | 0.0078589 | 0 | 0.0078589 | 0.0033508 | 0.0065458 | 0.0026489 | 0% | 99% | 0 | 0% | 99% | 0 | 0% | 99% | 0 | 0% | 99% | 0 | 0% | 65.25% | 0 | 0% | 51.02% | 0 | 0% | 51.02% | 0 | 0% | 51.02% | 0 | 0 | 0% | 3.328% | 0 | 0% | 3.328% | 0 | 0% | 3.328% | 0 | 0% | 0.3558% | 0 | 0% | 0.3558% | 0 | 0% | 0.3558% | 0 | 0% | 0.7949% | 0 | 0% | 0.7949% | 0 | 0% | 0.7949% | 0 | 100% | 0.8361% | 6.5705e-05 | 0% | 0.8361% | 0 | 0% | 0.8361% | 0 | 0% | 5.966% | 0 | 0% | 5.966% | 0 | 0% | 5.966% | 0 | 0% | 1.241% | 0 | 0% | 1.241% | 0 | 0% | 1.241% | 0 |  |  |  | 0% | 11.8% | 0 | 0% | 11.8% | 0 | 0% | 11.8% | 0 | 0% | 0.3732% | 0 | 0% | 0.3732% | 0 | 0% | 0.3732% | 0 | 0% | 100% | 0 | 0% | 100% | 0 | 0% | 100% | 0 | 0% | 100% | 0 |  |  | 0 |  |  | 0 |  |  | 0
FIGARDEN 210249606 | 6.9342e-05 | 0 | 0.018427 | 0 | 0.018427 | 0.0018997 | 0.015234 | 0.012286 | 0% | 99% | 0 | 0% | 99% | 0 | 0% | 99% | 0 | 0% | 99% | 0 | 0% | 65.54% | 0 | 0% | 51.37% | 0 | 0% | 51.37% | 0 | 0% | 51.37% | 0 | 0 | 0% | 2.768% | 0 | 0% | 2.768% | 0 | 0% | 2.768% | 0 | 0% | 0.3142% | 0 | 0% | 0.3142% | 0 | 0% | 0.3142% | 0 | 0% | 0.7784% | 0 | 0% | 0.7784% | 0 | 0% | 0.7784% | 0 | 0% | 0.8277% | 0 | 0% | 0.8277% | 0 | 100% | 0.8277% | 0.00015253 | 0% | 5.9% | 0 | 0% | 5.9% | 0 | 0% | 5.9% | 0 | 0% | 0.3074% | 0 | 0% | 0.3074% | 0 | 0% | 0.3074% | 0 |  |  |  | 0% | 11.8% | 0 | 0% | 11.8% | 0 | 0% | 11.8% | 0 | 0% | 0.3721% | 0 | 0% | 0.3721% | 0 | 0% | 0.3721% | 0 | 0% | 100% | 0 | 0% | 100% | 0 | 0% | 100% | 0 | 0% | 100% | 0 |  |  | 0 |  |  | 0 |  |  | 0
TRIMBLE 1110CB | 3.6096e-05 | 0 | 0.0050076 | 0 | 0.0050076 | 0.0009798 | 0.0042225 | 0.0027926 | 0% | 99% | 0 | 0% | 99% | 0 | 0% | 99% | 0 | 0% | 99% | 0 | 0% | 65.5% | 0 | 0% | 51.43% | 0 | 0% | 51.43% | 0 | 0% | 51.43% | 0 | 0 | 0% | 3.262% | 0 | 0% | 3.262% | 0 | 0% | 3.262% | 0 | 0% | 0.3568% | 0 | 0% | 0.3568% | 0 | 0% | 0.3568% | 0 | 0% | 0.7933% | 0 | 0% | 0.7933% | 0 | 0% | 0.7933% | 0 | 0% | 0.8323% | 0 | 0% | 0.8323% | 0 | 0% | 0.8323% | 0 | 0% | 5.955% | 0 | 0% | 5.955% | 0 | 0% | 5.955% | 0 | 0% | 0.4557% | 0 | 0% | 0.4557% | 0 | 0% | 0.4557% | 0 |  |  |  | 0% | 11.8% | 0 | 0% | 11.8% | 0 | 0% | 11.8% | 0 | 0% | 0.3704% | 0 | 0% | 0.3704% | 0 | 0% | 0.3704% | 0 | 0% | 100% | 0 | 0% | 100% | 0 | 0% | 100% | 0 | 0% | 100% | 0 |  |  | 0 |  |  | 0 |  |  | 0
SARATOGA 1105CB | 4.6165e-05 | 0 | 0.034517 | 0 | 0.034517 | 0.019357 | 0.024931 | 0.010821 | 0% | 99% | 0 | 0% | 99% | 0 | 0% | 99% | 0 | 0% | 99% | 0 | 0% | 64.61% | 0 | 0% | 49.88% | 0 | 0% | 49.88% | 0 | 0% | 49.88% | 0 | 0 | 0% | 2.266% | 0 | 0% | 2.266% | 0 | 0% | 2.266% | 0 | 0% | 0.2538% | 0 | 0% | 0.2538% | 0 | 0% | 0.2538% | 0 | 0% | 0.6803% | 0 | 0% | 0.6803% | 0 | 0% | 0.6803% | 0 | 62.26% | 0.7006% | 0.00015055 | 0% | 0.7006% | 0 | 0% | 0.7006% | 0 | 0% | 5.097% | 0 | 0% | 5.097% | 0 | 0% | 5.097% | 0 | 0% | 1.432% | 0 | 0% | 1.432% | 0 | 0% | 1.432% | 0 |  |  |  | 0% | 11.8% | 0 | 0% | 11.8% | 0 | 0% | 11.8% | 0 | 0% | 0.3711% | 0 | 0% | 0.3711% | 0 | 0% | 0.3711% | 0 | 0% | 100% | 0 | 0% | 100% | 0 | 0% | 100% | 0 | 0% | 100% | 0 |  |  | 0 |  |  | 0 |  |  | 0
SAN LEANDRO U 1106MR134 | 3.1746e-05 | 0 | 0.036443 | 0 | 0.036443 | 0.004627 | 0.03878 | 0.01478 | 0% | 99% | 0 | 0% | 99% | 0 | 0% | 99% | 0 | 0% | 99% | 0 | 0% | 63.12% | 0 | 0% | 50.81% | 0 | 0% | 50.81% | 0 | 0% | 50.81% | 0 | 0 | 0% | 3.589% | 0 | 0% | 3.589% | 0 | 0% | 3.589% | 0 | 0% | 0.3859% | 0 | 0% | 0.3859% | 0 | 0% | 0.3859% | 0 | 0% | 1.013% | 0 | 0% | 1.013% | 0 | 0% | 1.013% | 0 | 0% | 1.028% | 0 | 100% | 1.028% | 0.00037475 | 0% | 1.028% | 0 | 0% | 7.541% | 0 | 0% | 7.541% | 0 | 0% | 7.541% | 0 | 0% | 0.366% | 0 | 0% | 0.366% | 0 | 0% | 0.366% | 0 |  |  |  | 0% | 11.8% | 0 | 0% | 11.8% | 0 | 0% | 11.8% | 0 | 0% | 0.3566% | 0 | 0% | 0.3566% | 0 | 0% | 0.3566% | 0 | 0% | 100% | 0 | 0% | 100% | 0 | 0% | 100% | 0 | 0% | 100% | 0 |  |  | 0 |  |  | 0 |  |  | 0
SF K 0403CB | 2.6833e-05 | 0 | 0.010068 | 0 | 0.010068 | 0.0018451 | 0.012843 | 0.0013874 | 0% | 99% | 0 | 0% | 99% | 0 | 0% | 99% | 0 | 0% | 99% | 0 | 0% | 61.26% | 0 | 0% | 48.66% | 0 | 0% | 48.66% | 0 | 0% | 48.66% | 0 | 0 | 0% | 4.447% | 0 | 0% | 4.447% | 0 | 0% | 4.447% | 0 | 0% | 0.4812% | 0 | 0% | 0.4812% | 0 | 0% | 0.4812% | 0 | 0% | 1.227% | 0 | 0% | 1.227% | 0 | 0% | 1.227% | 0 | 0% | 1.276% | 0 | 0% | 1.276% | 0 | 0% | 1.276% | 0 | 0% | 9.22% | 0 | 0% | 9.22% | 0 | 0% | 9.22% | 0 | 0% | 0.6858% | 0 | 0% | 0.6858% | 0 | 0% | 0.6858% | 0 |  |  |  | 0% | 11.8% | 0 | 0% | 11.8% | 0 | 0% | 11.8% | 0 | 0% | 0.3573% | 0 | 0% | 0.3573% | 0 | 0% | 0.3573% | 0 | 0% | 100% | 0 | 0% | 100% | 0 | 0% | 100% | 0 | 0% | 100% | 0 |  |  | 0 |  |  | 0 |  |  | 0
BELLE HAVEN 0406226075 | 3.5346e-05 | 0 | 0.039124 | 0 | 0.039124 | 0.021827 | 0.03193 | 0.008727 | 0% | 99% | 0 | 0% | 99% | 0 | 0% | 99% | 0 | 0% | 99% | 0 | 0% | 64.04% | 0 | 0% | 49.9% | 0 | 0% | 49.9% | 0 | 0% | 49.9% | 0 | 0 | 0% | 2.583% | 0 | 0% | 2.583% | 0 | 0% | 2.583% | 0 | 0% | 0.2837% | 0 | 0% | 0.2837% | 0 | 0% | 0.2837% | 0 | 0% | 0.7755% | 0 | 0% | 0.7755% | 0 | 0% | 0.7755% | 0 | 0% | 0.7911% | 0 | 94.2% | 0.7911% | 0.00029153 | 5.803% | 0.7911% | 1.7961e-05 | 0% | 5.791% | 0 | 0% | 5.791% | 0 | 0% | 5.791% | 0 | 0% | 1.346% | 0 | 0% | 1.346% | 0 | 0% | 1.346% | 0 |  |  |  | 0% | 11.8% | 0 | 0% | 11.8% | 0 | 0% | 11.8% | 0 | 0% | 0.367% | 0 | 0% | 0.367% | 0 | 0% | 0.367% | 0 | 0% | 100% | 0 | 0% | 100% | 0 | 0% | 100% | 0 | 0% | 100% | 0 |  |  | 0 |  |  | 0 |  |  | 0
PRUNEDALE 110722232 | 3.3371e-05 | 0 | 0.014616 | 0 | 0.014616 | 0.0027484 | 0.014566 | 0.0060299 | 0% | 99% | 0 | 0% | 99% | 0 | 0% | 99% | 0 | 0% | 99% | 0 | 0% | 64.85% | 0 | 0% | 51.04% | 0 | 0% | 51.04% | 0 | 0% | 51.04% | 0 | 0 | 0% | 3.245% | 0 | 0% | 3.245% | 0 | 0% | 3.245% | 0 | 0% | 0.3713% | 0 | 0% | 0.3713% | 0 | 0% | 0.3713% | 0 | 0% | 0.9444% | 0 | 0% | 0.9444% | 0 | 0% | 0.9444% | 0 | 0% | 1.007% | 0 | 0% | 1.007% | 0 | 98.68% | 1.007% | 0.00014525 | 0% | 7.168% | 0 | 0% | 7.168% | 0 | 0% | 7.168% | 0 | 0% | 0.5171% | 0 | 0% | 0.5171% | 0 | 0% | 0.5171% | 0 |  |  |  | 0% | 11.8% | 0 | 0% | 11.8% | 0 | 0% | 11.8% | 0 | 0% | 0.3684% | 0 | 0% | 0.3684% | 0 | 0% | 0.3684% | 0 | 0% | 100% | 0 | 0% | 100% | 0 | 0% | 100% | 0 | 0% | 100% | 0 |  |  | 0 |  |  | 0 |  |  | 0
MILLBRAE 1101CB | 6.1443e-05 | 0 | 0.0036755 | 0 | 0.0036755 | 0.0003371 | 0.0039862 | 0.001547 | 0% | 99% | 0 | 0% | 99% | 0 | 0% | 99% | 0 | 0% | 99% | 0 | 0% | 65.04% | 0 | 0% | 52.17% | 0 | 0% | 52.17% | 0 | 0% | 52.17% | 0 | 0 | 0% | 3.942% | 0 | 0% | 3.942% | 0 | 0% | 3.942% | 0 | 0% | 0.4304% | 0 | 0% | 0.4304% | 0 | 0% | 0.4304% | 0 | 0% | 1.032% | 0 | 7.621% | 1.032% | 2.8903e-06 | 0% | 1.032% | 0 | 7.621% | 1.082% | 3.0303e-06 | 0% | 1.082% | 0 | 0% | 1.082% | 0 | 0% | 7.762% | 0 | 0% | 7.762% | 0 | 0% | 7.762% | 0 | 0% | 0.3259% | 0 | 0% | 0.3259% | 0 | 0% | 0.3259% | 0 |  |  |  | 0% | 11.8% | 0 | 0% | 11.8% | 0 | 0% | 11.8% | 0 | 0% | 0.3635% | 0 | 0% | 0.3635% | 0 | 0% | 0.3635% | 0 | 0% | 100% | 0 | 0% | 100% | 0 | 0% | 100% | 0 | 0% | 100% | 0 |  |  | 0 |  |  | 0 |  |  | 0
SANTA ROSA A 1109CB | 4.0991e-05 | 0 | 0.041615 | 0 | 0.041615 | 0.022373 | 0.0295 | 0.014595 | 0% | 99% | 0 | 0% | 99% | 0 | 0% | 99% | 0 | 0% | 99% | 0 | 0% | 64.16% | 0 | 0% | 50.03% | 0 | 0% | 50.03% | 0 | 0% | 50.03% | 0 | 0 | 0% | 2.301% | 0 | 0% | 2.301% | 0 | 0% | 2.301% | 0 | 0% | 0.2504% | 0 | 0% | 0.2504% | 0 | 0% | 0.2504% | 0 | 0% | 0.6702% | 0 | 0% | 0.6702% | 0 | 0% | 0.6702% | 0 | 0% | 0.6768% | 0 | 0% | 0.6768% | 0 | 29.93% | 0.6768% | 8.4286e-05 | 0% | 4.981% | 0 | 0% | 4.981% | 0 | 0% | 4.981% | 0 | 0% | 1.545% | 0 | 0% | 1.545% | 0 | 0% | 1.545% | 0 |  |  |  | 0% | 11.8% | 0 | 0% | 11.8% | 0 | 0% | 11.8% | 0 | 0% | 0.3694% | 0 | 0% | 0.3694% | 0 | 0% | 0.3694% | 0 | 0% | 100% | 0 | 0% | 100% | 0 | 0% | 100% | 0 | 0% | 100% | 0 |  |  | 0 |  |  | 0 |  |  | 0
EAST STOCKTON 110169982 | 4.3458e-05 | 0 | 0.061327 | 0 | 0.061327 | 0.013652 | 0.055005 | 0.029298 | 0% | 99% | 0 | 0% | 99% | 0 | 0% | 99% | 0 | 0% | 99% | 0 | 0% | 64.26% | 0 | 0% | 50.39% | 0 | 0% | 50.39% | 0 | 0% | 50.39% | 0 | 0 | 0% | 2.836% | 0 | 0% | 2.836% | 0 | 0% | 2.836% | 0 | 0% | 0.3254% | 0 | 0% | 0.3254% | 0 | 0% | 0.3254% | 0 | 0% | 0.8384% | 0 | 0% | 0.8384% | 0 | 0% | 0.8384% | 0 | 0% | 0.8826% | 0 | 100% | 0.8826% | 0.00054128 | 0% | 0.8826% | 0 | 0% | 6.336% | 0 | 0% | 6.336% | 0 | 0% | 6.336% | 0 | 0% | 0.5366% | 0 | 0% | 0.5366% | 0 | 0% | 0.5366% | 0 |  |  |  | 0% | 11.8% | 0 | 0% | 11.8% | 0 | 0% | 11.8% | 0 | 0% | 0.3674% | 0 | 0% | 0.3674% | 0 | 0% | 0.3674% | 0 | 0% | 100% | 0 | 0% | 100% | 0 | 0% | 100% | 0 | 0% | 100% | 0 |  |  | 0 |  |  | 0 |  |  | 0
MANTECA 1705CB | 4.875e-05 | 0 | 0.040299 | 0 | 0.040299 | 0.0054742 | 0.029547 | 0.029353 | 0% | 99% | 0 | 0% | 99% | 0 | 0% | 99% | 0 | 0% | 99% | 0 | 0% | 65.46% | 0 | 0% | 51.85% | 0 | 0% | 51.85% | 0 | 0% | 51.85% | 0 | 0 | 0% | 2.058% | 0 | 0% | 2.058% | 0 | 0% | 2.058% | 0 | 0% | 0.2379% | 0 | 0% | 0.2379% | 0 | 0% | 0.2379% | 0 | 0% | 0.6781% | 0 | 0% | 0.6781% | 0 | 0% | 0.6781% | 0 | 0% | 0.691% | 0 | 0% | 0.691% | 0 | 0% | 0.691% | 0 | 0% | 5.072% | 0 | 0% | 5.072% | 0 | 0% | 5.072% | 0 | 0% | 0.3749% | 0 | 0% | 0.3749% | 0 | 0% | 0.3749% | 0 |  |  |  | 0% | 11.8% | 0 | 0% | 11.8% | 0 | 0% | 11.8% | 0 | 0% | 0.3665% | 0 | 0% | 0.3665% | 0 | 0% | 0.3665% | 0 | 0% | 100% | 0 | 0% | 100% | 0 | 0% | 100% | 0 | 0% | 100% | 0 |  |  | 0 |  |  | 0 |  |  | 0
DALY CITY 110212767 | 3.79e-05 | 0 | 0.017795 | 0 | 0.017795 | 0.0030532 | 0.02144 | 0.0039347 | 0% | 99% | 0 | 0% | 99% | 0 | 0% | 99% | 0 | 0% | 99% | 0 | 0% | 63.97% | 0 | 0% | 50.64% | 0 | 0% | 50.64% | 0 | 0% | 50.64% | 0 | 0 | 0% | 4.224% | 0 | 0% | 4.224% | 0 | 0% | 4.224% | 0 | 0% | 0.4738% | 0 | 0% | 0.4738% | 0 | 0% | 0.4738% | 0 | 0% | 1.155% | 0 | 0% | 1.155% | 0 | 0% | 1.155% | 0 | 0% | 1.233% | 0 | 100% | 1.233% | 0.00021948 | 0% | 1.233% | 0 | 0% | 8.757% | 0 | 0% | 8.757% | 0 | 0% | 8.757% | 0 | 0% | 0.5429% | 0 | 0% | 0.5429% | 0 | 0% | 0.5429% | 0 |  |  |  | 0% | 11.8% | 0 | 0% | 11.8% | 0 | 0% | 11.8% | 0 | 0% | 0.365% | 0 | 0% | 0.365% | 0 | 0% | 0.365% | 0 | 0% | 100% | 0 | 0% | 100% | 0 | 0% | 100% | 0 | 0% | 100% | 0 |  |  | 0 |  |  | 0 |  |  | 0
STAGG 110186148 | 3.7061e-05 | 0 | 0.064003 | 0 | 0.064003 | 0.025276 | 0.054566 | 0.022413 | 0% | 99% | 0 | 0% | 99% | 0 | 0% | 99% | 0 | 0% | 99% | 0 | 0% | 63.52% | 0 | 0% | 49.81% | 0 | 0% | 49.81% | 0 | 0% | 49.81% | 0 | 0 | 0% | 2.569% | 0 | 0% | 2.569% | 0 | 0% | 2.569% | 0 | 0% | 0.2852% | 0 | 0% | 0.2852% | 0 | 0% | 0.2852% | 0 | 0% | 0.8024% | 0 | 0% | 0.8024% | 0 | 0% | 0.8024% | 0 | 57.94% | 0.8141% | 0.00030188 | 42.06% | 0.8141% | 0.00021914 | 0% | 0.8141% | 0 | 0% | 5.984% | 0 | 0% | 5.984% | 0 | 0% | 5.984% | 0 | 0% | 1.063% | 0 | 0% | 1.063% | 0 | 0% | 1.063% | 0 |  |  |  | 0% | 11.8% | 0 | 0% | 11.8% | 0 | 0% | 11.8% | 0 | 0% | 0.3633% | 0 | 0% | 0.3633% | 0 | 0% | 0.3633% | 0 | 0% | 100% | 0 | 0% | 100% | 0 | 0% | 100% | 0 | 0% | 100% | 0 |  |  | 0 |  |  | 0 |  |  | 0
KERN OIL 1109CB | 4.9299e-05 | 0 | 0.085897 | 0 | 0.085897 | 0.017668 | 0.0773 | 0.042272 | 0% | 99% | 0 | 0% | 99% | 0 | 0% | 99% | 0 | 0% | 99% | 0 | 0% | 63.82% | 0 | 0% | 50.97% | 0 | 0% | 50.97% | 0 | 0% | 50.97% | 0 | 0 | 0% | 2.594% | 0 | 0% | 2.594% | 0 | 0% | 2.594% | 0 | 0% | 0.2885% | 0 | 0% | 0.2885% | 0 | 0% | 0.2885% | 0 | 0% | 0.8566% | 0 | 0% | 0.8566% | 0 | 0% | 0.8566% | 0 | 0% | 0.8738% | 0 | 92.37% | 0.8738% | 0.00069332 | 0% | 0.8738% | 0 | 0% | 6.414% | 0 | 0% | 6.414% | 0 | 0% | 6.414% | 0 | 0% | 0.4123% | 0 | 0% | 0.4123% | 0 | 0% | 0.4123% | 0 |  |  |  | 0% | 11.8% | 0 | 0% | 11.8% | 0 | 0% | 11.8% | 0 | 0% | 0.3628% | 0 | 0% | 0.3628% | 0 | 0% | 0.3628% | 0 | 0% | 100% | 0 | 0% | 100% | 0 | 0% | 100% | 0 | 0% | 100% | 0 |  |  | 0 |  |  | 0 |  |  | 0
FRUITVALE 1103815842 | 3.0019e-05 | 0 | 0.024565 | 0 | 0.024565 | 0.005032 | 0.020345 | 0.013874 | 0% | 99% | 0 | 0% | 99% | 0 | 0% | 99% | 0 | 0% | 99% | 0 | 0% | 64.01% | 0 | 0% | 50.44% | 0 | 0% | 50.44% | 0 | 0% | 50.44% | 0 | 0 | 0% | 2.542% | 0 | 0% | 2.542% | 0 | 0% | 2.542% | 0 | 0% | 0.2839% | 0 | 0% | 0.2839% | 0 | 0% | 0.2839% | 0 | 0% | 0.7829% | 0 | 0% | 0.7829% | 0 | 0% | 0.7829% | 0 | 0% | 0.8091% | 0 | 100% | 0.8091% | 0.00019875 | 0% | 0.8091% | 0 | 0% | 5.882% | 0 | 0% | 5.882% | 0 | 0% | 5.882% | 0 | 0% | 0.519% | 0 | 0% | 0.519% | 0 | 0% | 0.519% | 0 |  |  |  | 0% | 11.8% | 0 | 0% | 11.8% | 0 | 0% | 11.8% | 0 | 0% | 0.3678% | 0 | 0% | 0.3678% | 0 | 0% | 0.3678% | 0 | 0% | 100% | 0 | 0% | 100% | 0 | 0% | 100% | 0 | 0% | 100% | 0 |  |  | 0 |  |  | 0 |  |  | 0
CHICO A 0402CB | 6.1938e-05 | 0 | 0.040736 | 0 | 0.040736 | 0.03464 | 0.022265 | 0.0081891 | 0% | 99% | 0 | 0% | 99% | 0 | 0% | 99% | 0 | 0% | 99% | 0 | 0% | 64.19% | 0 | 0% | 48.84% | 0 | 0% | 48.84% | 0 | 0% | 48.84% | 0 | 0 | 0% | 1.492% | 0 | 0% | 1.492% | 0 | 0% | 1.492% | 0 | 0% | 0.1687% | 0 | 0% | 0.1687% | 0 | 0% | 0.1687% | 0 | 0% | 0.5097% | 0 | 0% | 0.5097% | 0 | 0% | 0.5097% | 0 | 0% | 0.5114% | 0 | 0% | 0.5114% | 0 | 95.42% | 0.5114% | 0.00019877 | 0% | 3.793% | 0 | 0% | 3.793% | 0 | 0% | 3.793% | 0 | 0% | 2.266% | 0 | 0% | 2.266% | 0 | 0% | 2.266% | 0 |  |  |  | 0% | 11.8% | 0 | 0% | 11.8% | 0 | 0% | 11.8% | 0 | 0% | 0.3742% | 0 | 0% | 0.3742% | 0 | 0% | 0.3742% | 0 | 0% | 100% | 0 | 0% | 100% | 0 | 0% | 100% | 0 | 0% | 100% | 0 |  |  | 0 |  |  | 0 |  |  | 0
SANTA ROSA A 1105CB | 4.4724e-05 | 0 | 0.061821 | 0 | 0.061821 | 0.020702 | 0.050375 | 0.027764 | 0% | 99% | 0 | 0% | 99% | 0 | 0% | 99% | 0 | 0% | 99% | 0 | 0% | 64.86% | 0 | 0% | 50.72% | 0 | 0% | 50.72% | 0 | 0% | 50.72% | 0 | 0 | 0% | 2.797% | 0 | 0% | 2.797% | 0 | 0% | 2.797% | 0 | 0% | 0.3092% | 0 | 0% | 0.3092% | 0 | 0% | 0.3092% | 0 | 0% | 0.7681% | 0 | 0% | 0.7681% | 0 | 0% | 0.7681% | 0 | 0% | 0.7991% | 0 | 0% | 0.7991% | 0 | 2.074% | 0.7991% | 1.0248e-05 | 0% | 5.766% | 0 | 0% | 5.766% | 0 | 0% | 5.766% | 0 | 0% | 0.9262% | 0 | 0% | 0.9262% | 0 | 0% | 0.9262% | 0 |  |  |  | 0% | 11.8% | 0 | 0% | 11.8% | 0 | 0% | 11.8% | 0 | 0% | 0.3699% | 0 | 0% | 0.3699% | 0 | 0% | 0.3699% | 0 | 0% | 100% | 0 | 0% | 100% | 0 | 0% | 100% | 0 | 0% | 100% | 0 |  |  | 0 |  |  | 0 |  |  | 0
NAPA 1102710 | 3.7433e-05 | 0 | 0.047882 | 0 | 0.047882 | 0.020017 | 0.042458 | 0.014087 | 0% | 99% | 0 | 0% | 99% | 0 | 0% | 99% | 0 | 0% | 99% | 0 | 0% | 63.13% | 0 | 0% | 49.78% | 0 | 0% | 49.78% | 0 | 0% | 49.78% | 0 | 0 | 0% | 2.895% | 0 | 0% | 2.895% | 0 | 0% | 2.895% | 0 | 0% | 0.3102% | 0 | 0% | 0.3102% | 0 | 0% | 0.3102% | 0 | 0% | 0.8435% | 0 | 0% | 0.8435% | 0 | 0% | 0.8435% | 0 | 80.62% | 0.8476% | 0.00032719 | 6.771% | 0.8476% | 2.7481e-05 | 0% | 0.8476% | 0 | 0% | 6.261% | 0 | 0% | 6.261% | 0 | 0% | 6.261% | 0 | 0% | 1.209% | 0 | 0% | 1.209% | 0 | 0% | 1.209% | 0 |  |  |  | 0% | 11.8% | 0 | 0% | 11.8% | 0 | 0% | 11.8% | 0 | 0% | 0.362% | 0 | 0% | 0.362% | 0 | 0% | 0.362% | 0 | 0% | 100% | 0 | 0% | 100% | 0 | 0% | 100% | 0 | 0% | 100% | 0 |  |  | 0 |  |  | 0 |  |  | 0
LIVERMORE 1101CB | 3.5123e-05 | 0 | 0.012945 | 0 | 0.012945 | 0.0021964 | 0.01256 | 0.0059438 | 0% | 99% | 0 | 0% | 99% | 0 | 0% | 99% | 0 | 0% | 99% | 0 | 0% | 63.79% | 0 | 0% | 50.66% | 0 | 0% | 50.66% | 0 | 0% | 50.66% | 0 | 0 | 0% | 3.182% | 0 | 0% | 3.182% | 0 | 0% | 3.182% | 0 | 0% | 0.3481% | 0 | 0% | 0.3481% | 0 | 0% | 0.3481% | 0 | 0% | 0.9166% | 0 | 0% | 0.9166% | 0 | 0% | 0.9166% | 0 | 40.31% | 0.9343% | 4.8755e-05 | 0% | 0.9343% | 0 | 0% | 0.9343% | 0 | 0% | 6.839% | 0 | 0% | 6.839% | 0 | 0% | 6.839% | 0 | 0% | 0.4725% | 0 | 0% | 0.4725% | 0 | 0% | 0.4725% | 0 |  |  |  | 0% | 11.8% | 0 | 0% | 11.8% | 0 | 0% | 11.8% | 0 | 0% | 0.3604% | 0 | 0% | 0.3604% | 0 | 0% | 0.3604% | 0 | 0% | 100% | 0 | 0% | 100% | 0 | 0% | 100% | 0 | 0% | 100% | 0 |  |  | 0 |  |  | 0 |  |  | 0
BELMONT 111039182 | 3.0265e-05 | 0 | 0.0084698 | 0 | 0.0084698 | 0.0045291 | 0.0070219 | 0.0019944 | 0% | 99% | 0 | 0% | 99% | 0 | 0% | 99% | 0 | 0% | 99% | 0 | 0% | 63.49% | 0 | 0% | 49.51% | 0 | 0% | 49.51% | 0 | 0% | 49.51% | 0 | 0 | 0% | 2.819% | 0 | 0% | 2.819% | 0 | 0% | 2.819% | 0 | 0% | 0.3042% | 0 | 0% | 0.3042% | 0 | 0% | 0.3042% | 0 | 0% | 0.7866% | 0 | 0% | 0.7866% | 0 | 0% | 0.7866% | 0 | 100% | 0.7984% | 6.7627e-05 | 0% | 0.7984% | 0 | 0% | 0.7984% | 0 | 0% | 5.852% | 0 | 0% | 5.852% | 0 | 0% | 5.852% | 0 | 0% | 1.538% | 0 | 0% | 1.538% | 0 | 0% | 1.538% | 0 |  |  |  | 0% | 11.8% | 0 | 2.439% | 11.8% | 2.438e-05 | 0% | 11.8% | 0 | 0% | 0.3662% | 0 | 0% | 0.3662% | 0 | 0% | 0.3662% | 0 | 0% | 100% | 0 | 0% | 100% | 0 | 0% | 100% | 0 | 0% | 100% | 0 |  |  | 0 |  |  | 0 |  |  | 0
ACTON 0401CB | 3.4833e-05 | 0 | 0.016937 | 0 | 0.016937 | 0.0020241 | 0.020505 | 0.0045668 | 0% | 99% | 0 | 0% | 99% | 0 | 0% | 99% | 0 | 0% | 99% | 0 | 0% | 62.69% | 0 | 0% | 50.4% | 0 | 0% | 50.4% | 0 | 0% | 50.4% | 0 | 0 | 0% | 4.163% | 0 | 0% | 4.163% | 0 | 0% | 4.163% | 0 | 0% | 0.4504% | 0 | 0% | 0.4504% | 0 | 0% | 0.4504% | 0 | 0% | 1.159% | 0 | 0% | 1.159% | 0 | 0% | 1.159% | 0 | 26.49% | 1.194% | 5.354e-05 | 73.51% | 1.194% | 0.0001486 | 0% | 1.194% | 0 | 0% | 8.675% | 0 | 0% | 8.675% | 0 | 0% | 8.675% | 0 | 0% | 0.3828% | 0 | 0% | 0.3828% | 0 | 0% | 0.3828% | 0 |  |  |  | 0% | 11.8% | 0 | 0% | 11.8% | 0 | 0% | 11.8% | 0 | 0% | 0.356% | 0 | 0% | 0.356% | 0 | 0% | 0.356% | 0 | 0% | 100% | 0 | 0% | 100% | 0 | 0% | 100% | 0 | 0% | 100% | 0 |  |  | 0 |  |  | 0 |  |  | 0
LLAGAS 2102XR492 | 2.7675e-05 | 0 | 0.026989 | 0 | 0.026989 | 0.0082997 | 0.022134 | 0.012747 | 0% | 99% | 0 | 0% | 99% | 0 | 0% | 99% | 0 | 0% | 99% | 0 | 0% | 64.72% | 0 | 0% | 51.26% | 0 | 0% | 51.26% | 0 | 0% | 51.26% | 0 | 0 | 0% | 2.639% | 0 | 0% | 2.639% | 0 | 0% | 2.639% | 0 | 0% | 0.2828% | 0 | 0% | 0.2828% | 0 | 0% | 0.2828% | 0 | 0% | 0.7798% | 0 | 0% | 0.7798% | 0 | 0% | 0.7798% | 0 | 42.46% | 0.7866% | 9.0129e-05 | 43.47% | 0.7866% | 9.2288e-05 | 0% | 0.7866% | 0 | 0% | 5.797% | 0 | 0% | 5.797% | 0 | 0% | 5.797% | 0 | 0% | 0.7439% | 0 | 0% | 0.7439% | 0 | 0% | 0.7439% | 0 |  |  |  | 0% | 11.8% | 0 | 0% | 11.8% | 0 | 0% | 11.8% | 0 | 0% | 0.365% | 0 | 0% | 0.365% | 0 | 0% | 0.365% | 0 | 0% | 100% | 0 | 0% | 100% | 0 | 0% | 100% | 0 | 0% | 100% | 0 |  |  | 0 |  |  | 0 |  |  | 0
VACA DIXON 1104607900 | 2.7434e-05 | 0 | 0.021424 | 0 | 0.021424 | 0.0051665 | 0.021273 | 0.007838 | 0% | 99% | 0 | 0% | 99% | 0 | 0% | 99% | 0 | 0% | 99% | 0 | 0% | 63.07% | 0 | 0% | 49.7% | 0 | 0% | 49.7% | 0 | 0% | 49.7% | 0 | 0 | 0% | 3.003% | 0 | 0% | 3.003% | 0 | 0% | 3.003% | 0 | 0% | 0.3418% | 0 | 0% | 0.3418% | 0 | 0% | 0.3418% | 0 | 0% | 0.9332% | 0 | 0% | 0.9332% | 0 | 0% | 0.9332% | 0 | 0% | 0.9686% | 0 | 22.86% | 0.9686% | 4.7442e-05 | 77.14% | 0.9686% | 0.00016007 | 0% | 7.02% | 0 | 0% | 7.02% | 0 | 0% | 7.02% | 0 | 0% | 0.5483% | 0 | 0% | 0.5483% | 0 | 0% | 0.5483% | 0 |  |  |  | 0% | 11.8% | 0 | 0% | 11.8% | 0 | 0% | 11.8% | 0 | 0% | 0.3619% | 0 | 0% | 0.3619% | 0 | 0% | 0.3619% | 0 | 0% | 100% | 0 | 0% | 100% | 0 | 0% | 100% | 0 | 0% | 100% | 0 |  |  | 0 |  |  | 0 |  |  | 0
DALY CITY 0401CB | 3.5031e-05 | 0 | 0.020944 | 0 | 0.020944 | 0.0033851 | 0.025521 | 0.0046053 | 0% | 99% | 0 | 0% | 99% | 0 | 0% | 99% | 0 | 0% | 99% | 0 | 0% | 62.87% | 0 | 0% | 50.16% | 0 | 0% | 50.16% | 0 | 0% | 50.16% | 0 | 0 | 0% | 4.203% | 0 | 0% | 4.203% | 0 | 0% | 4.203% | 0 | 0% | 0.4607% | 0 | 0% | 0.4607% | 0 | 0% | 0.4607% | 0 | 0% | 1.162% | 0 | 0% | 1.162% | 0 | 0% | 1.162% | 0 | 54.78% | 1.208% | 0.00013857 | 45.22% | 1.208% | 0.00011436 | 0% | 1.208% | 0 | 0% | 8.723% | 0 | 0% | 8.723% | 0 | 0% | 8.723% | 0 | 0% | 0.4872% | 0 | 0% | 0.4872% | 0 | 0% | 0.4872% | 0 |  |  |  | 0% | 11.8% | 0 | 0% | 11.8% | 0 | 0% | 11.8% | 0 | 0% | 0.3573% | 0 | 0% | 0.3573% | 0 | 0% | 0.3573% | 0 | 0% | 100% | 0 | 0% | 100% | 0 | 0% | 100% | 0 | 0% | 100% | 0 |  |  | 0 |  |  | 0 |  |  | 0
LOS ALTOS 110660028 | 3.7193e-05 | 0 | 0.020362 | 0 | 0.020362 | 0.0124 | 0.014843 | 0.0053395 | 0% | 99% | 0 | 0% | 99% | 0 | 0% | 99% | 0 | 0% | 99% | 0 | 0% | 64.16% | 0 | 0% | 49.57% | 0 | 0% | 49.57% | 0 | 0% | 49.57% | 0 | 0 | 0% | 2.18% | 0 | 0% | 2.18% | 0 | 0% | 2.18% | 0 | 0% | 0.2427% | 0 | 0% | 0.2427% | 0 | 0% | 0.2427% | 0 | 0% | 0.6862% | 0 | 0% | 0.6862% | 0 | 0% | 0.6862% | 0 | 0% | 0.6995% | 0 | 0% | 0.6995% | 0 | 100% | 0.6995% | 0.00014243 | 0% | 5.127% | 0 | 0% | 5.127% | 0 | 0% | 5.127% | 0 | 0% | 1.571% | 0 | 0% | 1.571% | 0 | 0% | 1.571% | 0 |  |  |  | 0% | 11.8% | 0 | 0% | 11.8% | 0 | 0% | 11.8% | 0 | 0% | 0.3695% | 0 | 0% | 0.3695% | 0 | 0% | 0.3695% | 0 | 0% | 100% | 0 | 0% | 100% | 0 | 0% | 100% | 0 | 0% | 100% | 0 |  |  | 0 |  |  | 0 |  |  | 0
LAS GALLINAS A 1104CB | 4.2033e-05 | 0 | 0.035996 | 0 | 0.035996 | 0.013275 | 0.032712 | 0.011629 | 0% | 99% | 0 | 0% | 99% | 0 | 0% | 99% | 0 | 0% | 99% | 0 | 0% | 63.69% | 0 | 0% | 49.88% | 0 | 0% | 49.88% | 0 | 0% | 49.88% | 0 | 0 | 0% | 3.291% | 0 | 0% | 3.291% | 0 | 0% | 3.291% | 0 | 0% | 0.3548% | 0 | 0% | 0.3548% | 0 | 0% | 0.3548% | 0 | 0% | 0.86% | 0 | 0% | 0.86% | 0 | 0% | 0.86% | 0 | 0% | 0.8807% | 0 | 0% | 0.8807% | 0 | 0% | 0.8807% | 0 | 0% | 6.409% | 0 | 0% | 6.409% | 0 | 0% | 6.409% | 0 | 0% | 0.9767% | 0 | 0% | 0.9767% | 0 | 0% | 0.9767% | 0 |  |  |  | 0% | 11.8% | 0 | 0% | 11.8% | 0 | 0% | 11.8% | 0 | 0% | 0.3647% | 0 | 0% | 0.3647% | 0 | 0% | 0.3647% | 0 | 0% | 100% | 0 | 0% | 100% | 0 | 0% | 100% | 0 | 0% | 100% | 0 |  |  | 0 |  |  | 0 |  |  | 0
MONROE 210781174 | 4.8339e-05 | 0 | 0.015166 | 0 | 0.015166 | 0.0095855 | 0.0097064 | 0.0049877 | 0% | 99% | 0 | 0% | 99% | 0 | 0% | 99% | 0 | 0% | 99% | 0 | 0% | 64.75% | 0 | 0% | 49.7% | 0 | 0% | 49.7% | 0 | 0% | 49.7% | 0 | 0 | 0% | 2.07% | 0 | 0% | 2.07% | 0 | 0% | 2.07% | 0 | 0% | 0.2341% | 0 | 0% | 0.2341% | 0 | 0% | 0.2341% | 0 | 0% | 0.5966% | 0 | 0% | 0.5966% | 0 | 0% | 0.5966% | 0 | 0% | 0.6185% | 0 | 0% | 0.6185% | 0 | 0% | 0.6185% | 0 | 0% | 4.476% | 0 | 0% | 4.476% | 0 | 0% | 4.476% | 0 | 0% | 1.796% | 0 | 0% | 1.796% | 0 | 0% | 1.796% | 0 |  |  |  | 0% | 11.8% | 0 | 0% | 11.8% | 0 | 0% | 11.8% | 0 | 0% | 0.3746% | 0 | 0% | 0.3746% | 0 | 0% | 0.3746% | 0 | 0% | 100% | 0 | 0% | 100% | 0 | 0% | 100% | 0 | 0% | 100% | 0 |  |  | 0 |  |  | 0 |  |  | 0
CHICO A 0401CB | 5.9519e-05 | 0 | 0.019676 | 0 | 0.019676 | 0.016244 | 0.011439 | 0.0038203 | 0% | 99% | 0 | 0% | 99% | 0 | 0% | 99% | 0 | 0% | 99% | 0 | 0% | 64.28% | 0 | 0% | 48.81% | 0 | 0% | 48.81% | 0 | 0% | 48.81% | 0 | 0 | 0% | 1.658% | 0 | 0% | 1.658% | 0 | 0% | 1.658% | 0 | 0% | 0.1879% | 0 | 0% | 0.1879% | 0 | 0% | 0.1879% | 0 | 0% | 0.5433% | 0 | 0% | 0.5433% | 0 | 0% | 0.5433% | 0 | 0% | 0.5537% | 0 | 0% | 0.5537% | 0 | 33.73% | 0.5537% | 3.6746e-05 | 0% | 4.063% | 0 | 0% | 4.063% | 0 | 0% | 4.063% | 0 | 0% | 2.167% | 0 | 0% | 2.167% | 0 | 0% | 2.167% | 0 |  |  |  | 0% | 11.8% | 0 | 0% | 11.8% | 0 | 0% | 11.8% | 0 | 0% | 0.3749% | 0 | 0% | 0.3749% | 0 | 0% | 0.3749% | 0 | 0% | 100% | 0 | 0% | 100% | 0 | 0% | 100% | 0 | 0% | 100% | 0 |  |  | 0 |  |  | 0 |  |  | 0
PAUL SWEET 210166806 | 3.4143e-05 | 0 | 0.027461 | 0 | 0.027461 | 0.01164 | 0.023732 | 0.0085973 | 0% | 99% | 0 | 0% | 99% | 0 | 0% | 99% | 0 | 0% | 99% | 0 | 0% | 64.34% | 0 | 0% | 50.31% | 0 | 0% | 50.31% | 0 | 0% | 50.31% | 0 | 0 | 0% | 2.795% | 0 | 0% | 2.795% | 0 | 0% | 2.795% | 0 | 0% | 0.312% | 0 | 0% | 0.312% | 0 | 0% | 0.312% | 0 | 0% | 0.8154% | 0 | 0% | 0.8154% | 0 | 0% | 0.8154% | 0 | 0% | 0.849% | 0 | 49.3% | 0.849% | 0.00011494 | 50.07% | 0.849% | 0.00011673 | 0% | 6.134% | 0 | 0% | 6.134% | 0 | 0% | 6.134% | 0 | 0% | 1.109% | 0 | 0% | 1.109% | 0 | 0% | 1.109% | 0 |  |  |  | 0% | 11.8% | 0 | 0% | 11.8% | 0 | 0% | 11.8% | 0 | 0% | 0.3682% | 0 | 0% | 0.3682% | 0 | 0% | 0.3682% | 0 | 0% | 100% | 0 | 0% | 100% | 0 | 0% | 100% | 0 | 0% | 100% | 0 |  |  | 0 |  |  | 0 |  |  | 0
JARVIS 1108CB | 3.267e-05 | 0 | 0.023147 | 0 | 0.023147 | 0.0046413 | 0.022413 | 0.010009 | 0% | 99% | 0 | 0% | 99% | 0 | 0% | 99% | 0 | 0% | 99% | 0 | 0% | 63.57% | 0 | 0% | 50.83% | 0 | 0% | 50.83% | 0 | 0% | 50.83% | 0 | 0 | 0% | 3.152% | 0 | 0% | 3.152% | 0 | 0% | 3.152% | 0 | 0% | 0.3391% | 0 | 0% | 0.3391% | 0 | 0% | 0.3391% | 0 | 0% | 0.9184% | 0 | 0% | 0.9184% | 0 | 0% | 0.9184% | 0 | 0% | 0.925% | 0 | 0% | 0.925% | 0 | 0% | 0.925% | 0 | 0% | 6.822% | 0 | 0% | 6.822% | 0 | 0% | 6.822% | 0 | 0% | 0.475% | 0 | 0% | 0.475% | 0 | 0% | 0.475% | 0 |  |  |  | 0% | 11.8% | 0 | 0% | 11.8% | 0 | 0% | 11.8% | 0 | 0% | 0.3587% | 0 | 0% | 0.3587% | 0 | 0% | 0.3587% | 0 | 0% | 100% | 0 | 0% | 100% | 0 | 0% | 100% | 0 | 0% | 100% | 0 |  |  | 0 |  |  | 0 |  |  | 0
STELLING 1104LC120 | 3.3944e-05 | 0 | 0.015697 | 0 | 0.015697 | 0.0075476 | 0.012896 | 0.0046901 | 0% | 99% | 0 | 0% | 99% | 0 | 0% | 99% | 0 | 0% | 99% | 0 | 0% | 63.64% | 0 | 0% | 49.95% | 0 | 0% | 49.95% | 0 | 0% | 49.95% | 0 | 0 | 0% | 2.316% | 0 | 0% | 2.316% | 0 | 0% | 2.316% | 0 | 0% | 0.2534% | 0 | 0% | 0.2534% | 0 | 0% | 0.2534% | 0 | 0% | 0.7796% | 0 | 0% | 0.7796% | 0 | 0% | 0.7796% | 0 | 98.75% | 0.7809% | 0.00012104 | 0% | 0.7809% | 0 | 0% | 0.7809% | 0 | 0% | 5.798% | 0 | 0% | 5.798% | 0 | 0% | 5.798% | 0 | 0% | 1.103% | 0 | 0% | 1.103% | 0 | 0% | 1.103% | 0 |  |  |  | 0% | 11.8% | 0 | 0% | 11.8% | 0 | 0% | 11.8% | 0 | 0% | 0.3635% | 0 | 0% | 0.3635% | 0 | 0% | 0.3635% | 0 | 0% | 100% | 0 | 0% | 100% | 0 | 0% | 100% | 0 | 0% | 100% | 0 |  |  | 0 |  |  | 0 |  |  | 0
CONTRA COSTA 2116CB | 5.0766e-05 | 0 | 0.10084 | 0 | 0.10084 | 0.018693 | 0.097166 | 0.045624 | 0% | 99% | 0 | 0% | 99% | 0 | 0% | 99% | 0 | 0% | 99% | 0 | 0% | 63.71% | 0 | 0% | 50.74% | 0 | 0% | 50.74% | 0 | 0% | 50.74% | 0 | 0 | 0% | 2.888% | 0 | 0% | 2.888% | 0 | 0% | 2.888% | 0 | 0% | 0.3212% | 0 | 0% | 0.3212% | 0 | 0% | 0.3212% | 0 | 0% | 0.91% | 0 | 0% | 0.91% | 0 | 0% | 0.91% | 0 | 0% | 0.9262% | 0 | 0% | 0.9262% | 0 | 0% | 0.9262% | 0 | 0% | 6.801% | 0 | 0% | 6.801% | 0 | 0% | 6.801% | 0 | 0% | 0.423% | 0 | 0% | 0.423% | 0 | 0% | 0.423% | 0 |  |  |  | 0% | 11.8% | 0 | 0% | 11.8% | 0 | 0% | 11.8% | 0 | 0% | 0.3597% | 0 | 0% | 0.3597% | 0 | 0% | 0.3597% | 0 | 0% | 100% | 0 | 0% | 100% | 0 | 0% | 100% | 0 | 0% | 100% | 0 |  |  | 0 |  |  | 0 |  |  | 0
MC KEE 1110XR344 | 2.2622e-05 | 0 | 0.0024658 | 0 | 0.0024658 | 0.00088662 | 0.0019148 | 0.0011471 | 0% | 99% | 0 | 0% | 99% | 0 | 0% | 99% | 0 | 0% | 99% | 0 | 0% | 65.61% | 0 | 0% | 51.23% | 0 | 0% | 51.23% | 0 | 0% | 51.23% | 0 | 0 | 0% | 2.925% | 0 | 0% | 2.925% | 0 | 0% | 2.925% | 0 | 0% | 0.3231% | 0 | 0% | 0.3231% | 0 | 0% | 0.3231% | 0 | 0% | 0.7285% | 0 | 0% | 0.7285% | 0 | 0% | 0.7285% | 0 | 0% | 0.7629% | 0 | 6.355% | 0.7629% | 1.1954e-06 | 0% | 0.7629% | 0 | 0% | 5.465% | 0 | 0% | 5.465% | 0 | 0% | 5.465% | 0 | 0% | 0.8669% | 0 | 0% | 0.8669% | 0 | 0% | 0.8669% | 0 |  |  |  | 0% | 11.8% | 0 | 0% | 11.8% | 0 | 0% | 11.8% | 0 | 0% | 0.372% | 0 | 0% | 0.372% | 0 | 0% | 0.372% | 0 | 0% | 100% | 0 | 0% | 100% | 0 | 0% | 100% | 0 | 0% | 100% | 0 |  |  | 0 |  |  | 0 |  |  | 0
PASO ROBLES 1104CB | 3.3142e-05 | 0 | 0.010779 | 0 | 0.010779 | 0.0017875 | 0.011907 | 0.0035685 | 0% | 99% | 0 | 0% | 99% | 0 | 0% | 99% | 0 | 0% | 99% | 0 | 0% | 61.74% | 0 | 0% | 48.16% | 0 | 0% | 48.16% | 0 | 0% | 48.16% | 0 | 0 | 0% | 3.091% | 0 | 0% | 3.091% | 0 | 0% | 3.091% | 0 | 0% | 0.3566% | 0 | 0% | 0.3566% | 0 | 0% | 0.3566% | 0 | 0% | 1.026% | 0 | 0% | 1.026% | 0 | 0% | 1.026% | 0 | 0% | 1.055% | 0 | 100% | 1.055% | 0.00011373 | 0% | 1.055% | 0 | 0% | 7.705% | 0 | 0% | 7.705% | 0 | 0% | 7.705% | 0 | 0% | 0.5286% | 0 | 0% | 0.5286% | 0 | 0% | 0.5286% | 0 |  |  |  | 0% | 11.8% | 0 | 0% | 11.8% | 0 | 0% | 11.8% | 0 | 0% | 0.3545% | 0 | 0% | 0.3545% | 0 | 0% | 0.3545% | 0 | 0% | 100% | 0 | 0% | 100% | 0 | 0% | 100% | 0 | 0% | 100% | 0 |  |  | 0 |  |  | 0 |  |  | 0
NEWARK 21KV 2107MR494 | 3.8277e-05 | 0 | 0.016795 | 0 | 0.016795 | 0.0039584 | 0.015025 | 0.0079204 | 0% | 99% | 0 | 0% | 99% | 0 | 0% | 99% | 0 | 0% | 99% | 0 | 0% | 65.4% | 0 | 0% | 51.35% | 0 | 0% | 51.35% | 0 | 0% | 51.35% | 0 | 0 | 0% | 3.151% | 0 | 0% | 3.151% | 0 | 0% | 3.151% | 0 | 0% | 0.3513% | 0 | 0% | 0.3513% | 0 | 0% | 0.3513% | 0 | 0% | 0.8403% | 0 | 0% | 0.8403% | 0 | 0% | 0.8403% | 0 | 0% | 0.884% | 0 | 0% | 0.884% | 0 | 0% | 0.884% | 0 | 0% | 6.329% | 0 | 0% | 6.329% | 0 | 0% | 6.329% | 0 | 0% | 0.5299% | 0 | 0% | 0.5299% | 0 | 0% | 0.5299% | 0 |  |  |  | 0% | 11.8% | 0 | 0% | 11.8% | 0 | 0% | 11.8% | 0 | 0% | 0.3687% | 0 | 0% | 0.3687% | 0 | 0% | 0.3687% | 0 | 0% | 100% | 0 | 0% | 100% | 0 | 0% | 100% | 0 | 0% | 100% | 0 |  |  | 0 |  |  | 0 |  |  | 0
MC KEE 1111XR132 | 3.5065e-05 | 0 | 0.019741 | 0 | 0.019741 | 0.0077865 | 0.016867 | 0.0069727 | 0% | 99% | 0 | 0% | 99% | 0 | 0% | 99% | 0 | 0% | 99% | 0 | 0% | 63.36% | 0 | 0% | 49.95% | 0 | 0% | 49.95% | 0 | 0% | 49.95% | 0 | 0 | 0% | 2.544% | 0 | 0% | 2.544% | 0 | 0% | 2.544% | 0 | 0% | 0.2758% | 0 | 0% | 0.2758% | 0 | 0% | 0.2758% | 0 | 0% | 0.8076% | 0 | 0% | 0.8076% | 0 | 0% | 0.8076% | 0 | 24.88% | 0.8037% | 3.9476e-05 | 0.9983% | 0.8037% | 1.584e-06 | 0% | 0.8037% | 0 | 0% | 5.985% | 0 | 0% | 5.985% | 0 | 0% | 5.985% | 0 | 0% | 0.9177% | 0 | 0% | 0.9177% | 0 | 0% | 0.9177% | 0 |  |  |  | 0% | 11.8% | 0 | 0% | 11.8% | 0 | 0% | 11.8% | 0 | 0% | 0.3609% | 0 | 0% | 0.3609% | 0 | 0% | 0.3609% | 0 | 0% | 100% | 0 | 0% | 100% | 0 | 0% | 100% | 0 | 0% | 100% | 0 |  |  | 0 |  |  | 0 |  |  | 0
CASTRO VALLEY 1109MR250 | 4.5806e-05 | 0 | 0.01475 | 0 | 0.01475 | 0.0042764 | 0.012351 | 0.0070031 | 0% | 99% | 0 | 0% | 99% | 0 | 0% | 99% | 0 | 0% | 99% | 0 | 0% | 65.89% | 0 | 0% | 52.22% | 0 | 0% | 52.22% | 0 | 0% | 52.22% | 0 | 0 | 0% | 2.84% | 0 | 0% | 2.84% | 0 | 0% | 2.84% | 0 | 0% | 0.3118% | 0 | 0% | 0.3118% | 0 | 0% | 0.3118% | 0 | 0% | 0.7953% | 0 | 0% | 0.7953% | 0 | 0% | 0.7953% | 0 | 0% | 0.8277% | 0 | 45.18% | 0.8277% | 5.5162e-05 | 28.56% | 0.8277% | 3.4868e-05 | 0% | 5.977% | 0 | 0% | 5.977% | 0 | 0% | 5.977% | 0 | 0% | 0.6489% | 0 | 0% | 0.6489% | 0 | 0% | 0.6489% | 0 |  |  |  | 0% | 11.8% | 0 | 0% | 11.8% | 0 | 0% | 11.8% | 0 | 0% | 0.37% | 0 | 0% | 0.37% | 0 | 0% | 0.37% | 0 | 0% | 100% | 0 | 0% | 100% | 0 | 0% | 100% | 0 | 0% | 100% | 0 |  |  | 0 |  |  | 0 |  |  | 0
SF G 0402CB | 4.1725e-05 | 0 | 0.0065906 | 0 | 0.0065906 | 0.00093074 | 0.0081862 | 0.001445 | 0% | 99% | 0 | 0% | 99% | 0 | 0% | 99% | 0 | 0% | 99% | 0 | 0% | 61.58% | 0 | 0% | 49.03% | 0 | 0% | 49.03% | 0 | 0% | 49.03% | 0 | 0 | 0% | 4.264% | 0 | 0% | 4.264% | 0 | 0% | 4.264% | 0 | 0% | 0.4591% | 0 | 0% | 0.4591% | 0 | 0% | 0.4591% | 0 | 0% | 1.187% | 0 | 0% | 1.187% | 0 | 0% | 1.187% | 0 | 0% | 1.225% | 0 | 0% | 1.225% | 0 | 0% | 1.225% | 0 | 0% | 8.896% | 0 | 0% | 8.896% | 0 | 0% | 8.896% | 0 | 0% | 0.4754% | 0 | 0% | 0.4754% | 0 | 0% | 0.4754% | 0 |  |  |  | 0% | 11.8% | 0 | 0% | 11.8% | 0 | 0% | 11.8% | 0 | 0% | 0.3561% | 0 | 0% | 0.3561% | 0 | 0% | 0.3561% | 0 | 0% | 100% | 0 | 0% | 100% | 0 | 0% | 100% | 0 | 0% | 100% | 0 |  |  | 0 |  |  | 0 |  |  | 0
GOLDTREE 1105588830 | 3.4006e-05 | 0 | 0.0061293 | 0.73004 | 0.73617 | 0.0029537 | 0.0051817 | 0.0016881 | 0% | 99% | 0 | 0% | 99% | 0 | 0% | 99% | 0 | 0% | 99% | 0 | 0% | 63.49% | 0 | 0% | 49.72% | 0 | 0% | 49.72% | 0 | 0% | 49.72% | 0 | 0.73004 | 0% | 2.902% | 0 | 0% | 2.902% | 0 | 0% | 2.902% | 0 | 0% | 0.3103% | 0 | 0% | 0.3103% | 0 | 0% | 0.3103% | 0 | 0% | 0.8026% | 0 | 0% | 0.8026% | 0 | 0% | 0.8026% | 0 | 99.2% | 0.8144% | 4.9522e-05 | 0% | 0.8144% | 0 | 0% | 0.8144% | 0 | 0% | 5.97% | 0 | 0% | 5.97% | 0 | 0% | 5.97% | 0 | 0% | 1.191% | 0 | 0% | 1.191% | 0 | 0% | 1.191% | 0 |  |  |  | 0% | 11.8% | 0 | 0% | 11.8% | 0 | 0% | 11.8% | 0 | 0% | 0.3658% | 0 | 0% | 0.3658% | 0 | 0% | 0.3658% | 0 | 0% | 100% | 0 | 0% | 100% | 0 | 0% | 100% | 0 | 0% | 100% | 0 |  |  | 0 |  |  | 0 |  |  | 0
NEWARK 21KV 2105CB | 5.4552e-05 | 0 | 0.025569 | 0 | 0.025569 | 0.0027074 | 0.023494 | 0.014783 | 0% | 99% | 0 | 0% | 99% | 0 | 0% | 99% | 0 | 0% | 99% | 0 | 0% | 66.01% | 0 | 0% | 51.87% | 0 | 0% | 51.87% | 0 | 0% | 51.87% | 0 | 0 | 0% | 3.289% | 0 | 0% | 3.289% | 0 | 0% | 3.289% | 0 | 0% | 0.3734% | 0 | 0% | 0.3734% | 0 | 0% | 0.3734% | 0 | 0% | 0.8557% | 0 | 0% | 0.8557% | 0 | 0% | 0.8557% | 0 | 27.98% | 0.9136% | 6.5366e-05 | 0% | 0.9136% | 0 | 29.56% | 0.9136% | 6.9057e-05 | 0% | 6.479% | 0 | 0% | 6.479% | 0 | 0% | 6.479% | 0 | 0% | 0.2546% | 0 | 0% | 0.2546% | 0 | 0% | 0.2546% | 0 |  |  |  | 0% | 11.8% | 0 | 0% | 11.8% | 0 | 0% | 11.8% | 0 | 0% | 0.3697% | 0 | 0% | 0.3697% | 0 | 0% | 0.3697% | 0 | 0% | 100% | 0 | 0% | 100% | 0 | 0% | 100% | 0 | 0% | 100% | 0 |  |  | 0 |  |  | 0 |  |  | 0
EL CERRITO G 1102BR230 | 4.2513e-05 | 0 | 0.0099006 | 0 | 0.0099006 | 0.0010212 | 0.010173 | 0.0046747 | 0% | 99% | 0 | 0% | 99% | 0 | 0% | 99% | 0 | 0% | 99% | 0 | 0% | 64.88% | 0 | 0% | 51.55% | 0 | 0% | 51.55% | 0 | 0% | 51.55% | 0 | 0 | 0% | 4.062% | 0 | 0% | 4.062% | 0 | 0% | 4.062% | 0 | 0% | 0.4411% | 0 | 0% | 0.4411% | 0 | 0% | 0.4411% | 0 | 0% | 0.9665% | 0 | 0% | 0.9665% | 0 | 0% | 0.9665% | 0 | 0% | 1.009% | 0 | 0% | 1.009% | 0 | 0% | 1.009% | 0 | 0% | 7.237% | 0 | 0% | 7.237% | 0 | 0% | 7.237% | 0 | 0% | 0.2853% | 0 | 0% | 0.2853% | 0 | 0% | 0.2853% | 0 |  |  |  | 0% | 11.8% | 0 | 0% | 11.8% | 0 | 0% | 11.8% | 0 | 0% | 0.3639% | 0 | 0% | 0.3639% | 0 | 0% | 0.3639% | 0 | 0% | 100% | 0 | 0% | 100% | 0 | 0% | 100% | 0 | 0% | 100% | 0 |  |  | 0 |  |  | 0 |  |  | 0
EVERGREEN 2103CB | 4.1515e-05 | 0 | 0.029888 | 0 | 0.029888 | 0.0092083 | 0.026069 | 0.01263 | 0% | 99% | 0 | 0% | 99% | 0 | 0% | 99% | 0 | 0% | 99% | 0 | 0% | 64.5% | 0 | 0% | 50.68% | 0 | 0% | 50.68% | 0 | 0% | 50.68% | 0 | 0 | 0% | 2.813% | 0 | 0% | 2.813% | 0 | 0% | 2.813% | 0 | 0% | 0.3122% | 0 | 0% | 0.3122% | 0 | 0% | 0.3122% | 0 | 0% | 0.8163% | 0 | 0% | 0.8163% | 0 | 0% | 0.8163% | 0 | 0% | 0.8331% | 0 | 60.62% | 0.8331% | 0.00015094 | 39.38% | 0.8331% | 9.8064e-05 | 0% | 6.091% | 0 | 0% | 6.091% | 0 | 0% | 6.091% | 0 | 0% | 0.7104% | 0 | 0% | 0.7104% | 0 | 0% | 0.7104% | 0 |  |  |  | 0% | 11.8% | 0 | 0% | 11.8% | 0 | 0% | 11.8% | 0 | 0% | 0.3634% | 0 | 0% | 0.3634% | 0 | 0% | 0.3634% | 0 | 0% | 100% | 0 | 0% | 100% | 0 | 0% | 100% | 0 | 0% | 100% | 0 |  |  | 0 |  |  | 0 |  |  | 0
TRACY 1107CB | 3.9272e-05 | 0 | 0.043936 | 0 | 0.043936 | 0.0058917 | 0.043037 | 0.0215 | 0% | 99% | 0 | 0% | 99% | 0 | 0% | 99% | 0 | 0% | 99% | 0 | 0% | 63.33% | 0 | 0% | 50.62% | 0 | 0% | 50.62% | 0 | 0% | 50.62% | 0 | 0 | 0% | 2.914% | 0 | 0% | 2.914% | 0 | 0% | 2.914% | 0 | 0% | 0.324% | 0 | 0% | 0.324% | 0 | 0% | 0.324% | 0 | 0% | 0.9253% | 0 | 0% | 0.9253% | 0 | 0% | 0.9253% | 0 | 0% | 0.9483% | 0 | 14.65% | 0.9483% | 6.1017e-05 | 0% | 0.9483% | 0 | 0% | 6.936% | 0 | 0% | 6.936% | 0 | 0% | 6.936% | 0 | 0% | 0.3062% | 0 | 0% | 0.3062% | 0 | 0% | 0.3062% | 0 |  |  |  | 0% | 11.8% | 0 | 0% | 11.8% | 0 | 0% | 11.8% | 0 | 0% | 0.3609% | 0 | 0% | 0.3609% | 0 | 0% | 0.3609% | 0 | 0% | 100% | 0 | 0% | 100% | 0 | 0% | 100% | 0 | 0% | 100% | 0 |  |  | 0 |  |  | 0 |  |  | 0
ASHLAN AVE 1104R3310 | 4.1325e-05 | 0 | 0.039323 | 0 | 0.039323 | 0.0089992 | 0.035635 | 0.018405 | 0% | 99% | 0 | 0% | 99% | 0 | 0% | 99% | 0 | 0% | 99% | 0 | 0% | 63.3% | 0 | 0% | 50.03% | 0 | 0% | 50.03% | 0 | 0% | 50.03% | 0 | 0 | 0% | 2.633% | 0 | 0% | 2.633% | 0 | 0% | 2.633% | 0 | 0% | 0.2925% | 0 | 0% | 0.2925% | 0 | 0% | 0.2925% | 0 | 0% | 0.8571% | 0 | 0% | 0.8571% | 0 | 0% | 0.8571% | 0 | 0% | 0.8748% | 0 | 0% | 0.8748% | 0 | 0% | 0.8748% | 0 | 0% | 6.418% | 0 | 0% | 6.418% | 0 | 0% | 6.418% | 0 | 0% | 0.6484% | 0 | 0% | 0.6484% | 0 | 0% | 0.6484% | 0 |  |  |  | 0% | 11.8% | 0 | 0% | 11.8% | 0 | 0% | 11.8% | 0 | 0% | 0.3631% | 0 | 0% | 0.3631% | 0 | 0% | 0.3631% | 0 | 0% | 100% | 0 | 0% | 100% | 0 | 0% | 100% | 0 | 0% | 100% | 0 |  |  | 0 |  |  | 0 |  |  | 0
SANTA ROSA A 1103CB | 3.566e-05 | 0 | 0.058264 | 0 | 0.058264 | 0.024407 | 0.045158 | 0.023841 | 0% | 99% | 0 | 0% | 99% | 0 | 0% | 99% | 0 | 0% | 99% | 0 | 0% | 64.62% | 0 | 0% | 50.38% | 0 | 0% | 50.38% | 0 | 0% | 50.38% | 0 | 0 | 0% | 2.611% | 0 | 0% | 2.611% | 0 | 0% | 2.611% | 0 | 0% | 0.2894% | 0 | 0% | 0.2894% | 0 | 0% | 0.2894% | 0 | 0% | 0.7283% | 0 | 0% | 0.7283% | 0 | 0% | 0.7283% | 0 | 0% | 0.7548% | 0 | 0% | 0.7548% | 0 | 27.41% | 0.7548% | 0.00012055 | 0% | 5.46% | 0 | 0% | 5.46% | 0 | 0% | 5.46% | 0 | 0% | 1.192% | 0 | 0% | 1.192% | 0 | 0% | 1.192% | 0 |  |  |  | 0% | 11.8% | 0 | 0% | 11.8% | 0 | 0% | 11.8% | 0 | 0% | 0.3706% | 0 | 0% | 0.3706% | 0 | 0% | 0.3706% | 0 | 0% | 100% | 0 | 0% | 100% | 0 | 0% | 100% | 0 | 0% | 100% | 0 |  |  | 0 |  |  | 0 |  |  | 0
FIGARDEN 211132482 | 5.3208e-05 | 0 | 0.021081 | 0 | 0.021081 | 0.0024002 | 0.016603 | 0.014798 | 0% | 99% | 0 | 0% | 99% | 0 | 0% | 99% | 0 | 0% | 99% | 0 | 0% | 65.53% | 0 | 0% | 51.35% | 0 | 0% | 51.35% | 0 | 0% | 51.35% | 0 | 0 | 0% | 2.782% | 0 | 0% | 2.782% | 0 | 0% | 2.782% | 0 | 0% | 0.313% | 0 | 0% | 0.313% | 0 | 0% | 0.313% | 0 | 0% | 0.7308% | 0 | 0% | 0.7308% | 0 | 0% | 0.7308% | 0 | 0% | 0.7678% | 0 | 0% | 0.7678% | 0 | 100% | 0.7678% | 0.00016187 | 0% | 5.5% | 0 | 0% | 5.5% | 0 | 0% | 5.5% | 0 | 0% | 0.321% | 0 | 0% | 0.321% | 0 | 0% | 0.321% | 0 |  |  |  | 0% | 11.8% | 0 | 0% | 11.8% | 0 | 0% | 11.8% | 0 | 0% | 0.3705% | 0 | 0% | 0.3705% | 0 | 0% | 0.3705% | 0 | 0% | 100% | 0 | 0% | 100% | 0 | 0% | 100% | 0 | 0% | 100% | 0 |  |  | 0 |  |  | 0 |  |  | 0
MERCED 110890520 | 2.6535e-05 | 0 | 0.0043097 | 0 | 0.0043097 | 0.0010256 | 0.004117 | 0.0017672 | 0% | 99% | 0 | 0% | 99% | 0 | 0% | 99% | 0 | 0% | 99% | 0 | 0% | 62.42% | 0 | 0% | 49.84% | 0 | 0% | 49.84% | 0 | 0% | 49.84% | 0 | 0 | 0% | 2.714% | 0 | 0% | 2.714% | 0 | 0% | 2.714% | 0 | 0% | 0.2977% | 0 | 0% | 0.2977% | 0 | 0% | 0.2977% | 0 | 0% | 0.9029% | 0 | 0% | 0.9029% | 0 | 0% | 0.9029% | 0 | 0% | 0.9008% | 0 | 0% | 0.9008% | 0 | 100% | 0.9008% | 3.8821e-05 | 0% | 6.703% | 0 | 0% | 6.703% | 0 | 0% | 6.703% | 0 | 0% | 0.6915% | 0 | 0% | 0.6915% | 0 | 0% | 0.6915% | 0 |  |  |  | 0% | 11.8% | 0 | 0% | 11.8% | 0 | 0% | 11.8% | 0 | 0% | 0.3565% | 0 | 0% | 0.3565% | 0 | 0% | 0.3565% | 0 | 0% | 100% | 0 | 0% | 100% | 0 | 0% | 100% | 0 | 0% | 100% | 0 |  |  | 0 |  |  | 0 |  |  | 0
CALIFORNIA AVE 110663184 | 5.2261e-05 | 0 | 0.038132 | 0 | 0.038132 | 0.013545 | 0.031467 | 0.016137 | 0% | 99% | 0 | 0% | 99% | 0 | 0% | 99% | 0 | 0% | 99% | 0 | 0% | 63.56% | 0 | 0% | 49.48% | 0 | 0% | 49.48% | 0 | 0% | 49.48% | 0 | 0 | 0% | 2.536% | 0 | 0% | 2.536% | 0 | 0% | 2.536% | 0 | 0% | 0.2816% | 0 | 0% | 0.2816% | 0 | 0% | 0.2816% | 0 | 0% | 0.7788% | 0 | 0% | 0.7788% | 0 | 0% | 0.7788% | 0 | 100% | 0.7982% | 0.00030437 | 0% | 0.7982% | 0 | 0% | 0.7982% | 0 | 0% | 5.834% | 0 | 0% | 5.834% | 0 | 0% | 5.834% | 0 | 0% | 0.9956% | 0 | 0% | 0.9956% | 0 | 0% | 0.9956% | 0 |  |  |  | 0% | 11.8% | 0 | 0% | 11.8% | 0 | 0% | 11.8% | 0 | 0% | 0.3672% | 0 | 0% | 0.3672% | 0 | 0% | 0.3672% | 0 | 0% | 100% | 0 | 0% | 100% | 0 | 0% | 100% | 0 | 0% | 100% | 0 |  |  | 0 |  |  | 0 |  |  | 0
KERN POWER 21032487 | 5.3046e-05 | 0 | 0.057843 | 0 | 0.057843 | 0.0078696 | 0.04222 | 0.04267 | 0% | 99% | 0 | 0% | 99% | 0 | 0% | 99% | 0 | 0% | 99% | 0 | 0% | 65.77% | 0 | 0% | 51.83% | 0 | 0% | 51.83% | 0 | 0% | 51.83% | 0 | 0 | 0% | 2.349% | 0 | 0% | 2.349% | 0 | 0% | 2.349% | 0 | 0% | 0.2635% | 0 | 0% | 0.2635% | 0 | 0% | 0.2635% | 0 | 0% | 0.6852% | 0 | 0% | 0.6852% | 0 | 0% | 0.6852% | 0 | 0% | 0.7147% | 0 | 98.19% | 0.7147% | 0.00040591 | 0% | 0.7147% | 0 | 0% | 5.158% | 0 | 0% | 5.158% | 0 | 0% | 5.158% | 0 | 0% | 0.2943% | 0 | 0% | 0.2943% | 0 | 0% | 0.2943% | 0 |  |  |  | 0% | 11.8% | 0 | 0% | 11.8% | 0 | 0% | 11.8% | 0 | 0% | 0.3719% | 0 | 0% | 0.3719% | 0 | 0% | 0.3719% | 0 | 0% | 100% | 0 | 0% | 100% | 0 | 0% | 100% | 0 | 0% | 100% | 0 |  |  | 0 |  |  | 0 |  |  | 0
CONTRA COSTA 210338886 | 4.8166e-05 | 0 | 0.024387 | 0 | 0.024387 | 0.0036829 | 0.024427 | 0.010999 | 0% | 99% | 0 | 0% | 99% | 0 | 0% | 99% | 0 | 0% | 99% | 0 | 0% | 64.06% | 0 | 0% | 50.4% | 0 | 0% | 50.4% | 0 | 0% | 50.4% | 0 | 0 | 0% | 3.037% | 0 | 0% | 3.037% | 0 | 0% | 3.037% | 0 | 0% | 0.3504% | 0 | 0% | 0.3504% | 0 | 0% | 0.3504% | 0 | 0% | 0.9341% | 0 | 0% | 0.9341% | 0 | 0% | 0.9341% | 0 | 0% | 0.9757% | 0 | 0% | 0.9757% | 0 | 0% | 0.9757% | 0 | 0% | 7.044% | 0 | 0% | 7.044% | 0 | 0% | 7.044% | 0 | 0% | 0.3591% | 0 | 0% | 0.3591% | 0 | 0% | 0.3591% | 0 |  |  |  | 0% | 11.8% | 0 | 0% | 11.8% | 0 | 0% | 11.8% | 0 | 0% | 0.3621% | 0 | 0% | 0.3621% | 0 | 0% | 0.3621% | 0 | 0% | 100% | 0 | 0% | 100% | 0 | 0% | 100% | 0 | 0% | 100% | 0 |  |  | 0 |  |  | 0 |  |  | 0
RENFRO 21051594 | 4.0718e-05 | 0 | 0.017965 | 0 | 0.017965 | 0.0027037 | 0.015581 | 0.010531 | 0% | 99% | 0 | 0% | 99% | 0 | 0% | 99% | 0 | 0% | 99% | 0 | 0% | 64.15% | 0 | 0% | 50.23% | 0 | 0% | 50.23% | 0 | 0% | 50.23% | 0 | 0 | 0% | 2.808% | 0 | 0% | 2.808% | 0 | 0% | 2.808% | 0 | 0% | 0.316% | 0 | 0% | 0.316% | 0 | 0% | 0.316% | 0 | 0% | 0.8161% | 0 | 0% | 0.8161% | 0 | 0% | 0.8161% | 0 | 0% | 0.8619% | 0 | 100% | 0.8619% | 0.00015484 | 0% | 0.8619% | 0 | 0% | 6.177% | 0 | 0% | 6.177% | 0 | 0% | 6.177% | 0 | 0% | 0.3473% | 0 | 0% | 0.3473% | 0 | 0% | 0.3473% | 0 |  |  |  | 0% | 11.8% | 0 | 0% | 11.8% | 0 | 0% | 11.8% | 0 | 0% | 0.3707% | 0 | 0% | 0.3707% | 0 | 0% | 0.3707% | 0 | 0% | 100% | 0 | 0% | 100% | 0 | 0% | 100% | 0 | 0% | 100% | 0 |  |  | 0 |  |  | 0 |  |  | 0
CLAYTON 221442582 | 4.422e-05 | 0 | 0.014326 | 0 | 0.014326 | 0.0043907 | 0.013279 | 0.0053087 | 0% | 99% | 0 | 0% | 99% | 0 | 0% | 99% | 0 | 0% | 99% | 0 | 0% | 63.54% | 0 | 0% | 49.94% | 0 | 0% | 49.94% | 0 | 0% | 49.94% | 0 | 0 | 0% | 2.883% | 0 | 0% | 2.883% | 0 | 0% | 2.883% | 0 | 0% | 0.3183% | 0 | 0% | 0.3183% | 0 | 0% | 0.3183% | 0 | 0% | 0.8699% | 0 | 0% | 0.8699% | 0 | 0% | 0.8699% | 0 | 0% | 0.8816% | 0 | 0% | 0.8816% | 0 | 0% | 0.8816% | 0 | 0% | 6.482% | 0 | 0% | 6.482% | 0 | 0% | 6.482% | 0 | 0% | 0.6294% | 0 | 0% | 0.6294% | 0 | 0% | 0.6294% | 0 |  |  |  | 0% | 11.8% | 0 | 0% | 11.8% | 0 | 0% | 11.8% | 0 | 0% | 0.3604% | 0 | 0% | 0.3604% | 0 | 0% | 0.3604% | 0 | 0% | 100% | 0 | 0% | 100% | 0 | 0% | 100% | 0 | 0% | 100% | 0 |  |  | 0 |  |  | 0 |  |  | 0
SAN LUIS OBISPO 1102V96 | 3.8424e-05 | 0 | 0.02131 | 0 | 0.02131 | 0.0070624 | 0.021376 | 0.005746 | 0% | 99% | 0 | 0% | 99% | 0 | 0% | 99% | 0 | 0% | 99% | 0 | 0% | 62.63% | 0 | 0% | 49.4% | 0 | 0% | 49.4% | 0 | 0% | 49.4% | 0 | 0 | 0% | 3.026% | 0 | 0% | 3.026% | 0 | 0% | 3.026% | 0 | 0% | 0.3302% | 0 | 0% | 0.3302% | 0 | 0% | 0.3302% | 0 | 0% | 0.9523% | 0 | 0% | 0.9523% | 0 | 10.15% | 0.9523% | 2.0607e-05 | 0% | 0.9691% | 0 | 10.15% | 0.9691% | 2.0969e-05 | 0% | 0.9691% | 0 | 0% | 7.117% | 0 | 0% | 7.117% | 0 | 0% | 7.117% | 0 | 0% | 0.862% | 0 | 0% | 0.862% | 0 | 0% | 0.862% | 0 |  |  |  | 0% | 11.8% | 0 | 0% | 11.8% | 0 | 0% | 11.8% | 0 | 0% | 0.3598% | 0 | 0% | 0.3598% | 0 | 0% | 0.3598% | 0 | 0% | 100% | 0 | 0% | 100% | 0 | 0% | 100% | 0 | 0% | 100% | 0 |  |  | 0 |  |  | 0 |  |  | 0
FRANKLIN 1101P134 | 3.7791e-05 | 0 | 0.015867 | 0 | 0.015867 | 0.00382 | 0.016142 | 0.0054963 | 0% | 99% | 0 | 0% | 99% | 0 | 0% | 99% | 0 | 0% | 99% | 0 | 0% | 63.58% | 0 | 0% | 51% | 0 | 0% | 51% | 0 | 0% | 51% | 0 | 0 | 0% | 3.625% | 0 | 0% | 3.625% | 0 | 0% | 3.625% | 0 | 0% | 0.3827% | 0 | 0% | 0.3827% | 0 | 0% | 0.3827% | 0 | 0% | 0.9706% | 0 | 0% | 0.9706% | 0 | 0% | 0.9706% | 0 | 100% | 0.9809% | 0.00015564 | 0% | 0.9809% | 0 | 0% | 0.9809% | 0 | 0% | 7.203% | 0 | 0% | 7.203% | 0 | 0% | 7.203% | 0 | 0% | 0.6017% | 0 | 0% | 0.6017% | 0 | 0% | 0.6017% | 0 |  |  |  | 0% | 11.8% | 0 | 0% | 11.8% | 0 | 0% | 11.8% | 0 | 0% | 0.3591% | 0 | 0% | 0.3591% | 0 | 0% | 0.3591% | 0 | 0% | 100% | 0 | 0% | 100% | 0 | 0% | 100% | 0 | 0% | 100% | 0 |  |  | 0 |  |  | 0 |  |  | 0
HARTER 1106CB | 4.4483e-05 | 0 | 0.017375 | 0 | 0.017375 | 0.002957 | 0.015577 | 0.0093456 | 0% | 99% | 0 | 0% | 99% | 0 | 0% | 99% | 0 | 0% | 99% | 0 | 0% | 63.76% | 0 | 0% | 49.42% | 0 | 0% | 49.42% | 0 | 0% | 49.42% | 0 | 0 | 0% | 2.747% | 0 | 0% | 2.747% | 0 | 0% | 2.747% | 0 | 0% | 0.3233% | 0 | 0% | 0.3233% | 0 | 0% | 0.3233% | 0 | 0% | 0.8159% | 0 | 0% | 0.8159% | 0 | 0% | 0.8159% | 0 | 0% | 0.8562% | 0 | 0% | 0.8562% | 0 | 0% | 0.8562% | 0 | 0% | 6.156% | 0 | 0% | 6.156% | 0 | 0% | 6.156% | 0 | 0% | 0.4549% | 0 | 0% | 0.4549% | 0 | 0% | 0.4549% | 0 |  |  |  | 0% | 11.8% | 0 | 0% | 11.8% | 0 | 0% | 11.8% | 0 | 0% | 0.3642% | 0 | 0% | 0.3642% | 0 | 0% | 0.3642% | 0 | 0% | 100% | 0 | 0% | 100% | 0 | 0% | 100% | 0 | 0% | 100% | 0 |  |  | 0 |  |  | 0 |  |  | 0
OAKLAND J 1105153228 | 3.3146e-05 | 0.47974 | 0.019158 | 0 | 0.019158 | 0.0065065 | 0.016825 | 0.0074099 | 0% | 99% | 0 | 0% | 99% | 0 | 0% | 99% | 0 | 0% | 99% | 0 | 0% | 63.27% | 0 | 0% | 50.71% | 0 | 0% | 50.71% | 0 | 0% | 50.71% | 0 | 0 | 0% | 2.641% | 0 | 0% | 2.641% | 0 | 0% | 2.641% | 0 | 0% | 0.2813% | 0 | 0% | 0.2813% | 0 | 0% | 0.2813% | 0 | 0% | 0.8321% | 0 | 13.06% | 0.8321% | 2.0819e-05 | 4.786% | 0.8321% | 7.6292e-06 | 13.06% | 0.8165% | 2.0428e-05 | 4.786% | 0.8165% | 7.4858e-06 | 0% | 0.8165% | 0 | 0% | 6.134% | 0 | 0% | 6.134% | 0 | 0% | 6.134% | 0 | 0% | 0.8644% | 0 | 0% | 0.8644% | 0 | 0% | 0.8644% | 0 |  |  |  | 0% | 11.8% | 0 | 0% | 11.8% | 0 | 0% | 11.8% | 0 | 0% | 0.3577% | 0 | 0% | 0.3577% | 0 | 0% | 0.3577% | 0 | 0% | 100% | 0 | 0% | 100% | 0 | 0% | 100% | 0 | 0% | 100% | 0 |  |  | 0 |  |  | 0 |  |  | 0
EVERGREEN 2102CB | 3.805e-05 | 0 | 0.070687 | 0 | 0.070687 | 0.019703 | 0.060973 | 0.032758 | 0% | 99% | 0 | 0% | 99% | 0 | 0% | 99% | 0 | 0% | 99% | 0 | 0% | 65.24% | 0 | 0% | 51.4% | 0 | 0% | 51.4% | 0 | 0% | 51.4% | 0 | 0 | 0% | 2.899% | 0 | 0% | 2.899% | 0 | 0% | 2.899% | 0 | 0% | 0.3215% | 0 | 0% | 0.3215% | 0 | 0% | 0.3215% | 0 | 0% | 0.8109% | 0 | 0% | 0.8109% | 0 | 0% | 0.8109% | 0 | 0% | 0.84% | 0 | 89.94% | 0.84% | 0.00053402 | 3.433% | 0.84% | 2.0385e-05 | 0% | 6.078% | 0 | 0% | 6.078% | 0 | 0% | 6.078% | 0 | 0% | 0.6383% | 0 | 0% | 0.6383% | 0 | 0% | 0.6383% | 0 |  |  |  | 0% | 11.8% | 0 | 0% | 11.8% | 0 | 0% | 11.8% | 0 | 0% | 0.367% | 0 | 0% | 0.367% | 0 | 0% | 0.367% | 0 | 0% | 100% | 0 | 0% | 100% | 0 | 0% | 100% | 0 | 0% | 100% | 0 |  |  | 0 |  |  | 0 |  |  | 0
WESTPARK 11041514 | 5.3508e-05 | 0 | 0.022163 | 0 | 0.022163 | 0.0064736 | 0.019317 | 0.0097762 | 0% | 99% | 0 | 0% | 99% | 0 | 0% | 99% | 0 | 0% | 99% | 0 | 0% | 64.27% | 0 | 0% | 50.5% | 0 | 0% | 50.5% | 0 | 0% | 50.5% | 0 | 0 | 0% | 2.5% | 0 | 0% | 2.5% | 0 | 0% | 2.5% | 0 | 0% | 0.2874% | 0 | 0% | 0.2874% | 0 | 0% | 0.2874% | 0 | 0% | 0.8252% | 0 | 0% | 0.8252% | 0 | 0% | 0.8252% | 0 | 0% | 0.8651% | 0 | 100% | 0.8651% | 0.00019173 | 0% | 0.8651% | 0 | 0% | 6.242% | 0 | 0% | 6.242% | 0 | 0% | 6.242% | 0 | 0% | 0.6177% | 0 | 0% | 0.6177% | 0 | 0% | 0.6177% | 0 |  |  |  | 0% | 11.8% | 0 | 0% | 11.8% | 0 | 0% | 11.8% | 0 | 0% | 0.3689% | 0 | 0% | 0.3689% | 0 | 0% | 0.3689% | 0 | 0% | 100% | 0 | 0% | 100% | 0 | 0% | 100% | 0 | 0% | 100% | 0 |  |  | 0 |  |  | 0 |  |  | 0
MAGUNDEN 1105CB | 4.2983e-05 | 0 | 0.045249 | 0 | 0.045249 | 0.0072333 | 0.046838 | 0.018548 | 0% | 99% | 0 | 0% | 99% | 0 | 0% | 99% | 0 | 0% | 99% | 0 | 0% | 62.04% | 0 | 0% | 49.43% | 0 | 0% | 49.43% | 0 | 0% | 49.43% | 0 | 0 | 0% | 2.646% | 0 | 0% | 2.646% | 0 | 0% | 2.646% | 0 | 0% | 0.3017% | 0 | 0% | 0.3017% | 0 | 0% | 0.3017% | 0 | 0% | 0.9732% | 0 | 0% | 0.9732% | 0 | 0% | 0.9732% | 0 | 0% | 0.9875% | 0 | 0% | 0.9875% | 0 | 0% | 0.9875% | 0 | 0% | 7.29% | 0 | 0% | 7.29% | 0 | 0% | 7.29% | 0 | 0% | 0.3443% | 0 | 0% | 0.3443% | 0 | 0% | 0.3443% | 0 |  |  |  | 0% | 11.8% | 0 | 0% | 11.8% | 0 | 0% | 11.8% | 0 | 0% | 0.3555% | 0 | 0% | 0.3555% | 0 | 0% | 0.3555% | 0 | 0% | 100% | 0 | 0% | 100% | 0 | 0% | 100% | 0 | 0% | 100% | 0 |  |  | 0 |  |  | 0 |  |  | 0
FORT ORD 1101131442 | 4.4856e-05 | 0 | 0.042165 | 0 | 0.042165 | 0.0031974 | 0.054993 | 0.00948 | 0% | 99% | 0 | 0% | 99% | 0 | 0% | 99% | 0 | 0% | 99% | 0 | 0% | 63.94% | 0 | 0% | 50.5% | 0 | 0% | 50.5% | 0 | 0% | 50.5% | 0 | 0 | 0% | 4.423% | 0 | 0% | 4.423% | 0 | 0% | 4.423% | 0 | 0% | 0.5049% | 0 | 0% | 0.5049% | 0 | 0% | 0.5049% | 0 | 0% | 1.247% | 0 | 0% | 1.247% | 0 | 0% | 1.247% | 0 | 0% | 1.35% | 0 | 0% | 1.35% | 0 | 79.54% | 1.35% | 0.00045293 | 0% | 9.515% | 0 | 0% | 9.515% | 0 | 0% | 9.515% | 0 | 0% | 0.2942% | 0 | 0% | 0.2942% | 0 | 0% | 0.2942% | 0 |  |  |  | 0% | 11.8% | 0 | 0% | 11.8% | 0 | 0% | 11.8% | 0 | 0% | 0.3663% | 0 | 0% | 0.3663% | 0 | 0% | 0.3663% | 0 | 0% | 100% | 0 | 0% | 100% | 0 | 0% | 100% | 0 | 0% | 100% | 0 |  |  | 0 |  |  | 0 |  |  | 0
SAN BRUNO 0401CB | 3.6578e-05 | 0 | 0.0074796 | 0 | 0.0074796 | 0.0014815 | 0.0087258 | 0.001797 | 0% | 99% | 0 | 0% | 99% | 0 | 0% | 99% | 0 | 0% | 99% | 0 | 0% | 61.95% | 0 | 0% | 49.72% | 0 | 0% | 49.72% | 0 | 0% | 49.72% | 0 | 0 | 0% | 3.82% | 0 | 0% | 3.82% | 0 | 0% | 3.82% | 0 | 0% | 0.4105% | 0 | 0% | 0.4105% | 0 | 0% | 0.4105% | 0 | 0% | 1.102% | 0 | 0% | 1.102% | 0 | 0% | 1.102% | 0 | 0% | 1.107% | 0 | 0% | 1.107% | 0 | 0% | 1.107% | 0 | 0% | 8.176% | 0 | 0% | 8.176% | 0 | 0% | 8.176% | 0 | 0% | 0.5734% | 0 | 0% | 0.5734% | 0 | 0% | 0.5734% | 0 |  |  |  | 0% | 11.8% | 0 | 0% | 11.8% | 0 | 0% | 11.8% | 0 | 0% | 0.3501% | 0 | 0% | 0.3501% | 0 | 0% | 0.3501% | 0 | 0% | 100% | 0 | 0% | 100% | 0 | 0% | 100% | 0 | 0% | 100% | 0 |  |  | 0 |  |  | 0 |  |  | 0
HOLLISTER 21014790 | 3.3161e-05 | 0 | 0.020853 | 0 | 0.020853 | 0.004291 | 0.020008 | 0.0091709 | 0% | 99% | 0 | 0% | 99% | 0 | 0% | 99% | 0 | 0% | 99% | 0 | 0% | 63.62% | 0 | 0% | 50.82% | 0 | 0% | 50.82% | 0 | 0% | 50.82% | 0 | 0 | 0% | 2.845% | 0 | 0% | 2.845% | 0 | 0% | 2.845% | 0 | 0% | 0.3111% | 0 | 0% | 0.3111% | 0 | 0% | 0.3111% | 0 | 0% | 0.9067% | 0 | 0% | 0.9067% | 0 | 0% | 0.9067% | 0 | 0% | 0.9117% | 0 | 0% | 0.9117% | 0 | 0% | 0.9117% | 0 | 0% | 6.746% | 0 | 0% | 6.746% | 0 | 0% | 6.746% | 0 | 0% | 0.5116% | 0 | 0% | 0.5116% | 0 | 0% | 0.5116% | 0 |  |  |  | 0% | 11.8% | 0 | 0% | 11.8% | 0 | 0% | 11.8% | 0 | 0% | 0.358% | 0 | 0% | 0.358% | 0 | 0% | 0.358% | 0 | 0% | 100% | 0 | 0% | 100% | 0 | 0% | 100% | 0 | 0% | 100% | 0 |  |  | 0 |  |  | 0 |  |  | 0
SAN LEANDRO U 1114CB | 4.1551e-05 | 0 | 0.025433 | 0 | 0.025433 | 0.0041498 | 0.023061 | 0.013612 | 0% | 99% | 0 | 0% | 99% | 0 | 0% | 99% | 0 | 0% | 99% | 0 | 0% | 65.43% | 0 | 0% | 52.72% | 0 | 0% | 52.72% | 0 | 0% | 52.72% | 0 | 0 | 0% | 3.036% | 0 | 0% | 3.036% | 0 | 0% | 3.036% | 0 | 0% | 0.3278% | 0 | 0% | 0.3278% | 0 | 0% | 0.3278% | 0 | 0% | 0.8617% | 0 | 0% | 0.8617% | 0 | 0% | 0.8617% | 0 | 0% | 0.8799% | 0 | 53.6% | 0.8799% | 0.00011995 | 0.6516% | 0.8799% | 1.4581e-06 | 0% | 6.431% | 0 | 0% | 6.431% | 0 | 0% | 6.431% | 0 | 0% | 0.428% | 0 | 0% | 0.428% | 0 | 0% | 0.428% | 0 |  |  |  | 0% | 11.8% | 0 | 0% | 11.8% | 0 | 0% | 11.8% | 0 | 0% | 0.3642% | 0 | 0% | 0.3642% | 0 | 0% | 0.3642% | 0 | 0% | 100% | 0 | 0% | 100% | 0 | 0% | 100% | 0 | 0% | 100% | 0 |  |  | 0 |  |  | 0 |  |  | 0
MARYSVILLE 1107CB | 4.812e-05 | 0 | 0.059272 | 0 | 0.059272 | 0.017402 | 0.052242 | 0.025515 | 0% | 99% | 0 | 0% | 99% | 0 | 0% | 99% | 0 | 0% | 99% | 0 | 0% | 63.54% | 0 | 0% | 49.73% | 0 | 0% | 49.73% | 0 | 0% | 49.73% | 0 | 0 | 0% | 2.606% | 0 | 0% | 2.606% | 0 | 0% | 2.606% | 0 | 0% | 0.2942% | 0 | 0% | 0.2942% | 0 | 0% | 0.2942% | 0 | 0% | 0.8181% | 0 | 0% | 0.8181% | 0 | 0% | 0.8181% | 0 | 0% | 0.8379% | 0 | 0% | 0.8379% | 0 | 0% | 0.8379% | 0 | 0% | 6.124% | 0 | 0% | 6.124% | 0 | 0% | 6.124% | 0 | 0% | 0.7742% | 0 | 0% | 0.7742% | 0 | 0% | 0.7742% | 0 |  |  |  | 0% | 11.8% | 0 | 0% | 11.8% | 0 | 0% | 11.8% | 0 | 0% | 0.3629% | 0 | 0% | 0.3629% | 0 | 0% | 0.3629% | 0 | 0% | 100% | 0 | 0% | 100% | 0 | 0% | 100% | 0 | 0% | 100% | 0 |  |  | 0 |  |  | 0 |  |  | 0
DALY CITY 1103CB | 3.3296e-05 | 0 | 0.022501 | 0 | 0.022501 | 0.0039368 | 0.02621 | 0.0059862 | 0% | 99% | 0 | 0% | 99% | 0 | 0% | 99% | 0 | 0% | 99% | 0 | 0% | 63.75% | 0 | 0% | 50.96% | 0 | 0% | 50.96% | 0 | 0% | 50.96% | 0 | 0 | 0% | 4.177% | 0 | 0% | 4.177% | 0 | 0% | 4.177% | 0 | 0% | 0.4551% | 0 | 0% | 0.4551% | 0 | 0% | 0.4551% | 0 | 0% | 1.113% | 0 | 0% | 1.113% | 0 | 0% | 1.113% | 0 | 37.04% | 1.165% | 9.7071e-05 | 62.96% | 1.165% | 0.00016497 | 0% | 1.165% | 0 | 0% | 8.367% | 0 | 0% | 8.367% | 0 | 0% | 8.367% | 0 | 0% | 0.5503% | 0 | 0% | 0.5503% | 0 | 0% | 0.5503% | 0 |  |  |  | 0% | 11.8% | 0 | 0% | 11.8% | 0 | 0% | 11.8% | 0 | 0% | 0.362% | 0 | 0% | 0.362% | 0 | 0% | 0.362% | 0 | 0% | 100% | 0 | 0% | 100% | 0 | 0% | 100% | 0 | 0% | 100% | 0 |  |  | 0 |  |  | 0 |  |  | 0
KIRKER 210849190 | 3.6713e-05 | 0 | 0.012334 | 0 | 0.012334 | 0.0019286 | 0.012967 | 0.0049121 | 0% | 99% | 0 | 0% | 99% | 0 | 0% | 99% | 0 | 0% | 99% | 0 | 0% | 63.54% | 0 | 0% | 50.83% | 0 | 0% | 50.83% | 0 | 0% | 50.83% | 0 | 0 | 0% | 3.107% | 0 | 0% | 3.107% | 0 | 0% | 3.107% | 0 | 0% | 0.3487% | 0 | 0% | 0.3487% | 0 | 0% | 0.3487% | 0 | 0% | 0.9983% | 0 | 0% | 0.9983% | 0 | 0% | 0.9983% | 0 | 0% | 1.031% | 0 | 0% | 1.031% | 0 | 0% | 1.031% | 0 | 0% | 7.504% | 0 | 0% | 7.504% | 0 | 0% | 7.504% | 0 | 0% | 0.4077% | 0 | 0% | 0.4077% | 0 | 0% | 0.4077% | 0 |  |  |  | 0% | 11.8% | 0 | 0% | 11.8% | 0 | 0% | 11.8% | 0 | 0% | 0.3604% | 0 | 0% | 0.3604% | 0 | 0% | 0.3604% | 0 | 0% | 100% | 0 | 0% | 100% | 0 | 0% | 100% | 0 | 0% | 100% | 0 |  |  | 0 |  |  | 0 |  |  | 0
CASTRO VALLEY 1108MR578 | 3.1063e-05 | 0 | 0.012771 | 0 | 0.012771 | 0.0058708 | 0.010734 | 0.0039054 | 0% | 99% | 0 | 0% | 99% | 0 | 0% | 99% | 0 | 0% | 99% | 0 | 0% | 63.9% | 0 | 0% | 50% | 0 | 0% | 50% | 0 | 0% | 50% | 0 | 0 | 0% | 2.88% | 0 | 0% | 2.88% | 0 | 0% | 2.88% | 0 | 0% | 0.3126% | 0 | 0% | 0.3126% | 0 | 0% | 0.3126% | 0 | 0% | 0.7955% | 0 | 0% | 0.7955% | 0 | 0% | 0.7955% | 0 | 0% | 0.8145% | 0 | 27.05% | 0.8145% | 2.8134e-05 | 0% | 0.8145% | 0 | 0% | 5.936% | 0 | 0% | 5.936% | 0 | 0% | 5.936% | 0 | 0% | 1.041% | 0 | 0% | 1.041% | 0 | 0% | 1.041% | 0 |  |  |  | 0% | 11.8% | 0 | 0% | 11.8% | 0 | 0% | 11.8% | 0 | 0% | 0.3672% | 0 | 0% | 0.3672% | 0 | 0% | 0.3672% | 0 | 0% | 100% | 0 | 0% | 100% | 0 | 0% | 100% | 0 | 0% | 100% | 0 |  |  | 0 |  |  | 0 |  |  | 0
PAUL SWEET 210875588 | 3.6316e-05 | 0 | 0.024721 | 0 | 0.024721 | 0.0092047 | 0.022108 | 0.0083925 | 0% | 99% | 0 | 0% | 99% | 0 | 0% | 99% | 0 | 0% | 99% | 0 | 0% | 63.94% | 0 | 0% | 50.45% | 0 | 0% | 50.45% | 0 | 0% | 50.45% | 0 | 0 | 0% | 2.895% | 0 | 0% | 2.895% | 0 | 0% | 2.895% | 0 | 0% | 0.3157% | 0 | 0% | 0.3157% | 0 | 0% | 0.3157% | 0 | 0% | 0.8452% | 0 | 0% | 0.8452% | 0 | 0% | 0.8452% | 0 | 0% | 0.8581% | 0 | 0% | 0.8581% | 0 | 0% | 0.8581% | 0 | 0% | 6.297% | 0 | 0% | 6.297% | 0 | 0% | 6.297% | 0 | 0% | 0.9445% | 0 | 0% | 0.9445% | 0 | 0% | 0.9445% | 0 |  |  |  | 0% | 11.8% | 0 | 0% | 11.8% | 0 | 0% | 11.8% | 0 | 0% | 0.3631% | 0 | 0% | 0.3631% | 0 | 0% | 0.3631% | 0 | 0% | 100% | 0 | 0% | 100% | 0 | 0% | 100% | 0 | 0% | 100% | 0 |  |  | 0 |  |  | 0 |  |  | 0
NEWARK 21KV 2104819304 | 6.4123e-05 | 0 | 0.024908 | 0 | 0.024908 | 0.0032514 | 0.02308 | 0.013677 | 0% | 99% | 0 | 0% | 99% | 0 | 0% | 99% | 0 | 0% | 99% | 0 | 0% | 66% | 0 | 0% | 51.46% | 0 | 0% | 51.46% | 0 | 0% | 51.46% | 0 | 0 | 0% | 3.435% | 0 | 0% | 3.435% | 0 | 0% | 3.435% | 0 | 0% | 0.3899% | 0 | 0% | 0.3899% | 0 | 0% | 0.3899% | 0 | 0% | 0.8584% | 0 | 0% | 0.8584% | 0 | 0% | 0.8584% | 0 | 100% | 0.9223% | 0.00022972 | 0% | 0.9223% | 0 | 0% | 0.9223% | 0 | 0% | 6.51% | 0 | 0% | 6.51% | 0 | 0% | 6.51% | 0 | 0% | 0.2554% | 0 | 0% | 0.2554% | 0 | 0% | 0.2554% | 0 |  |  |  | 0% | 11.8% | 0 | 0% | 11.8% | 0 | 0% | 11.8% | 0 | 0% | 0.3708% | 0 | 0% | 0.3708% | 0 | 0% | 0.3708% | 0 | 0% | 100% | 0 | 0% | 100% | 0 | 0% | 100% | 0 | 0% | 100% | 0 |  |  | 0 |  |  | 0 |  |  | 0
PUEBLO 2102600010 | 3.3736e-05 | 0 | 0.0021877 | 0.092962 | 0.095149 | 0.00076992 | 0.0018838 | 0.0008605 | 0% | 99% | 0 | 0% | 99% | 0 | 0% | 99% | 0 | 0% | 99% | 0 | 0% | 65.03% | 0 | 0% | 50.21% | 0 | 0% | 50.21% | 0 | 0% | 50.21% | 0 | 0.092962 | 0% | 3.254% | 0 | 0% | 3.254% | 0 | 0% | 3.254% | 0 | 0% | 0.3652% | 0 | 0% | 0.3652% | 0 | 0% | 0.3652% | 0 | 0% | 0.7992% | 0 | 0% | 0.7992% | 0 | 0% | 0.7992% | 0 | 0% | 0.8442% | 0 | 0% | 0.8442% | 0 | 0% | 0.8442% | 0 | 0% | 6.01% | 0 | 0% | 6.01% | 0 | 0% | 6.01% | 0 | 0% | 0.9785% | 0 | 0% | 0.9785% | 0 | 0% | 0.9785% | 0 |  |  |  | 0% | 11.8% | 0 | 0% | 11.8% | 0 | 0% | 11.8% | 0 | 0% | 0.3696% | 0 | 0% | 0.3696% | 0 | 0% | 0.3696% | 0 | 0% | 100% | 0 | 0% | 100% | 0 | 0% | 100% | 0 | 0% | 100% | 0 |  |  | 0 |  |  | 0 |  |  | 0
WESTPARK 1109CB | 6.6069e-05 | 0 | 0.044694 | 0 | 0.044694 | 0.0048023 | 0.038017 | 0.028978 | 0% | 99% | 0 | 0% | 99% | 0 | 0% | 99% | 0 | 0% | 99% | 0 | 0% | 65.06% | 0 | 0% | 51.79% | 0 | 0% | 51.79% | 0 | 0% | 51.79% | 0 | 0 | 0% | 2.729% | 0 | 0% | 2.729% | 0 | 0% | 2.729% | 0 | 0% | 0.304% | 0 | 0% | 0.304% | 0 | 0% | 0.304% | 0 | 0% | 0.8006% | 0 | 0% | 0.8006% | 0 | 0% | 0.8006% | 0 | 0% | 0.8365% | 0 | 100% | 0.8365% | 0.00037387 | 0% | 0.8365% | 0 | 0% | 6.033% | 0 | 0% | 6.033% | 0 | 0% | 6.033% | 0 | 0% | 0.241% | 0 | 0% | 0.241% | 0 | 0% | 0.241% | 0 |  |  |  | 0% | 11.8% | 0 | 0% | 11.8% | 0 | 0% | 11.8% | 0 | 0% | 0.369% | 0 | 0% | 0.369% | 0 | 0% | 0.369% | 0 | 0% | 100% | 0 | 0% | 100% | 0 | 0% | 100% | 0 | 0% | 100% | 0 |  |  | 0 |  |  | 0 |  |  | 0
SF H 11086563 | 3.4124e-05 | 0 | 0.017561 | 0 | 0.017561 | 0.0030087 | 0.019759 | 0.0054533 | 0% | 99% | 0 | 0% | 99% | 0 | 0% | 99% | 0 | 0% | 99% | 0 | 0% | 62.71% | 0 | 0% | 50.86% | 0 | 0% | 50.86% | 0 | 0% | 50.86% | 0 | 0 | 0% | 3.846% | 0 | 0% | 3.846% | 0 | 0% | 3.846% | 0 | 0% | 0.4083% | 0 | 0% | 0.4083% | 0 | 0% | 0.4083% | 0 | 0% | 1.075% | 0 | 0% | 1.075% | 0 | 0% | 1.075% | 0 | 0% | 1.083% | 0 | 99.75% | 1.083% | 0.00018978 | 0% | 1.083% | 0 | 0% | 7.982% | 0 | 0% | 7.982% | 0 | 0% | 7.982% | 0 | 0% | 0.5419% | 0 | 0% | 0.5419% | 0 | 0% | 0.5419% | 0 |  |  |  | 0% | 11.8% | 0 | 0% | 11.8% | 0 | 0% | 11.8% | 0 | 0% | 0.3545% | 0 | 0% | 0.3545% | 0 | 0% | 0.3545% | 0 | 0% | 100% | 0 | 0% | 100% | 0 | 0% | 100% | 0 | 0% | 100% | 0 |  |  | 0 |  |  | 0 |  |  | 0
POINT PINOLE 1102502690 | 3.6444e-05 | 0 | 0.014349 | 0 | 0.014349 | 0.0035075 | 0.014094 | 0.0054597 | 0% | 99% | 0 | 0% | 99% | 0 | 0% | 99% | 0 | 0% | 99% | 0 | 0% | 63.31% | 0 | 0% | 50.57% | 0 | 0% | 50.57% | 0 | 0% | 50.57% | 0 | 0 | 0% | 3.188% | 0 | 0% | 3.188% | 0 | 0% | 3.188% | 0 | 0% | 0.3433% | 0 | 0% | 0.3433% | 0 | 0% | 0.3433% | 0 | 0% | 0.9274% | 0 | 0% | 0.9274% | 0 | 0% | 0.9274% | 0 | 0% | 0.9336% | 0 | 0% | 0.9336% | 0 | 0% | 0.9336% | 0 | 0% | 6.887% | 0 | 0% | 6.887% | 0 | 0% | 6.887% | 0 | 0% | 0.5117% | 0 | 0% | 0.5117% | 0 | 0% | 0.5117% | 0 |  |  |  | 0% | 11.8% | 0 | 0% | 11.8% | 0 | 0% | 11.8% | 0 | 0% | 0.3581% | 0 | 0% | 0.3581% | 0 | 0% | 0.3581% | 0 | 0% | 100% | 0 | 0% | 100% | 0 | 0% | 100% | 0 | 0% | 100% | 0 |  |  | 0 |  |  | 0 |  |  | 0
FAIRVIEW 2206M523R | 3.9731e-05 | 0 | 0.017726 | 0 | 0.017726 | 0.0060704 | 0.015496 | 0.0069267 | 0% | 99% | 0 | 0% | 99% | 0 | 0% | 99% | 0 | 0% | 99% | 0 | 0% | 65.35% | 0 | 0% | 50.6% | 0 | 0% | 50.6% | 0 | 0% | 50.6% | 0 | 0 | 0% | 3.387% | 0 | 0% | 3.387% | 0 | 0% | 3.387% | 0 | 0% | 0.3767% | 0 | 0% | 0.3767% | 0 | 0% | 0.3767% | 0 | 0% | 0.8179% | 0 | 0% | 0.8179% | 0 | 0% | 0.8179% | 0 | 100% | 0.871% | 0.00015439 | 0% | 0.871% | 0 | 0% | 0.871% | 0 | 0% | 6.17% | 0 | 0% | 6.17% | 0 | 0% | 6.17% | 0 | 0% | 0.6923% | 0 | 0% | 0.6923% | 0 | 0% | 0.6923% | 0 |  |  |  | 0% | 11.8% | 0 | 0% | 11.8% | 0 | 0% | 11.8% | 0 | 0% | 0.3721% | 0 | 0% | 0.3721% | 0 | 0% | 0.3721% | 0 | 0% | 100% | 0 | 0% | 100% | 0 | 0% | 100% | 0 | 0% | 100% | 0 |  |  | 0 |  |  | 0 |  |  | 0
WARD 0401CB | 3.3065e-05 | 0 | 0.019081 | 0 | 0.019081 | 0.0050159 | 0.018148 | 0.0075081 | 0% | 99% | 0 | 0% | 99% | 0 | 0% | 99% | 0 | 0% | 99% | 0 | 0% | 63.69% | 0 | 0% | 51.52% | 0 | 0% | 51.52% | 0 | 0% | 51.52% | 0 | 0 | 0% | 2.825% | 0 | 0% | 2.825% | 0 | 0% | 2.825% | 0 | 0% | 0.2998% | 0 | 0% | 0.2998% | 0 | 0% | 0.2998% | 0 | 0% | 0.9041% | 0 | 0% | 0.9041% | 0 | 0% | 0.9041% | 0 | 0% | 0.8937% | 0 | 0% | 0.8937% | 0 | 0% | 0.8937% | 0 | 0% | 6.686% | 0 | 0% | 6.686% | 0 | 0% | 6.686% | 0 | 0% | 0.5991% | 0 | 0% | 0.5991% | 0 | 0% | 0.5991% | 0 |  |  |  | 0% | 11.8% | 0 | 0% | 11.8% | 0 | 0% | 11.8% | 0 | 0% | 0.3564% | 0 | 0% | 0.3564% | 0 | 0% | 0.3564% | 0 | 0% | 100% | 0 | 0% | 100% | 0 | 0% | 100% | 0 | 0% | 100% | 0 |  |  | 0 |  |  | 0 |  |  | 0
FAIRVIEW 2207M526R | 4.7881e-05 | 0 | 0.021885 | 0 | 0.021885 | 0.0072113 | 0.02031 | 0.0076659 | 0% | 99% | 0 | 0% | 99% | 0 | 0% | 99% | 0 | 0% | 99% | 0 | 0% | 64.16% | 0 | 0% | 50.26% | 0 | 0% | 50.26% | 0 | 0% | 50.26% | 0 | 0 | 0% | 3.275% | 0 | 0% | 3.275% | 0 | 0% | 3.275% | 0 | 0% | 0.3581% | 0 | 0% | 0.3581% | 0 | 0% | 0.3581% | 0 | 0% | 0.8715% | 0 | 0% | 0.8715% | 0 | 0% | 0.8715% | 0 | 35.15% | 0.8978% | 6.9059e-05 | 0% | 0.8978% | 0 | 0% | 0.8978% | 0 | 0% | 6.511% | 0 | 0% | 6.511% | 0 | 0% | 6.511% | 0 | 0% | 0.6241% | 0 | 0% | 0.6241% | 0 | 0% | 0.6241% | 0 |  |  |  | 0% | 11.8% | 0 | 0% | 11.8% | 0 | 0% | 11.8% | 0 | 0% | 0.3643% | 0 | 0% | 0.3643% | 0 | 0% | 0.3643% | 0 | 0% | 100% | 0 | 0% | 100% | 0 | 0% | 100% | 0 | 0% | 100% | 0 |  |  | 0 |  |  | 0 |  |  | 0
ROCKLIN 110450090 | 3.5439e-05 | 0 | 0.0017994 | 0 | 0.0017994 | 0.00031298 | 0.0016999 | 0.00088107 | 0% | 99% | 0 | 0% | 99% | 0 | 0% | 99% | 0 | 0% | 99% | 0 | 0% | 63.72% | 0 | 0% | 49.05% | 0 | 0% | 49.05% | 0 | 0% | 49.05% | 0 | 0 | 0% | 2.729% | 0 | 0% | 2.729% | 0 | 0% | 2.729% | 0 | 0% | 0.3303% | 0 | 0% | 0.3303% | 0 | 0% | 0.3303% | 0 | 0% | 0.8647% | 0 | 0% | 0.8647% | 0 | 0% | 0.8647% | 0 | 0% | 0.9231% | 0 | 100% | 0.9231% | 1.6611e-05 | 0% | 0.9231% | 0 | 0% | 6.581% | 0 | 0% | 6.581% | 0 | 0% | 6.581% | 0 | 0% | 0.5645% | 0 | 0% | 0.5645% | 0 | 0% | 0.5645% | 0 |  |  |  | 0% | 11.8% | 0 | 0% | 11.8% | 0 | 0% | 11.8% | 0 | 0% | 0.3664% | 0 | 0% | 0.3664% | 0 | 0% | 0.3664% | 0 | 0% | 100% | 0 | 0% | 100% | 0 | 0% | 100% | 0 | 0% | 100% | 0 |  |  | 0 |  |  | 0 |  |  | 0
SANTA MARIA 1105560634 | 2.8707e-05 | 0 | 0.02642 | 0 | 0.02642 | 0.0033829 | 0.030746 | 0.0083637 | 0% | 99% | 0 | 0% | 99% | 0 | 0% | 99% | 0 | 0% | 99% | 0 | 0% | 62.67% | 0 | 0% | 50.41% | 0 | 0% | 50.41% | 0 | 0% | 50.41% | 0 | 0 | 0% | 3.247% | 0 | 0% | 3.247% | 0 | 0% | 3.247% | 0 | 0% | 0.3682% | 0 | 0% | 0.3682% | 0 | 0% | 0.3682% | 0 | 0% | 1.104% | 0 | 0% | 1.104% | 0 | 0% | 1.104% | 0 | 0% | 1.135% | 0 | 0% | 1.135% | 0 | 0% | 1.135% | 0 | 0% | 8.295% | 0 | 0% | 8.295% | 0 | 0% | 8.295% | 0 | 0% | 0.3798% | 0 | 0% | 0.3798% | 0 | 0% | 0.3798% | 0 |  |  |  | 0% | 11.8% | 0 | 0% | 11.8% | 0 | 0% | 11.8% | 0 | 0% | 0.3552% | 0 | 0% | 0.3552% | 0 | 0% | 0.3552% | 0 | 0% | 100% | 0 | 0% | 100% | 0 | 0% | 100% | 0 | 0% | 100% | 0 |  |  | 0 |  |  | 0 |  |  | 0
VIERRA 170111718 | 3.9341e-05 | 0 | 0.017859 | 0 | 0.017859 | 0.0023357 | 0.013623 | 0.012766 | 0% | 99% | 0 | 0% | 99% | 0 | 0% | 99% | 0 | 0% | 99% | 0 | 0% | 64.99% | 0 | 0% | 51.36% | 0 | 0% | 51.36% | 0 | 0% | 51.36% | 0 | 0 | 0% | 2.13% | 0 | 0% | 2.13% | 0 | 0% | 2.13% | 0 | 0% | 0.2457% | 0 | 0% | 0.2457% | 0 | 0% | 0.2457% | 0 | 0% | 0.7045% | 0 | 0% | 0.7045% | 0 | 0% | 0.7045% | 0 | 0% | 0.7219% | 0 | 0% | 0.7219% | 0 | 0.2406% | 0.7219% | 3.1017e-07 | 0% | 5.283% | 0 | 0% | 5.283% | 0 | 0% | 5.283% | 0 | 0% | 0.3653% | 0 | 0% | 0.3653% | 0 | 0% | 0.3653% | 0 |  |  |  | 0% | 11.8% | 0 | 0% | 11.8% | 0 | 0% | 11.8% | 0 | 0% | 0.3669% | 0 | 0% | 0.3669% | 0 | 0% | 0.3669% | 0 | 0% | 100% | 0 | 0% | 100% | 0 | 0% | 100% | 0 | 0% | 100% | 0 |  |  | 0 |  |  | 0 |  |  | 0
SWIFT 2111CB | 3.4787e-05 | 0 | 0.021456 | 0 | 0.021456 | 0.0065378 | 0.019077 | 0.0088998 | 0% | 99% | 0 | 0% | 99% | 0 | 0% | 99% | 0 | 0% | 99% | 0 | 0% | 64.59% | 0 | 0% | 51.21% | 0 | 0% | 51.21% | 0 | 0% | 51.21% | 0 | 0 | 0% | 2.719% | 0 | 0% | 2.719% | 0 | 0% | 2.719% | 0 | 0% | 0.3004% | 0 | 0% | 0.3004% | 0 | 0% | 0.3004% | 0 | 0% | 0.8392% | 0 | 0% | 0.8392% | 0 | 0% | 0.8392% | 0 | 0% | 0.8565% | 0 | 100% | 0.8565% | 0.00018377 | 0% | 0.8565% | 0 | 0% | 6.272% | 0 | 0% | 6.272% | 0 | 0% | 6.272% | 0 | 0% | 0.7184% | 0 | 0% | 0.7184% | 0 | 0% | 0.7184% | 0 |  |  |  | 0% | 11.8% | 0 | 0% | 11.8% | 0 | 0% | 11.8% | 0 | 0% | 0.3639% | 0 | 0% | 0.3639% | 0 | 0% | 0.3639% | 0 | 0% | 100% | 0 | 0% | 100% | 0 | 0% | 100% | 0 | 0% | 100% | 0 |  |  | 0 |  |  | 0 |  |  | 0
EVERGREEN 2104CB | 5.1878e-05 | 0 | 0.010641 | 0 | 0.010641 | 0.0021757 | 0.0092131 | 0.0057298 | 0% | 99% | 0 | 0% | 99% | 0 | 0% | 99% | 0 | 0% | 99% | 0 | 0% | 66.09% | 0 | 0% | 51.76% | 0 | 0% | 51.76% | 0 | 0% | 51.76% | 0 | 0 | 0% | 3.08% | 0 | 0% | 3.08% | 0 | 0% | 3.08% | 0 | 0% | 0.3486% | 0 | 0% | 0.3486% | 0 | 0% | 0.3486% | 0 | 0% | 0.8004% | 0 | 0% | 0.8004% | 0 | 0% | 0.8004% | 0 | 0% | 0.8459% | 0 | 79.97% | 0.8459% | 7.1982e-05 | 20.03% | 0.8459% | 1.8033e-05 | 0% | 6.033% | 0 | 0% | 6.033% | 0 | 0% | 6.033% | 0 | 0% | 0.4817% | 0 | 0% | 0.4817% | 0 | 0% | 0.4817% | 0 |  |  |  | 0% | 11.8% | 0 | 0% | 11.8% | 0 | 0% | 11.8% | 0 | 0% | 0.3692% | 0 | 0% | 0.3692% | 0 | 0% | 0.3692% | 0 | 0% | 100% | 0 | 0% | 100% | 0 | 0% | 100% | 0 | 0% | 100% | 0 |  |  | 0 |  |  | 0 |  |  | 0
PARKWAY 1101CB | 4.0121e-05 | 0 | 0.0066976 | 0 | 0.0066976 | 0.0011297 | 0.0062174 | 0.0034277 | 0% | 99% | 0 | 0% | 99% | 0 | 0% | 99% | 0 | 0% | 99% | 0 | 0% | 66.66% | 0 | 0% | 52.89% | 0 | 0% | 52.89% | 0 | 0% | 52.89% | 0 | 0 | 0% | 3.865% | 0 | 0% | 3.865% | 0 | 0% | 3.865% | 0 | 0% | 0.4206% | 0 | 0% | 0.4206% | 0 | 0% | 0.4206% | 0 | 0% | 0.8749% | 0 | 0% | 0.8749% | 0 | 0% | 0.8749% | 0 | 0% | 0.9301% | 0 | 0% | 0.9301% | 0 | 100% | 0.9301% | 6.2293e-05 | 0% | 6.583% | 0 | 0% | 6.583% | 0 | 0% | 6.583% | 0 | 0% | 0.435% | 0 | 0% | 0.435% | 0 | 0% | 0.435% | 0 |  |  |  | 0% | 11.8% | 0 | 0% | 11.8% | 0 | 0% | 11.8% | 0 | 0% | 0.3715% | 0 | 0% | 0.3715% | 0 | 0% | 0.3715% | 0 | 0% | 100% | 0 | 0% | 100% | 0 | 0% | 100% | 0 | 0% | 100% | 0 |  |  | 0 |  |  | 0 |  |  | 0
WOODLAND 1108CB | 4.337e-05 | 0 | 0.04261 | 0 | 0.04261 | 0.0073628 | 0.038821 | 0.02238 | 0% | 99% | 0 | 0% | 99% | 0 | 0% | 99% | 0 | 0% | 99% | 0 | 0% | 64.04% | 0 | 0% | 50.23% | 0 | 0% | 50.23% | 0 | 0% | 50.23% | 0 | 0 | 0% | 2.844% | 0 | 0% | 2.844% | 0 | 0% | 2.844% | 0 | 0% | 0.3265% | 0 | 0% | 0.3265% | 0 | 0% | 0.3265% | 0 | 0% | 0.8369% | 0 | 0% | 0.8369% | 0 | 0% | 0.8369% | 0 | 0% | 0.87% | 0 | 0% | 0.87% | 0 | 17.96% | 0.87% | 6.6565e-05 | 0% | 6.29% | 0 | 0% | 6.29% | 0 | 0% | 6.29% | 0 | 0% | 0.4457% | 0 | 0% | 0.4457% | 0 | 0% | 0.4457% | 0 |  |  |  | 0% | 11.8% | 0 | 0% | 11.8% | 0 | 0% | 11.8% | 0 | 0% | 0.3635% | 0 | 0% | 0.3635% | 0 | 0% | 0.3635% | 0 | 0% | 100% | 0 | 0% | 100% | 0 | 0% | 100% | 0 | 0% | 100% | 0 |  |  | 0 |  |  | 0 |  |  | 0
ATWATER 1105524022 | 2.9195e-05 | 0 | 0.014398 | 0 | 0.014398 | 0.0027659 | 0.01429 | 0.0061119 | 0% | 99% | 0 | 0% | 99% | 0 | 0% | 99% | 0 | 0% | 99% | 0 | 0% | 61.6% | 0 | 0% | 49.7% | 0 | 0% | 49.7% | 0 | 0% | 49.7% | 0 | 0 | 0% | 2.733% | 0 | 0% | 2.733% | 0 | 0% | 2.733% | 0 | 0% | 0.29% | 0 | 0% | 0.29% | 0 | 0% | 0.29% | 0 | 0% | 0.9368% | 0 | 0% | 0.9368% | 0 | 0% | 0.9368% | 0 | 0% | 0.911% | 0 | 21.63% | 0.911% | 2.8367e-05 | 0% | 0.911% | 0 | 0% | 6.896% | 0 | 0% | 6.896% | 0 | 0% | 6.896% | 0 | 0% | 0.5726% | 0 | 0% | 0.5726% | 0 | 0% | 0.5726% | 0 |  |  |  | 0% | 11.8% | 0 | 0% | 11.8% | 0 | 0% | 11.8% | 0 | 0% | 0.3505% | 0 | 0% | 0.3505% | 0 | 0% | 0.3505% | 0 | 0% | 100% | 0 | 0% | 100% | 0 | 0% | 100% | 0 | 0% | 100% | 0 |  |  | 0 |  |  | 0 |  |  | 0
REDWOOD CITY 1103CB | 4.3802e-05 | 0 | 0.013726 | 0 | 0.013726 | 0.0027251 | 0.012442 | 0.0069222 | 0% | 99% | 0 | 0% | 99% | 0 | 0% | 99% | 0 | 0% | 99% | 0 | 0% | 66.02% | 0 | 0% | 52.8% | 0 | 0% | 52.8% | 0 | 0% | 52.8% | 0 | 0 | 0% | 3.303% | 0 | 0% | 3.303% | 0 | 0% | 3.303% | 0 | 0% | 0.3585% | 0 | 0% | 0.3585% | 0 | 0% | 0.3585% | 0 | 0% | 0.8518% | 0 | 0% | 0.8518% | 0 | 0% | 0.8518% | 0 | 0% | 0.8856% | 0 | 68.14% | 0.8856% | 8.2835e-05 | 0% | 0.8856% | 0 | 0% | 6.381% | 0 | 0% | 6.381% | 0 | 0% | 6.381% | 0 | 0% | 0.5283% | 0 | 0% | 0.5283% | 0 | 0% | 0.5283% | 0 |  |  |  | 0% | 11.8% | 0 | 0% | 11.8% | 0 | 0% | 11.8% | 0 | 0% | 0.3673% | 0 | 0% | 0.3673% | 0 | 0% | 0.3673% | 0 | 0% | 100% | 0 | 0% | 100% | 0 | 0% | 100% | 0 | 0% | 100% | 0 |  |  | 0 |  |  | 0 |  |  | 0
PAUL SWEET 210716004 | 3.1878e-05 | 0 | 0.029457 | 0 | 0.029457 | 0.0088033 | 0.028892 | 0.0097142 | 0% | 99% | 0 | 0% | 99% | 0 | 0% | 99% | 0 | 0% | 99% | 0 | 0% | 63.4% | 0 | 0% | 50.06% | 0 | 0% | 50.06% | 0 | 0% | 50.06% | 0 | 0 | 0% | 3.083% | 0 | 0% | 3.083% | 0 | 0% | 3.083% | 0 | 0% | 0.3397% | 0 | 0% | 0.3397% | 0 | 0% | 0.3397% | 0 | 0% | 0.924% | 0 | 0% | 0.924% | 0 | 0% | 0.924% | 0 | 0% | 0.9425% | 0 | 0% | 0.9425% | 0 | 0% | 0.9425% | 0 | 0% | 6.901% | 0 | 0% | 6.901% | 0 | 0% | 6.901% | 0 | 0% | 0.7491% | 0 | 0% | 0.7491% | 0 | 0% | 0.7491% | 0 |  |  |  | 0% | 11.8% | 0 | 0% | 11.8% | 0 | 0% | 11.8% | 0 | 0% | 0.3603% | 0 | 0% | 0.3603% | 0 | 0% | 0.3603% | 0 | 0% | 100% | 0 | 0% | 100% | 0 | 0% | 100% | 0 | 0% | 100% | 0 |  |  | 0 |  |  | 0 |  |  | 0
EL CERRITO G 1102CB | 3.5552e-05 | 0 | 0.029526 | 0 | 0.029526 | 0.0046216 | 0.030016 | 0.012886 | 0% | 99% | 0 | 0% | 99% | 0 | 0% | 99% | 0 | 0% | 99% | 0 | 0% | 64.38% | 0 | 0% | 51.66% | 0 | 0% | 51.66% | 0 | 0% | 51.66% | 0 | 0 | 0% | 3.51% | 0 | 0% | 3.51% | 0 | 0% | 3.51% | 0 | 0% | 0.38% | 0 | 0% | 0.38% | 0 | 0% | 0.38% | 0 | 0% | 0.9562% | 0 | 0% | 0.9562% | 0 | 0% | 0.9562% | 0 | 0% | 0.9762% | 0 | 0% | 0.9762% | 0 | 0% | 0.9762% | 0 | 0% | 7.126% | 0 | 0% | 7.126% | 0 | 0% | 7.126% | 0 | 0% | 0.3623% | 0 | 0% | 0.3623% | 0 | 0% | 0.3623% | 0 |  |  |  | 0% | 11.8% | 0 | 0% | 11.8% | 0 | 0% | 11.8% | 0 | 0% | 0.3595% | 0 | 0% | 0.3595% | 0 | 0% | 0.3595% | 0 | 0% | 100% | 0 | 0% | 100% | 0 | 0% | 100% | 0 | 0% | 100% | 0 |  |  | 0 |  |  | 0 |  |  | 0
CLAYTON 221714102 | 3.8553e-05 | 0 | 0.067065 | 0 | 0.067065 | 0.024951 | 0.058601 | 0.024396 | 0% | 99% | 0 | 0% | 99% | 0 | 0% | 99% | 0 | 0% | 99% | 0 | 0% | 63.81% | 0 | 0% | 50.43% | 0 | 0% | 50.43% | 0 | 0% | 50.43% | 0 | 0 | 0% | 2.753% | 0 | 0% | 2.753% | 0 | 0% | 2.753% | 0 | 0% | 0.2955% | 0 | 0% | 0.2955% | 0 | 0% | 0.2955% | 0 | 0% | 0.826% | 0 | 0% | 0.826% | 0 | 0% | 0.826% | 0 | 3.292% | 0.8258% | 1.823e-05 | 0% | 0.8258% | 0 | 0% | 0.8258% | 0 | 0% | 6.123% | 0 | 0% | 6.123% | 0 | 0% | 6.123% | 0 | 0% | 0.7589% | 0 | 0% | 0.7589% | 0 | 0% | 0.7589% | 0 |  |  |  | 0% | 11.8% | 0 | 0% | 11.8% | 0 | 0% | 11.8% | 0 | 0% | 0.3615% | 0 | 0% | 0.3615% | 0 | 0% | 0.3615% | 0 | 0% | 100% | 0 | 0% | 100% | 0 | 0% | 100% | 0 | 0% | 100% | 0 |  |  | 0 |  |  | 0 |  |  | 0
SARATOGA 1115LC18 | 3.9059e-05 | 0 | 0.030892 | 0 | 0.030892 | 0.012882 | 0.025501 | 0.011346 | 0% | 99% | 0 | 0% | 99% | 0 | 0% | 99% | 0 | 0% | 99% | 0 | 0% | 64.36% | 0 | 0% | 50.57% | 0 | 0% | 50.57% | 0 | 0% | 50.57% | 0 | 0 | 0% | 2.578% | 0 | 0% | 2.578% | 0 | 0% | 2.578% | 0 | 0% | 0.2812% | 0 | 0% | 0.2812% | 0 | 0% | 0.2812% | 0 | 0% | 0.7781% | 0 | 0% | 0.7781% | 0 | 0% | 0.7781% | 0 | 100% | 0.7904% | 0.00024418 | 0% | 0.7904% | 0 | 0% | 0.7904% | 0 | 0% | 5.802% | 0 | 0% | 5.802% | 0 | 0% | 5.802% | 0 | 0% | 0.9386% | 0 | 0% | 0.9386% | 0 | 0% | 0.9386% | 0 |  |  |  | 0% | 11.8% | 0 | 0% | 11.8% | 0 | 0% | 11.8% | 0 | 0% | 0.366% | 0 | 0% | 0.366% | 0 | 0% | 0.366% | 0 | 0% | 100% | 0 | 0% | 100% | 0 | 0% | 100% | 0 | 0% | 100% | 0 |  |  | 0 |  |  | 0 |  |  | 0
AIRWAYS 1106CB | 4.1537e-05 | 0 | 0.014287 | 0 | 0.014287 | 0.0034406 | 0.011773 | 0.0077863 | 0% | 99% | 0 | 0% | 99% | 0 | 0% | 99% | 0 | 0% | 99% | 0 | 0% | 63.56% | 0 | 0% | 49.38% | 0 | 0% | 49.38% | 0 | 0% | 49.38% | 0 | 0 | 0% | 2.551% | 0 | 0% | 2.551% | 0 | 0% | 2.551% | 0 | 0% | 0.2868% | 0 | 0% | 0.2868% | 0 | 0% | 0.2868% | 0 | 0% | 0.765% | 0 | 0% | 0.765% | 0 | 0% | 0.765% | 0 | 0.7838% | 0.7902% | 8.8484e-07 | 99.22% | 0.7902% | 0.000112 | 0% | 0.7902% | 0 | 0% | 5.744% | 0 | 0% | 5.744% | 0 | 0% | 5.744% | 0 | 0% | 0.6852% | 0 | 0% | 0.6852% | 0 | 0% | 0.6852% | 0 |  |  |  | 0% | 11.8% | 0 | 0% | 11.8% | 0 | 0% | 11.8% | 0 | 0% | 0.3674% | 0 | 0% | 0.3674% | 0 | 0% | 0.3674% | 0 | 0% | 100% | 0 | 0% | 100% | 0 | 0% | 100% | 0 | 0% | 100% | 0 |  |  | 0 |  |  | 0 |  |  | 0
CASTRO VALLEY 1107MR235 | 3.5071e-05 | 0 | 0.021578 | 0 | 0.021578 | 0.0085204 | 0.018497 | 0.0077233 | 0% | 99% | 0 | 0% | 99% | 0 | 0% | 99% | 0 | 0% | 99% | 0 | 0% | 64.47% | 0 | 0% | 50.84% | 0 | 0% | 50.84% | 0 | 0% | 50.84% | 0 | 0 | 0% | 2.826% | 0 | 0% | 2.826% | 0 | 0% | 2.826% | 0 | 0% | 0.307% | 0 | 0% | 0.307% | 0 | 0% | 0.307% | 0 | 0% | 0.8088% | 0 | 0% | 0.8088% | 0 | 0% | 0.8088% | 0 | 0% | 0.8273% | 0 | 0% | 0.8273% | 0 | 74.19% | 0.8273% | 0.00013244 | 0% | 6.04% | 0 | 0% | 6.04% | 0 | 0% | 6.04% | 0 | 0% | 0.917% | 0 | 0% | 0.917% | 0 | 0% | 0.917% | 0 |  |  |  | 0% | 11.8% | 0 | 0% | 11.8% | 0 | 0% | 11.8% | 0 | 0% | 0.3663% | 0 | 0% | 0.3663% | 0 | 0% | 0.3663% | 0 | 0% | 100% | 0 | 0% | 100% | 0 | 0% | 100% | 0 | 0% | 100% | 0 |  |  | 0 |  |  | 0 |  |  | 0
MORMON 110365312 | 3.0759e-05 | 0 | 0.025085 | 0 | 0.025085 | 0.0057989 | 0.025382 | 0.0092108 | 0% | 99% | 0 | 0% | 99% | 0 | 0% | 99% | 0 | 0% | 99% | 0 | 0% | 62.56% | 0 | 0% | 49.73% | 0 | 0% | 49.73% | 0 | 0% | 49.73% | 0 | 0 | 0% | 2.81% | 0 | 0% | 2.81% | 0 | 0% | 2.81% | 0 | 0% | 0.3188% | 0 | 0% | 0.3188% | 0 | 0% | 0.3188% | 0 | 0% | 0.9448% | 0 | 0% | 0.9448% | 0 | 0% | 0.9448% | 0 | 0% | 0.9602% | 0 | 100% | 0.9602% | 0.00024087 | 0% | 0.9602% | 0 | 0% | 7.063% | 0 | 0% | 7.063% | 0 | 0% | 7.063% | 0 | 0% | 0.5732% | 0 | 0% | 0.5732% | 0 | 0% | 0.5732% | 0 |  |  |  | 0% | 11.8% | 0 | 0% | 11.8% | 0 | 0% | 11.8% | 0 | 0% | 0.3566% | 0 | 0% | 0.3566% | 0 | 0% | 0.3566% | 0 | 0% | 100% | 0 | 0% | 100% | 0 | 0% | 100% | 0 | 0% | 100% | 0 |  |  | 0 |  |  | 0 |  |  | 0
MABURY 1101CB | 4.273e-05 | 0 | 0.031902 | 0 | 0.031902 | 0.0067872 | 0.027729 | 0.016853 | 0% | 99% | 0 | 0% | 99% | 0 | 0% | 99% | 0 | 0% | 99% | 0 | 0% | 66.11% | 0 | 0% | 52.21% | 0 | 0% | 52.21% | 0 | 0% | 52.21% | 0 | 0 | 0% | 3.126% | 0 | 0% | 3.126% | 0 | 0% | 3.126% | 0 | 0% | 0.3471% | 0 | 0% | 0.3471% | 0 | 0% | 0.3471% | 0 | 0% | 0.8107% | 0 | 0% | 0.8107% | 0 | 0% | 0.8107% | 0 | 0% | 0.8526% | 0 | 0% | 0.8526% | 0 | 18.95% | 0.8526% | 5.1534e-05 | 0% | 6.1% | 0 | 0% | 6.1% | 0 | 0% | 6.1% | 0 | 0% | 0.5106% | 0 | 0% | 0.5106% | 0 | 0% | 0.5106% | 0 |  |  |  | 0% | 11.8% | 0 | 0% | 11.8% | 0 | 0% | 11.8% | 0 | 0% | 0.3696% | 0 | 0% | 0.3696% | 0 | 0% | 0.3696% | 0 | 0% | 100% | 0 | 0% | 100% | 0 | 0% | 100% | 0 | 0% | 100% | 0 |  |  | 0 |  |  | 0 |  |  | 0
OAKLAND D 1131CB | 4.015e-05 | 0 | 0.03682 | 0 | 0.03682 | 0.0074091 | 0.03456 | 0.017328 | 0% | 99% | 0 | 0% | 99% | 0 | 0% | 99% | 0 | 0% | 99% | 0 | 0% | 64.64% | 0 | 0% | 52.13% | 0 | 0% | 52.13% | 0 | 0% | 52.13% | 0 | 0 | 0% | 3.089% | 0 | 0% | 3.089% | 0 | 0% | 3.089% | 0 | 0% | 0.333% | 0 | 0% | 0.333% | 0 | 0% | 0.333% | 0 | 0% | 0.888% | 0 | 0% | 0.888% | 0 | 0% | 0.888% | 0 | 99.61% | 0.8999% | 0.00033003 | 0% | 0.8999% | 0 | 0% | 0.8999% | 0 | 0% | 6.611% | 0 | 0% | 6.611% | 0 | 0% | 6.611% | 0 | 0% | 0.5807% | 0 | 0% | 0.5807% | 0 | 0% | 0.5807% | 0 |  |  |  | 0% | 11.8% | 0 | 0% | 11.8% | 0 | 0% | 11.8% | 0 | 0% | 0.3616% | 0 | 0% | 0.3616% | 0 | 0% | 0.3616% | 0 | 0% | 100% | 0 | 0% | 100% | 0 | 0% | 100% | 0 | 0% | 100% | 0 |  |  | 0 |  |  | 0 |  |  | 0
SAN MATEO 0404CB | 4.5346e-05 | 0 | 0.020221 | 0 | 0.020221 | 0.0066569 | 0.019818 | 0.00609 | 0% | 99% | 0 | 0% | 99% | 0 | 0% | 99% | 0 | 0% | 99% | 0 | 0% | 64.6% | 0 | 0% | 51.06% | 0 | 0% | 51.06% | 0 | 0% | 51.06% | 0 | 0 | 0% | 3.324% | 0 | 0% | 3.324% | 0 | 0% | 3.324% | 0 | 0% | 0.3658% | 0 | 0% | 0.3658% | 0 | 0% | 0.3658% | 0 | 0% | 0.918% | 0 | 0% | 0.918% | 0 | 0% | 0.918% | 0 | 0% | 0.9503% | 0 | 0% | 0.9503% | 0 | 0% | 0.9503% | 0 | 0% | 6.877% | 0 | 0% | 6.877% | 0 | 0% | 6.877% | 0 | 0% | 0.8385% | 0 | 0% | 0.8385% | 0 | 0% | 0.8385% | 0 |  |  |  | 0% | 11.8% | 0 | 0% | 11.8% | 0 | 0% | 11.8% | 0 | 0% | 0.3633% | 0 | 0% | 0.3633% | 0 | 0% | 0.3633% | 0 | 0% | 100% | 0 | 0% | 100% | 0 | 0% | 100% | 0 | 0% | 100% | 0 |  |  | 0 |  |  | 0 |  |  | 0
ROUGH AND READY ISLA 1102CB | 4.9357e-05 | 0 | 0.05991 | 0 | 0.05991 | 0.0070505 | 0.053699 | 0.035751 | 0% | 99% | 0 | 0% | 99% | 0 | 0% | 99% | 0 | 0% | 99% | 0 | 0% | 64.68% | 0 | 0% | 50.62% | 0 | 0% | 50.62% | 0 | 0% | 50.62% | 0 | 0 | 0% | 2.801% | 0 | 0% | 2.801% | 0 | 0% | 2.801% | 0 | 0% | 0.3249% | 0 | 0% | 0.3249% | 0 | 0% | 0.3249% | 0 | 0% | 0.8233% | 0 | 0% | 0.8233% | 0 | 0% | 0.8233% | 0 | 88.31% | 0.8708% | 0.0004607 | 9.504% | 0.8708% | 4.9579e-05 | 0% | 0.8708% | 0 | 0% | 6.235% | 0 | 0% | 6.235% | 0 | 0% | 6.235% | 0 | 0% | 0.3445% | 0 | 0% | 0.3445% | 0 | 0% | 0.3445% | 0 |  |  |  | 0% | 11.8% | 0 | 0% | 11.8% | 0 | 0% | 11.8% | 0 | 0% | 0.3676% | 0 | 0% | 0.3676% | 0 | 0% | 0.3676% | 0 | 0% | 100% | 0 | 0% | 100% | 0 | 0% | 100% | 0 | 0% | 100% | 0 |  |  | 0 |  |  | 0 |  |  | 0
SANTA ROSA A 111098988 | 4.7082e-05 | 0 | 0.01654 | 0 | 0.01654 | 0.0086733 | 0.013671 | 0.0042987 | 0% | 99% | 0 | 0% | 99% | 0 | 0% | 99% | 0 | 0% | 99% | 0 | 0% | 63.57% | 0 | 0% | 49.59% | 0 | 0% | 49.59% | 0 | 0% | 49.59% | 0 | 0 | 0% | 3.015% | 0 | 0% | 3.015% | 0 | 0% | 3.015% | 0 | 0% | 0.3233% | 0 | 0% | 0.3233% | 0 | 0% | 0.3233% | 0 | 0% | 0.7823% | 0 | 0% | 0.7823% | 0 | 0% | 0.7823% | 0 | 0% | 0.802% | 0 | 0% | 0.802% | 0 | 0% | 0.802% | 0 | 0% | 5.831% | 0 | 0% | 5.831% | 0 | 0% | 5.831% | 0 | 0% | 1.527% | 0 | 0% | 1.527% | 0 | 0% | 1.527% | 0 |  |  |  | 0% | 11.8% | 0 | 0% | 11.8% | 0 | 0% | 11.8% | 0 | 0% | 0.369% | 0 | 0% | 0.369% | 0 | 0% | 0.369% | 0 | 0% | 100% | 0 | 0% | 100% | 0 | 0% | 100% | 0 | 0% | 100% | 0 |  |  | 0 |  |  | 0 |  |  | 0
COTATI 110283200 | 3.8526e-05 | 0 | 0.021965 | 0 | 0.021965 | 0.0076396 | 0.019668 | 0.0080757 | 0% | 99% | 0 | 0% | 99% | 0 | 0% | 99% | 0 | 0% | 99% | 0 | 0% | 64.05% | 0 | 0% | 49.53% | 0 | 0% | 49.53% | 0 | 0% | 49.53% | 0 | 0 | 0% | 3.047% | 0 | 0% | 3.047% | 0 | 0% | 3.047% | 0 | 0% | 0.3463% | 0 | 0% | 0.3463% | 0 | 0% | 0.3463% | 0 | 0% | 0.8286% | 0 | 0% | 0.8286% | 0 | 0% | 0.8286% | 0 | 0% | 0.8741% | 0 | 99.28% | 0.8741% | 0.00019063 | 0% | 0.8741% | 0 | 0% | 6.251% | 0 | 0% | 6.251% | 0 | 0% | 6.251% | 0 | 0% | 0.9782% | 0 | 0% | 0.9782% | 0 | 0% | 0.9782% | 0 |  |  |  | 0% | 11.8% | 0 | 0% | 11.8% | 0 | 0% | 11.8% | 0 | 55.56% | 0.3683% | 4.4948e-05 | 0% | 0.3683% | 0 | 0% | 0.3683% | 0 | 0% | 100% | 0 | 0% | 100% | 0 | 0% | 100% | 0 | 0% | 100% | 0 |  |  | 0 |  |  | 0 |  |  | 0
RIPON 17036178 | 3.6903e-05 | 0 | 0.013953 | 0 | 0.013953 | 0.0029451 | 0.010093 | 0.0094376 | 0% | 99% | 0 | 0% | 99% | 0 | 0% | 99% | 0 | 0% | 99% | 0 | 0% | 65.33% | 0 | 0% | 52.03% | 0 | 0% | 52.03% | 0 | 0% | 52.03% | 0 | 0 | 0% | 2.179% | 0 | 0% | 2.179% | 0 | 0% | 2.179% | 0 | 0% | 0.2374% | 0 | 0% | 0.2374% | 0 | 0% | 0.2374% | 0 | 0% | 0.6785% | 0 | 0% | 0.6785% | 0 | 0% | 0.6785% | 0 | 100% | 0.6808% | 9.4983e-05 | 0% | 0.6808% | 0 | 0% | 0.6808% | 0 | 0% | 5.041% | 0 | 0% | 5.041% | 0 | 0% | 5.041% | 0 | 0% | 0.5486% | 0 | 0% | 0.5486% | 0 | 0% | 0.5486% | 0 |  |  |  | 0% | 11.8% | 0 | 0% | 11.8% | 0 | 0% | 11.8% | 0 | 0% | 0.3673% | 0 | 0% | 0.3673% | 0 | 0% | 0.3673% | 0 | 0% | 100% | 0 | 0% | 100% | 0 | 0% | 100% | 0 | 0% | 100% | 0 |  |  | 0 |  |  | 0 |  |  | 0
BARTON 111664447 | 4.4933e-05 | 0 | 0.028516 | 0 | 0.028516 | 0.0080525 | 0.024605 | 0.01328 | 0% | 99% | 0 | 0% | 99% | 0 | 0% | 99% | 0 | 0% | 99% | 0 | 0% | 63.32% | 0 | 0% | 49.45% | 0 | 0% | 49.45% | 0 | 0% | 49.45% | 0 | 0 | 0% | 2.569% | 0 | 0% | 2.569% | 0 | 0% | 2.569% | 0 | 0% | 0.2874% | 0 | 0% | 0.2874% | 0 | 0% | 0.2874% | 0 | 0% | 0.8077% | 0 | 0% | 0.8077% | 0 | 0% | 0.8077% | 0 | 93.69% | 0.8279% | 0.00022119 | 0% | 0.8279% | 0 | 3.367% | 0.8279% | 7.9479e-06 | 0% | 6.053% | 0 | 0% | 6.053% | 0 | 0% | 6.053% | 0 | 0% | 0.7978% | 0 | 0% | 0.7978% | 0 | 0% | 0.7978% | 0 |  |  |  | 0% | 11.8% | 0 | 0% | 11.8% | 0 | 0% | 11.8% | 0 | 0% | 0.3653% | 0 | 0% | 0.3653% | 0 | 0% | 0.3653% | 0 | 0% | 100% | 0 | 0% | 100% | 0 | 0% | 100% | 0 | 0% | 100% | 0 |  |  | 0 |  |  | 0 |  |  | 0
OAKLAND X 1115CR296 | 3.6445e-05 | 0 | 0.014 | 0 | 0.014 | 0.0049306 | 0.012592 | 0.0050343 | 0% | 99% | 0 | 0% | 99% | 0 | 0% | 99% | 0 | 0% | 99% | 0 | 0% | 63.52% | 0 | 0% | 50.8% | 0 | 0% | 50.8% | 0 | 0% | 50.8% | 0 | 0 | 0% | 2.731% | 0 | 0% | 2.731% | 0 | 0% | 2.731% | 0 | 0% | 0.2929% | 0 | 0% | 0.2929% | 0 | 0% | 0.2929% | 0 | 0% | 0.8497% | 0 | 0% | 0.8497% | 0 | 0% | 0.8497% | 0 | 100% | 0.8458% | 0.00011841 | 0% | 0.8458% | 0 | 0% | 0.8458% | 0 | 0% | 6.296% | 0 | 0% | 6.296% | 0 | 0% | 6.296% | 0 | 0% | 0.9498% | 0 | 0% | 0.9498% | 0 | 0% | 0.9498% | 0 |  |  |  | 0% | 11.8% | 0 | 0% | 11.8% | 0 | 0% | 11.8% | 0 | 0% | 0.3598% | 0 | 0% | 0.3598% | 0 | 0% | 0.3598% | 0 | 0% | 100% | 0 | 0% | 100% | 0 | 0% | 100% | 0 | 0% | 100% | 0 |  |  | 0 |  |  | 0 |  |  | 0
HIGHWAY 1106CB | 3.4635e-05 | 0 | 0.065257 | 0 | 0.065257 | 0.01412 | 0.062749 | 0.028276 | 0% | 99% | 0 | 0% | 99% | 0 | 0% | 99% | 0 | 0% | 99% | 0 | 0% | 64.87% | 0 | 0% | 51.93% | 0 | 0% | 51.93% | 0 | 0% | 51.93% | 0 | 0 | 0% | 3.474% | 0 | 0% | 3.474% | 0 | 0% | 3.474% | 0 | 0% | 0.3725% | 0 | 0% | 0.3725% | 0 | 0% | 0.3725% | 0 | 0% | 0.9087% | 0 | 0% | 0.9087% | 0 | 0% | 0.9087% | 0 | 0% | 0.9314% | 0 | 73.07% | 0.9314% | 0.00044411 | 26.85% | 0.9314% | 0.00016321 | 0% | 6.774% | 0 | 0% | 6.774% | 0 | 0% | 6.774% | 0 | 0% | 0.5547% | 0 | 0% | 0.5547% | 0 | 0% | 0.5547% | 0 |  |  |  | 0% | 11.8% | 0 | 0% | 11.8% | 0 | 0% | 11.8% | 0 | 0% | 0.3634% | 0 | 0% | 0.3634% | 0 | 0% | 0.3634% | 0 | 0% | 100% | 0 | 0% | 100% | 0 | 0% | 100% | 0 | 0% | 100% | 0 |  |  | 0 |  |  | 0 |  |  | 0
DAYTON ROAD 0401CB | 6.4634e-05 | 0 | 0.018889 | 0 | 0.018889 | 0.012777 | 0.012252 | 0.0054095 | 0% | 99% | 0 | 0% | 99% | 0 | 0% | 99% | 0 | 0% | 99% | 0 | 0% | 64.11% | 0 | 0% | 49.2% | 0 | 0% | 49.2% | 0 | 0% | 49.2% | 0 | 0 | 0% | 1.784% | 0 | 0% | 1.784% | 0 | 0% | 1.784% | 0 | 0% | 0.2041% | 0 | 0% | 0.2041% | 0 | 0% | 0.2041% | 0 | 0% | 0.5979% | 0 | 0% | 0.5979% | 0 | 0% | 0.5979% | 0 | 44.6% | 0.6072% | 5.1152e-05 | 0% | 0.6072% | 0 | 40.85% | 0.6072% | 4.6853e-05 | 0% | 4.467% | 0 | 0% | 4.467% | 0 | 0% | 4.467% | 0 | 0% | 1.803% | 0 | 0% | 1.803% | 0 | 0% | 1.803% | 0 |  |  |  | 0% | 11.8% | 0 | 0% | 11.8% | 0 | 0% | 11.8% | 0 | 0% | 0.371% | 0 | 0% | 0.371% | 0 | 0% | 0.371% | 0 | 0% | 100% | 0 | 0% | 100% | 0 | 0% | 100% | 0 | 0% | 100% | 0 |  |  | 0 |  |  | 0 |  |  | 0
PIERCY 2109XR200 | 3.3672e-05 | 0 | 0.031953 | 0 | 0.031953 | 0.010698 | 0.028282 | 0.012509 | 0% | 99% | 0 | 0% | 99% | 0 | 0% | 99% | 0 | 0% | 99% | 0 | 0% | 63.83% | 0 | 0% | 50.82% | 0 | 0% | 50.82% | 0 | 0% | 50.82% | 0 | 0 | 0% | 2.772% | 0 | 0% | 2.772% | 0 | 0% | 2.772% | 0 | 0% | 0.296% | 0 | 0% | 0.296% | 0 | 0% | 0.296% | 0 | 0% | 0.8348% | 0 | 0% | 0.8348% | 0 | 0% | 0.8348% | 0 | 0% | 0.8301% | 0 | 10.4% | 0.8301% | 2.7573e-05 | 89.6% | 0.8301% | 0.00023766 | 0% | 6.176% | 0 | 0% | 6.176% | 0 | 0% | 6.176% | 0 | 0% | 0.7257% | 0 | 0% | 0.7257% | 0 | 0% | 0.7257% | 0 |  |  |  | 0% | 11.8% | 0 | 0% | 11.8% | 0 | 0% | 11.8% | 0 | 0% | 0.3599% | 0 | 0% | 0.3599% | 0 | 0% | 0.3599% | 0 | 0% | 100% | 0 | 0% | 100% | 0 | 0% | 100% | 0 | 0% | 100% | 0 |  |  | 0 |  |  | 0 |  |  | 0
WHITNEY 0402CB | 4.6549e-05 | 0 | 0.012919 | 0 | 0.012919 | 0.0017137 | 0.013477 | 0.0056283 | 0% | 99% | 0 | 0% | 99% | 0 | 0% | 99% | 0 | 0% | 99% | 0 | 0% | 63.19% | 0 | 0% | 50.84% | 0 | 0% | 50.84% | 0 | 0% | 50.84% | 0 | 0 | 0% | 3.084% | 0 | 0% | 3.084% | 0 | 0% | 3.084% | 0 | 0% | 0.3407% | 0 | 0% | 0.3407% | 0 | 0% | 0.3407% | 0 | 0% | 0.9784% | 0 | 0% | 0.9784% | 0 | 0% | 0.9784% | 0 | 0% | 0.9896% | 0 | 0% | 0.9896% | 0 | 0% | 0.9896% | 0 | 0% | 7.297% | 0 | 0% | 7.297% | 0 | 0% | 7.297% | 0 | 0% | 0.3254% | 0 | 0% | 0.3254% | 0 | 0% | 0.3254% | 0 |  |  |  | 0% | 11.8% | 0 | 0% | 11.8% | 0 | 0% | 11.8% | 0 | 0% | 0.3556% | 0 | 0% | 0.3556% | 0 | 0% | 0.3556% | 0 | 0% | 100% | 0 | 0% | 100% | 0 | 0% | 100% | 0 | 0% | 100% | 0 |  |  | 0 |  |  | 0 |  |  | 0
PAUL SWEET 210335240 | 3.7989e-05 | 0 | 0.016939 | 0 | 0.016939 | 0.0063798 | 0.014936 | 0.0059826 | 0% | 99% | 0 | 0% | 99% | 0 | 0% | 99% | 0 | 0% | 99% | 0 | 0% | 64.37% | 0 | 0% | 50.87% | 0 | 0% | 50.87% | 0 | 0% | 50.87% | 0 | 0 | 0% | 2.804% | 0 | 0% | 2.804% | 0 | 0% | 2.804% | 0 | 0% | 0.3049% | 0 | 0% | 0.3049% | 0 | 0% | 0.3049% | 0 | 0% | 0.8338% | 0 | 0% | 0.8338% | 0 | 0% | 0.8338% | 0 | 0% | 0.8514% | 0 | 0% | 0.8514% | 0 | 99.11% | 0.8514% | 0.00014293 | 0% | 6.231% | 0 | 0% | 6.231% | 0 | 0% | 6.231% | 0 | 0% | 0.9915% | 0 | 0% | 0.9915% | 0 | 0% | 0.9915% | 0 |  |  |  | 0% | 11.8% | 0 | 0% | 11.8% | 0 | 0% | 11.8% | 0 | 0% | 0.3653% | 0 | 0% | 0.3653% | 0 | 0% | 0.3653% | 0 | 0% | 100% | 0 | 0% | 100% | 0 | 0% | 100% | 0 | 0% | 100% | 0 |  |  | 0 |  |  | 0 |  |  | 0
TRIMBLE 2116XR360 | 3.1519e-05 | 0 | 0.013013 | 0 | 0.013013 | 0.0044781 | 0.010026 | 0.0064685 | 0% | 99% | 0 | 0% | 99% | 0 | 0% | 99% | 0 | 0% | 99% | 0 | 0% | 66.12% | 0 | 0% | 52.15% | 0 | 0% | 52.15% | 0 | 0% | 52.15% | 0 | 0 | 0% | 2.969% | 0 | 0% | 2.969% | 0 | 0% | 2.969% | 0 | 0% | 0.3207% | 0 | 0% | 0.3207% | 0 | 0% | 0.3207% | 0 | 0% | 0.7242% | 0 | 0% | 0.7242% | 0 | 0% | 0.7242% | 0 | 0% | 0.756% | 0 | 0% | 0.756% | 0 | 0% | 0.756% | 0 | 0% | 5.423% | 0 | 0% | 5.423% | 0 | 0% | 5.423% | 0 | 0% | 0.896% | 0 | 0% | 0.896% | 0 | 0% | 0.896% | 0 |  |  |  | 0% | 11.8% | 0 | 0% | 11.8% | 0 | 0% | 11.8% | 0 | 0% | 0.3729% | 0 | 0% | 0.3729% | 0 | 0% | 0.3729% | 0 | 0% | 100% | 0 | 0% | 100% | 0 | 0% | 100% | 0 | 0% | 100% | 0 |  |  | 0 |  |  | 0 |  |  | 0
WINDSOR 1102382 | 3.6783e-05 | 0 | 0.014714 | 0 | 0.014714 | 0.0052008 | 0.011821 | 0.006695 | 0% | 99% | 0 | 0% | 99% | 0 | 0% | 99% | 0 | 0% | 99% | 0 | 0% | 64.96% | 0 | 0% | 50.58% | 0 | 0% | 50.58% | 0 | 0% | 50.58% | 0 | 0 | 0% | 2.944% | 0 | 0% | 2.944% | 0 | 0% | 2.944% | 0 | 0% | 0.3243% | 0 | 0% | 0.3243% | 0 | 0% | 0.3243% | 0 | 0% | 0.7498% | 0 | 0% | 0.7498% | 0 | 0% | 0.7498% | 0 | 5.257% | 0.7867% | 6.086e-06 | 0% | 0.7867% | 0 | 0% | 0.7867% | 0 | 0% | 5.634% | 0 | 0% | 5.634% | 0 | 0% | 5.634% | 0 | 0% | 0.9759% | 0 | 0% | 0.9759% | 0 | 0% | 0.9759% | 0 |  |  |  | 0% | 11.8% | 0 | 0% | 11.8% | 0 | 0% | 11.8% | 0 | 0% | 0.372% | 0 | 0% | 0.372% | 0 | 0% | 0.372% | 0 | 0% | 100% | 0 | 0% | 100% | 0 | 0% | 100% | 0 | 0% | 100% | 0 |  |  | 0 |  |  | 0 |  |  | 0
SF K 0410CB | 3.9976e-05 | 0 | 0.011693 | 0 | 0.011693 | 0.0013479 | 0.01533 | 0.0021713 | 0% | 99% | 0 | 0% | 99% | 0 | 0% | 99% | 0 | 0% | 99% | 0 | 0% | 60.17% | 0 | 0% | 48.52% | 0 | 0% | 48.52% | 0 | 0% | 48.52% | 0 | 0 | 0% | 4.303% | 0 | 0% | 4.303% | 0 | 0% | 4.303% | 0 | 0% | 0.4546% | 0 | 0% | 0.4546% | 0 | 0% | 0.4546% | 0 | 0% | 1.255% | 0 | 0% | 1.255% | 0 | 0% | 1.255% | 0 | 0% | 1.27% | 0 | 0% | 1.27% | 0 | 0% | 1.27% | 0 | 0% | 9.351% | 0 | 0% | 9.351% | 0 | 0% | 9.351% | 0 | 0% | 0.4306% | 0 | 0% | 0.4306% | 0 | 0% | 0.4306% | 0 |  |  |  | 0% | 11.8% | 0 | 0% | 11.8% | 0 | 0% | 11.8% | 0 | 0% | 0.3499% | 0 | 0% | 0.3499% | 0 | 0% | 0.3499% | 0 | 0% | 100% | 0 | 0% | 100% | 0 | 0% | 100% | 0 | 0% | 100% | 0 |  |  | 0 |  |  | 0 |  |  | 0
VASONA 1108CB | 4.7102e-05 | 0 | 0.015739 | 0 | 0.015739 | 0.0062975 | 0.013141 | 0.0059336 | 0% | 99% | 0 | 0% | 99% | 0 | 0% | 99% | 0 | 0% | 99% | 0 | 0% | 64.77% | 0 | 0% | 50.16% | 0 | 0% | 50.16% | 0 | 0% | 50.16% | 0 | 0 | 0% | 2.41% | 0 | 0% | 2.41% | 0 | 0% | 2.41% | 0 | 0% | 0.2842% | 0 | 0% | 0.2842% | 0 | 0% | 0.2842% | 0 | 0% | 0.7617% | 0 | 0% | 0.7617% | 0 | 0% | 0.7617% | 0 | 0% | 0.7905% | 0 | 100% | 0.7905% | 0.00012441 | 0% | 0.7905% | 0 | 0% | 5.727% | 0 | 0% | 5.727% | 0 | 0% | 5.727% | 0 | 0% | 0.9374% | 0 | 0% | 0.9374% | 0 | 0% | 0.9374% | 0 |  |  |  | 0% | 11.8% | 0 | 0% | 11.8% | 0 | 0% | 11.8% | 0 | 0% | 0.3654% | 0 | 0% | 0.3654% | 0 | 0% | 0.3654% | 0 | 0% | 100% | 0 | 0% | 100% | 0 | 0% | 100% | 0 | 0% | 100% | 0 |  |  | 0 |  |  | 0 |  |  | 0
OAKLAND J 1117CR108 | 3.914e-05 | 0 | 0.026475 | 0 | 0.026475 | 0.0029095 | 0.027761 | 0.012009 | 0% | 99% | 0 | 0% | 99% | 0 | 0% | 99% | 0 | 0% | 99% | 0 | 0% | 63.41% | 0 | 0% | 51.76% | 0 | 0% | 51.76% | 0 | 0% | 51.76% | 0 | 0 | 0% | 3.403% | 0 | 0% | 3.403% | 0 | 0% | 3.403% | 0 | 0% | 0.3621% | 0 | 0% | 0.3621% | 0 | 0% | 0.3621% | 0 | 0% | 0.9914% | 0 | 0% | 0.9914% | 0 | 0% | 0.9914% | 0 | 0% | 0.9853% | 0 | 0% | 0.9853% | 0 | 0% | 0.9853% | 0 | 0% | 7.329% | 0 | 0% | 7.329% | 0 | 0% | 7.329% | 0 | 0% | 0.322% | 0 | 0% | 0.322% | 0 | 0% | 0.322% | 0 |  |  |  | 0% | 11.8% | 0 | 0% | 11.8% | 0 | 0% | 11.8% | 0 | 0% | 0.3531% | 0 | 0% | 0.3531% | 0 | 0% | 0.3531% | 0 | 0% | 100% | 0 | 0% | 100% | 0 | 0% | 100% | 0 | 0% | 100% | 0 |  |  | 0 |  |  | 0 |  |  | 0
CONTRA COSTA 2107825994 | 6.3375e-05 | 0 | 0.003562 | 0 | 0.003562 | 0.00019112 | 0.0037191 | 0.0018325 | 0% | 99% | 0 | 0% | 99% | 0 | 0% | 99% | 0 | 0% | 99% | 0 | 0% | 62.49% | 0 | 0% | 47.77% | 0 | 0% | 47.77% | 0 | 0% | 47.77% | 0 | 0 | 0% | 2.884% | 0 | 0% | 2.884% | 0 | 0% | 2.884% | 0 | 0% | 0.344% | 0 | 0% | 0.344% | 0 | 0% | 0.344% | 0 | 0% | 0.9546% | 0 | 0% | 0.9546% | 0 | 0% | 0.9546% | 0 | 0% | 1.014% | 0 | 100% | 1.014% | 3.6103e-05 | 0% | 1.014% | 0 | 0% | 7.27% | 0 | 0% | 7.27% | 0 | 0% | 7.27% | 0 | 0% | 0.1708% | 0 | 0% | 0.1708% | 0 | 0% | 0.1708% | 0 |  |  |  | 0% | 11.8% | 0 | 0% | 11.8% | 0 | 0% | 11.8% | 0 | 0% | 0.3631% | 0 | 0% | 0.3631% | 0 | 0% | 0.3631% | 0 | 0% | 100% | 0 | 0% | 100% | 0 | 0% | 100% | 0 | 0% | 100% | 0 |  |  | 0 |  |  | 0 |  |  | 0
OAKLAND X 1107CR424 | 2.9459e-05 | 0 | 0.02314 | 0 | 0.02314 | 0.0092789 | 0.020891 | 0.0071364 | 0% | 99% | 0 | 0% | 99% | 0 | 0% | 99% | 0 | 0% | 99% | 0 | 0% | 62.4% | 0 | 0% | 50.12% | 0 | 0% | 50.12% | 0 | 0% | 50.12% | 0 | 0 | 0% | 2.74% | 0 | 0% | 2.74% | 0 | 0% | 2.74% | 0 | 0% | 0.2857% | 0 | 0% | 0.2857% | 0 | 0% | 0.2857% | 0 | 0% | 0.8548% | 0 | 0% | 0.8548% | 0 | 0% | 0.8548% | 0 | 50.33% | 0.8281% | 9.6436e-05 | 49.67% | 0.8281% | 9.5176e-05 | 0% | 0.8281% | 0 | 0% | 6.271% | 0 | 0% | 6.271% | 0 | 0% | 6.271% | 0 | 0% | 1.08% | 0 | 0% | 1.08% | 0 | 0% | 1.08% | 0 |  |  |  | 0% | 11.8% | 0 | 0% | 11.8% | 0 | 0% | 11.8% | 0 | 0% | 0.3553% | 0 | 0% | 0.3553% | 0 | 0% | 0.3553% | 0 | 0% | 100% | 0 | 0% | 100% | 0 | 0% | 100% | 0 | 0% | 100% | 0 |  |  | 0 |  |  | 0 |  |  | 0
SF E 11076461 | 4.0592e-05 | 0 | 0.0080752 | 0 | 0.0080752 | 0.0015512 | 0.0087607 | 0.0027075 | 0% | 99% | 0 | 0% | 99% | 0 | 0% | 99% | 0 | 0% | 99% | 0 | 0% | 63.64% | 0 | 0% | 51.15% | 0 | 0% | 51.15% | 0 | 0% | 51.15% | 0 | 0 | 0% | 3.81% | 0 | 0% | 3.81% | 0 | 0% | 3.81% | 0 | 0% | 0.4096% | 0 | 0% | 0.4096% | 0 | 0% | 0.4096% | 0 | 0% | 1.027% | 0 | 0% | 1.027% | 0 | 0% | 1.027% | 0 | 57.26% | 1.05% | 4.8532e-05 | 0% | 1.05% | 0 | 14.28% | 1.05% | 1.2102e-05 | 0% | 7.655% | 0 | 0% | 7.655% | 0 | 0% | 7.655% | 0 | 0% | 0.5939% | 0 | 0% | 0.5939% | 0 | 0% | 0.5939% | 0 |  |  |  | 0% | 11.8% | 0 | 0% | 11.8% | 0 | 0% | 11.8% | 0 | 0% | 0.3587% | 0 | 0% | 0.3587% | 0 | 0% | 0.3587% | 0 | 0% | 100% | 0 | 0% | 100% | 0 | 0% | 100% | 0 | 0% | 100% | 0 |  |  | 0 |  |  | 0 |  |  | 0
GILL 0402CB | 4.9207e-05 | 0 | 0.022933 | 0 | 0.022933 | 0.0094116 | 0.020642 | 0.0069258 | 0% | 99% | 0 | 0% | 99% | 0 | 0% | 99% | 0 | 0% | 99% | 0 | 0% | 63.78% | 0 | 0% | 49.92% | 0 | 0% | 49.92% | 0 | 0% | 49.92% | 0 | 0 | 0% | 2.953% | 0 | 0% | 2.953% | 0 | 0% | 2.953% | 0 | 0% | 0.3238% | 0 | 0% | 0.3238% | 0 | 0% | 0.3238% | 0 | 0% | 0.8458% | 0 | 0% | 0.8458% | 0 | 0% | 0.8458% | 0 | 44.27% | 0.8651% | 8.7838e-05 | 0% | 0.8651% | 0 | 0% | 0.8651% | 0 | 0% | 6.317% | 0 | 0% | 6.317% | 0 | 0% | 6.317% | 0 | 0% | 0.6733% | 0 | 0% | 0.6733% | 0 | 0% | 0.6733% | 0 |  |  |  | 0% | 11.8% | 0 | 0% | 11.8% | 0 | 0% | 11.8% | 0 | 0% | 0.3643% | 0 | 0% | 0.3643% | 0 | 0% | 0.3643% | 0 | 0% | 100% | 0 | 0% | 100% | 0 | 0% | 100% | 0 | 0% | 100% | 0 |  |  | 0 |  |  | 0 |  |  | 0
WEST FRESNO 1102CB | 6.3357e-05 | 0 | 0.037242 | 0 | 0.037242 | 0.0060147 | 0.034873 | 0.019187 | 0% | 99% | 0 | 0% | 99% | 0 | 0% | 99% | 0 | 0% | 99% | 0 | 0% | 63.31% | 0 | 0% | 49.77% | 0 | 0% | 49.77% | 0 | 0% | 49.77% | 0 | 0 | 0% | 2.798% | 0 | 0% | 2.798% | 0 | 0% | 2.798% | 0 | 0% | 0.3129% | 0 | 0% | 0.3129% | 0 | 0% | 0.3129% | 0 | 0% | 0.8786% | 0 | 0% | 0.8786% | 0 | 0% | 0.8786% | 0 | 23.66% | 0.908% | 8.0021e-05 | 0% | 0.908% | 0 | 0% | 0.908% | 0 | 0% | 6.609% | 0 | 0% | 6.609% | 0 | 0% | 6.609% | 0 | 0% | 0.4623% | 0 | 0% | 0.4623% | 0 | 0% | 0.4623% | 0 |  |  |  | 0% | 11.8% | 0 | 0% | 11.8% | 0 | 0% | 11.8% | 0 | 0% | 0.3647% | 0 | 0% | 0.3647% | 0 | 0% | 0.3647% | 0 | 0% | 100% | 0 | 0% | 100% | 0 | 0% | 100% | 0 | 0% | 100% | 0 |  |  | 0 |  |  | 0 |  |  | 0
BERESFORD 0403CB | 3.5916e-05 | 0 | 0.021847 | 0 | 0.021847 | 0.011845 | 0.019347 | 0.0040493 | 0% | 99% | 0 | 0% | 99% | 0 | 0% | 99% | 0 | 0% | 99% | 0 | 0% | 64% | 0 | 0% | 49.56% | 0 | 0% | 49.56% | 0 | 0% | 49.56% | 0 | 0 | 0% | 2.966% | 0 | 0% | 2.966% | 0 | 0% | 2.966% | 0 | 0% | 0.3317% | 0 | 0% | 0.3317% | 0 | 0% | 0.3317% | 0 | 0% | 0.8285% | 0 | 0% | 0.8285% | 0 | 0% | 0.8285% | 0 | 4.187% | 0.8649% | 7.9106e-06 | 0% | 0.8649% | 0 | 0% | 0.8649% | 0 | 0% | 6.227% | 0 | 0% | 6.227% | 0 | 0% | 6.227% | 0 | 0% | 1.397% | 0 | 0% | 1.397% | 0 | 0% | 1.397% | 0 |  |  |  | 0% | 11.8% | 0 | 0% | 11.8% | 0 | 0% | 11.8% | 0 | 0% | 0.3682% | 0 | 0% | 0.3682% | 0 | 0% | 0.3682% | 0 | 0% | 100% | 0 | 0% | 100% | 0 | 0% | 100% | 0 | 0% | 100% | 0 |  |  | 0 |  |  | 0 |  |  | 0
MILLBRAE 1102CB | 4.5253e-05 | 0 | 0.019552 | 0 | 0.019552 | 0.0034323 | 0.020268 | 0.0078431 | 0% | 99% | 0 | 0% | 99% | 0 | 0% | 99% | 0 | 0% | 99% | 0 | 0% | 64.89% | 0 | 0% | 51.98% | 0 | 0% | 51.98% | 0 | 0% | 51.98% | 0 | 0 | 0% | 3.785% | 0 | 0% | 3.785% | 0 | 0% | 3.785% | 0 | 0% | 0.4086% | 0 | 0% | 0.4086% | 0 | 0% | 0.4086% | 0 | 0% | 0.9777% | 0 | 0% | 0.9777% | 0 | 0% | 0.9777% | 0 | 0% | 1.014% | 0 | 0% | 1.014% | 0 | 0% | 1.014% | 0 | 0% | 7.322% | 0 | 0% | 7.322% | 0 | 0% | 7.322% | 0 | 0% | 0.536% | 0 | 0% | 0.536% | 0 | 0% | 0.536% | 0 |  |  |  | 0% | 11.8% | 0 | 0% | 11.8% | 0 | 0% | 11.8% | 0 | 0% | 0.3635% | 0 | 0% | 0.3635% | 0 | 0% | 0.3635% | 0 | 0% | 100% | 0 | 0% | 100% | 0 | 0% | 100% | 0 | 0% | 100% | 0 |  |  | 0 |  |  | 0 |  |  | 0
MARYSVILLE 1102CB | 4.2046e-05 | 0 | 0.042432 | 0 | 0.042432 | 0.012856 | 0.039022 | 0.016578 | 0% | 99% | 0 | 0% | 99% | 0 | 0% | 99% | 0 | 0% | 99% | 0 | 0% | 63.06% | 0 | 0% | 49.34% | 0 | 0% | 49.34% | 0 | 0% | 49.34% | 0 | 0 | 0% | 2.611% | 0 | 0% | 2.611% | 0 | 0% | 2.611% | 0 | 0% | 0.2958% | 0 | 0% | 0.2958% | 0 | 0% | 0.2958% | 0 | 0% | 0.8464% | 0 | 0% | 0.8464% | 0 | 0% | 0.8464% | 0 | 0% | 0.859% | 0 | 0% | 0.859% | 0 | 0% | 0.859% | 0 | 0% | 6.318% | 0 | 0% | 6.318% | 0 | 0% | 6.318% | 0 | 0% | 0.7771% | 0 | 0% | 0.7771% | 0 | 0% | 0.7771% | 0 |  |  |  | 0% | 11.8% | 0 | 0% | 11.8% | 0 | 0% | 11.8% | 0 | 0% | 0.3593% | 0 | 0% | 0.3593% | 0 | 0% | 0.3593% | 0 | 0% | 100% | 0 | 0% | 100% | 0 | 0% | 100% | 0 | 0% | 100% | 0 |  |  | 0 |  |  | 0 |  |  | 0
POINT PINOLE 1101BR318 | 2.7151e-05 | 0 | 0.049161 | 0 | 0.049161 | 0.017083 | 0.04552 | 0.016713 | 0% | 99% | 0 | 0% | 99% | 0 | 0% | 99% | 0 | 0% | 99% | 0 | 0% | 63.8% | 0 | 0% | 50.93% | 0 | 0% | 50.93% | 0 | 0% | 50.93% | 0 | 0 | 0% | 3.198% | 0 | 0% | 3.198% | 0 | 0% | 3.198% | 0 | 0% | 0.3372% | 0 | 0% | 0.3372% | 0 | 0% | 0.3372% | 0 | 0% | 0.8791% | 0 | 0% | 0.8791% | 0 | 0% | 0.8791% | 0 | 99.84% | 0.8839% | 0.00043385 | 0% | 0.8839% | 0 | 0% | 0.8839% | 0 | 0% | 6.516% | 0 | 0% | 6.516% | 0 | 0% | 6.516% | 0 | 0% | 0.7926% | 0 | 0% | 0.7926% | 0 | 0% | 0.7926% | 0 |  |  |  | 0% | 11.8% | 0 | 0% | 11.8% | 0 | 0% | 11.8% | 0 | 0% | 0.3618% | 0 | 0% | 0.3618% | 0 | 0% | 0.3618% | 0 | 0% | 100% | 0 | 0% | 100% | 0 | 0% | 100% | 0 | 0% | 100% | 0 |  |  | 0 |  |  | 0 |  |  | 0
DIXON LANDING 2109MR119 | 3.6231e-05 | 0 | 0.035093 | 0 | 0.035093 | 0.011288 | 0.031944 | 0.013393 | 0% | 99% | 0 | 0% | 99% | 0 | 0% | 99% | 0 | 0% | 99% | 0 | 0% | 64.57% | 0 | 0% | 50.55% | 0 | 0% | 50.55% | 0 | 0% | 50.55% | 0 | 0 | 0% | 2.968% | 0 | 0% | 2.968% | 0 | 0% | 2.968% | 0 | 0% | 0.3315% | 0 | 0% | 0.3315% | 0 | 0% | 0.3315% | 0 | 0% | 0.852% | 0 | 0% | 0.852% | 0 | 0% | 0.852% | 0 | 99.92% | 0.8864% | 0.00031083 | 0% | 0.8864% | 0 | 0% | 0.8864% | 0 | 0% | 6.404% | 0 | 0% | 6.404% | 0 | 0% | 6.404% | 0 | 0% | 0.6124% | 0 | 0% | 0.6124% | 0 | 0% | 0.6124% | 0 |  |  |  | 0% | 11.8% | 0 | 0% | 11.8% | 0 | 0% | 11.8% | 0 | 0% | 0.3666% | 0 | 0% | 0.3666% | 0 | 0% | 0.3666% | 0 | 0% | 100% | 0 | 0% | 100% | 0 | 0% | 100% | 0 | 0% | 100% | 0 |  |  | 0 |  |  | 0 |  |  | 0
GREENBRAE 1101CB | 3.8793e-05 | 0 | 0.0079241 | 0 | 0.0079241 | 0.0021479 | 0.0080416 | 0.0025982 | 0% | 99% | 0 | 0% | 99% | 0 | 0% | 99% | 0 | 0% | 99% | 0 | 0% | 64.07% | 0 | 0% | 49.99% | 0 | 0% | 49.99% | 0 | 0% | 49.99% | 0 | 0 | 0% | 3.678% | 0 | 0% | 3.678% | 0 | 0% | 3.678% | 0 | 0% | 0.4057% | 0 | 0% | 0.4057% | 0 | 0% | 0.4057% | 0 | 0% | 0.9509% | 0 | 0% | 0.9509% | 0 | 0% | 0.9509% | 0 | 0% | 1.003% | 0 | 100% | 1.003% | 7.9484e-05 | 0% | 1.003% | 0 | 0% | 7.165% | 0 | 0% | 7.165% | 0 | 0% | 7.165% | 0 | 0% | 0.7235% | 0 | 0% | 0.7235% | 0 | 0% | 0.7235% | 0 |  |  |  | 0% | 11.8% | 0 | 0% | 11.8% | 0 | 0% | 11.8% | 0 | 0% | 0.3669% | 0 | 0% | 0.3669% | 0 | 0% | 0.3669% | 0 | 0% | 100% | 0 | 0% | 100% | 0 | 0% | 100% | 0 | 0% | 100% | 0 |  |  | 0 |  |  | 0 |  |  | 0
GRANT 1107MR221 | 3.9744e-05 | 0 | 0.019831 | 0 | 0.019831 | 0.0016587 | 0.019498 | 0.01085 | 0% | 99% | 0 | 0% | 99% | 0 | 0% | 99% | 0 | 0% | 99% | 0 | 0% | 65.53% | 0 | 0% | 52.25% | 0 | 0% | 52.25% | 0 | 0% | 52.25% | 0 | 0 | 0% | 3.273% | 0 | 0% | 3.273% | 0 | 0% | 3.273% | 0 | 0% | 0.3644% | 0 | 0% | 0.3644% | 0 | 0% | 0.3644% | 0 | 0% | 0.9221% | 0 | 0% | 0.9221% | 0 | 0% | 0.9221% | 0 | 0% | 0.9747% | 0 | 100% | 0.9747% | 0.00019329 | 0% | 0.9747% | 0 | 0% | 6.973% | 0 | 0% | 6.973% | 0 | 0% | 6.973% | 0 | 0% | 0.2634% | 0 | 0% | 0.2634% | 0 | 0% | 0.2634% | 0 |  |  |  | 0% | 11.8% | 0 | 0% | 11.8% | 0 | 0% | 11.8% | 0 | 0% | 0.3677% | 0 | 0% | 0.3677% | 0 | 0% | 0.3677% | 0 | 0% | 100% | 0 | 0% | 100% | 0 | 0% | 100% | 0 | 0% | 100% | 0 |  |  | 0 |  |  | 0 |  |  | 0
ATWATER 1105CB | 3.3139e-05 | 0 | 0.015029 | 0 | 0.015029 | 0.0039428 | 0.014497 | 0.0058197 | 0% | 99% | 0 | 0% | 99% | 0 | 0% | 99% | 0 | 0% | 99% | 0 | 0% | 63% | 0 | 0% | 50.02% | 0 | 0% | 50.02% | 0 | 0% | 50.02% | 0 | 0 | 0% | 2.6% | 0 | 0% | 2.6% | 0 | 0% | 2.6% | 0 | 0% | 0.2917% | 0 | 0% | 0.2917% | 0 | 0% | 0.2917% | 0 | 0% | 0.9074% | 0 | 0% | 0.9074% | 0 | 0% | 0.9074% | 0 | 0% | 0.9224% | 0 | 87.38% | 0.9224% | 0.00012114 | 0% | 0.9224% | 0 | 0% | 6.792% | 0 | 0% | 6.792% | 0 | 0% | 6.792% | 0 | 0% | 0.74% | 0 | 0% | 0.74% | 0 | 0% | 0.74% | 0 |  |  |  | 0% | 11.8% | 0 | 0% | 11.8% | 0 | 0% | 11.8% | 0 | 0% | 0.36% | 0 | 0% | 0.36% | 0 | 0% | 0.36% | 0 | 0% | 100% | 0 | 0% | 100% | 0 | 0% | 100% | 0 | 0% | 100% | 0 |  |  | 0 |  |  | 0 |  |  | 0
SF H 0402CB | 3.1464e-05 | 0 | 0.016593 | 0 | 0.016593 | 0.0027534 | 0.019845 | 0.0041919 | 0% | 99% | 0 | 0% | 99% | 0 | 0% | 99% | 0 | 0% | 99% | 0 | 0% | 61.98% | 0 | 0% | 50.17% | 0 | 0% | 50.17% | 0 | 0% | 50.17% | 0 | 0 | 0% | 4.02% | 0 | 0% | 4.02% | 0 | 0% | 4.02% | 0 | 0% | 0.4278% | 0 | 0% | 0.4278% | 0 | 0% | 0.4278% | 0 | 0% | 1.134% | 0 | 0% | 1.134% | 0 | 0% | 1.134% | 0 | 20.37% | 1.139% | 3.8484e-05 | 79.63% | 1.139% | 0.00015043 | 0% | 1.139% | 0 | 0% | 8.406% | 0 | 0% | 8.406% | 0 | 0% | 8.406% | 0 | 0% | 0.4807% | 0 | 0% | 0.4807% | 0 | 0% | 0.4807% | 0 |  |  |  | 0% | 11.8% | 0 | 0% | 11.8% | 0 | 0% | 11.8% | 0 | 0% | 0.3506% | 0 | 0% | 0.3506% | 0 | 0% | 0.3506% | 0 | 0% | 100% | 0 | 0% | 100% | 0 | 0% | 100% | 0 | 0% | 100% | 0 |  |  | 0 |  |  | 0 |  |  | 0
LLAGAS 2105XR320 | 3.8184e-05 | 0 | 0.040332 | 0 | 0.040332 | 0.012818 | 0.031942 | 0.020361 | 0% | 99% | 0 | 0% | 99% | 0 | 0% | 99% | 0 | 0% | 99% | 0 | 0% | 64.93% | 0 | 0% | 51.1% | 0 | 0% | 51.1% | 0 | 0% | 51.1% | 0 | 0 | 0% | 2.472% | 0 | 0% | 2.472% | 0 | 0% | 2.472% | 0 | 0% | 0.2713% | 0 | 0% | 0.2713% | 0 | 0% | 0.2713% | 0 | 0% | 0.7393% | 0 | 0% | 0.7393% | 0 | 0% | 0.7393% | 0 | 99.66% | 0.7482% | 0.00030073 | 0% | 0.7482% | 0 | 0% | 0.7482% | 0 | 0% | 5.503% | 0 | 0% | 5.503% | 0 | 0% | 5.503% | 0 | 0% | 0.7875% | 0 | 0% | 0.7875% | 0 | 0% | 0.7875% | 0 |  |  |  | 0% | 11.8% | 0 | 0% | 11.8% | 0 | 0% | 11.8% | 0 | 0% | 0.3656% | 0 | 0% | 0.3656% | 0 | 0% | 0.3656% | 0 | 0% | 100% | 0 | 0% | 100% | 0 | 0% | 100% | 0 | 0% | 100% | 0 |  |  | 0 |  |  | 0 |  |  | 0
CORCORAN 1108CB | 4.0332e-05 | 0 | 0.037467 | 0 | 0.037467 | 0.005191 | 0.037836 | 0.017495 | 0% | 99% | 0 | 0% | 99% | 0 | 0% | 99% | 0 | 0% | 99% | 0 | 0% | 62.17% | 0 | 0% | 49.31% | 0 | 0% | 49.31% | 0 | 0% | 49.31% | 0 | 0 | 0% | 2.857% | 0 | 0% | 2.857% | 0 | 0% | 2.857% | 0 | 0% | 0.3212% | 0 | 0% | 0.3212% | 0 | 0% | 0.3212% | 0 | 0% | 0.9422% | 0 | 0% | 0.9422% | 0 | 0% | 0.9422% | 0 | 100% | 0.9605% | 0.00035987 | 0% | 0.9605% | 0 | 0% | 0.9605% | 0 | 0% | 7.057% | 0 | 0% | 7.057% | 0 | 0% | 7.057% | 0 | 0% | 0.3848% | 0 | 0% | 0.3848% | 0 | 0% | 0.3848% | 0 |  |  |  | 0% | 11.8% | 0 | 0% | 11.8% | 0 | 0% | 11.8% | 0 | 0% | 0.3582% | 0 | 0% | 0.3582% | 0 | 0% | 0.3582% | 0 | 0% | 100% | 0 | 0% | 100% | 0 | 0% | 100% | 0 | 0% | 100% | 0 |  |  | 0 |  |  | 0 |  |  | 0
BRENTWOOD 210838994 | 3.9553e-05 | 0 | 0.014731 | 0 | 0.014731 | 0.0029954 | 0.01355 | 0.007252 | 0% | 99% | 0 | 0% | 99% | 0 | 0% | 99% | 0 | 0% | 99% | 0 | 0% | 64.56% | 0 | 0% | 51.14% | 0 | 0% | 51.14% | 0 | 0% | 51.14% | 0 | 0 | 0% | 2.846% | 0 | 0% | 2.846% | 0 | 0% | 2.846% | 0 | 0% | 0.3185% | 0 | 0% | 0.3185% | 0 | 0% | 0.3185% | 0 | 0% | 0.8583% | 0 | 0% | 0.8583% | 0 | 0% | 0.8583% | 0 | 0% | 0.8843% | 0 | 0% | 0.8843% | 0 | 100% | 0.8843% | 0.00013027 | 0% | 6.435% | 0 | 0% | 6.435% | 0 | 0% | 6.435% | 0 | 0% | 0.4669% | 0 | 0% | 0.4669% | 0 | 0% | 0.4669% | 0 |  |  |  | 0% | 11.8% | 0 | 0% | 11.8% | 0 | 0% | 11.8% | 0 | 0% | 0.3637% | 0 | 0% | 0.3637% | 0 | 0% | 0.3637% | 0 | 0% | 100% | 0 | 0% | 100% | 0 | 0% | 100% | 0 | 0% | 100% | 0 |  |  | 0 |  |  | 0 |  |  | 0
SALINAS 1108CB | 4.7426e-05 | 0 | 0.023299 | 0 | 0.023299 | 0.0017124 | 0.022357 | 0.013568 | 0% | 99% | 0 | 0% | 99% | 0 | 0% | 99% | 0 | 0% | 99% | 0 | 0% | 66.24% | 0 | 0% | 52.75% | 0 | 0% | 52.75% | 0 | 0% | 52.75% | 0 | 0 | 0% | 3.381% | 0 | 0% | 3.381% | 0 | 0% | 3.381% | 0 | 0% | 0.3777% | 0 | 0% | 0.3777% | 0 | 0% | 0.3777% | 0 | 0% | 0.8943% | 0 | 0% | 0.8943% | 0 | 0% | 0.8943% | 0 | 11.81% | 0.9481% | 2.6091e-05 | 0% | 0.9481% | 0 | 51.5% | 0.9481% | 0.00011377 | 0% | 6.757% | 0 | 0% | 6.757% | 0 | 0% | 6.757% | 0 | 0% | 0.2302% | 0 | 0% | 0.2302% | 0 | 0% | 0.2302% | 0 |  |  |  | 0% | 11.8% | 0 | 0% | 11.8% | 0 | 0% | 11.8% | 0 | 0% | 0.3685% | 0 | 0% | 0.3685% | 0 | 0% | 0.3685% | 0 | 0% | 100% | 0 | 0% | 100% | 0 | 0% | 100% | 0 | 0% | 100% | 0 |  |  | 0 |  |  | 0 |  |  | 0
MC FARLAND 110184604 | 3.2806e-05 | 0 | 0.024771 | 0 | 0.024771 | 0.0042613 | 0.024825 | 0.010931 | 0% | 99% | 0 | 0% | 99% | 0 | 0% | 99% | 0 | 0% | 99% | 0 | 0% | 61.97% | 0 | 0% | 49.69% | 0 | 0% | 49.69% | 0 | 0% | 49.69% | 0 | 0 | 0% | 2.7% | 0 | 0% | 2.7% | 0 | 0% | 2.7% | 0 | 0% | 0.2983% | 0 | 0% | 0.2983% | 0 | 0% | 0.2983% | 0 | 0% | 0.9411% | 0 | 0% | 0.9411% | 0 | 0% | 0.9411% | 0 | 0% | 0.9412% | 0 | 100% | 0.9412% | 0.00023315 | 0% | 0.9412% | 0 | 0% | 7.001% | 0 | 0% | 7.001% | 0 | 0% | 7.001% | 0 | 0% | 0.4763% | 0 | 0% | 0.4763% | 0 | 0% | 0.4763% | 0 |  |  |  | 0% | 11.8% | 0 | 0% | 11.8% | 0 | 0% | 11.8% | 0 | 0% | 0.3552% | 0 | 0% | 0.3552% | 0 | 0% | 0.3552% | 0 | 0% | 100% | 0 | 0% | 100% | 0 | 0% | 100% | 0 | 0% | 100% | 0 |  |  | 0 |  |  | 0 |  |  | 0
MILLBRAE 040479782 | 4.5971e-05 | 0 | 0.01049 | 0 | 0.01049 | 0.0023438 | 0.011262 | 0.0033468 | 0% | 99% | 0 | 0% | 99% | 0 | 0% | 99% | 0 | 0% | 99% | 0 | 0% | 64.07% | 0 | 0% | 51.23% | 0 | 0% | 51.23% | 0 | 0% | 51.23% | 0 | 0 | 0% | 3.754% | 0 | 0% | 3.754% | 0 | 0% | 3.754% | 0 | 0% | 0.4082% | 0 | 0% | 0.4082% | 0 | 0% | 0.4082% | 0 | 0% | 1.009% | 0 | 0% | 1.009% | 0 | 0% | 1.009% | 0 | 0% | 1.042% | 0 | 0% | 1.042% | 0 | 0% | 1.042% | 0 | 0% | 7.548% | 0 | 0% | 7.548% | 0 | 0% | 7.548% | 0 | 0% | 0.6957% | 0 | 0% | 0.6957% | 0 | 0% | 0.6957% | 0 |  |  |  | 0% | 11.8% | 0 | 0% | 11.8% | 0 | 0% | 11.8% | 0 | 0% | 0.3607% | 0 | 0% | 0.3607% | 0 | 0% | 0.3607% | 0 | 0% | 100% | 0 | 0% | 100% | 0 | 0% | 100% | 0 | 0% | 100% | 0 |  |  | 0 |  |  | 0 |  |  | 0
GOLDTREE 110814115 | 3.3588e-05 | 0 | 0.0083042 | 0.20536 | 0.21366 | 0.0045897 | 0.0071316 | 0.0016995 | 0% | 99% | 0 | 0% | 99% | 0 | 0% | 99% | 0 | 0% | 99% | 0 | 0% | 62.37% | 0 | 0% | 48.94% | 0 | 0% | 48.94% | 0 | 0% | 48.94% | 0 | 0.20536 | 0% | 2.613% | 0 | 0% | 2.613% | 0 | 0% | 2.613% | 0 | 0% | 0.2792% | 0 | 0% | 0.2792% | 0 | 0% | 0.2792% | 0 | 0% | 0.8096% | 0 | 0% | 0.8096% | 0 | 0% | 0.8096% | 0 | 42.86% | 0.8006% | 2.8495e-05 | 0% | 0.8006% | 0 | 0% | 0.8006% | 0 | 0% | 5.983% | 0 | 0% | 5.983% | 0 | 0% | 5.983% | 0 | 0% | 1.396% | 0 | 0% | 1.396% | 0 | 0% | 1.396% | 0 |  |  |  | 0% | 11.8% | 0 | 4.658% | 11.8% | 4.5639e-05 | 0% | 11.8% | 0 | 0% | 0.3608% | 0 | 0% | 0.3608% | 0 | 0% | 0.3608% | 0 | 0% | 100% | 0 | 0% | 100% | 0 | 0% | 100% | 0 | 0% | 100% | 0 |  |  | 0 |  |  | 0 |  |  | 0
TARAVAL 0402CB | 3.2367e-05 | 0 | 0.017241 | 0 | 0.017241 | 0.004638 | 0.02104 | 0.0021893 | 0% | 99% | 0 | 0% | 99% | 0 | 0% | 99% | 0 | 0% | 99% | 0 | 0% | 61.65% | 0 | 0% | 48.79% | 0 | 0% | 48.79% | 0 | 0% | 48.79% | 0 | 0 | 0% | 4.012% | 0 | 0% | 4.012% | 0 | 0% | 4.012% | 0 | 0% | 0.4443% | 0 | 0% | 0.4443% | 0 | 0% | 0.4443% | 0 | 0% | 1.159% | 0 | 0% | 1.159% | 0 | 0% | 1.159% | 0 | 0% | 1.213% | 0 | 0% | 1.213% | 0 | 100% | 1.213% | 0.00020912 | 0% | 8.736% | 0 | 0% | 8.736% | 0 | 0% | 8.736% | 0 | 0% | 0.9824% | 0 | 0% | 0.9824% | 0 | 0% | 0.9824% | 0 |  |  |  | 0% | 11.8% | 0 | 0% | 11.8% | 0 | 0% | 11.8% | 0 | 0% | 0.3604% | 0 | 0% | 0.3604% | 0 | 0% | 0.3604% | 0 | 0% | 100% | 0 | 0% | 100% | 0 | 0% | 100% | 0 | 0% | 100% | 0 |  |  | 0 |  |  | 0 |  |  | 0
OROVILLE 1102434320 | 5.7118e-05 | 0 | 0.022222 | 0 | 0.022222 | 0.0082245 | 0.016834 | 0.010861 | 0% | 99% | 0 | 0% | 99% | 0 | 0% | 99% | 0 | 0% | 99% | 0 | 0% | 64.18% | 0 | 0% | 50.1% | 0 | 0% | 50.1% | 0 | 0% | 50.1% | 0 | 0 | 0% | 2.355% | 0 | 0% | 2.355% | 0 | 0% | 2.355% | 0 | 0% | 0.2591% | 0 | 0% | 0.2591% | 0 | 0% | 0.2591% | 0 | 0% | 0.708% | 0 | 0% | 0.708% | 0 | 0% | 0.708% | 0 | 0% | 0.7301% | 0 | 0% | 0.7301% | 0 | 100% | 0.7301% | 0.00016225 | 0% | 5.313% | 0 | 0% | 5.313% | 0 | 0% | 5.313% | 0 | 0% | 0.9056% | 0 | 0% | 0.9056% | 0 | 0% | 0.9056% | 0 |  |  |  | 0% | 11.8% | 0 | 0% | 11.8% | 0 | 0% | 11.8% | 0 | 0% | 0.3711% | 0 | 0% | 0.3711% | 0 | 0% | 0.3711% | 0 | 0% | 100% | 0 | 0% | 100% | 0 | 0% | 100% | 0 | 0% | 100% | 0 |  |  | 0 |  |  | 0 |  |  | 0
SANTA ROSA A 1102CB | 3.8124e-05 | 0 | 0.05301 | 0 | 0.05301 | 0.017929 | 0.044693 | 0.023064 | 0% | 99% | 0 | 0% | 99% | 0 | 0% | 99% | 0 | 0% | 99% | 0 | 0% | 64.21% | 0 | 0% | 50.36% | 0 | 0% | 50.36% | 0 | 0% | 50.36% | 0 | 0 | 0% | 2.729% | 0 | 0% | 2.729% | 0 | 0% | 2.729% | 0 | 0% | 0.3018% | 0 | 0% | 0.3018% | 0 | 0% | 0.3018% | 0 | 0% | 0.7854% | 0 | 0% | 0.7854% | 0 | 0% | 0.7854% | 0 | 0% | 0.8063% | 0 | 0% | 0.8063% | 0 | 28.26% | 0.8063% | 0.00012078 | 0% | 5.873% | 0 | 0% | 5.873% | 0 | 0% | 5.873% | 0 | 0% | 0.934% | 0 | 0% | 0.934% | 0 | 0% | 0.934% | 0 |  |  |  | 0% | 11.8% | 0 | 0% | 11.8% | 0 | 0% | 11.8% | 0 | 0% | 0.3666% | 0 | 0% | 0.3666% | 0 | 0% | 0.3666% | 0 | 0% | 100% | 0 | 0% | 100% | 0 | 0% | 100% | 0 | 0% | 100% | 0 |  |  | 0 |  |  | 0 |  |  | 0
DALY CITY 111210099 | 4.0628e-05 | 0 | 0.012103 | 0 | 0.012103 | 0.0028036 | 0.014959 | 0.0018026 | 0% | 99% | 0 | 0% | 99% | 0 | 0% | 99% | 0 | 0% | 99% | 0 | 0% | 62.74% | 0 | 0% | 49.94% | 0 | 0% | 49.94% | 0 | 0% | 49.94% | 0 | 0 | 0% | 4.416% | 0 | 0% | 4.416% | 0 | 0% | 4.416% | 0 | 0% | 0.478% | 0 | 0% | 0.478% | 0 | 0% | 0.478% | 0 | 0% | 1.177% | 0 | 0% | 1.177% | 0 | 0% | 1.177% | 0 | 0% | 1.227% | 0 | 100% | 1.227% | 0.00014846 | 0% | 1.227% | 0 | 0% | 8.837% | 0 | 0% | 8.837% | 0 | 0% | 8.837% | 0 | 0% | 0.6832% | 0 | 0% | 0.6832% | 0 | 0% | 0.6832% | 0 |  |  |  | 0% | 11.8% | 0 | 0% | 11.8% | 0 | 0% | 11.8% | 0 | 0% | 0.3596% | 0 | 0% | 0.3596% | 0 | 0% | 0.3596% | 0 | 0% | 100% | 0 | 0% | 100% | 0 | 0% | 100% | 0 | 0% | 100% | 0 |  |  | 0 |  |  | 0 |  |  | 0
HIGHWAY 11044701 | 3.854e-05 | 0 | 0.0042831 | 0 | 0.0042831 | 0.00067642 | 0.0045326 | 0.0017148 | 0% | 99% | 0 | 0% | 99% | 0 | 0% | 99% | 0 | 0% | 99% | 0 | 0% | 63.17% | 0 | 0% | 51.42% | 0 | 0% | 51.42% | 0 | 0% | 51.42% | 0 | 0 | 0% | 3.471% | 0 | 0% | 3.471% | 0 | 0% | 3.471% | 0 | 0% | 0.3657% | 0 | 0% | 0.3657% | 0 | 0% | 0.3657% | 0 | 0% | 1.002% | 0 | 0% | 1.002% | 0 | 0% | 1.002% | 0 | 0% | 0.9964% | 0 | 100% | 0.9964% | 4.2675e-05 | 0% | 0.9964% | 0 | 0% | 7.404% | 0 | 0% | 7.404% | 0 | 0% | 7.404% | 0 | 0% | 0.4201% | 0 | 0% | 0.4201% | 0 | 0% | 0.4201% | 0 |  |  |  | 0% | 11.8% | 0 | 0% | 11.8% | 0 | 0% | 11.8% | 0 | 0% | 0.3537% | 0 | 0% | 0.3537% | 0 | 0% | 0.3537% | 0 | 0% | 100% | 0 | 0% | 100% | 0 | 0% | 100% | 0 | 0% | 100% | 0 |  |  | 0 |  |  | 0 |  |  | 0
OAKLAND J 1112CR360 | 1.2133e-05 | 0 | 0.0013695 | 0 | 0.0013695 | 7.8236e-05 | 0.0017599 | 0.00037569 | 0% | 99% | 0 | 0% | 99% | 0 | 0% | 99% | 0 | 0% | 99% | 0 | 0% | 59.53% | 0 | 0% | 49.5% | 0 | 0% | 49.5% | 0 | 0% | 49.5% | 0 | 0 | 0% | 3.452% | 0 | 0% | 3.452% | 0 | 0% | 3.452% | 0 | 0% | 0.3489% | 0 | 0% | 0.3489% | 0 | 0% | 0.3489% | 0 | 0% | 1.215% | 0 | 0% | 1.215% | 0 | 0% | 1.215% | 0 | 0% | 1.159% | 0 | 0% | 1.159% | 0 | 100% | 1.159% | 1.5875e-05 | 0% | 8.891% | 0 | 0% | 8.891% | 0 | 0% | 8.891% | 0 | 0% | 0.2148% | 0 | 0% | 0.2148% | 0 | 0% | 0.2148% | 0 |  |  |  | 0% | 11.8% | 0 | 0% | 11.8% | 0 | 0% | 11.8% | 0 | 0% | 0.3337% | 0 | 0% | 0.3337% | 0 | 0% | 0.3337% | 0 | 0% | 100% | 0 | 0% | 100% | 0 | 0% | 100% | 0 | 0% | 100% | 0 |  |  | 0 |  |  | 0 |  |  | 0
ATWATER 110710530 | 2.961e-05 | 0 | 0.016659 | 0 | 0.016659 | 0.0031004 | 0.016452 | 0.0073842 | 0% | 99% | 0 | 0% | 99% | 0 | 0% | 99% | 0 | 0% | 99% | 0 | 0% | 62.35% | 0 | 0% | 49.29% | 0 | 0% | 49.29% | 0 | 0% | 49.29% | 0 | 0 | 0% | 2.662% | 0 | 0% | 2.662% | 0 | 0% | 2.662% | 0 | 0% | 0.3001% | 0 | 0% | 0.3001% | 0 | 0% | 0.3001% | 0 | 0% | 0.9205% | 0 | 0% | 0.9205% | 0 | 0% | 0.9205% | 0 | 0% | 0.9367% | 0 | 100% | 0.9367% | 0.00015604 | 0% | 0.9367% | 0 | 0% | 6.895% | 0 | 0% | 6.895% | 0 | 0% | 6.895% | 0 | 0% | 0.5621% | 0 | 0% | 0.5621% | 0 | 0% | 0.5621% | 0 |  |  |  | 0% | 11.8% | 0 | 0% | 11.8% | 0 | 0% | 11.8% | 0 | 0% | 0.3588% | 0 | 0% | 0.3588% | 0 | 0% | 0.3588% | 0 | 0% | 100% | 0 | 0% | 100% | 0 | 0% | 100% | 0 | 0% | 100% | 0 |  |  | 0 |  |  | 0 |  |  | 0
ACTON 0402CB | 2.9712e-05 | 0 | 0.020332 | 0 | 0.020332 | 0.003793 | 0.02464 | 0.0044459 | 0% | 99% | 0 | 0% | 99% | 0 | 0% | 99% | 0 | 0% | 99% | 0 | 0% | 62.14% | 0 | 0% | 49.94% | 0 | 0% | 49.94% | 0 | 0% | 49.94% | 0 | 0 | 0% | 3.968% | 0 | 0% | 3.968% | 0 | 0% | 3.968% | 0 | 0% | 0.4278% | 0 | 0% | 0.4278% | 0 | 0% | 0.4278% | 0 | 0% | 1.149% | 0 | 0% | 1.149% | 0 | 0% | 1.149% | 0 | 82.14% | 1.174% | 0.00019598 | 16.59% | 1.174% | 3.9578e-05 | 1.275% | 1.174% | 3.0432e-06 | 0% | 8.583% | 0 | 0% | 8.583% | 0 | 0% | 8.583% | 0 | 0% | 0.5487% | 0 | 0% | 0.5487% | 0 | 0% | 0.5487% | 0 |  |  |  | 0% | 11.8% | 0 | 0% | 11.8% | 0 | 0% | 11.8% | 0 | 0% | 0.3544% | 0 | 0% | 0.3544% | 0 | 0% | 0.3544% | 0 | 0% | 100% | 0 | 0% | 100% | 0 | 0% | 100% | 0 | 0% | 100% | 0 |  |  | 0 |  |  | 0 |  |  | 0
OROVILLE 0402CB | 4.7356e-05 | 0 | 0.010804 | 0 | 0.010804 | 0.0037118 | 0.010133 | 0.0036276 | 0% | 99% | 0 | 0% | 99% | 0 | 0% | 99% | 0 | 0% | 99% | 0 | 0% | 62.45% | 0 | 0% | 48.77% | 0 | 0% | 48.77% | 0 | 0% | 48.77% | 0 | 0 | 0% | 2.736% | 0 | 0% | 2.736% | 0 | 0% | 2.736% | 0 | 0% | 0.3046% | 0 | 0% | 0.3046% | 0 | 0% | 0.3046% | 0 | 0% | 0.8677% | 0 | 0% | 0.8677% | 0 | 0% | 0.8677% | 0 | 0% | 0.8882% | 0 | 0% | 0.8882% | 0 | 100% | 0.8882% | 9.5966e-05 | 0% | 6.5% | 0 | 0% | 6.5% | 0 | 0% | 6.5% | 0 | 0% | 0.8095% | 0 | 0% | 0.8095% | 0 | 0% | 0.8095% | 0 |  |  |  | 0% | 11.8% | 0 | 0% | 11.8% | 0 | 0% | 11.8% | 0 | 0% | 0.3617% | 0 | 0% | 0.3617% | 0 | 0% | 0.3617% | 0 | 0% | 100% | 0 | 0% | 100% | 0 | 0% | 100% | 0 | 0% | 100% | 0 |  |  | 0 |  |  | 0 |  |  | 0
RICHMOND R 1123CB | 3.3422e-05 | 0 | 0.0086165 | 0 | 0.0086165 | 0.00078704 | 0.0098907 | 0.0032573 | 0% | 99% | 0 | 0% | 99% | 0 | 0% | 99% | 0 | 0% | 99% | 0 | 0% | 64.79% | 0 | 0% | 51.46% | 0 | 0% | 51.46% | 0 | 0% | 51.46% | 0 | 0 | 0% | 4.654% | 0 | 0% | 4.654% | 0 | 0% | 4.654% | 0 | 0% | 0.5013% | 0 | 0% | 0.5013% | 0 | 0% | 0.5013% | 0 | 0% | 1.084% | 0 | 0% | 1.084% | 0 | 0% | 1.084% | 0 | 0% | 1.152% | 0 | 0% | 1.152% | 0 | 0% | 1.152% | 0 | 0% | 8.167% | 0 | 0% | 8.167% | 0 | 0% | 8.167% | 0 | 0% | 0.2951% | 0 | 0% | 0.2951% | 0 | 0% | 0.2951% | 0 |  |  |  | 0% | 11.8% | 0 | 0% | 11.8% | 0 | 0% | 11.8% | 0 | 0% | 0.3668% | 0 | 0% | 0.3668% | 0 | 0% | 0.3668% | 0 | 0% | 100% | 0 | 0% | 100% | 0 | 0% | 100% | 0 | 0% | 100% | 0 |  |  | 0 |  |  | 0 |  |  | 0
DUMBARTON 1110CB | 3.4919e-05 | 0 | 0.032004 | 0 | 0.032004 | 0.0064447 | 0.030485 | 0.014833 | 0% | 99% | 0 | 0% | 99% | 0 | 0% | 99% | 0 | 0% | 99% | 0 | 0% | 63.91% | 0 | 0% | 51.13% | 0 | 0% | 51.13% | 0 | 0% | 51.13% | 0 | 0 | 0% | 3.107% | 0 | 0% | 3.107% | 0 | 0% | 3.107% | 0 | 0% | 0.3358% | 0 | 0% | 0.3358% | 0 | 0% | 0.3358% | 0 | 0% | 0.8934% | 0 | 0% | 0.8934% | 0 | 0% | 0.8934% | 0 | 0% | 0.9013% | 0 | 63.63% | 0.9013% | 0.00018355 | 0% | 0.9013% | 0 | 0% | 6.639% | 0 | 0% | 6.639% | 0 | 0% | 6.639% | 0 | 0% | 0.4585% | 0 | 0% | 0.4585% | 0 | 0% | 0.4585% | 0 |  |  |  | 0% | 11.8% | 0 | 0% | 11.8% | 0 | 0% | 11.8% | 0 | 0% | 0.3599% | 0 | 0% | 0.3599% | 0 | 0% | 0.3599% | 0 | 0% | 100% | 0 | 0% | 100% | 0 | 0% | 100% | 0 | 0% | 100% | 0 |  |  | 0 |  |  | 0 |  |  | 0
BERKELEY F 1105BR106 | 3.7853e-05 | 0 | 0.0050163 | 0 | 0.0050163 | 0.0013593 | 0.0048347 | 0.001922 | 0% | 99% | 0 | 0% | 99% | 0 | 0% | 99% | 0 | 0% | 99% | 0 | 0% | 63.46% | 0 | 0% | 50.89% | 0 | 0% | 50.89% | 0 | 0% | 50.89% | 0 | 0 | 0% | 3.19% | 0 | 0% | 3.19% | 0 | 0% | 3.19% | 0 | 0% | 0.3395% | 0 | 0% | 0.3395% | 0 | 0% | 0.3395% | 0 | 0% | 0.9074% | 0 | 0% | 0.9074% | 0 | 0% | 0.9074% | 0 | 0% | 0.9088% | 0 | 98.95% | 0.9088% | 4.5109e-05 | 0% | 0.9088% | 0 | 0% | 6.723% | 0 | 0% | 6.723% | 0 | 0% | 6.723% | 0 | 0% | 0.6652% | 0 | 0% | 0.6652% | 0 | 0% | 0.6652% | 0 |  |  |  | 0% | 11.8% | 0 | 0% | 11.8% | 0 | 0% | 11.8% | 0 | 0% | 0.3587% | 0 | 0% | 0.3587% | 0 | 0% | 0.3587% | 0 | 0% | 100% | 0 | 0% | 100% | 0 | 0% | 100% | 0 | 0% | 100% | 0 |  |  | 0 |  |  | 0 |  |  | 0
EL CAPITAN 11062350 | 3.9444e-05 | 0 | 0.024738 | 0 | 0.024738 | 0.0050732 | 0.02307 | 0.011883 | 0% | 99% | 0 | 0% | 99% | 0 | 0% | 99% | 0 | 0% | 99% | 0 | 0% | 63.63% | 0 | 0% | 49.95% | 0 | 0% | 49.95% | 0 | 0% | 49.95% | 0 | 0 | 0% | 2.66% | 0 | 0% | 2.66% | 0 | 0% | 2.66% | 0 | 0% | 0.3079% | 0 | 0% | 0.3079% | 0 | 0% | 0.3079% | 0 | 0% | 0.8628% | 0 | 0% | 0.8628% | 0 | 0% | 0.8628% | 0 | 9.709% | 0.8989% | 2.159e-05 | 0% | 0.8989% | 0 | 88.1% | 0.8989% | 0.00019591 | 0% | 6.509% | 0 | 0% | 6.509% | 0 | 0% | 6.509% | 0 | 0% | 0.5783% | 0 | 0% | 0.5783% | 0 | 0% | 0.5783% | 0 |  |  |  | 0% | 11.8% | 0 | 0% | 11.8% | 0 | 0% | 11.8% | 0 | 0% | 0.3645% | 0 | 0% | 0.3645% | 0 | 0% | 0.3645% | 0 | 0% | 100% | 0 | 0% | 100% | 0 | 0% | 100% | 0 | 0% | 100% | 0 |  |  | 0 |  |  | 0 |  |  | 0
PINEDALE 2106R3250 | 7.4022e-05 | 0 | 0.0053054 | 0 | 0.0053054 | 0.00075486 | 0.0044608 | 0.0033683 | 0% | 99% | 0 | 0% | 99% | 0 | 0% | 99% | 0 | 0% | 99% | 0 | 0% | 64.45% | 0 | 0% | 49.75% | 0 | 0% | 49.75% | 0 | 0% | 49.75% | 0 | 0 | 0% | 2.5% | 0 | 0% | 2.5% | 0 | 0% | 2.5% | 0 | 0% | 0.2947% | 0 | 0% | 0.2947% | 0 | 0% | 0.2947% | 0 | 0% | 0.7691% | 0 | 0% | 0.7691% | 0 | 0% | 0.7691% | 0 | 0% | 0.8164% | 0 | 0% | 0.8164% | 0 | 0% | 0.8164% | 0 | 0% | 5.84% | 0 | 0% | 5.84% | 0 | 0% | 5.84% | 0 | 0% | 0.391% | 0 | 0% | 0.391% | 0 | 0% | 0.391% | 0 |  |  |  | 0% | 11.8% | 0 | 0% | 11.8% | 0 | 0% | 11.8% | 0 | 0% | 0.3698% | 0 | 0% | 0.3698% | 0 | 0% | 0.3698% | 0 | 0% | 100% | 0 | 0% | 100% | 0 | 0% | 100% | 0 | 0% | 100% | 0 |  |  | 0 |  |  | 0 |  |  | 0
DUMBARTON 1103CB | 4.0432e-05 | 0 | 0.0044789 | 0 | 0.0044789 | 0.00059727 | 0.003996 | 0.0026541 | 0% | 99% | 0 | 0% | 99% | 0 | 0% | 99% | 0 | 0% | 99% | 0 | 0% | 65.74% | 0 | 0% | 51.31% | 0 | 0% | 51.31% | 0 | 0% | 51.31% | 0 | 0 | 0% | 3.229% | 0 | 0% | 3.229% | 0 | 0% | 3.229% | 0 | 0% | 0.3637% | 0 | 0% | 0.3637% | 0 | 0% | 0.3637% | 0 | 0% | 0.8237% | 0 | 0% | 0.8237% | 0 | 0% | 0.8237% | 0 | 0% | 0.8804% | 0 | 100% | 0.8804% | 3.9431e-05 | 0% | 0.8804% | 0 | 0% | 6.241% | 0 | 0% | 6.241% | 0 | 0% | 6.241% | 0 | 0% | 0.3367% | 0 | 0% | 0.3367% | 0 | 0% | 0.3367% | 0 |  |  |  | 0% | 11.8% | 0 | 0% | 11.8% | 0 | 0% | 11.8% | 0 | 0% | 0.3719% | 0 | 0% | 0.3719% | 0 | 0% | 0.3719% | 0 | 0% | 100% | 0 | 0% | 100% | 0 | 0% | 100% | 0 | 0% | 100% | 0 |  |  | 0 |  |  | 0 |  |  | 0
SF K 0407CB | 3.1942e-05 | 0 | 0.0074886 | 0 | 0.0074886 | 0.00095585 | 0.010032 | 0.0011306 | 0% | 99% | 0 | 0% | 99% | 0 | 0% | 99% | 0 | 0% | 99% | 0 | 0% | 61.48% | 0 | 0% | 49.07% | 0 | 0% | 49.07% | 0 | 0% | 49.07% | 0 | 0 | 0% | 4.647% | 0 | 0% | 4.647% | 0 | 0% | 4.647% | 0 | 0% | 0.5028% | 0 | 0% | 0.5028% | 0 | 0% | 0.5028% | 0 | 0% | 1.276% | 0 | 0% | 1.276% | 0 | 0% | 1.276% | 0 | 0% | 1.333% | 0 | 0% | 1.333% | 0 | 0% | 1.333% | 0 | 0% | 9.604% | 0 | 0% | 9.604% | 0 | 0% | 9.604% | 0 | 0% | 0.5007% | 0 | 0% | 0.5007% | 0 | 0% | 0.5007% | 0 |  |  |  | 0% | 11.8% | 0 | 0% | 11.8% | 0 | 0% | 11.8% | 0 | 0% | 0.3576% | 0 | 0% | 0.3576% | 0 | 0% | 0.3576% | 0 | 0% | 100% | 0 | 0% | 100% | 0 | 0% | 100% | 0 | 0% | 100% | 0 |  |  | 0 |  |  | 0 |  |  | 0
CONTRA COSTA 210348208 | 5.548e-05 | 0 | 0.05226 | 0 | 0.05226 | 0.010792 | 0.05012 | 0.023663 | 0% | 99% | 0 | 0% | 99% | 0 | 0% | 99% | 0 | 0% | 99% | 0 | 0% | 64.08% | 0 | 0% | 50.88% | 0 | 0% | 50.88% | 0 | 0% | 50.88% | 0 | 0 | 0% | 2.882% | 0 | 0% | 2.882% | 0 | 0% | 2.882% | 0 | 0% | 0.324% | 0 | 0% | 0.324% | 0 | 0% | 0.324% | 0 | 0% | 0.8939% | 0 | 0% | 0.8939% | 0 | 0% | 0.8939% | 0 | 0% | 0.9166% | 0 | 0% | 0.9166% | 0 | 0% | 0.9166% | 0 | 0% | 6.696% | 0 | 0% | 6.696% | 0 | 0% | 6.696% | 0 | 0% | 0.4554% | 0 | 0% | 0.4554% | 0 | 0% | 0.4554% | 0 |  |  |  | 0% | 11.8% | 0 | 0% | 11.8% | 0 | 0% | 11.8% | 0 | 0% | 0.3613% | 0 | 0% | 0.3613% | 0 | 0% | 0.3613% | 0 | 0% | 100% | 0 | 0% | 100% | 0 | 0% | 100% | 0 | 0% | 100% | 0 |  |  | 0 |  |  | 0 |  |  | 0
JARVIS 1106MR687 | 3.9866e-05 | 0 | 0.018961 | 0 | 0.018961 | 0.0022478 | 0.016912 | 0.011526 | 0% | 99% | 0 | 0% | 99% | 0 | 0% | 99% | 0 | 0% | 99% | 0 | 0% | 66.42% | 0 | 0% | 52.99% | 0 | 0% | 52.99% | 0 | 0% | 52.99% | 0 | 0 | 0% | 3.234% | 0 | 0% | 3.234% | 0 | 0% | 3.234% | 0 | 0% | 0.357% | 0 | 0% | 0.357% | 0 | 0% | 0.357% | 0 | 0% | 0.8329% | 0 | 0% | 0.8329% | 0 | 0% | 0.8329% | 0 | 0% | 0.8767% | 0 | 0% | 0.8767% | 0 | 0% | 0.8767% | 0 | 0% | 6.271% | 0 | 0% | 6.271% | 0 | 0% | 6.271% | 0 | 0% | 0.3032% | 0 | 0% | 0.3032% | 0 | 0% | 0.3032% | 0 |  |  |  | 0% | 11.8% | 0 | 0% | 11.8% | 0 | 0% | 11.8% | 0 | 0% | 0.3698% | 0 | 0% | 0.3698% | 0 | 0% | 0.3698% | 0 | 0% | 100% | 0 | 0% | 100% | 0 | 0% | 100% | 0 | 0% | 100% | 0 |  |  | 0 |  |  | 0 |  |  | 0
PAUL SWEET 2104273794 | 3.9627e-05 | 0 | 0.013308 | 0 | 0.013308 | 0.0047309 | 0.012484 | 0.0043238 | 0% | 99% | 0 | 0% | 99% | 0 | 0% | 99% | 0 | 0% | 99% | 0 | 0% | 63.91% | 0 | 0% | 50.3% | 0 | 0% | 50.3% | 0 | 0% | 50.3% | 0 | 0 | 0% | 3.139% | 0 | 0% | 3.139% | 0 | 0% | 3.139% | 0 | 0% | 0.3431% | 0 | 0% | 0.3431% | 0 | 0% | 0.3431% | 0 | 0% | 0.8796% | 0 | 0% | 0.8796% | 0 | 0% | 0.8796% | 0 | 0% | 0.9074% | 0 | 99.16% | 0.9074% | 0.00011975 | 0% | 0.9074% | 0 | 0% | 6.588% | 0 | 0% | 6.588% | 0 | 0% | 6.588% | 0 | 0% | 0.9346% | 0 | 0% | 0.9346% | 0 | 0% | 0.9346% | 0 |  |  |  | 0% | 11.8% | 0 | 0% | 11.8% | 0 | 0% | 11.8% | 0 | 0% | 0.3652% | 0 | 0% | 0.3652% | 0 | 0% | 0.3652% | 0 | 0% | 100% | 0 | 0% | 100% | 0 | 0% | 100% | 0 | 0% | 100% | 0 |  |  | 0 |  |  | 0 |  |  | 0
EL CAPITAN 11039700 | 5.8503e-05 | 0 | 0.0045898 | 0 | 0.0045898 | 0.00073863 | 0.0043808 | 0.0023092 | 0% | 99% | 0 | 0% | 99% | 0 | 0% | 99% | 0 | 0% | 99% | 0 | 0% | 62.09% | 0 | 0% | 48.06% | 0 | 0% | 48.06% | 0 | 0% | 48.06% | 0 | 0 | 0% | 2.473% | 0 | 0% | 2.473% | 0 | 0% | 2.473% | 0 | 0% | 0.2936% | 0 | 0% | 0.2936% | 0 | 0% | 0.2936% | 0 | 0% | 0.8691% | 0 | 0% | 0.8691% | 0 | 0% | 0.8691% | 0 | 0% | 0.8975% | 0 | 0% | 0.8975% | 0 | 100% | 0.8975% | 4.1195e-05 | 0% | 6.552% | 0 | 0% | 6.552% | 0 | 0% | 6.552% | 0 | 0% | 0.4834% | 0 | 0% | 0.4834% | 0 | 0% | 0.4834% | 0 |  |  |  | 0% | 11.8% | 0 | 0% | 11.8% | 0 | 0% | 11.8% | 0 | 0% | 0.3605% | 0 | 0% | 0.3605% | 0 | 0% | 0.3605% | 0 | 0% | 100% | 0 | 0% | 100% | 0 | 0% | 100% | 0 | 0% | 100% | 0 |  |  | 0 |  |  | 0 |  |  | 0
WESTPARK 11074090 | 5.5208e-05 | 0 | 0.026013 | 0 | 0.026013 | 0.0033004 | 0.020645 | 0.018158 | 0% | 99% | 0 | 0% | 99% | 0 | 0% | 99% | 0 | 0% | 99% | 0 | 0% | 65.71% | 0 | 0% | 52.51% | 0 | 0% | 52.51% | 0 | 0% | 52.51% | 0 | 0 | 0% | 2.632% | 0 | 0% | 2.632% | 0 | 0% | 2.632% | 0 | 0% | 0.2866% | 0 | 0% | 0.2866% | 0 | 0% | 0.2866% | 0 | 0% | 0.7466% | 0 | 0% | 0.7466% | 0 | 0% | 0.7466% | 0 | 0% | 0.7781% | 0 | 99.21% | 0.7781% | 0.00020082 | 0% | 0.7781% | 0 | 0% | 5.615% | 0 | 0% | 5.615% | 0 | 0% | 5.615% | 0 | 0% | 0.2704% | 0 | 0% | 0.2704% | 0 | 0% | 0.2704% | 0 |  |  |  | 0% | 11.8% | 0 | 0% | 11.8% | 0 | 0% | 11.8% | 0 | 0% | 0.3716% | 0 | 0% | 0.3716% | 0 | 0% | 0.3716% | 0 | 0% | 100% | 0 | 0% | 100% | 0 | 0% | 100% | 0 | 0% | 100% | 0 |  |  | 0 |  |  | 0 |  |  | 0
OAKLAND J 1106CR262 | 4.2377e-05 | 0 | 0.010075 | 0 | 0.010075 | 0.0011867 | 0.0098001 | 0.0053194 | 0% | 99% | 0 | 0% | 99% | 0 | 0% | 99% | 0 | 0% | 99% | 0 | 0% | 64.56% | 0 | 0% | 52% | 0 | 0% | 52% | 0 | 0% | 52% | 0 | 0 | 0% | 3.11% | 0 | 0% | 3.11% | 0 | 0% | 3.11% | 0 | 0% | 0.3409% | 0 | 0% | 0.3409% | 0 | 0% | 0.3409% | 0 | 0% | 0.9079% | 0 | 0% | 0.9079% | 0 | 0% | 0.9079% | 0 | 0% | 0.9222% | 0 | 0% | 0.9222% | 0 | 0% | 0.9222% | 0 | 0% | 6.767% | 0 | 0% | 6.767% | 0 | 0% | 6.767% | 0 | 0% | 0.3185% | 0 | 0% | 0.3185% | 0 | 0% | 0.3185% | 0 |  |  |  | 0% | 11.8% | 0 | 0% | 11.8% | 0 | 0% | 11.8% | 0 | 0% | 0.3596% | 0 | 0% | 0.3596% | 0 | 0% | 0.3596% | 0 | 0% | 100% | 0 | 0% | 100% | 0 | 0% | 100% | 0 | 0% | 100% | 0 |  |  | 0 |  |  | 0 |  |  | 0
INDUSTRIAL ACRES 0412CB | 2.7145e-05 | 0 | 0.030569 | 0 | 0.030569 | 0.0062464 | 0.03148 | 0.011758 | 0% | 99% | 0 | 0% | 99% | 0 | 0% | 99% | 0 | 0% | 99% | 0 | 0% | 63.9% | 0 | 0% | 51.42% | 0 | 0% | 51.42% | 0 | 0% | 51.42% | 0 | 0 | 0% | 3.2% | 0 | 0% | 3.2% | 0 | 0% | 3.2% | 0 | 0% | 0.348% | 0 | 0% | 0.348% | 0 | 0% | 0.348% | 0 | 0% | 0.9706% | 0 | 0% | 0.9706% | 0 | 0% | 0.9706% | 0 | 56.54% | 0.987% | 0.00017061 | 0% | 0.987% | 0 | 1.375% | 0.987% | 4.1497e-06 | 0% | 7.243% | 0 | 0% | 7.243% | 0 | 0% | 7.243% | 0 | 0% | 0.4705% | 0 | 0% | 0.4705% | 0 | 0% | 0.4705% | 0 |  |  |  | 0% | 11.8% | 0 | 0% | 11.8% | 0 | 0% | 11.8% | 0 | 0% | 0.3589% | 0 | 0% | 0.3589% | 0 | 0% | 0.3589% | 0 | 0% | 100% | 0 | 0% | 100% | 0 | 0% | 100% | 0 | 0% | 100% | 0 |  |  | 0 |  |  | 0 |  |  | 0
BAHIA 1105910176 | 3.3375e-05 | 0 | 0.02758 | 0 | 0.02758 | 0.009743 | 0.026134 | 0.0087689 | 0% | 99% | 0 | 0% | 99% | 0 | 0% | 99% | 0 | 0% | 99% | 0 | 0% | 63.55% | 0 | 0% | 50.39% | 0 | 0% | 50.39% | 0 | 0% | 50.39% | 0 | 0 | 0% | 3.258% | 0 | 0% | 3.258% | 0 | 0% | 3.258% | 0 | 0% | 0.3461% | 0 | 0% | 0.3461% | 0 | 0% | 0.3461% | 0 | 0% | 0.8919% | 0 | 0% | 0.8919% | 0 | 0% | 0.8919% | 0 | 100% | 0.9005% | 0.00024834 | 0% | 0.9005% | 0 | 0% | 0.9005% | 0 | 0% | 6.619% | 0 | 0% | 6.619% | 0 | 0% | 6.619% | 0 | 0% | 0.8709% | 0 | 0% | 0.8709% | 0 | 0% | 0.8709% | 0 |  |  |  | 0% | 11.8% | 0 | 0% | 11.8% | 0 | 0% | 11.8% | 0 | 0% | 0.3614% | 0 | 0% | 0.3614% | 0 | 0% | 0.3614% | 0 | 0% | 100% | 0 | 0% | 100% | 0 | 0% | 100% | 0 | 0% | 100% | 0 |  |  | 0 |  |  | 0 |  |  | 0
DEL MONTE 210448004 | 3.6106e-05 | 0 | 0.019649 | 0 | 0.019649 | 0.0032422 | 0.02288 | 0.0056853 | 0% | 99% | 0 | 0% | 99% | 0 | 0% | 99% | 0 | 0% | 99% | 0 | 0% | 62.95% | 0 | 0% | 50.1% | 0 | 0% | 50.1% | 0 | 0% | 50.1% | 0 | 0 | 0% | 3.592% | 0 | 0% | 3.592% | 0 | 0% | 3.592% | 0 | 0% | 0.4011% | 0 | 0% | 0.4011% | 0 | 0% | 0.4011% | 0 | 0% | 1.102% | 0 | 0% | 1.102% | 0 | 0% | 1.102% | 0 | 100% | 1.145% | 0.00022505 | 0% | 1.145% | 0 | 0% | 1.145% | 0 | 0% | 8.294% | 0 | 0% | 8.294% | 0 | 0% | 8.294% | 0 | 0% | 0.448% | 0 | 0% | 0.448% | 0 | 0% | 0.448% | 0 |  |  |  | 0% | 11.8% | 0 | 0% | 11.8% | 0 | 0% | 11.8% | 0 | 0% | 0.3592% | 0 | 0% | 0.3592% | 0 | 0% | 0.3592% | 0 | 0% | 100% | 0 | 0% | 100% | 0 | 0% | 100% | 0 | 0% | 100% | 0 |  |  | 0 |  |  | 0 |  |  | 0
KIRKER 210639188 | 4.314e-05 | 0 | 0.0029288 | 0 | 0.0029288 | 0.00030366 | 0.002714 | 0.0017236 | 0% | 99% | 0 | 0% | 99% | 0 | 0% | 99% | 0 | 0% | 99% | 0 | 0% | 64.93% | 0 | 0% | 51.31% | 0 | 0% | 51.31% | 0 | 0% | 51.31% | 0 | 0 | 0% | 3.189% | 0 | 0% | 3.189% | 0 | 0% | 3.189% | 0 | 0% | 0.3559% | 0 | 0% | 0.3559% | 0 | 0% | 0.3559% | 0 | 0% | 0.8599% | 0 | 0% | 0.8599% | 0 | 0% | 0.8599% | 0 | 0% | 0.8987% | 0 | 0% | 0.8987% | 0 | 0% | 0.8987% | 0 | 0% | 6.465% | 0 | 0% | 6.465% | 0 | 0% | 6.465% | 0 | 0% | 0.2613% | 0 | 0% | 0.2613% | 0 | 0% | 0.2613% | 0 |  |  |  | 0% | 11.8% | 0 | 0% | 11.8% | 0 | 0% | 11.8% | 0 | 0% | 0.3663% | 0 | 0% | 0.3663% | 0 | 0% | 0.3663% | 0 | 0% | 100% | 0 | 0% | 100% | 0 | 0% | 100% | 0 | 0% | 100% | 0 |  |  | 0 |  |  | 0 |  |  | 0
GUSTINE 110246166 | 3.2411e-05 | 0 | 0.007743 | 0 | 0.007743 | 0.0013367 | 0.0073096 | 0.003891 | 0% | 99% | 0 | 0% | 99% | 0 | 0% | 99% | 0 | 0% | 99% | 0 | 0% | 63.01% | 0 | 0% | 50.13% | 0 | 0% | 50.13% | 0 | 0% | 50.13% | 0 | 0 | 0% | 2.851% | 0 | 0% | 2.851% | 0 | 0% | 2.851% | 0 | 0% | 0.3134% | 0 | 0% | 0.3134% | 0 | 0% | 0.3134% | 0 | 0% | 0.8787% | 0 | 0% | 0.8787% | 0 | 0% | 0.8787% | 0 | 0% | 0.8898% | 0 | 0% | 0.8898% | 0 | 0% | 0.8898% | 0 | 0% | 6.546% | 0 | 0% | 6.546% | 0 | 0% | 6.546% | 0 | 0% | 0.4927% | 0 | 0% | 0.4927% | 0 | 0% | 0.4927% | 0 |  |  |  | 0% | 11.8% | 0 | 0% | 11.8% | 0 | 0% | 11.8% | 0 | 0% | 0.3597% | 0 | 0% | 0.3597% | 0 | 0% | 0.3597% | 0 | 0% | 100% | 0 | 0% | 100% | 0 | 0% | 100% | 0 | 0% | 100% | 0 |  |  | 0 |  |  | 0 |  |  | 0
PITTSBURG 0401CB | 4.8236e-05 | 0 | 0.0033235 | 0 | 0.0033235 | 0.00032387 | 0.0033399 | 0.0017176 | 0% | 99% | 0 | 0% | 99% | 0 | 0% | 99% | 0 | 0% | 99% | 0 | 0% | 63.56% | 0 | 0% | 50.04% | 0 | 0% | 50.04% | 0 | 0% | 50.04% | 0 | 0 | 0% | 3.012% | 0 | 0% | 3.012% | 0 | 0% | 3.012% | 0 | 0% | 0.346% | 0 | 0% | 0.346% | 0 | 0% | 0.346% | 0 | 0% | 0.9178% | 0 | 0% | 0.9178% | 0 | 0% | 0.9178% | 0 | 0% | 0.9451% | 0 | 0% | 0.9451% | 0 | 0% | 0.9451% | 0 | 0% | 6.883% | 0 | 0% | 6.883% | 0 | 0% | 6.883% | 0 | 0% | 0.244% | 0 | 0% | 0.244% | 0 | 0% | 0.244% | 0 |  |  |  | 0% | 11.8% | 0 | 0% | 11.8% | 0 | 0% | 11.8% | 0 | 0% | 0.3582% | 0 | 0% | 0.3582% | 0 | 0% | 0.3582% | 0 | 0% | 100% | 0 | 0% | 100% | 0 | 0% | 100% | 0 | 0% | 100% | 0 |  |  | 0 |  |  | 0 |  |  | 0
OAKLAND J 1103CB | 4.5909e-05 | 0 | 0.010546 | 0 | 0.010546 | 0.00065826 | 0.011979 | 0.0044401 | 0% | 99% | 0 | 0% | 99% | 0 | 0% | 99% | 0 | 0% | 99% | 0 | 0% | 64.47% | 0 | 0% | 50.7% | 0 | 0% | 50.7% | 0 | 0% | 50.7% | 0 | 0 | 0% | 4.335% | 0 | 0% | 4.335% | 0 | 0% | 4.335% | 0 | 0% | 0.4773% | 0 | 0% | 0.4773% | 0 | 0% | 0.4773% | 0 | 0% | 1.062% | 0 | 0% | 1.062% | 0 | 0% | 1.062% | 0 | 0% | 1.133% | 0 | 0% | 1.133% | 0 | 50.72% | 1.133% | 6.0611e-05 | 0% | 8.031% | 0 | 0% | 8.031% | 0 | 0% | 8.031% | 0 | 0% | 0.2219% | 0 | 0% | 0.2219% | 0 | 0% | 0.2219% | 0 |  |  |  | 0% | 11.8% | 0 | 0% | 11.8% | 0 | 0% | 11.8% | 0 | 0% | 0.3666% | 0 | 0% | 0.3666% | 0 | 0% | 0.3666% | 0 | 0% | 100% | 0 | 0% | 100% | 0 | 0% | 100% | 0 | 0% | 100% | 0 |  |  | 0 |  |  | 0 |  |  | 0
KIRKER 210688828 | 6.0676e-05 | 0 | 0.026517 | 0 | 0.026517 | 0.003502 | 0.024741 | 0.014702 | 0% | 99% | 0 | 0% | 99% | 0 | 0% | 99% | 0 | 0% | 99% | 0 | 0% | 64.89% | 0 | 0% | 51.4% | 0 | 0% | 51.4% | 0 | 0% | 51.4% | 0 | 0 | 0% | 2.963% | 0 | 0% | 2.963% | 0 | 0% | 2.963% | 0 | 0% | 0.3353% | 0 | 0% | 0.3353% | 0 | 0% | 0.3353% | 0 | 0% | 0.8613% | 0 | 0% | 0.8613% | 0 | 0% | 0.8613% | 0 | 0% | 0.8947% | 0 | 0% | 0.8947% | 0 | 0% | 0.8947% | 0 | 0% | 6.474% | 0 | 0% | 6.474% | 0 | 0% | 6.474% | 0 | 0% | 0.3199% | 0 | 0% | 0.3199% | 0 | 0% | 0.3199% | 0 |  |  |  | 0% | 11.8% | 0 | 0% | 11.8% | 0 | 0% | 11.8% | 0 | 0% | 0.3641% | 0 | 0% | 0.3641% | 0 | 0% | 0.3641% | 0 | 0% | 100% | 0 | 0% | 100% | 0 | 0% | 100% | 0 | 0% | 100% | 0 |  |  | 0 |  |  | 0 |  |  | 0
SF H 1101CB | 4.6299e-05 | 0 | 0.011206 | 0 | 0.011206 | 0.0020535 | 0.012091 | 0.0040043 | 0% | 99% | 0 | 0% | 99% | 0 | 0% | 99% | 0 | 0% | 99% | 0 | 0% | 64.48% | 0 | 0% | 51.6% | 0 | 0% | 51.6% | 0 | 0% | 51.6% | 0 | 0 | 0% | 3.738% | 0 | 0% | 3.738% | 0 | 0% | 3.738% | 0 | 0% | 0.4115% | 0 | 0% | 0.4115% | 0 | 0% | 0.4115% | 0 | 0% | 1.003% | 0 | 0% | 1.003% | 0 | 0% | 1.003% | 0 | 32.8% | 1.035% | 3.8039e-05 | 66.79% | 1.035% | 7.7459e-05 | 0% | 1.035% | 0 | 0% | 7.499% | 0 | 0% | 7.499% | 0 | 0% | 7.499% | 0 | 0% | 0.5741% | 0 | 0% | 0.5741% | 0 | 0% | 0.5741% | 0 |  |  |  | 0% | 11.8% | 0 | 0% | 11.8% | 0 | 0% | 11.8% | 0 | 0% | 0.3589% | 0 | 0% | 0.3589% | 0 | 0% | 0.3589% | 0 | 0% | 100% | 0 | 0% | 100% | 0 | 0% | 100% | 0 | 0% | 100% | 0 |  |  | 0 |  |  | 0 |  |  | 0
LOS OSITOS 2101109138 | 4.0444e-05 | 0 | 0.021824 | 0 | 0.021824 | 0.0010533 | 0.025543 | 0.0087506 | 0% | 99% | 0 | 0% | 99% | 0 | 0% | 99% | 0 | 0% | 99% | 0 | 0% | 63.44% | 0 | 0% | 50.97% | 0 | 0% | 50.97% | 0 | 0% | 50.97% | 0 | 0 | 0% | 4.06% | 0 | 0% | 4.06% | 0 | 0% | 4.06% | 0 | 0% | 0.4385% | 0 | 0% | 0.4385% | 0 | 0% | 0.4385% | 0 | 0% | 1.108% | 0 | 0% | 1.108% | 0 | 0% | 1.108% | 0 | 0% | 1.152% | 0 | 98.65% | 1.152% | 0.00024796 | 0% | 1.152% | 0 | 0% | 8.32% | 0 | 0% | 8.32% | 0 | 0% | 8.32% | 0 | 0% | 0.194% | 0 | 0% | 0.194% | 0 | 0% | 0.194% | 0 |  |  |  | 0% | 11.8% | 0 | 0% | 11.8% | 0 | 0% | 11.8% | 0 | 0% | 0.3606% | 0 | 0% | 0.3606% | 0 | 0% | 0.3606% | 0 | 0% | 100% | 0 | 0% | 100% | 0 | 0% | 100% | 0 | 0% | 100% | 0 |  |  | 0 |  |  | 0 |  |  | 0
ATWATER 110710520 | 3.6631e-05 | 0 | 0.008869 | 0 | 0.008869 | 0.0017388 | 0.0087396 | 0.003886 | 0% | 99% | 0 | 0% | 99% | 0 | 0% | 99% | 0 | 0% | 99% | 0 | 0% | 63.01% | 0 | 0% | 50.35% | 0 | 0% | 50.35% | 0 | 0% | 50.35% | 0 | 0 | 0% | 2.724% | 0 | 0% | 2.724% | 0 | 0% | 2.724% | 0 | 0% | 0.3007% | 0 | 0% | 0.3007% | 0 | 0% | 0.3007% | 0 | 0% | 0.9242% | 0 | 0% | 0.9242% | 0 | 0% | 0.9242% | 0 | 0% | 0.9358% | 0 | 97.21% | 0.9358% | 8.0675e-05 | 0% | 0.9358% | 0 | 0% | 6.904% | 0 | 0% | 6.904% | 0 | 0% | 6.904% | 0 | 0% | 0.5681% | 0 | 0% | 0.5681% | 0 | 0% | 0.5681% | 0 |  |  |  | 0% | 11.8% | 0 | 0% | 11.8% | 0 | 0% | 11.8% | 0 | 0% | 0.3587% | 0 | 0% | 0.3587% | 0 | 0% | 0.3587% | 0 | 0% | 100% | 0 | 0% | 100% | 0 | 0% | 100% | 0 | 0% | 100% | 0 |  |  | 0 |  |  | 0 |  |  | 0
REDWOOD CITY 0409CB | 4.153e-05 | 0 | 0.025962 | 0 | 0.025962 | 0.0072193 | 0.025506 | 0.0093232 | 0% | 99% | 0 | 0% | 99% | 0 | 0% | 99% | 0 | 0% | 99% | 0 | 0% | 64.13% | 0 | 0% | 51.21% | 0 | 0% | 51.21% | 0 | 0% | 51.21% | 0 | 0 | 0% | 3.237% | 0 | 0% | 3.237% | 0 | 0% | 3.237% | 0 | 0% | 0.3516% | 0 | 0% | 0.3516% | 0 | 0% | 0.3516% | 0 | 0% | 0.9186% | 0 | 0% | 0.9186% | 0 | 0% | 0.9186% | 0 | 0% | 0.9351% | 0 | 97.86% | 0.9351% | 0.00023759 | 0% | 0.9351% | 0 | 0% | 6.845% | 0 | 0% | 6.845% | 0 | 0% | 6.845% | 0 | 0% | 0.7375% | 0 | 0% | 0.7375% | 0 | 0% | 0.7375% | 0 |  |  |  | 0% | 11.8% | 0 | 0% | 11.8% | 0 | 0% | 11.8% | 0 | 0% | 0.3604% | 0 | 0% | 0.3604% | 0 | 0% | 0.3604% | 0 | 0% | 100% | 0 | 0% | 100% | 0 | 0% | 100% | 0 | 0% | 100% | 0 |  |  | 0 |  |  | 0 |  |  | 0
MONTAGUE 2104CB | 3.9541e-05 | 0 | 0.010317 | 0 | 0.010317 | 0.0017356 | 0.0091357 | 0.0058396 | 0% | 99% | 0 | 0% | 99% | 0 | 0% | 99% | 0 | 0% | 99% | 0 | 0% | 66.17% | 0 | 0% | 51.89% | 0 | 0% | 51.89% | 0 | 0% | 51.89% | 0 | 0 | 0% | 3.225% | 0 | 0% | 3.225% | 0 | 0% | 3.225% | 0 | 0% | 0.3638% | 0 | 0% | 0.3638% | 0 | 0% | 0.3638% | 0 | 0% | 0.8149% | 0 | 0% | 0.8149% | 0 | 0% | 0.8149% | 0 | 0% | 0.8656% | 0 | 1.096% | 0.8656% | 9.789e-07 | 0% | 0.8656% | 0 | 0% | 6.15% | 0 | 0% | 6.15% | 0 | 0% | 6.15% | 0 | 0% | 0.4045% | 0 | 0% | 0.4045% | 0 | 0% | 0.4045% | 0 |  |  |  | 0% | 11.8% | 0 | 0% | 11.8% | 0 | 0% | 11.8% | 0 | 0% | 0.3698% | 0 | 0% | 0.3698% | 0 | 0% | 0.3698% | 0 | 0% | 100% | 0 | 0% | 100% | 0 | 0% | 100% | 0 | 0% | 100% | 0 |  |  | 0 |  |  | 0 |  |  | 0
WEST SACRAMENTO 1105CB | 4.6012e-05 | 0 | 0.047384 | 0 | 0.047384 | 0.0070697 | 0.047994 | 0.021695 | 0% | 99% | 0 | 0% | 99% | 0 | 0% | 99% | 0 | 0% | 99% | 0 | 0% | 63.68% | 0 | 0% | 50.27% | 0 | 0% | 50.27% | 0 | 0% | 50.27% | 0 | 0 | 0% | 2.972% | 0 | 0% | 2.972% | 0 | 0% | 2.972% | 0 | 0% | 0.3444% | 0 | 0% | 0.3444% | 0 | 0% | 0.3444% | 0 | 0% | 0.929% | 0 | 0% | 0.929% | 0 | 0% | 0.929% | 0 | 0% | 0.9655% | 0 | 0% | 0.9655% | 0 | 0% | 0.9655% | 0 | 0% | 6.99% | 0 | 0% | 6.99% | 0 | 0% | 6.99% | 0 | 0% | 0.3759% | 0 | 0% | 0.3759% | 0 | 0% | 0.3759% | 0 |  |  |  | 0% | 11.8% | 0 | 0% | 11.8% | 0 | 0% | 11.8% | 0 | 0% | 0.3599% | 0 | 0% | 0.3599% | 0 | 0% | 0.3599% | 0 | 0% | 100% | 0 | 0% | 100% | 0 | 0% | 100% | 0 | 0% | 100% | 0 |  |  | 0 |  |  | 0 |  |  | 0
LIVINGSTON 110611500 | 3.2639e-05 | 0 | 0.012139 | 0 | 0.012139 | 0.0016366 | 0.012556 | 0.0054739 | 0% | 99% | 0 | 0% | 99% | 0 | 0% | 99% | 0 | 0% | 99% | 0 | 0% | 62.47% | 0 | 0% | 49.41% | 0 | 0% | 49.41% | 0 | 0% | 49.41% | 0 | 0 | 0% | 2.803% | 0 | 0% | 2.803% | 0 | 0% | 2.803% | 0 | 0% | 0.3206% | 0 | 0% | 0.3206% | 0 | 0% | 0.3206% | 0 | 0% | 0.962% | 0 | 0% | 0.962% | 0 | 0% | 0.962% | 0 | 0% | 0.9893% | 0 | 0% | 0.9893% | 0 | 70.75% | 0.9893% | 8.4958e-05 | 0% | 7.233% | 0 | 0% | 7.233% | 0 | 0% | 7.233% | 0 | 0% | 0.4188% | 0 | 0% | 0.4188% | 0 | 0% | 0.4188% | 0 |  |  |  | 0% | 11.8% | 0 | 0% | 11.8% | 0 | 0% | 11.8% | 0 | 0% | 0.3589% | 0 | 0% | 0.3589% | 0 | 0% | 0.3589% | 0 | 0% | 100% | 0 | 0% | 100% | 0 | 0% | 100% | 0 | 0% | 100% | 0 |  |  | 0 |  |  | 0 |  |  | 0
TRIMBLE 1107CB | 4.6929e-05 | 0 | 0.011032 | 0 | 0.011032 | 0.001463 | 0.010171 | 0.0062405 | 0% | 99% | 0 | 0% | 99% | 0 | 0% | 99% | 0 | 0% | 99% | 0 | 0% | 66.14% | 0 | 0% | 52.05% | 0 | 0% | 52.05% | 0 | 0% | 52.05% | 0 | 0 | 0% | 3.338% | 0 | 0% | 3.338% | 0 | 0% | 3.338% | 0 | 0% | 0.3769% | 0 | 0% | 0.3769% | 0 | 0% | 0.3769% | 0 | 0% | 0.8512% | 0 | 0% | 0.8512% | 0 | 0% | 0.8512% | 0 | 0% | 0.9097% | 0 | 10.67% | 0.9097% | 1.0705e-05 | 0% | 0.9097% | 0 | 0% | 6.444% | 0 | 0% | 6.444% | 0 | 0% | 6.444% | 0 | 0% | 0.3546% | 0 | 0% | 0.3546% | 0 | 0% | 0.3546% | 0 |  |  |  | 0% | 11.8% | 0 | 0% | 11.8% | 0 | 0% | 11.8% | 0 | 0% | 0.3706% | 0 | 0% | 0.3706% | 0 | 0% | 0.3706% | 0 | 0% | 100% | 0 | 0% | 100% | 0 | 0% | 100% | 0 | 0% | 100% | 0 |  |  | 0 |  |  | 0 |  |  | 0
NAPA 110349050 | 4.256e-05 | 0 | 0.034262 | 0 | 0.034262 | 0.015749 | 0.030498 | 0.0092801 | 0% | 99% | 0 | 0% | 99% | 0 | 0% | 99% | 0 | 0% | 99% | 0 | 0% | 62.94% | 0 | 0% | 49.76% | 0 | 0% | 49.76% | 0 | 0% | 49.76% | 0 | 0 | 0% | 2.944% | 0 | 0% | 2.944% | 0 | 0% | 2.944% | 0 | 0% | 0.3076% | 0 | 0% | 0.3076% | 0 | 0% | 0.3076% | 0 | 0% | 0.8399% | 0 | 0% | 0.8399% | 0 | 0% | 0.8399% | 0 | 7.93% | 0.8315% | 2.2592e-05 | 0% | 0.8315% | 0 | 0% | 0.8315% | 0 | 0% | 6.197% | 0 | 0% | 6.197% | 0 | 0% | 6.197% | 0 | 0% | 1.232% | 0 | 0% | 1.232% | 0 | 0% | 1.232% | 0 |  |  |  | 0% | 11.8% | 0 | 0% | 11.8% | 0 | 0% | 11.8% | 0 | 0% | 0.3607% | 0 | 0% | 0.3607% | 0 | 0% | 0.3607% | 0 | 0% | 100% | 0 | 0% | 100% | 0 | 0% | 100% | 0 | 0% | 100% | 0 |  |  | 0 |  |  | 0 |  |  | 0
WILSON 110173322 | 3.5249e-05 | 0 | 0.022781 | 0 | 0.022781 | 0.0072129 | 0.02158 | 0.0081414 | 0% | 99% | 0 | 0% | 99% | 0 | 0% | 99% | 0 | 0% | 99% | 0 | 0% | 61.74% | 0 | 0% | 49.13% | 0 | 0% | 49.13% | 0 | 0% | 49.13% | 0 | 0 | 0% | 2.404% | 0 | 0% | 2.404% | 0 | 0% | 2.404% | 0 | 0% | 0.2646% | 0 | 0% | 0.2646% | 0 | 0% | 0.2646% | 0 | 0% | 0.8831% | 0 | 0% | 0.8831% | 0 | 0% | 0.8831% | 0 | 75.06% | 0.8679% | 0.0001484 | 0% | 0.8679% | 0 | 0% | 0.8679% | 0 | 0% | 6.535% | 0 | 0% | 6.535% | 0 | 0% | 6.535% | 0 | 0% | 0.9128% | 0 | 0% | 0.9128% | 0 | 0% | 0.9128% | 0 |  |  |  | 0% | 11.8% | 0 | 0% | 11.8% | 0 | 0% | 11.8% | 0 | 0% | 0.3541% | 0 | 0% | 0.3541% | 0 | 0% | 0.3541% | 0 | 0% | 100% | 0 | 0% | 100% | 0 | 0% | 100% | 0 | 0% | 100% | 0 |  |  | 0 |  |  | 0 |  |  | 0
JARVIS 1103CB | 4.8063e-05 | 0 | 0.010678 | 0 | 0.010678 | 0.0015445 | 0.0099393 | 0.00583 | 0% | 99% | 0 | 0% | 99% | 0 | 0% | 99% | 0 | 0% | 99% | 0 | 0% | 65.84% | 0 | 0% | 52.1% | 0 | 0% | 52.1% | 0 | 0% | 52.1% | 0 | 0 | 0% | 3.169% | 0 | 0% | 3.169% | 0 | 0% | 3.169% | 0 | 0% | 0.3569% | 0 | 0% | 0.3569% | 0 | 0% | 0.3569% | 0 | 0% | 0.8647% | 0 | 0% | 0.8647% | 0 | 0% | 0.8647% | 0 | 0% | 0.9164% | 0 | 0% | 0.9164% | 0 | 0% | 0.9164% | 0 | 0% | 6.539% | 0 | 0% | 6.539% | 0 | 0% | 6.539% | 0 | 0% | 0.3795% | 0 | 0% | 0.3795% | 0 | 0% | 0.3795% | 0 |  |  |  | 0% | 11.8% | 0 | 0% | 11.8% | 0 | 0% | 11.8% | 0 | 0% | 0.3694% | 0 | 0% | 0.3694% | 0 | 0% | 0.3694% | 0 | 0% | 100% | 0 | 0% | 100% | 0 | 0% | 100% | 0 | 0% | 100% | 0 |  |  | 0 |  |  | 0 |  |  | 0
VINEYARD 2109CB | 3.5581e-05 | 0 | 0.0025969 | 0 | 0.0025969 | 0.00063114 | 0.0022207 | 0.0013587 | 0% | 99% | 0 | 0% | 99% | 0 | 0% | 99% | 0 | 0% | 99% | 0 | 0% | 66.02% | 0 | 0% | 51.29% | 0 | 0% | 51.29% | 0 | 0% | 51.29% | 0 | 0 | 0% | 3.32% | 0 | 0% | 3.32% | 0 | 0% | 3.32% | 0 | 0% | 0.3698% | 0 | 0% | 0.3698% | 0 | 0% | 0.3698% | 0 | 0% | 0.7858% | 0 | 0% | 0.7858% | 0 | 0% | 0.7858% | 0 | 0% | 0.8319% | 0 | 0% | 0.8319% | 0 | 76.03% | 0.8319% | 1.6426e-05 | 0% | 5.911% | 0 | 0% | 5.911% | 0 | 0% | 5.911% | 0 | 0% | 0.5195% | 0 | 0% | 0.5195% | 0 | 0% | 0.5195% | 0 |  |  |  | 0% | 11.8% | 0 | 0% | 11.8% | 0 | 0% | 11.8% | 0 | 0% | 0.3707% | 0 | 0% | 0.3707% | 0 | 0% | 0.3707% | 0 | 0% | 100% | 0 | 0% | 100% | 0 | 0% | 100% | 0 | 0% | 100% | 0 |  |  | 0 |  |  | 0 |  |  | 0
DEL MONTE 210533708 | 4.5439e-05 | 0 | 0.010097 | 0 | 0.010097 | 0.0020844 | 0.010615 | 0.0036733 | 0% | 99% | 0 | 0% | 99% | 0 | 0% | 99% | 0 | 0% | 99% | 0 | 0% | 64.54% | 0 | 0% | 50.87% | 0 | 0% | 50.87% | 0 | 0% | 50.87% | 0 | 0 | 0% | 3.594% | 0 | 0% | 3.594% | 0 | 0% | 3.594% | 0 | 0% | 0.3988% | 0 | 0% | 0.3988% | 0 | 0% | 0.3988% | 0 | 0% | 0.9933% | 0 | 0% | 0.9933% | 0 | 0% | 0.9933% | 0 | 100% | 1.049% | 0.00010593 | 0% | 1.049% | 0 | 0% | 1.049% | 0 | 0% | 7.501% | 0 | 0% | 7.501% | 0 | 0% | 7.501% | 0 | 0% | 0.5372% | 0 | 0% | 0.5372% | 0 | 0% | 0.5372% | 0 |  |  |  | 0% | 11.8% | 0 | 0% | 11.8% | 0 | 0% | 11.8% | 0 | 0% | 0.3669% | 0 | 0% | 0.3669% | 0 | 0% | 0.3669% | 0 | 0% | 100% | 0 | 0% | 100% | 0 | 0% | 100% | 0 | 0% | 100% | 0 |  |  | 0 |  |  | 0 |  |  | 0
BELMONT 1107CB | 3.332e-05 | 0 | 0.0087231 | 0 | 0.0087231 | 0.0018271 | 0.0084274 | 0.0038909 | 0% | 99% | 0 | 0% | 99% | 0 | 0% | 99% | 0 | 0% | 99% | 0 | 0% | 65.69% | 0 | 0% | 51.63% | 0 | 0% | 51.63% | 0 | 0% | 51.63% | 0 | 0 | 0% | 3.62% | 0 | 0% | 3.62% | 0 | 0% | 3.62% | 0 | 0% | 0.4029% | 0 | 0% | 0.4029% | 0 | 0% | 0.4029% | 0 | 0% | 0.8914% | 0 | 0% | 0.8914% | 0 | 0% | 0.8914% | 0 | 0% | 0.945% | 0 | 100% | 0.945% | 8.2429e-05 | 0% | 0.945% | 0 | 0% | 6.718% | 0 | 0% | 6.718% | 0 | 0% | 6.718% | 0 | 0% | 0.5144% | 0 | 0% | 0.5144% | 0 | 0% | 0.5144% | 0 |  |  |  | 0% | 11.8% | 0 | 0% | 11.8% | 0 | 0% | 11.8% | 0 | 0% | 0.3681% | 0 | 0% | 0.3681% | 0 | 0% | 0.3681% | 0 | 0% | 100% | 0 | 0% | 100% | 0 | 0% | 100% | 0 | 0% | 100% | 0 |  |  | 0 |  |  | 0 |  |  | 0
MERCED 21029450 | 4.2785e-05 | 0 | 0.021464 | 0 | 0.021464 | 0.0080105 | 0.01843 | 0.008366 | 0% | 99% | 0 | 0% | 99% | 0 | 0% | 99% | 0 | 0% | 99% | 0 | 0% | 63.64% | 0 | 0% | 49.9% | 0 | 0% | 49.9% | 0 | 0% | 49.9% | 0 | 0 | 0% | 2.258% | 0 | 0% | 2.258% | 0 | 0% | 2.258% | 0 | 0% | 0.2589% | 0 | 0% | 0.2589% | 0 | 0% | 0.2589% | 0 | 0% | 0.7929% | 0 | 0% | 0.7929% | 0 | 0% | 0.7929% | 0 | 61.45% | 0.8043% | 0.00010609 | 0% | 0.8043% | 0 | 0% | 0.8043% | 0 | 0% | 5.928% | 0 | 0% | 5.928% | 0 | 0% | 5.928% | 0 | 0% | 1.041% | 0 | 0% | 1.041% | 0 | 0% | 1.041% | 0 |  |  |  | 0% | 11.8% | 0 | 0% | 11.8% | 0 | 0% | 11.8% | 0 | 0% | 0.3623% | 0 | 0% | 0.3623% | 0 | 0% | 0.3623% | 0 | 0% | 100% | 0 | 0% | 100% | 0 | 0% | 100% | 0 | 0% | 100% | 0 |  |  | 0 |  |  | 0 |  |  | 0
LAKEWOOD 1104CB | 4.6523e-05 | 0 | 0.0094055 | 0 | 0.0094055 | 0.0031359 | 0.008578 | 0.0035391 | 0% | 99% | 0 | 0% | 99% | 0 | 0% | 99% | 0 | 0% | 99% | 0 | 0% | 64.45% | 0 | 0% | 50.34% | 0 | 0% | 50.34% | 0 | 0% | 50.34% | 0 | 0 | 0% | 3.101% | 0 | 0% | 3.101% | 0 | 0% | 3.101% | 0 | 0% | 0.342% | 0 | 0% | 0.342% | 0 | 0% | 0.342% | 0 | 0% | 0.8498% | 0 | 0% | 0.8498% | 0 | 0% | 0.8498% | 0 | 0% | 0.8862% | 0 | 0% | 0.8862% | 0 | 0% | 0.8862% | 0 | 0% | 6.387% | 0 | 0% | 6.387% | 0 | 0% | 6.387% | 0 | 0% | 0.5914% | 0 | 0% | 0.5914% | 0 | 0% | 0.5914% | 0 |  |  |  | 0% | 11.8% | 0 | 0% | 11.8% | 0 | 0% | 11.8% | 0 | 0% | 0.3677% | 0 | 0% | 0.3677% | 0 | 0% | 0.3677% | 0 | 0% | 100% | 0 | 0% | 100% | 0 | 0% | 100% | 0 | 0% | 100% | 0 |  |  | 0 |  |  | 0 |  |  | 0
DEL MONTE 1101CB | 6.0156e-05 | 0 | 0.0045017 | 0 | 0.0045017 | 0.00032223 | 0.0054384 | 0.00154 | 0% | 99% | 0 | 0% | 99% | 0 | 0% | 99% | 0 | 0% | 99% | 0 | 0% | 64.47% | 0 | 0% | 50.92% | 0 | 0% | 50.92% | 0 | 0% | 50.92% | 0 | 0 | 0% | 4.301% | 0 | 0% | 4.301% | 0 | 0% | 4.301% | 0 | 0% | 0.4813% | 0 | 0% | 0.4813% | 0 | 0% | 0.4813% | 0 | 0% | 1.141% | 0 | 0% | 1.141% | 0 | 0% | 1.141% | 0 | 100% | 1.227% | 5.5244e-05 | 0% | 1.227% | 0 | 0% | 1.227% | 0 | 0% | 8.672% | 0 | 0% | 8.672% | 0 | 0% | 8.672% | 0 | 0% | 0.2427% | 0 | 0% | 0.2427% | 0 | 0% | 0.2427% | 0 |  |  |  | 0% | 11.8% | 0 | 0% | 11.8% | 0 | 0% | 11.8% | 0 | 0% | 0.3674% | 0 | 0% | 0.3674% | 0 | 0% | 0.3674% | 0 | 0% | 100% | 0 | 0% | 100% | 0 | 0% | 100% | 0 | 0% | 100% | 0 |  |  | 0 |  |  | 0 |  |  | 0
KIRKER 2103P524R | 5.5353e-05 | 0 | 0.068906 | 0 | 0.068906 | 0.0083087 | 0.064094 | 0.039353 | 0% | 99% | 0 | 0% | 99% | 0 | 0% | 99% | 0 | 0% | 99% | 0 | 0% | 65.46% | 0 | 0% | 51.69% | 0 | 0% | 51.69% | 0 | 0% | 51.69% | 0 | 0 | 0% | 3.235% | 0 | 0% | 3.235% | 0 | 0% | 3.235% | 0 | 0% | 0.3631% | 0 | 0% | 0.3631% | 0 | 0% | 0.3631% | 0 | 0% | 0.8632% | 0 | 0% | 0.8632% | 0 | 0% | 0.8632% | 0 | 0% | 0.9153% | 0 | 0% | 0.9153% | 0 | 0% | 0.9153% | 0 | 0% | 6.526% | 0 | 0% | 6.526% | 0 | 0% | 6.526% | 0 | 0% | 0.3148% | 0 | 0% | 0.3148% | 0 | 0% | 0.3148% | 0 |  |  |  | 0% | 11.8% | 0 | 0% | 11.8% | 0 | 0% | 11.8% | 0 | 0% | 0.3694% | 0 | 0% | 0.3694% | 0 | 0% | 0.3694% | 0 | 0% | 100% | 0 | 0% | 100% | 0 | 0% | 100% | 0 | 0% | 100% | 0 |  |  | 0 |  |  | 0 |  |  | 0
HARTER 110774924 | 4.3999e-05 | 0 | 0.047348 | 0 | 0.047348 | 0.014555 | 0.042545 | 0.01971 | 0% | 99% | 0 | 0% | 99% | 0 | 0% | 99% | 0 | 0% | 99% | 0 | 0% | 63.52% | 0 | 0% | 49.86% | 0 | 0% | 49.86% | 0 | 0% | 49.86% | 0 | 0 | 0% | 2.592% | 0 | 0% | 2.592% | 0 | 0% | 2.592% | 0 | 0% | 0.2905% | 0 | 0% | 0.2905% | 0 | 0% | 0.2905% | 0 | 0% | 0.8295% | 0 | 0% | 0.8295% | 0 | 0% | 0.8295% | 0 | 0% | 0.8487% | 0 | 0% | 0.8487% | 0 | 0% | 0.8487% | 0 | 0% | 6.21% | 0 | 0% | 6.21% | 0 | 0% | 6.21% | 0 | 0% | 0.8208% | 0 | 0% | 0.8208% | 0 | 0% | 0.8208% | 0 |  |  |  | 0% | 11.8% | 0 | 0% | 11.8% | 0 | 0% | 11.8% | 0 | 0% | 0.3629% | 0 | 0% | 0.3629% | 0 | 0% | 0.3629% | 0 | 0% | 100% | 0 | 0% | 100% | 0 | 0% | 100% | 0 | 0% | 100% | 0 |  |  | 0 |  |  | 0 |  |  | 0
MC KEE 1103CB | 3.4717e-05 | 0 | 0.066554 | 0 | 0.066554 | 0.024972 | 0.057616 | 0.025383 | 0% | 99% | 0 | 0% | 99% | 0 | 0% | 99% | 0 | 0% | 99% | 0 | 0% | 63.98% | 0 | 0% | 50.5% | 0 | 0% | 50.5% | 0 | 0% | 50.5% | 0 | 0 | 0% | 2.684% | 0 | 0% | 2.684% | 0 | 0% | 2.684% | 0 | 0% | 0.2922% | 0 | 0% | 0.2922% | 0 | 0% | 0.2922% | 0 | 0% | 0.8071% | 0 | 0% | 0.8071% | 0 | 0% | 0.8071% | 0 | 0% | 0.8117% | 0 | 0% | 0.8117% | 0 | 0% | 0.8117% | 0 | 0% | 5.995% | 0 | 0% | 5.995% | 0 | 0% | 5.995% | 0 | 0% | 0.9011% | 0 | 0% | 0.9011% | 0 | 0% | 0.9011% | 0 |  |  |  | 0% | 11.8% | 0 | 0% | 11.8% | 0 | 0% | 11.8% | 0 | 0% | 0.3626% | 0 | 0% | 0.3626% | 0 | 0% | 0.3626% | 0 | 0% | 100% | 0 | 0% | 100% | 0 | 0% | 100% | 0 | 0% | 100% | 0 |  |  | 0 |  |  | 0 |  |  | 0
CASTRO VALLEY 1103CB | 3.2043e-05 | 0 | 0.029276 | 0 | 0.029276 | 0.01161 | 0.024543 | 0.011341 | 0% | 99% | 0 | 0% | 99% | 0 | 0% | 99% | 0 | 0% | 99% | 0 | 0% | 64.99% | 0 | 0% | 51.53% | 0 | 0% | 51.53% | 0 | 0% | 51.53% | 0 | 0 | 0% | 2.68% | 0 | 0% | 2.68% | 0 | 0% | 2.68% | 0 | 0% | 0.291% | 0 | 0% | 0.291% | 0 | 0% | 0.291% | 0 | 0% | 0.7894% | 0 | 0% | 0.7894% | 0 | 0% | 0.7894% | 0 | 0% | 0.8065% | 0 | 48.51% | 0.8065% | 0.00011454 | 0% | 0.8065% | 0 | 0% | 5.896% | 0 | 0% | 5.896% | 0 | 0% | 5.896% | 0 | 0% | 0.8818% | 0 | 0% | 0.8818% | 0 | 0% | 0.8818% | 0 |  |  |  | 0% | 11.8% | 0 | 0% | 11.8% | 0 | 0% | 11.8% | 0 | 0% | 0.3674% | 0 | 0% | 0.3674% | 0 | 0% | 0.3674% | 0 | 0% | 100% | 0 | 0% | 100% | 0 | 0% | 100% | 0 | 0% | 100% | 0 |  |  | 0 |  |  | 0 |  |  | 0
VACAVILLE 1107CB | 4.5863e-05 | 0 | 0.016395 | 0 | 0.016395 | 0.0034333 | 0.01482 | 0.0083451 | 0% | 99% | 0 | 0% | 99% | 0 | 0% | 99% | 0 | 0% | 99% | 0 | 0% | 64.39% | 0 | 0% | 50.2% | 0 | 0% | 50.2% | 0 | 0% | 50.2% | 0 | 0 | 0% | 2.833% | 0 | 0% | 2.833% | 0 | 0% | 2.833% | 0 | 0% | 0.3223% | 0 | 0% | 0.3223% | 0 | 0% | 0.3223% | 0 | 0% | 0.8338% | 0 | 0% | 0.8338% | 0 | 0% | 0.8338% | 0 | 0% | 0.8788% | 0 | 88.13% | 0.8788% | 0.00012697 | 11.87% | 0.8788% | 1.7101e-05 | 0% | 6.308% | 0 | 0% | 6.308% | 0 | 0% | 6.308% | 0 | 0% | 0.4781% | 0 | 0% | 0.4781% | 0 | 0% | 0.4781% | 0 |  |  |  | 0% | 11.8% | 0 | 0% | 11.8% | 0 | 0% | 11.8% | 0 | 0% | 0.3686% | 0 | 0% | 0.3686% | 0 | 0% | 0.3686% | 0 | 0% | 100% | 0 | 0% | 100% | 0 | 0% | 100% | 0 | 0% | 100% | 0 |  |  | 0 |  |  | 0 |  |  | 0
DUMBARTON 1102MR466 | 3.223e-05 | 0 | 0.041877 | 0 | 0.041877 | 0.011226 | 0.039783 | 0.016933 | 0% | 99% | 0 | 0% | 99% | 0 | 0% | 99% | 0 | 0% | 99% | 0 | 0% | 62.92% | 0 | 0% | 50.15% | 0 | 0% | 50.15% | 0 | 0% | 50.15% | 0 | 0 | 0% | 2.882% | 0 | 0% | 2.882% | 0 | 0% | 2.882% | 0 | 0% | 0.3084% | 0 | 0% | 0.3084% | 0 | 0% | 0.3084% | 0 | 0% | 0.8894% | 0 | 0% | 0.8894% | 0 | 0% | 0.8894% | 0 | 0% | 0.8819% | 0 | 4.779% | 0.8819% | 1.7649e-05 | 0% | 0.8819% | 0 | 0% | 6.581% | 0 | 0% | 6.581% | 0 | 0% | 6.581% | 0 | 0% | 0.6619% | 0 | 0% | 0.6619% | 0 | 0% | 0.6619% | 0 |  |  |  | 0% | 11.8% | 0 | 0% | 11.8% | 0 | 0% | 11.8% | 0 | 0% | 0.3572% | 0 | 0% | 0.3572% | 0 | 0% | 0.3572% | 0 | 0% | 100% | 0 | 0% | 100% | 0 | 0% | 100% | 0 | 0% | 100% | 0 |  |  | 0 |  |  | 0 |  |  | 0
GREENBRAE 11037315 | 3.45e-05 | 0 | 0.013326 | 0 | 0.013326 | 0.0057305 | 0.012155 | 0.0037366 | 0% | 99% | 0 | 0% | 99% | 0 | 0% | 99% | 0 | 0% | 99% | 0 | 0% | 63.83% | 0 | 0% | 49.84% | 0 | 0% | 49.84% | 0 | 0% | 49.84% | 0 | 0 | 0% | 3.286% | 0 | 0% | 3.286% | 0 | 0% | 3.286% | 0 | 0% | 0.3568% | 0 | 0% | 0.3568% | 0 | 0% | 0.3568% | 0 | 0% | 0.853% | 0 | 0% | 0.853% | 0 | 0% | 0.853% | 0 | 5.677% | 0.8805% | 6.6618e-06 | 71.69% | 0.8805% | 8.4124e-05 | 17.02% | 0.8805% | 1.9972e-05 | 0% | 6.373% | 0 | 0% | 6.373% | 0 | 0% | 6.373% | 0 | 0% | 1.164% | 0 | 0% | 1.164% | 0 | 0% | 1.164% | 0 |  |  |  | 0% | 11.8% | 0 | 0% | 11.8% | 0 | 0% | 11.8% | 0 | 0% | 0.3666% | 0 | 0% | 0.3666% | 0 | 0% | 0.3666% | 0 | 0% | 100% | 0 | 0% | 100% | 0 | 0% | 100% | 0 | 0% | 100% | 0 |  |  | 0 |  |  | 0 |  |  | 0
MILLBRAE 1107CB | 5.5995e-05 | 0 | 0.0064839 | 0 | 0.0064839 | 0.00075185 | 0.0066745 | 0.0030949 | 0% | 99% | 0 | 0% | 99% | 0 | 0% | 99% | 0 | 0% | 99% | 0 | 0% | 65.97% | 0 | 0% | 52.84% | 0 | 0% | 52.84% | 0 | 0% | 52.84% | 0 | 0 | 0% | 3.824% | 0 | 0% | 3.824% | 0 | 0% | 3.824% | 0 | 0% | 0.4197% | 0 | 0% | 0.4197% | 0 | 0% | 0.4197% | 0 | 0% | 0.9532% | 0 | 0% | 0.9532% | 0 | 0% | 0.9532% | 0 | 0% | 0.9968% | 0 | 0% | 0.9968% | 0 | 0% | 0.9968% | 0 | 0% | 7.15% | 0 | 0% | 7.15% | 0 | 0% | 7.15% | 0 | 0% | 0.3686% | 0 | 0% | 0.3686% | 0 | 0% | 0.3686% | 0 |  |  |  | 0% | 11.8% | 0 | 0% | 11.8% | 0 | 0% | 11.8% | 0 | 0% | 0.3638% | 0 | 0% | 0.3638% | 0 | 0% | 0.3638% | 0 | 0% | 100% | 0 | 0% | 100% | 0 | 0% | 100% | 0 | 0% | 100% | 0 |  |  | 0 |  |  | 0 |  |  | 0
SF K 0401CB | 3.5148e-05 | 0 | 0.014261 | 0 | 0.014261 | 0.0029002 | 0.018133 | 0.0021112 | 0% | 99% | 0 | 0% | 99% | 0 | 0% | 99% | 0 | 0% | 99% | 0 | 0% | 60.69% | 0 | 0% | 48.25% | 0 | 0% | 48.25% | 0 | 0% | 48.25% | 0 | 0 | 0% | 4.12% | 0 | 0% | 4.12% | 0 | 0% | 4.12% | 0 | 0% | 0.4468% | 0 | 0% | 0.4468% | 0 | 0% | 0.4468% | 0 | 0% | 1.203% | 0 | 0% | 1.203% | 0 | 0% | 1.203% | 0 | 0% | 1.237% | 0 | 0% | 1.237% | 0 | 0% | 1.237% | 0 | 0% | 9.015% | 0 | 0% | 9.015% | 0 | 0% | 9.015% | 0 | 0% | 0.7053% | 0 | 0% | 0.7053% | 0 | 0% | 0.7053% | 0 |  |  |  | 0% | 11.8% | 0 | 0% | 11.8% | 0 | 0% | 11.8% | 0 | 0% | 0.3548% | 0 | 0% | 0.3548% | 0 | 0% | 0.3548% | 0 | 0% | 100% | 0 | 0% | 100% | 0 | 0% | 100% | 0 | 0% | 100% | 0 |  |  | 0 |  |  | 0 |  |  | 0
KERN OIL 11035247 | 5.1618e-05 | 0 | 0.04983 | 0 | 0.04983 | 0.010941 | 0.044433 | 0.025498 | 0% | 99% | 0 | 0% | 99% | 0 | 0% | 99% | 0 | 0% | 99% | 0 | 0% | 64.01% | 0 | 0% | 51.08% | 0 | 0% | 51.08% | 0 | 0% | 51.08% | 0 | 0 | 0% | 2.534% | 0 | 0% | 2.534% | 0 | 0% | 2.534% | 0 | 0% | 0.2827% | 0 | 0% | 0.2827% | 0 | 0% | 0.2827% | 0 | 0% | 0.8344% | 0 | 0% | 0.8344% | 0 | 0% | 0.8344% | 0 | 0% | 0.8502% | 0 | 96.66% | 0.8502% | 0.00040951 | 0% | 0.8502% | 0 | 0% | 6.245% | 0 | 0% | 6.245% | 0 | 0% | 6.245% | 0 | 0% | 0.4377% | 0 | 0% | 0.4377% | 0 | 0% | 0.4377% | 0 |  |  |  | 0% | 11.8% | 0 | 0% | 11.8% | 0 | 0% | 11.8% | 0 | 0% | 0.3634% | 0 | 0% | 0.3634% | 0 | 0% | 0.3634% | 0 | 0% | 100% | 0 | 0% | 100% | 0 | 0% | 100% | 0 | 0% | 100% | 0 |  |  | 0 |  |  | 0 |  |  | 0
SANTA MARIA 1106M112 | 3.4468e-05 | 0 | 0.06873 | 0 | 0.06873 | 0.01036 | 0.075652 | 0.025536 | 0% | 99% | 0 | 0% | 99% | 0 | 0% | 99% | 0 | 0% | 99% | 0 | 0% | 63.66% | 0 | 0% | 51.08% | 0 | 0% | 51.08% | 0 | 0% | 51.08% | 0 | 0 | 0% | 3.179% | 0 | 0% | 3.179% | 0 | 0% | 3.179% | 0 | 0% | 0.3575% | 0 | 0% | 0.3575% | 0 | 0% | 0.3575% | 0 | 0% | 1.035% | 0 | 0% | 1.035% | 0 | 0% | 1.035% | 0 | 0% | 1.069% | 0 | 0% | 1.069% | 0 | 0% | 1.069% | 0 | 0% | 7.782% | 0 | 0% | 7.782% | 0 | 0% | 7.782% | 0 | 0% | 0.4167% | 0 | 0% | 0.4167% | 0 | 0% | 0.4167% | 0 |  |  |  | 0% | 11.8% | 0 | 0% | 11.8% | 0 | 0% | 11.8% | 0 | 0% | 0.3592% | 0 | 0% | 0.3592% | 0 | 0% | 0.3592% | 0 | 0% | 100% | 0 | 0% | 100% | 0 | 0% | 100% | 0 | 0% | 100% | 0 |  |  | 0 |  |  | 0 |  |  | 0
PAUL SWEET 210112488 | 3.582e-05 | 0 | 0.03935 | 0 | 0.03935 | 0.01373 | 0.034375 | 0.015759 | 0% | 99% | 0 | 0% | 99% | 0 | 0% | 99% | 0 | 0% | 99% | 0 | 0% | 65.43% | 0 | 0% | 51.33% | 0 | 0% | 51.33% | 0 | 0% | 51.33% | 0 | 0 | 0% | 3.006% | 0 | 0% | 3.006% | 0 | 0% | 3.006% | 0 | 0% | 0.3325% | 0 | 0% | 0.3325% | 0 | 0% | 0.3325% | 0 | 0% | 0.8157% | 0 | 0% | 0.8157% | 0 | 0% | 0.8157% | 0 | 0% | 0.8549% | 0 | 26.31% | 0.8549% | 8.8509e-05 | 73.14% | 0.8549% | 0.00024604 | 0% | 6.138% | 0 | 0% | 6.138% | 0 | 0% | 6.138% | 0 | 0% | 0.8816% | 0 | 0% | 0.8816% | 0 | 0% | 0.8816% | 0 |  |  |  | 0% | 11.8% | 0 | 0% | 11.8% | 0 | 0% | 11.8% | 0 | 0% | 0.3698% | 0 | 0% | 0.3698% | 0 | 0% | 0.3698% | 0 | 0% | 100% | 0 | 0% | 100% | 0 | 0% | 100% | 0 | 0% | 100% | 0 |  |  | 0 |  |  | 0 |  |  | 0
CALIFORNIA AVE 1106CB | 5.6412e-05 | 0 | 0.030771 | 0 | 0.030771 | 0.006517 | 0.028571 | 0.014853 | 0% | 99% | 0 | 0% | 99% | 0 | 0% | 99% | 0 | 0% | 99% | 0 | 0% | 63.26% | 0 | 0% | 49.41% | 0 | 0% | 49.41% | 0 | 0% | 49.41% | 0 | 0 | 0% | 2.647% | 0 | 0% | 2.647% | 0 | 0% | 2.647% | 0 | 0% | 0.3028% | 0 | 0% | 0.3028% | 0 | 0% | 0.3028% | 0 | 0% | 0.8572% | 0 | 0% | 0.8572% | 0 | 0% | 0.8572% | 0 | 96.88% | 0.8858% | 0.00026405 | 0% | 0.8858% | 0 | 0% | 0.8858% | 0 | 0% | 6.448% | 0 | 0% | 6.448% | 0 | 0% | 6.448% | 0 | 0% | 0.597% | 0 | 0% | 0.597% | 0 | 0% | 0.597% | 0 |  |  |  | 0% | 11.8% | 0 | 0% | 11.8% | 0 | 0% | 11.8% | 0 | 0% | 0.3636% | 0 | 0% | 0.3636% | 0 | 0% | 0.3636% | 0 | 0% | 100% | 0 | 0% | 100% | 0 | 0% | 100% | 0 | 0% | 100% | 0 |  |  | 0 |  |  | 0 |  |  | 0
KERN POWER 210594407 | 5.9579e-05 | 0 | 0.011651 | 0 | 0.011651 | 0.0015857 | 0.0096623 | 0.007662 | 0% | 99% | 0 | 0% | 99% | 0 | 0% | 99% | 0 | 0% | 99% | 0 | 0% | 64.65% | 0 | 0% | 50.17% | 0 | 0% | 50.17% | 0 | 0% | 50.17% | 0 | 0 | 0% | 2.634% | 0 | 0% | 2.634% | 0 | 0% | 2.634% | 0 | 0% | 0.3027% | 0 | 0% | 0.3027% | 0 | 0% | 0.3027% | 0 | 0% | 0.7609% | 0 | 0% | 0.7609% | 0 | 0% | 0.7609% | 0 | 0% | 0.807% | 0 | 100% | 0.807% | 9.4022e-05 | 0% | 0.807% | 0 | 0% | 5.769% | 0 | 0% | 5.769% | 0 | 0% | 5.769% | 0 | 0% | 0.304% | 0 | 0% | 0.304% | 0 | 0% | 0.304% | 0 |  |  |  | 0% | 11.8% | 0 | 0% | 11.8% | 0 | 0% | 11.8% | 0 | 0% | 0.3714% | 0 | 0% | 0.3714% | 0 | 0% | 0.3714% | 0 | 0% | 100% | 0 | 0% | 100% | 0 | 0% | 100% | 0 | 0% | 100% | 0 |  |  | 0 |  |  | 0 |  |  | 0
BAY MEADOWS 2101410526 | 4.6517e-05 | 0 | 0.057591 | 0 | 0.057591 | 0.014632 | 0.056092 | 0.022757 | 0% | 99% | 0 | 0% | 99% | 0 | 0% | 99% | 0 | 0% | 99% | 0 | 0% | 65.13% | 0 | 0% | 51.63% | 0 | 0% | 51.63% | 0 | 0% | 51.63% | 0 | 0 | 0% | 3.299% | 0 | 0% | 3.299% | 0 | 0% | 3.299% | 0 | 0% | 0.3658% | 0 | 0% | 0.3658% | 0 | 0% | 0.3658% | 0 | 0% | 0.9035% | 0 | 0% | 0.9035% | 0 | 0% | 0.9035% | 0 | 0% | 0.9366% | 0 | 0% | 0.9366% | 0 | 0% | 0.9366% | 0 | 0% | 6.771% | 0 | 0% | 6.771% | 0 | 0% | 6.771% | 0 | 0% | 0.6433% | 0 | 0% | 0.6433% | 0 | 0% | 0.6433% | 0 |  |  |  | 0% | 11.8% | 0 | 0% | 11.8% | 0 | 0% | 11.8% | 0 | 0% | 0.3636% | 0 | 0% | 0.3636% | 0 | 0% | 0.3636% | 0 | 0% | 100% | 0 | 0% | 100% | 0 | 0% | 100% | 0 | 0% | 100% | 0 |  |  | 0 |  |  | 0 |  |  | 0
SF H 110213885 | 3.2397e-05 | 0 | 0.0089899 | 0 | 0.0089899 | 0.002735 | 0.010048 | 0.0018089 | 0% | 99% | 0 | 0% | 99% | 0 | 0% | 99% | 0 | 0% | 99% | 0 | 0% | 63.45% | 0 | 0% | 50.16% | 0 | 0% | 50.16% | 0 | 0% | 50.16% | 0 | 0 | 0% | 3.82% | 0 | 0% | 3.82% | 0 | 0% | 3.82% | 0 | 0% | 0.4224% | 0 | 0% | 0.4224% | 0 | 0% | 0.4224% | 0 | 0% | 1.055% | 0 | 0% | 1.055% | 0 | 0% | 1.055% | 0 | 0% | 1.111% | 0 | 0% | 1.111% | 0 | 34.78% | 1.111% | 3.4735e-05 | 0% | 7.96% | 0 | 0% | 7.96% | 0 | 0% | 7.96% | 0 | 0% | 0.9095% | 0 | 0% | 0.9095% | 0 | 0% | 0.9095% | 0 |  |  |  | 0% | 11.8% | 0 | 0% | 11.8% | 0 | 0% | 11.8% | 0 | 0% | 0.3648% | 0 | 0% | 0.3648% | 0 | 0% | 0.3648% | 0 | 0% | 100% | 0 | 0% | 100% | 0 | 0% | 100% | 0 | 0% | 100% | 0 |  |  | 0 |  |  | 0 |  |  | 0
SF H 0405CB | 3.7593e-05 | 0 | 0.010613 | 0 | 0.010613 | 0.0014185 | 0.012201 | 0.0036104 | 0% | 99% | 0 | 0% | 99% | 0 | 0% | 99% | 0 | 0% | 99% | 0 | 0% | 62.98% | 0 | 0% | 50.72% | 0 | 0% | 50.72% | 0 | 0% | 50.72% | 0 | 0 | 0% | 3.999% | 0 | 0% | 3.999% | 0 | 0% | 3.999% | 0 | 0% | 0.4294% | 0 | 0% | 0.4294% | 0 | 0% | 0.4294% | 0 | 0% | 1.077% | 0 | 0% | 1.077% | 0 | 0% | 1.077% | 0 | 9.869% | 1.094% | 1.1457e-05 | 90.13% | 1.094% | 0.00010463 | 0% | 1.094% | 0 | 0% | 8.012% | 0 | 0% | 8.012% | 0 | 0% | 8.012% | 0 | 0% | 0.4183% | 0 | 0% | 0.4183% | 0 | 0% | 0.4183% | 0 |  |  |  | 0% | 11.8% | 0 | 0% | 11.8% | 0 | 0% | 11.8% | 0 | 0% | 0.3546% | 0 | 0% | 0.3546% | 0 | 0% | 0.3546% | 0 | 0% | 100% | 0 | 0% | 100% | 0 | 0% | 100% | 0 | 0% | 100% | 0 |  |  | 0 |  |  | 0 |  |  | 0
SANTA ROSA A 1112102 | 4.5458e-05 | 0 | 0.025446 | 0 | 0.025446 | 0.012489 | 0.019177 | 0.0096492 | 0% | 99% | 0 | 0% | 99% | 0 | 0% | 99% | 0 | 0% | 99% | 0 | 0% | 64.52% | 0 | 0% | 50.45% | 0 | 0% | 50.45% | 0 | 0% | 50.45% | 0 | 0 | 0% | 2.434% | 0 | 0% | 2.434% | 0 | 0% | 2.434% | 0 | 0% | 0.2649% | 0 | 0% | 0.2649% | 0 | 0% | 0.2649% | 0 | 0% | 0.7025% | 0 | 0% | 0.7025% | 0 | 0% | 0.7025% | 0 | 0% | 0.7158% | 0 | 0% | 0.7158% | 0 | 10.63% | 0.7158% | 1.9353e-05 | 0% | 5.238% | 0 | 0% | 5.238% | 0 | 0% | 5.238% | 0 | 0% | 1.346% | 0 | 0% | 1.346% | 0 | 0% | 1.346% | 0 |  |  |  | 0% | 11.8% | 0 | 0% | 11.8% | 0 | 0% | 11.8% | 0 | 0% | 0.3696% | 0 | 0% | 0.3696% | 0 | 0% | 0.3696% | 0 | 0% | 100% | 0 | 0% | 100% | 0 | 0% | 100% | 0 | 0% | 100% | 0 |  |  | 0 |  |  | 0 |  |  | 0
TRIMBLE 1105XR126 | 3.7991e-05 | 0 | 0.01072 | 0 | 0.01072 | 0.0016797 | 0.0095879 | 0.006139 | 0% | 99% | 0 | 0% | 99% | 0 | 0% | 99% | 0 | 0% | 99% | 0 | 0% | 65.96% | 0 | 0% | 51.91% | 0 | 0% | 51.91% | 0 | 0% | 51.91% | 0 | 0 | 0% | 3.418% | 0 | 0% | 3.418% | 0 | 0% | 3.418% | 0 | 0% | 0.3807% | 0 | 0% | 0.3807% | 0 | 0% | 0.3807% | 0 | 0% | 0.8262% | 0 | 0% | 0.8262% | 0 | 0% | 0.8262% | 0 | 0% | 0.8825% | 0 | 0% | 0.8825% | 0 | 0% | 0.8825% | 0 | 0% | 6.243% | 0 | 0% | 6.243% | 0 | 0% | 6.243% | 0 | 0% | 0.4014% | 0 | 0% | 0.4014% | 0 | 0% | 0.4014% | 0 |  |  |  | 0% | 11.8% | 0 | 0% | 11.8% | 0 | 0% | 11.8% | 0 | 0% | 0.3719% | 0 | 0% | 0.3719% | 0 | 0% | 0.3719% | 0 | 0% | 100% | 0 | 0% | 100% | 0 | 0% | 100% | 0 | 0% | 100% | 0 |  |  | 0 |  |  | 0 |  |  | 0
OROVILLE 1104CB | 5.1118e-05 | 0 | 0.0082194 | 0 | 0.0082194 | 0.0019798 | 0.006995 | 0.0043711 | 0% | 99% | 0 | 0% | 99% | 0 | 0% | 99% | 0 | 0% | 99% | 0 | 0% | 64.28% | 0 | 0% | 49.65% | 0 | 0% | 49.65% | 0 | 0% | 49.65% | 0 | 0 | 0% | 2.486% | 0 | 0% | 2.486% | 0 | 0% | 2.486% | 0 | 0% | 0.2965% | 0 | 0% | 0.2965% | 0 | 0% | 0.2965% | 0 | 0% | 0.7603% | 0 | 0% | 0.7603% | 0 | 0% | 0.7603% | 0 | 0% | 0.7953% | 0 | 0% | 0.7953% | 0 | 100% | 0.7953% | 6.5369e-05 | 0% | 5.729% | 0 | 0% | 5.729% | 0 | 0% | 5.729% | 0 | 0% | 0.5803% | 0 | 0% | 0.5803% | 0 | 0% | 0.5803% | 0 |  |  |  | 0% | 11.8% | 0 | 0% | 11.8% | 0 | 0% | 11.8% | 0 | 0% | 0.365% | 0 | 0% | 0.365% | 0 | 0% | 0.365% | 0 | 0% | 100% | 0 | 0% | 100% | 0 | 0% | 100% | 0 | 0% | 100% | 0 |  |  | 0 |  |  | 0 |  |  | 0
HICKS 2105CB | 3.5489e-05 | 0 | 0.026552 | 0 | 0.026552 | 0.012292 | 0.021166 | 0.0096555 | 0% | 99% | 0 | 0% | 99% | 0 | 0% | 99% | 0 | 0% | 99% | 0 | 0% | 64.91% | 0 | 0% | 50.18% | 0 | 0% | 50.18% | 0 | 0% | 50.18% | 0 | 0 | 0% | 2.459% | 0 | 0% | 2.459% | 0 | 0% | 2.459% | 0 | 0% | 0.2806% | 0 | 0% | 0.2806% | 0 | 0% | 0.2806% | 0 | 0% | 0.7347% | 0 | 0% | 0.7347% | 0 | 0% | 0.7347% | 0 | 0% | 0.7649% | 0 | 1.73% | 0.7649% | 3.5125e-06 | 18.24% | 0.7649% | 3.704e-05 | 0% | 5.526% | 0 | 0% | 5.526% | 0 | 0% | 5.526% | 0 | 0% | 1.059% | 0 | 0% | 1.059% | 0 | 0% | 1.059% | 0 |  |  |  | 0% | 11.8% | 0 | 0% | 11.8% | 0 | 0% | 11.8% | 0 | 0% | 0.3696% | 0 | 0% | 0.3696% | 0 | 0% | 0.3696% | 0 | 0% | 100% | 0 | 0% | 100% | 0 | 0% | 100% | 0 | 0% | 100% | 0 |  |  | 0 |  |  | 0 |  |  | 0
MONROE 2107CB | 5.7155e-05 | 0 | 0.032449 | 0 | 0.032449 | 0.0079893 | 0.028097 | 0.016609 | 0% | 99% | 0 | 0% | 99% | 0 | 0% | 99% | 0 | 0% | 99% | 0 | 0% | 65.13% | 0 | 0% | 50.67% | 0 | 0% | 50.67% | 0 | 0% | 50.67% | 0 | 0 | 0% | 2.853% | 0 | 0% | 2.853% | 0 | 0% | 2.853% | 0 | 0% | 0.3254% | 0 | 0% | 0.3254% | 0 | 0% | 0.3254% | 0 | 0% | 0.7929% | 0 | 0% | 0.7929% | 0 | 0% | 0.7929% | 0 | 0% | 0.8323% | 0 | 0% | 0.8323% | 0 | 30.97% | 0.8323% | 8.365e-05 | 0% | 5.972% | 0 | 0% | 5.972% | 0 | 0% | 5.972% | 0 | 0% | 0.6551% | 0 | 0% | 0.6551% | 0 | 0% | 0.6551% | 0 |  |  |  | 0% | 11.8% | 0 | 0% | 11.8% | 0 | 0% | 11.8% | 0 | 0% | 0.368% | 0 | 0% | 0.368% | 0 | 0% | 0.368% | 0 | 0% | 100% | 0 | 0% | 100% | 0 | 0% | 100% | 0 | 0% | 100% | 0 |  |  | 0 |  |  | 0 |  |  | 0
SAN LEANDRO U 1113CB | 3.2596e-05 | 0 | 0.037505 | 0 | 0.037505 | 0.0042491 | 0.035817 | 0.020845 | 0% | 99% | 0 | 0% | 99% | 0 | 0% | 99% | 0 | 0% | 99% | 0 | 0% | 65.42% | 0 | 0% | 53.47% | 0 | 0% | 53.47% | 0 | 0% | 53.47% | 0 | 0 | 0% | 2.936% | 0 | 0% | 2.936% | 0 | 0% | 2.936% | 0 | 0% | 0.3173% | 0 | 0% | 0.3173% | 0 | 0% | 0.3173% | 0 | 0% | 0.8964% | 0 | 0% | 0.8964% | 0 | 0% | 0.8964% | 0 | 0% | 0.9014% | 0 | 3.09% | 0.9014% | 1.0447e-05 | 0% | 0.9014% | 0 | 0% | 6.662% | 0 | 0% | 6.662% | 0 | 0% | 6.662% | 0 | 0% | 0.3215% | 0 | 0% | 0.3215% | 0 | 0% | 0.3215% | 0 |  |  |  | 0% | 11.8% | 0 | 0% | 11.8% | 0 | 0% | 11.8% | 0 | 0% | 0.3592% | 0 | 0% | 0.3592% | 0 | 0% | 0.3592% | 0 | 0% | 100% | 0 | 0% | 100% | 0 | 0% | 100% | 0 | 0% | 100% | 0 |  |  | 0 |  |  | 0 |  |  | 0
HICKS 2111XR154 | 3.9015e-05 | 0 | 0.0063906 | 0 | 0.0063906 | 0.0022817 | 0.0053791 | 0.0027183 | 0% | 99% | 0 | 0% | 99% | 0 | 0% | 99% | 0 | 0% | 99% | 0 | 0% | 65.15% | 0 | 0% | 50.7% | 0 | 0% | 50.7% | 0 | 0% | 50.7% | 0 | 0 | 0% | 2.629% | 0 | 0% | 2.629% | 0 | 0% | 2.629% | 0 | 0% | 0.3043% | 0 | 0% | 0.3043% | 0 | 0% | 0.3043% | 0 | 0% | 0.7718% | 0 | 0% | 0.7718% | 0 | 0% | 0.7718% | 0 | 0% | 0.8064% | 0 | 0% | 0.8064% | 0 | 100% | 0.8064% | 5.1536e-05 | 0% | 5.81% | 0 | 0% | 5.81% | 0 | 0% | 5.81% | 0 | 0% | 0.8303% | 0 | 0% | 0.8303% | 0 | 0% | 0.8303% | 0 |  |  |  | 0% | 11.8% | 0 | 0% | 11.8% | 0 | 0% | 11.8% | 0 | 0% | 0.3678% | 0 | 0% | 0.3678% | 0 | 0% | 0.3678% | 0 | 0% | 100% | 0 | 0% | 100% | 0 | 0% | 100% | 0 | 0% | 100% | 0 |  |  | 0 |  |  | 0 |  |  | 0
OCEANO 110856014 | 2.63e-06 | 0 | 0.00064168 | 0 | 0.00064168 | 0 | 0.0010422 | 0 | 0% | 99% | 0 | 0% | 99% | 0 | 0% | 99% | 0 | 0% | 99% | 0 | 0% | 41.97% | 0 | 0% | 44.59% | 0 | 0% | 44.59% | 0 | 0% | 44.59% | 0 | 0 | 0% | 1.945% | 0 | 0% | 1.945% | 0 | 0% | 1.945% | 0 | 0% | 0% | 0 | 0% | 0% | 0 | 0% | 0% | 0 | 0% | 1.581% | 0 | 0% | 1.581% | 0 | 0% | 1.581% | 0 | 0% | 1.026% | 0 | 0% | 1.026% | 0 | 0% | 1.026% | 0 | 0% | 10.4% | 0 | 0% | 10.4% | 0 | 0% | 10.4% | 0 | 0% | 0.005207% | 0 | 0% | 0.005207% | 0 | 0% | 0.005207% | 0 |  |  |  | 0% | 11.8% | 0 | 0% | 11.8% | 0 | 0% | 11.8% | 0 | 0% | 0.2238% | 0 | 0% | 0.2238% | 0 | 0% | 0.2238% | 0 | 0% | 100% | 0 | 0% | 100% | 0 | 0% | 100% | 0 | 0% | 100% | 0 |  |  | 0 |  |  | 0 |  |  | 0
GREEN VALLEY 210410266 | 4.945e-05 | 0 | 0.032975 | 0 | 0.032975 | 0.0037198 | 0.031054 | 0.018789 | 0% | 99% | 0 | 0% | 99% | 0 | 0% | 99% | 0 | 0% | 99% | 0 | 0% | 66.2% | 0 | 0% | 52.92% | 0 | 0% | 52.92% | 0 | 0% | 52.92% | 0 | 0 | 0% | 2.972% | 0 | 0% | 2.972% | 0 | 0% | 2.972% | 0 | 0% | 0.3327% | 0 | 0% | 0.3327% | 0 | 0% | 0.3327% | 0 | 0% | 0.88% | 0 | 0% | 0.88% | 0 | 0% | 0.88% | 0 | 0% | 0.9223% | 0 | 0% | 0.9223% | 0 | 4.84% | 0.9223% | 1.4718e-05 | 0% | 6.64% | 0 | 0% | 6.64% | 0 | 0% | 6.64% | 0 | 0% | 0.3176% | 0 | 0% | 0.3176% | 0 | 0% | 0.3176% | 0 |  |  |  | 0% | 11.8% | 0 | 0% | 11.8% | 0 | 0% | 11.8% | 0 | 0% | 0.3673% | 0 | 0% | 0.3673% | 0 | 0% | 0.3673% | 0 | 0% | 100% | 0 | 0% | 100% | 0 | 0% | 100% | 0 | 0% | 100% | 0 |  |  | 0 |  |  | 0 |  |  | 0
RICHMOND R 1129BR148 | 4.2759e-05 | 0 | 0.018559 | 0 | 0.018559 | 0.0024394 | 0.018534 | 0.0091803 | 0% | 99% | 0 | 0% | 99% | 0 | 0% | 99% | 0 | 0% | 99% | 0 | 0% | 64.85% | 0 | 0% | 51.41% | 0 | 0% | 51.41% | 0 | 0% | 51.41% | 0 | 0 | 0% | 3.54% | 0 | 0% | 3.54% | 0 | 0% | 3.54% | 0 | 0% | 0.391% | 0 | 0% | 0.391% | 0 | 0% | 0.391% | 0 | 0% | 0.9236% | 0 | 0% | 0.9236% | 0 | 0% | 0.9236% | 0 | 0% | 0.967% | 0 | 0% | 0.967% | 0 | 0% | 0.967% | 0 | 0% | 6.942% | 0 | 0% | 6.942% | 0 | 0% | 6.942% | 0 | 0% | 0.3063% | 0 | 0% | 0.3063% | 0 | 0% | 0.3063% | 0 |  |  |  | 0% | 11.8% | 0 | 0% | 11.8% | 0 | 0% | 11.8% | 0 | 0% | 0.3648% | 0 | 0% | 0.3648% | 0 | 0% | 0.3648% | 0 | 0% | 100% | 0 | 0% | 100% | 0 | 0% | 100% | 0 | 0% | 100% | 0 |  |  | 0 |  |  | 0 |  |  | 0
MT EDEN 1112CB | 4.1796e-05 | 0 | 0.02492 | 0 | 0.02492 | 0.0052545 | 0.023268 | 0.011979 | 0% | 99% | 0 | 0% | 99% | 0 | 0% | 99% | 0 | 0% | 99% | 0 | 0% | 64.69% | 0 | 0% | 51.55% | 0 | 0% | 51.55% | 0 | 0% | 51.55% | 0 | 0 | 0% | 3.001% | 0 | 0% | 3.001% | 0 | 0% | 3.001% | 0 | 0% | 0.3301% | 0 | 0% | 0.3301% | 0 | 0% | 0.3301% | 0 | 0% | 0.8707% | 0 | 0% | 0.8707% | 0 | 0% | 0.8707% | 0 | 0% | 0.8935% | 0 | 0% | 0.8935% | 0 | 99.9% | 0.8935% | 0.00022244 | 0% | 6.515% | 0 | 0% | 6.515% | 0 | 0% | 6.515% | 0 | 0% | 0.4646% | 0 | 0% | 0.4646% | 0 | 0% | 0.4646% | 0 |  |  |  | 0% | 11.8% | 0 | 0% | 11.8% | 0 | 0% | 11.8% | 0 | 0% | 0.3638% | 0 | 0% | 0.3638% | 0 | 0% | 0.3638% | 0 | 0% | 100% | 0 | 0% | 100% | 0 | 0% | 100% | 0 | 0% | 100% | 0 |  |  | 0 |  |  | 0 |  |  | 0
BELLE HAVEN 1106CB | 4.2814e-05 | 0 | 0.0091413 | 0 | 0.0091413 | 0.0037381 | 0.0080721 | 0.0030469 | 0% | 99% | 0 | 0% | 99% | 0 | 0% | 99% | 0 | 0% | 99% | 0 | 0% | 64.65% | 0 | 0% | 50.44% | 0 | 0% | 50.44% | 0 | 0% | 50.44% | 0 | 0 | 0% | 2.734% | 0 | 0% | 2.734% | 0 | 0% | 2.734% | 0 | 0% | 0.3129% | 0 | 0% | 0.3129% | 0 | 0% | 0.3129% | 0 | 0% | 0.804% | 0 | 0% | 0.804% | 0 | 0% | 0.804% | 0 | 0% | 0.8275% | 0 | 89.47% | 0.8275% | 6.7673e-05 | 9.531% | 0.8275% | 7.2095e-06 | 0% | 6.017% | 0 | 0% | 6.017% | 0 | 0% | 6.017% | 0 | 0% | 0.9839% | 0 | 0% | 0.9839% | 0 | 0% | 0.9839% | 0 |  |  |  | 0% | 11.8% | 0 | 0% | 11.8% | 0 | 0% | 11.8% | 0 | 0% | 0.3634% | 0 | 0% | 0.3634% | 0 | 0% | 0.3634% | 0 | 0% | 100% | 0 | 0% | 100% | 0 | 0% | 100% | 0 | 0% | 100% | 0 |  |  | 0 |  |  | 0 |  |  | 0
BAIR 1105CB | 5.2761e-05 | 0 | 0.027405 | 0 | 0.027405 | 0.0027643 | 0.026969 | 0.014813 | 0% | 99% | 0 | 0% | 99% | 0 | 0% | 99% | 0 | 0% | 99% | 0 | 0% | 66.18% | 0 | 0% | 52.31% | 0 | 0% | 52.31% | 0 | 0% | 52.31% | 0 | 0 | 0% | 3.199% | 0 | 0% | 3.199% | 0 | 0% | 3.199% | 0 | 0% | 0.3751% | 0 | 0% | 0.3751% | 0 | 0% | 0.3751% | 0 | 0% | 0.8823% | 0 | 0% | 0.8823% | 0 | 0% | 0.8823% | 0 | 0% | 0.9305% | 0 | 100% | 0.9305% | 0.000255 | 0% | 0.9305% | 0 | 0% | 6.652% | 0 | 0% | 6.652% | 0 | 0% | 6.652% | 0 | 0% | 0.2839% | 0 | 0% | 0.2839% | 0 | 0% | 0.2839% | 0 |  |  |  | 0% | 11.8% | 0 | 0% | 11.8% | 0 | 0% | 11.8% | 0 | 0% | 0.362% | 0 | 0% | 0.362% | 0 | 0% | 0.362% | 0 | 0% | 100% | 0 | 0% | 100% | 0 | 0% | 100% | 0 | 0% | 100% | 0 |  |  | 0 |  |  | 0 |  |  | 0
BERKELEY F 0403CB | 3.6775e-05 | 0 | 0.011625 | 0 | 0.011625 | 0.0040853 | 0.011307 | 0.0035055 | 0% | 99% | 0 | 0% | 99% | 0 | 0% | 99% | 0 | 0% | 99% | 0 | 0% | 63.25% | 0 | 0% | 50.59% | 0 | 0% | 50.59% | 0 | 0% | 50.59% | 0 | 0 | 0% | 2.992% | 0 | 0% | 2.992% | 0 | 0% | 2.992% | 0 | 0% | 0.3193% | 0 | 0% | 0.3193% | 0 | 0% | 0.3193% | 0 | 0% | 0.911% | 0 | 0% | 0.911% | 0 | 0% | 0.911% | 0 | 0% | 0.9104% | 0 | 94.4% | 0.9104% | 9.9913e-05 | 2.682% | 0.9104% | 2.8383e-06 | 0% | 6.755% | 0 | 0% | 6.755% | 0 | 0% | 6.755% | 0 | 0% | 0.8246% | 0 | 0% | 0.8246% | 0 | 0% | 0.8246% | 0 |  |  |  | 0% | 11.8% | 0 | 0% | 11.8% | 0 | 0% | 11.8% | 0 | 0% | 0.3579% | 0 | 0% | 0.3579% | 0 | 0% | 0.3579% | 0 | 0% | 100% | 0 | 0% | 100% | 0 | 0% | 100% | 0 | 0% | 100% | 0 |  |  | 0 |  |  | 0 |  |  | 0
NOTRE DAME 11022038 | 4.959e-05 | 0 | 0.0086408 | 0 | 0.0086408 | 0.0050048 | 0.0055674 | 0.0034749 | 0% | 99% | 0 | 0% | 99% | 0 | 0% | 99% | 0 | 0% | 99% | 0 | 0% | 65.09% | 0 | 0% | 49.42% | 0 | 0% | 49.42% | 0 | 0% | 49.42% | 0 | 0 | 0% | 1.936% | 0 | 0% | 1.936% | 0 | 0% | 1.936% | 0 | 0% | 0.2314% | 0 | 0% | 0.2314% | 0 | 0% | 0.2314% | 0 | 0% | 0.577% | 0 | 0% | 0.577% | 0 | 0% | 0.577% | 0 | 0% | 0.609% | 0 | 0% | 0.609% | 0 | 100% | 0.609% | 5.2619e-05 | 0% | 4.36% | 0 | 0% | 4.36% | 0 | 0% | 4.36% | 0 | 0% | 1.557% | 0 | 0% | 1.557% | 0 | 0% | 1.557% | 0 |  |  |  | 0% | 11.8% | 0 | 0% | 11.8% | 0 | 0% | 11.8% | 0 | 0% | 0.3748% | 0 | 0% | 0.3748% | 0 | 0% | 0.3748% | 0 | 0% | 100% | 0 | 0% | 100% | 0 | 0% | 100% | 0 | 0% | 100% | 0 |  |  | 0 |  |  | 0 |  |  | 0
SALINAS 110922364 | 4.3409e-05 | 0 | 0.013288 | 0 | 0.013288 | 0.0012701 | 0.014646 | 0.0056874 | 0% | 99% | 0 | 0% | 99% | 0 | 0% | 99% | 0 | 0% | 99% | 0 | 0% | 65.36% | 0 | 0% | 52.03% | 0 | 0% | 52.03% | 0 | 0% | 52.03% | 0 | 0 | 0% | 3.453% | 0 | 0% | 3.453% | 0 | 0% | 3.453% | 0 | 0% | 0.3987% | 0 | 0% | 0.3987% | 0 | 0% | 0.3987% | 0 | 0% | 1.031% | 0 | 0% | 1.031% | 0 | 0% | 1.031% | 0 | 0% | 1.104% | 0 | 0% | 1.104% | 0 | 0% | 1.104% | 0 | 0% | 7.845% | 0 | 0% | 7.845% | 0 | 0% | 7.845% | 0 | 0% | 0.2848% | 0 | 0% | 0.2848% | 0 | 0% | 0.2848% | 0 |  |  |  | 0% | 11.8% | 0 | 0% | 11.8% | 0 | 0% | 11.8% | 0 | 0% | 0.367% | 0 | 0% | 0.367% | 0 | 0% | 0.367% | 0 | 0% | 100% | 0 | 0% | 100% | 0 | 0% | 100% | 0 | 0% | 100% | 0 |  |  | 0 |  |  | 0 |  |  | 0
SUISUN 110247992 | 3.8058e-05 | 0 | 0.022885 | 0 | 0.022885 | 0.007185 | 0.02216 | 0.0078632 | 0% | 99% | 0 | 0% | 99% | 0 | 0% | 99% | 0 | 0% | 99% | 0 | 0% | 63.25% | 0 | 0% | 50.14% | 0 | 0% | 50.14% | 0 | 0% | 50.14% | 0 | 0 | 0% | 3.004% | 0 | 0% | 3.004% | 0 | 0% | 3.004% | 0 | 0% | 0.3269% | 0 | 0% | 0.3269% | 0 | 0% | 0.3269% | 0 | 0% | 0.905% | 0 | 0% | 0.905% | 0 | 0% | 0.905% | 0 | 0% | 0.9176% | 0 | 0% | 0.9176% | 0 | 0% | 0.9176% | 0 | 0% | 6.746% | 0 | 0% | 6.746% | 0 | 0% | 6.746% | 0 | 0% | 0.5563% | 0 | 0% | 0.5563% | 0 | 0% | 0.5563% | 0 |  |  |  | 0% | 11.8% | 0 | 0% | 11.8% | 0 | 0% | 11.8% | 0 | 0% | 0.3606% | 0 | 0% | 0.3606% | 0 | 0% | 0.3606% | 0 | 0% | 100% | 0 | 0% | 100% | 0 | 0% | 100% | 0 | 0% | 100% | 0 |  |  | 0 |  |  | 0 |  |  | 0
MARYSVILLE 1104CB | 4.5562e-05 | 0 | 0.029213 | 0 | 0.029213 | 0.008439 | 0.026915 | 0.012145 | 0% | 99% | 0 | 0% | 99% | 0 | 0% | 99% | 0 | 0% | 99% | 0 | 0% | 63.29% | 0 | 0% | 49.64% | 0 | 0% | 49.64% | 0 | 0% | 49.64% | 0 | 0 | 0% | 2.647% | 0 | 0% | 2.647% | 0 | 0% | 2.647% | 0 | 0% | 0.2975% | 0 | 0% | 0.2975% | 0 | 0% | 0.2975% | 0 | 0% | 0.8462% | 0 | 0% | 0.8462% | 0 | 0% | 0.8462% | 0 | 0% | 0.8622% | 0 | 0% | 0.8622% | 0 | 0% | 0.8622% | 0 | 0% | 6.326% | 0 | 0% | 6.326% | 0 | 0% | 6.326% | 0 | 0% | 0.7194% | 0 | 0% | 0.7194% | 0 | 0% | 0.7194% | 0 |  |  |  | 0% | 11.8% | 0 | 0% | 11.8% | 0 | 0% | 11.8% | 0 | 0% | 0.361% | 0 | 0% | 0.361% | 0 | 0% | 0.361% | 0 | 0% | 100% | 0 | 0% | 100% | 0 | 0% | 100% | 0 | 0% | 100% | 0 |  |  | 0 |  |  | 0 |  |  | 0
BURLINGAME 04059054 | 3.7024e-05 | 0 | 0.011608 | 0 | 0.011608 | 0.00824 | 0.0089676 | 0.0016687 | 0% | 99% | 0 | 0% | 99% | 0 | 0% | 99% | 0 | 0% | 99% | 0 | 0% | 63.84% | 0 | 0% | 49.38% | 0 | 0% | 49.38% | 0 | 0% | 49.38% | 0 | 0 | 0% | 2.527% | 0 | 0% | 2.527% | 0 | 0% | 2.527% | 0 | 0% | 0.2741% | 0 | 0% | 0.2741% | 0 | 0% | 0.2741% | 0 | 0% | 0.7235% | 0 | 0% | 0.7235% | 0 | 0% | 0.7235% | 0 | 0% | 0.74% | 0 | 0% | 0.74% | 0 | 0% | 0.74% | 0 | 0% | 5.402% | 0 | 0% | 5.402% | 0 | 0% | 5.402% | 0 | 0% | 1.862% | 0 | 0% | 1.862% | 0 | 0% | 1.862% | 0 |  |  |  | 0% | 11.8% | 0 | 0% | 11.8% | 0 | 0% | 11.8% | 0 | 0% | 0.3703% | 0 | 0% | 0.3703% | 0 | 0% | 0.3703% | 0 | 0% | 100% | 0 | 0% | 100% | 0 | 0% | 100% | 0 | 0% | 100% | 0 |  |  | 0 |  |  | 0 |  |  | 0
JARVIS 1104CB | 4.6162e-05 | 0 | 0.01662 | 0 | 0.01662 | 0.0023129 | 0.015694 | 0.0090251 | 0% | 99% | 0 | 0% | 99% | 0 | 0% | 99% | 0 | 0% | 99% | 0 | 0% | 65.55% | 0 | 0% | 51.89% | 0 | 0% | 51.89% | 0 | 0% | 51.89% | 0 | 0 | 0% | 3.181% | 0 | 0% | 3.181% | 0 | 0% | 3.181% | 0 | 0% | 0.3572% | 0 | 0% | 0.3572% | 0 | 0% | 0.3572% | 0 | 0% | 0.8746% | 0 | 0% | 0.8746% | 0 | 0% | 0.8746% | 0 | 0% | 0.9231% | 0 | 0% | 0.9231% | 0 | 0% | 0.9231% | 0 | 0% | 6.605% | 0 | 0% | 6.605% | 0 | 0% | 6.605% | 0 | 0% | 0.3591% | 0 | 0% | 0.3591% | 0 | 0% | 0.3591% | 0 |  |  |  | 0% | 11.8% | 0 | 0% | 11.8% | 0 | 0% | 11.8% | 0 | 0% | 0.3683% | 0 | 0% | 0.3683% | 0 | 0% | 0.3683% | 0 | 0% | 100% | 0 | 0% | 100% | 0 | 0% | 100% | 0 | 0% | 100% | 0 |  |  | 0 |  |  | 0 |  |  | 0
OCEANO 1105V16 | 2.1934e-05 | 0 | 0.0208 | 0 | 0.0208 | 0.0054722 | 0.023033 | 0.0053273 | 0% | 99% | 0 | 0% | 99% | 0 | 0% | 99% | 0 | 0% | 99% | 0 | 0% | 61.37% | 0 | 0% | 49.01% | 0 | 0% | 49.01% | 0 | 0% | 49.01% | 0 | 0 | 0% | 3.147% | 0 | 0% | 3.147% | 0 | 0% | 3.147% | 0 | 0% | 0.3415% | 0 | 0% | 0.3415% | 0 | 0% | 0.3415% | 0 | 0% | 1.035% | 0 | 0% | 1.035% | 0 | 5.449% | 1.035% | 1.1734e-05 | 0% | 1.031% | 0 | 5.449% | 1.031% | 1.1681e-05 | 0% | 1.031% | 0 | 0% | 7.68% | 0 | 0% | 7.68% | 0 | 0% | 7.68% | 0 | 0% | 0.7259% | 0 | 0% | 0.7259% | 0 | 0% | 0.7259% | 0 |  |  |  | 0% | 11.8% | 0 | 0% | 11.8% | 0 | 0% | 11.8% | 0 | 0% | 0.3509% | 0 | 0% | 0.3509% | 0 | 0% | 0.3509% | 0 | 0% | 100% | 0 | 0% | 100% | 0 | 0% | 100% | 0 | 0% | 100% | 0 |  |  | 0 |  |  | 0 |  |  | 0
STONE 1104XR410 | 4.7764e-05 | 0 | 0.0043084 | 0 | 0.0043084 | 0.00068139 | 0.0037819 | 0.0025447 | 0% | 99% | 0 | 0% | 99% | 0 | 0% | 99% | 0 | 0% | 99% | 0 | 0% | 66.44% | 0 | 0% | 52.68% | 0 | 0% | 52.68% | 0 | 0% | 52.68% | 0 | 0 | 0% | 3.172% | 0 | 0% | 3.172% | 0 | 0% | 3.172% | 0 | 0% | 0.3544% | 0 | 0% | 0.3544% | 0 | 0% | 0.3544% | 0 | 0% | 0.8112% | 0 | 0% | 0.8112% | 0 | 0% | 0.8112% | 0 | 0% | 0.8596% | 0 | 57.53% | 0.8596% | 2.1305e-05 | 0% | 0.8596% | 0 | 0% | 6.119% | 0 | 0% | 6.119% | 0 | 0% | 6.119% | 0 | 0% | 0.4149% | 0 | 0% | 0.4149% | 0 | 0% | 0.4149% | 0 |  |  |  | 0% | 11.8% | 0 | 0% | 11.8% | 0 | 0% | 11.8% | 0 | 0% | 0.3709% | 0 | 0% | 0.3709% | 0 | 0% | 0.3709% | 0 | 0% | 100% | 0 | 0% | 100% | 0 | 0% | 100% | 0 | 0% | 100% | 0 |  |  | 0 |  |  | 0 |  |  | 0
SAN MATEO 0409CB | 4.5531e-05 | 0 | 0.014385 | 0 | 0.014385 | 0.0041609 | 0.014405 | 0.0048347 | 0% | 99% | 0 | 0% | 99% | 0 | 0% | 99% | 0 | 0% | 99% | 0 | 0% | 64.84% | 0 | 0% | 51.39% | 0 | 0% | 51.39% | 0 | 0% | 51.39% | 0 | 0 | 0% | 3.386% | 0 | 0% | 3.386% | 0 | 0% | 3.386% | 0 | 0% | 0.3741% | 0 | 0% | 0.3741% | 0 | 0% | 0.3741% | 0 | 0% | 0.9294% | 0 | 0% | 0.9294% | 0 | 0% | 0.9294% | 0 | 0% | 0.9662% | 0 | 0% | 0.9662% | 0 | 0% | 0.9662% | 0 | 0% | 6.973% | 0 | 0% | 6.973% | 0 | 0% | 6.973% | 0 | 0% | 0.7447% | 0 | 0% | 0.7447% | 0 | 0% | 0.7447% | 0 |  |  |  | 0% | 11.8% | 0 | 0% | 11.8% | 0 | 0% | 11.8% | 0 | 0% | 0.3637% | 0 | 0% | 0.3637% | 0 | 0% | 0.3637% | 0 | 0% | 100% | 0 | 0% | 100% | 0 | 0% | 100% | 0 | 0% | 100% | 0 |  |  | 0 |  |  | 0 |  |  | 0
7TH STANDARD 210281004 | 5.1744e-05 | 0 | 0.0054706 | 0 | 0.0054706 | 0.00085213 | 0.0041776 | 0.0038693 | 0% | 99% | 0 | 0% | 99% | 0 | 0% | 99% | 0 | 0% | 99% | 0 | 0% | 65.46% | 0 | 0% | 51.01% | 0 | 0% | 51.01% | 0 | 0% | 51.01% | 0 | 0 | 0% | 2.743% | 0 | 0% | 2.743% | 0 | 0% | 2.743% | 0 | 0% | 0.3075% | 0 | 0% | 0.3075% | 0 | 0% | 0.3075% | 0 | 0% | 0.7015% | 0 | 0% | 0.7015% | 0 | 0% | 0.7015% | 0 | 0% | 0.744% | 0 | 100% | 0.744% | 4.0701e-05 | 0% | 0.744% | 0 | 0% | 5.298% | 0 | 0% | 5.298% | 0 | 0% | 5.298% | 0 | 0% | 0.3304% | 0 | 0% | 0.3304% | 0 | 0% | 0.3304% | 0 |  |  |  | 0% | 11.8% | 0 | 0% | 11.8% | 0 | 0% | 11.8% | 0 | 0% | 0.3739% | 0 | 0% | 0.3739% | 0 | 0% | 0.3739% | 0 | 0% | 100% | 0 | 0% | 100% | 0 | 0% | 100% | 0 | 0% | 100% | 0 |  |  | 0 |  |  | 0 |  |  | 0
RIO BRAVO 1102422657 | 3.6332e-05 | 0 | 0.021655 | 0 | 0.021655 | 0.0049031 | 0.021672 | 0.0086619 | 0% | 99% | 0 | 0% | 99% | 0 | 0% | 99% | 0 | 0% | 99% | 0 | 0% | 61.8% | 0 | 0% | 49.82% | 0 | 0% | 49.82% | 0 | 0% | 49.82% | 0 | 0 | 0% | 2.666% | 0 | 0% | 2.666% | 0 | 0% | 2.666% | 0 | 0% | 0.2864% | 0 | 0% | 0.2864% | 0 | 0% | 0.2864% | 0 | 0% | 0.9381% | 0 | 0% | 0.9381% | 0 | 0% | 0.9381% | 0 | 0% | 0.9212% | 0 | 0% | 0.9212% | 0 | 0% | 0.9212% | 0 | 0% | 6.935% | 0 | 0% | 6.935% | 0 | 0% | 6.935% | 0 | 0% | 0.5424% | 0 | 0% | 0.5424% | 0 | 0% | 0.5424% | 0 |  |  |  | 0% | 11.8% | 0 | 0% | 11.8% | 0 | 0% | 11.8% | 0 | 0% | 0.3528% | 0 | 0% | 0.3528% | 0 | 0% | 0.3528% | 0 | 0% | 100% | 0 | 0% | 100% | 0 | 0% | 100% | 0 | 0% | 100% | 0 |  |  | 0 |  |  | 0 |  |  | 0
EL CERRITO G 1108CB | 3.2975e-05 | 0.0026986 | 0.030942 | 0 | 0.030942 | 0.0096947 | 0.029598 | 0.011064 | 0% | 99% | 0 | 0% | 99% | 0 | 0% | 99% | 0 | 0% | 99% | 0 | 0% | 62.42% | 0 | 0% | 50.28% | 0 | 0% | 50.28% | 0 | 0% | 50.28% | 0 | 0 | 0% | 2.826% | 0 | 0% | 2.826% | 0 | 0% | 2.826% | 0 | 0% | 0.2962% | 0 | 0% | 0.2962% | 0 | 0% | 0.2962% | 0 | 0% | 0.8947% | 0 | 0% | 0.8947% | 0 | 0.1162% | 0.8947% | 3.217e-07 | 0% | 0.8676% | 0 | 0.1162% | 0.8676% | 3.1194e-07 | 50.24% | 0.8676% | 0.00013487 | 0% | 6.57% | 0 | 0% | 6.57% | 0 | 0% | 6.57% | 0 | 0% | 0.7848% | 0 | 0% | 0.7848% | 0 | 0% | 0.7848% | 0 |  |  |  | 0% | 11.8% | 0 | 0% | 11.8% | 0 | 0% | 11.8% | 0 | 0% | 0.3529% | 0 | 0% | 0.3529% | 0 | 0% | 0.3529% | 0 | 0% | 100% | 0 | 0% | 100% | 0 | 0% | 100% | 0 | 0% | 100% | 0 |  |  | 0 |  |  | 0 |  |  | 0
LAS GALLINAS A 11041220 | 3.3647e-05 | 0 | 0.022486 | 0 | 0.022486 | 0.010977 | 0.019552 | 0.0060694 | 0% | 99% | 0 | 0% | 99% | 0 | 0% | 99% | 0 | 0% | 99% | 0 | 0% | 62.6% | 0 | 0% | 49.47% | 0 | 0% | 49.47% | 0 | 0% | 49.47% | 0 | 0 | 0% | 2.861% | 0 | 0% | 2.861% | 0 | 0% | 2.861% | 0 | 0% | 0.298% | 0 | 0% | 0.298% | 0 | 0% | 0.298% | 0 | 0% | 0.8159% | 0 | 0% | 0.8159% | 0 | 0% | 0.8159% | 0 | 0% | 0.7997% | 0 | 0% | 0.7997% | 0 | 14.72% | 0.7997% | 2.6465e-05 | 0% | 5.997% | 0 | 0% | 5.997% | 0 | 0% | 5.997% | 0 | 0% | 1.298% | 0 | 0% | 1.298% | 0 | 0% | 1.298% | 0 |  |  |  | 0% | 11.8% | 0 | 0% | 11.8% | 0 | 0% | 11.8% | 0 | 0% | 0.3599% | 0 | 0% | 0.3599% | 0 | 0% | 0.3599% | 0 | 0% | 100% | 0 | 0% | 100% | 0 | 0% | 100% | 0 | 0% | 100% | 0 |  |  | 0 |  |  | 0 |  |  | 0
LAKEWOOD 110483796 | 3.8726e-05 | 0 | 0.016395 | 0 | 0.016395 | 0.0076727 | 0.013528 | 0.0054842 | 0% | 99% | 0 | 0% | 99% | 0 | 0% | 99% | 0 | 0% | 99% | 0 | 0% | 64.17% | 0 | 0% | 50.2% | 0 | 0% | 50.2% | 0 | 0% | 50.2% | 0 | 0 | 0% | 2.735% | 0 | 0% | 2.735% | 0 | 0% | 2.735% | 0 | 0% | 0.2982% | 0 | 0% | 0.2982% | 0 | 0% | 0.2982% | 0 | 0% | 0.7688% | 0 | 0% | 0.7688% | 0 | 0% | 0.7688% | 0 | 0% | 0.7854% | 0 | 0% | 0.7854% | 0 | 0% | 0.7854% | 0 | 0% | 5.735% | 0 | 0% | 5.735% | 0 | 0% | 5.735% | 0 | 0% | 0.9643% | 0 | 0% | 0.9643% | 0 | 0% | 0.9643% | 0 |  |  |  | 0% | 11.8% | 0 | 0% | 11.8% | 0 | 0% | 11.8% | 0 | 0% | 0.3675% | 0 | 0% | 0.3675% | 0 | 0% | 0.3675% | 0 | 0% | 100% | 0 | 0% | 100% | 0 | 0% | 100% | 0 | 0% | 100% | 0 |  |  | 0 |  |  | 0 |  |  | 0
PACIFIC GROVE 04212616 | 4.3333e-05 | 0 | 0.01639 | 0 | 0.01639 | 0.0045648 | 0.01974 | 0.0023755 | 0% | 99% | 0 | 0% | 99% | 0 | 0% | 99% | 0 | 0% | 99% | 0 | 0% | 62.29% | 0 | 0% | 48.94% | 0 | 0% | 48.94% | 0 | 0% | 48.94% | 0 | 0 | 0% | 3.873% | 0 | 0% | 3.873% | 0 | 0% | 3.873% | 0 | 0% | 0.4335% | 0 | 0% | 0.4335% | 0 | 0% | 0.4335% | 0 | 0% | 1.126% | 0 | 0% | 1.126% | 0 | 0% | 1.126% | 0 | 33.62% | 1.178% | 6.4928e-05 | 65.64% | 1.178% | 0.00012679 | 0% | 1.178% | 0 | 0% | 8.486% | 0 | 0% | 8.486% | 0 | 0% | 8.486% | 0 | 0% | 0.7926% | 0 | 0% | 0.7926% | 0 | 0% | 0.7926% | 0 |  |  |  | 0% | 11.8% | 0 | 0% | 11.8% | 0 | 0% | 11.8% | 0 | 0% | 0.3594% | 0 | 0% | 0.3594% | 0 | 0% | 0.3594% | 0 | 0% | 100% | 0 | 0% | 100% | 0 | 0% | 100% | 0 | 0% | 100% | 0 |  |  | 0 |  |  | 0 |  |  | 0
SAUSALITO 1102CB | 5.4963e-05 | 0 | 0.0026037 | 0 | 0.0026037 | 0.0011672 | 0.0025107 | 0.00056055 | 0% | 99% | 0 | 0% | 99% | 0 | 0% | 99% | 0 | 0% | 99% | 0 | 0% | 63.96% | 0 | 0% | 49.32% | 0 | 0% | 49.32% | 0 | 0% | 49.32% | 0 | 0 | 0% | 3.448% | 0 | 0% | 3.448% | 0 | 0% | 3.448% | 0 | 0% | 0.3887% | 0 | 0% | 0.3887% | 0 | 0% | 0.3887% | 0 | 0% | 0.877% | 0 | 0% | 0.877% | 0 | 0% | 0.877% | 0 | 0% | 0.9222% | 0 | 100% | 0.9222% | 2.4011e-05 | 0% | 0.9222% | 0 | 0% | 6.59% | 0 | 0% | 6.59% | 0 | 0% | 6.59% | 0 | 0% | 1.348% | 0 | 0% | 1.348% | 0 | 0% | 1.348% | 0 |  |  |  | 0% | 11.8% | 0 | 0% | 11.8% | 0 | 0% | 11.8% | 0 | 0% | 0.3653% | 0 | 0% | 0.3653% | 0 | 0% | 0.3653% | 0 | 0% | 100% | 0 | 0% | 100% | 0 | 0% | 100% | 0 | 0% | 100% | 0 |  |  | 0 |  |  | 0 |  |  | 0
MERCED 21029740 | 4.3974e-05 | 0 | 0.045843 | 0 | 0.045843 | 0.0095289 | 0.042731 | 0.022367 | 0% | 99% | 0 | 0% | 99% | 0 | 0% | 99% | 0 | 0% | 99% | 0 | 0% | 64.09% | 0 | 0% | 50.49% | 0 | 0% | 50.49% | 0 | 0% | 50.49% | 0 | 0 | 0% | 2.601% | 0 | 0% | 2.601% | 0 | 0% | 2.601% | 0 | 0% | 0.3% | 0 | 0% | 0.3% | 0 | 0% | 0.3% | 0 | 0% | 0.8581% | 0 | 0% | 0.8581% | 0 | 0% | 0.8581% | 0 | 40.05% | 0.8893% | 0.00016327 | 0% | 0.8893% | 0 | 4.587% | 0.8893% | 1.8699e-05 | 0% | 6.46% | 0 | 0% | 6.46% | 0 | 0% | 6.46% | 0 | 0% | 0.5855% | 0 | 0% | 0.5855% | 0 | 0% | 0.5855% | 0 |  |  |  | 0% | 11.8% | 0 | 0% | 11.8% | 0 | 0% | 11.8% | 0 | 0% | 0.3634% | 0 | 0% | 0.3634% | 0 | 0% | 0.3634% | 0 | 0% | 100% | 0 | 0% | 100% | 0 | 0% | 100% | 0 | 0% | 100% | 0 |  |  | 0 |  |  | 0 |  |  | 0
VINEYARD 2109MR170 | 3.4844e-05 | 0 | 0.023111 | 0 | 0.023111 | 0.0085398 | 0.01692 | 0.012164 | 0% | 99% | 0 | 0% | 99% | 0 | 0% | 99% | 0 | 0% | 99% | 0 | 0% | 66.53% | 0 | 0% | 51.16% | 0 | 0% | 51.16% | 0 | 0% | 51.16% | 0 | 0 | 0% | 2.772% | 0 | 0% | 2.772% | 0 | 0% | 2.772% | 0 | 0% | 0.3087% | 0 | 0% | 0.3087% | 0 | 0% | 0.3087% | 0 | 0% | 0.6723% | 0 | 0% | 0.6723% | 0 | 0% | 0.6723% | 0 | 0% | 0.7204% | 0 | 0% | 0.7204% | 0 | 89.26% | 0.7204% | 0.0001486 | 0% | 5.084% | 0 | 0% | 5.084% | 0 | 0% | 5.084% | 0 | 0% | 0.978% | 0 | 0% | 0.978% | 0 | 0% | 0.978% | 0 |  |  |  | 0% | 11.8% | 0 | 0% | 11.8% | 0 | 0% | 11.8% | 0 | 0% | 0.3769% | 0 | 0% | 0.3769% | 0 | 0% | 0.3769% | 0 | 0% | 100% | 0 | 0% | 100% | 0 | 0% | 100% | 0 | 0% | 100% | 0 |  |  | 0 |  |  | 0 |  |  | 0
OCEANO 1106Q02 | 1.6399e-05 | 0 | 0.01098 | 0 | 0.01098 | 0.0010047 | 0.013222 | 0.0036478 | 0% | 99% | 0 | 0% | 99% | 0 | 0% | 99% | 0 | 0% | 99% | 0 | 0% | 62.17% | 0 | 0% | 50.13% | 0 | 0% | 50.13% | 0 | 0% | 50.13% | 0 | 0 | 0% | 3.63% | 0 | 0% | 3.63% | 0 | 0% | 3.63% | 0 | 0% | 0.3945% | 0 | 0% | 0.3945% | 0 | 0% | 0.3945% | 0 | 0% | 1.13% | 0 | 0% | 1.13% | 0 | 0% | 1.13% | 0 | 0% | 1.151% | 0 | 0% | 1.151% | 0 | 0% | 1.151% | 0 | 0% | 8.445% | 0 | 0% | 8.445% | 0 | 0% | 8.445% | 0 | 0% | 0.2906% | 0 | 0% | 0.2906% | 0 | 0% | 0.2906% | 0 |  |  |  | 0% | 11.8% | 0 | 0% | 11.8% | 0 | 0% | 11.8% | 0 | 0% | 0.3531% | 0 | 0% | 0.3531% | 0 | 0% | 0.3531% | 0 | 0% | 100% | 0 | 0% | 100% | 0 | 0% | 100% | 0 | 0% | 100% | 0 |  |  | 0 |  |  | 0 |  |  | 0
LAS POSITAS 2109MR310 | 3.0173e-05 | 0 | 0.034948 | 0 | 0.034948 | 0.0082155 | 0.032567 | 0.016115 | 0% | 99% | 0 | 0% | 99% | 0 | 0% | 99% | 0 | 0% | 99% | 0 | 0% | 64.79% | 0 | 0% | 51.33% | 0 | 0% | 51.33% | 0 | 0% | 51.33% | 0 | 0 | 0% | 3.213% | 0 | 0% | 3.213% | 0 | 0% | 3.213% | 0 | 0% | 0.3472% | 0 | 0% | 0.3472% | 0 | 0% | 0.3472% | 0 | 0% | 0.868% | 0 | 0% | 0.868% | 0 | 0% | 0.868% | 0 | 15.73% | 0.8901% | 4.8918e-05 | 0% | 0.8901% | 0 | 0% | 0.8901% | 0 | 0% | 6.477% | 0 | 0% | 6.477% | 0 | 0% | 6.477% | 0 | 0% | 0.6146% | 0 | 0% | 0.6146% | 0 | 0% | 0.6146% | 0 |  |  |  | 0% | 11.8% | 0 | 0% | 11.8% | 0 | 0% | 11.8% | 0 | 0% | 0.3642% | 0 | 0% | 0.3642% | 0 | 0% | 0.3642% | 0 | 0% | 100% | 0 | 0% | 100% | 0 | 0% | 100% | 0 | 0% | 100% | 0 |  |  | 0 |  |  | 0 |  |  | 0
EDES 1113CB | 4.1674e-05 | 0 | 0.02842 | 0 | 0.02842 | 0.0027878 | 0.02955 | 0.013938 | 0% | 99% | 0 | 0% | 99% | 0 | 0% | 99% | 0 | 0% | 99% | 0 | 0% | 65.15% | 0 | 0% | 51.67% | 0 | 0% | 51.67% | 0 | 0% | 51.67% | 0 | 0 | 0% | 3.864% | 0 | 0% | 3.864% | 0 | 0% | 3.864% | 0 | 0% | 0.424% | 0 | 0% | 0.424% | 0 | 0% | 0.424% | 0 | 0% | 0.9663% | 0 | 0% | 0.9663% | 0 | 0% | 0.9663% | 0 | 0% | 1.022% | 0 | 0% | 1.022% | 0 | 0% | 1.022% | 0 | 0% | 7.286% | 0 | 0% | 7.286% | 0 | 0% | 7.286% | 0 | 0% | 0.2897% | 0 | 0% | 0.2897% | 0 | 0% | 0.2897% | 0 |  |  |  | 0% | 11.8% | 0 | 0% | 11.8% | 0 | 0% | 11.8% | 0 | 0% | 0.3671% | 0 | 0% | 0.3671% | 0 | 0% | 0.3671% | 0 | 0% | 100% | 0 | 0% | 100% | 0 | 0% | 100% | 0 | 0% | 100% | 0 |  |  | 0 |  |  | 0 |  |  | 0
SANTA MARIA 1108CB | 4.149e-05 | 0 | 0.04224 | 0 | 0.04224 | 0.0038391 | 0.04602 | 0.018922 | 0% | 99% | 0 | 0% | 99% | 0 | 0% | 99% | 0 | 0% | 99% | 0 | 0% | 64.41% | 0 | 0% | 51.45% | 0 | 0% | 51.45% | 0 | 0% | 51.45% | 0 | 0 | 0% | 3.257% | 0 | 0% | 3.257% | 0 | 0% | 3.257% | 0 | 0% | 0.3691% | 0 | 0% | 0.3691% | 0 | 0% | 0.3691% | 0 | 0% | 1.019% | 0 | 0% | 1.019% | 0 | 0% | 1.019% | 0 | 0% | 1.069% | 0 | 0% | 1.069% | 0 | 0% | 1.069% | 0 | 0% | 7.703% | 0 | 0% | 7.703% | 0 | 0% | 7.703% | 0 | 0% | 0.2851% | 0 | 0% | 0.2851% | 0 | 0% | 0.2851% | 0 |  |  |  | 0% | 11.8% | 0 | 0% | 11.8% | 0 | 0% | 11.8% | 0 | 0% | 0.3632% | 0 | 0% | 0.3632% | 0 | 0% | 0.3632% | 0 | 0% | 100% | 0 | 0% | 100% | 0 | 0% | 100% | 0 | 0% | 100% | 0 |  |  | 0 |  |  | 0 |  |  | 0
CASTRO VALLEY 1108CB | 3.9178e-05 | 0 | 0.020795 | 0 | 0.020795 | 0.0074421 | 0.019462 | 0.0069574 | 0% | 99% | 0 | 0% | 99% | 0 | 0% | 99% | 0 | 0% | 99% | 0 | 0% | 64.12% | 0 | 0% | 50.49% | 0 | 0% | 50.49% | 0 | 0% | 50.49% | 0 | 0 | 0% | 3.153% | 0 | 0% | 3.153% | 0 | 0% | 3.153% | 0 | 0% | 0.3447% | 0 | 0% | 0.3447% | 0 | 0% | 0.3447% | 0 | 0% | 0.8728% | 0 | 0% | 0.8728% | 0 | 0% | 0.8728% | 0 | 0% | 0.9006% | 0 | 92.99% | 0.9006% | 0.00017415 | 0% | 0.9006% | 0 | 0% | 6.533% | 0 | 0% | 6.533% | 0 | 0% | 6.533% | 0 | 0% | 0.8285% | 0 | 0% | 0.8285% | 0 | 0% | 0.8285% | 0 |  |  |  | 0% | 11.8% | 0 | 0% | 11.8% | 0 | 0% | 11.8% | 0 | 0% | 0.3654% | 0 | 0% | 0.3654% | 0 | 0% | 0.3654% | 0 | 0% | 100% | 0 | 0% | 100% | 0 | 0% | 100% | 0 | 0% | 100% | 0 |  |  | 0 |  |  | 0 |  |  | 0
PAUL SWEET 210794948 | 3.8941e-05 | 0 | 0.048416 | 0 | 0.048416 | 0.015442 | 0.0471 | 0.016321 | 0% | 99% | 0 | 0% | 99% | 0 | 0% | 99% | 0 | 0% | 99% | 0 | 0% | 63.38% | 0 | 0% | 49.98% | 0 | 0% | 49.98% | 0 | 0% | 49.98% | 0 | 0 | 0% | 2.969% | 0 | 0% | 2.969% | 0 | 0% | 2.969% | 0 | 0% | 0.3262% | 0 | 0% | 0.3262% | 0 | 0% | 0.3262% | 0 | 0% | 0.9036% | 0 | 0% | 0.9036% | 0 | 0% | 0.9036% | 0 | 0% | 0.9184% | 0 | 0% | 0.9184% | 0 | 43.31% | 0.9184% | 0.00019256 | 0% | 6.743% | 0 | 0% | 6.743% | 0 | 0% | 6.743% | 0 | 0% | 0.8158% | 0 | 0% | 0.8158% | 0 | 0% | 0.8158% | 0 |  |  |  | 0% | 11.8% | 0 | 0% | 11.8% | 0 | 0% | 11.8% | 0 | 0% | 0.3603% | 0 | 0% | 0.3603% | 0 | 0% | 0.3603% | 0 | 0% | 100% | 0 | 0% | 100% | 0 | 0% | 100% | 0 | 0% | 100% | 0 |  |  | 0 |  |  | 0 |  |  | 0
SF H 110213521 | 3.1047e-05 | 0 | 0.019864 | 0 | 0.019864 | 0.0073428 | 0.020965 | 0.0040488 | 0% | 99% | 0 | 0% | 99% | 0 | 0% | 99% | 0 | 0% | 99% | 0 | 0% | 63.56% | 0 | 0% | 50.16% | 0 | 0% | 50.16% | 0 | 0% | 50.16% | 0 | 0 | 0% | 3.568% | 0 | 0% | 3.568% | 0 | 0% | 3.568% | 0 | 0% | 0.3935% | 0 | 0% | 0.3935% | 0 | 0% | 0.3935% | 0 | 0% | 0.9927% | 0 | 0% | 0.9927% | 0 | 0% | 0.9927% | 0 | 0% | 1.039% | 0 | 0% | 1.039% | 0 | 5.069% | 1.039% | 1.0466e-05 | 0% | 7.474% | 0 | 0% | 7.474% | 0 | 0% | 7.474% | 0 | 0% | 1.07% | 0 | 0% | 1.07% | 0 | 0% | 1.07% | 0 |  |  |  | 0% | 11.8% | 0 | 0% | 11.8% | 0 | 0% | 11.8% | 0 | 0% | 0.3656% | 0 | 0% | 0.3656% | 0 | 0% | 0.3656% | 0 | 0% | 100% | 0 | 0% | 100% | 0 | 0% | 100% | 0 | 0% | 100% | 0 |  |  | 0 |  |  | 0 |  |  | 0
MEADOW LANE 210865456 | 5.1397e-05 | 0 | 0.024485 | 0 | 0.024485 | 0.015984 | 0.017888 | 0.0060126 | 0% | 99% | 0 | 0% | 99% | 0 | 0% | 99% | 0 | 0% | 99% | 0 | 0% | 63.89% | 0 | 0% | 49.24% | 0 | 0% | 49.24% | 0 | 0% | 49.24% | 0 | 0 | 0% | 2.275% | 0 | 0% | 2.275% | 0 | 0% | 2.275% | 0 | 0% | 0.2484% | 0 | 0% | 0.2484% | 0 | 0% | 0.2484% | 0 | 0% | 0.6769% | 0 | 0% | 0.6769% | 0 | 0% | 0.6769% | 0 | 0% | 0.6824% | 0 | 0% | 0.6824% | 0 | 0% | 0.6824% | 0 | 0% | 5.032% | 0 | 0% | 5.032% | 0 | 0% | 5.032% | 0 | 0% | 1.154% | 0 | 0% | 1.154% | 0 | 0% | 1.154% | 0 |  |  |  | 0% | 11.8% | 0 | 0% | 11.8% | 0 | 0% | 11.8% | 0 | 0% | 0.3685% | 0 | 0% | 0.3685% | 0 | 0% | 0.3685% | 0 | 0% | 100% | 0 | 0% | 100% | 0 | 0% | 100% | 0 | 0% | 100% | 0 |  |  | 0 |  |  | 0 |  |  | 0
COTTLE 17049110 | 3.8669e-05 | 0 | 0.013565 | 0 | 0.013565 | 0.0032152 | 0.010043 | 0.0088399 | 0% | 99% | 0 | 0% | 99% | 0 | 0% | 99% | 0 | 0% | 99% | 0 | 0% | 65.14% | 0 | 0% | 51.41% | 0 | 0% | 51.41% | 0 | 0% | 51.41% | 0 | 0 | 0% | 2.122% | 0 | 0% | 2.122% | 0 | 0% | 2.122% | 0 | 0% | 0.2401% | 0 | 0% | 0.2401% | 0 | 0% | 0.2401% | 0 | 0% | 0.6776% | 0 | 0% | 0.6776% | 0 | 0% | 0.6776% | 0 | 0% | 0.6905% | 0 | 0% | 0.6905% | 0 | 0% | 0.6905% | 0 | 0% | 5.062% | 0 | 0% | 5.062% | 0 | 0% | 5.062% | 0 | 0% | 0.6402% | 0 | 0% | 0.6402% | 0 | 0% | 0.6402% | 0 |  |  |  | 0% | 11.8% | 0 | 0% | 11.8% | 0 | 0% | 11.8% | 0 | 0% | 0.3678% | 0 | 0% | 0.3678% | 0 | 0% | 0.3678% | 0 | 0% | 100% | 0 | 0% | 100% | 0 | 0% | 100% | 0 | 0% | 100% | 0 |  |  | 0 |  |  | 0 |  |  | 0
TIDEWATER 2110C561R | 4.238e-05 | 0 | 0.012851 | 0 | 0.012851 | 0.0054375 | 0.011059 | 0.0044378 | 0% | 99% | 0 | 0% | 99% | 0 | 0% | 99% | 0 | 0% | 99% | 0 | 0% | 64.51% | 0 | 0% | 50.37% | 0 | 0% | 50.37% | 0 | 0% | 50.37% | 0 | 0 | 0% | 3.05% | 0 | 0% | 3.05% | 0 | 0% | 3.05% | 0 | 0% | 0.3316% | 0 | 0% | 0.3316% | 0 | 0% | 0.3316% | 0 | 0% | 0.8005% | 0 | 0% | 0.8005% | 0 | 0% | 0.8005% | 0 | 36.28% | 0.8243% | 3.8431e-05 | 0% | 0.8243% | 0 | 0% | 0.8243% | 0 | 0% | 5.977% | 0 | 0% | 5.977% | 0 | 0% | 5.977% | 0 | 0% | 0.8043% | 0 | 0% | 0.8043% | 0 | 0% | 0.8043% | 0 |  |  |  | 0% | 11.8% | 0 | 0% | 11.8% | 0 | 0% | 11.8% | 0 | 0% | 0.3676% | 0 | 0% | 0.3676% | 0 | 0% | 0.3676% | 0 | 0% | 100% | 0 | 0% | 100% | 0 | 0% | 100% | 0 | 0% | 100% | 0 |  |  | 0 |  |  | 0 |  |  | 0
BULLARD 211482880 | 5.5882e-05 | 0 | 0.019648 | 0 | 0.019648 | 0.0047182 | 0.015886 | 0.011407 | 0% | 99% | 0 | 0% | 99% | 0 | 0% | 99% | 0 | 0% | 99% | 0 | 0% | 65.1% | 0 | 0% | 50.25% | 0 | 0% | 50.25% | 0 | 0% | 50.25% | 0 | 0 | 0% | 2.423% | 0 | 0% | 2.423% | 0 | 0% | 2.423% | 0 | 0% | 0.2811% | 0 | 0% | 0.2811% | 0 | 0% | 0.2811% | 0 | 0% | 0.742% | 0 | 0% | 0.742% | 0 | 0% | 0.742% | 0 | 0% | 0.7915% | 0 | 0% | 0.7915% | 0 | 0% | 0.7915% | 0 | 0% | 5.643% | 0 | 0% | 5.643% | 0 | 0% | 5.643% | 0 | 0% | 0.6415% | 0 | 0% | 0.6415% | 0 | 0% | 0.6415% | 0 |  |  |  | 0% | 11.8% | 0 | 0% | 11.8% | 0 | 0% | 11.8% | 0 | 0% | 0.3733% | 0 | 0% | 0.3733% | 0 | 0% | 0.3733% | 0 | 0% | 100% | 0 | 0% | 100% | 0 | 0% | 100% | 0 | 0% | 100% | 0 |  |  | 0 |  |  | 0 |  |  | 0
OAKLAND J 1106CB | 3.521e-05 | 0 | 0.02537 | 0 | 0.02537 | 0.0046903 | 0.026683 | 0.0099633 | 0% | 99% | 0 | 0% | 99% | 0 | 0% | 99% | 0 | 0% | 99% | 0 | 0% | 62.88% | 0 | 0% | 51.03% | 0 | 0% | 51.03% | 0 | 0% | 51.03% | 0 | 0 | 0% | 3.257% | 0 | 0% | 3.257% | 0 | 0% | 3.257% | 0 | 0% | 0.3456% | 0 | 0% | 0.3456% | 0 | 0% | 0.3456% | 0 | 0% | 0.983% | 0 | 0% | 0.983% | 0 | 0% | 0.983% | 0 | 0% | 0.972% | 0 | 0% | 0.972% | 0 | 21.69% | 0.972% | 5.3473e-05 | 0% | 7.259% | 0 | 0% | 7.259% | 0 | 0% | 7.259% | 0 | 0% | 0.4893% | 0 | 0% | 0.4893% | 0 | 0% | 0.4893% | 0 |  |  |  | 0% | 11.8% | 0 | 0% | 11.8% | 0 | 0% | 11.8% | 0 | 0% | 0.3524% | 0 | 0% | 0.3524% | 0 | 0% | 0.3524% | 0 | 0% | 100% | 0 | 0% | 100% | 0 | 0% | 100% | 0 | 0% | 100% | 0 |  |  | 0 |  |  | 0 |  |  | 0
WEBER 1111173750 | 3.5438e-05 | 0 | 0.067573 | 0 | 0.067573 | 0.016011 | 0.06444 | 0.029656 | 0% | 99% | 0 | 0% | 99% | 0 | 0% | 99% | 0 | 0% | 99% | 0 | 0% | 63.68% | 0 | 0% | 49.99% | 0 | 0% | 49.99% | 0 | 0% | 49.99% | 0 | 0 | 0% | 2.762% | 0 | 0% | 2.762% | 0 | 0% | 2.762% | 0 | 0% | 0.3199% | 0 | 0% | 0.3199% | 0 | 0% | 0.3199% | 0 | 0% | 0.8745% | 0 | 0% | 0.8745% | 0 | 0% | 0.8745% | 0 | 99.82% | 0.9157% | 0.00061766 | 0% | 0.9157% | 0 | 0% | 0.9157% | 0 | 0% | 6.604% | 0 | 0% | 6.604% | 0 | 0% | 6.604% | 0 | 0% | 0.5745% | 0 | 0% | 0.5745% | 0 | 0% | 0.5745% | 0 |  |  |  | 0% | 11.8% | 0 | 0% | 11.8% | 0 | 0% | 11.8% | 0 | 0% | 0.3647% | 0 | 0% | 0.3647% | 0 | 0% | 0.3647% | 0 | 0% | 100% | 0 | 0% | 100% | 0 | 0% | 100% | 0 | 0% | 100% | 0 |  |  | 0 |  |  | 0 |  |  | 0
MORRO BAY 1101W04 | 2.8886e-06 | 0.20346 | 0.0011718 | 0 | 0.0011718 | 0 | 0.0019095 | 0 | 0% | 99% | 0 | 0% | 99% | 0 | 0% | 99% | 0 | 0% | 99% | 0 | 0% | 40.6% | 0 | 0% | 43.85% | 0 | 0% | 43.85% | 0 | 0% | 43.85% | 0 | 0 | 0% | 1.986% | 0 | 0% | 1.986% | 0 | 0% | 1.986% | 0 | 0% | 0% | 0 | 0% | 0% | 0 | 0% | 0% | 0 | 0% | 1.579% | 0 | 0% | 1.579% | 0 | 3.199% | 1.579% | 5.9181e-07 | 38.86% | 0.9882% | 4.4996e-06 | 3.199% | 0.9882% | 3.7046e-07 | 0% | 0.9882% | 0 | 0% | 10.29% | 0 | 0% | 10.29% | 0 | 0% | 10.29% | 0 | 0% | 0.005468% | 0 | 0% | 0.005468% | 0 | 0% | 0.005468% | 0 |  |  |  | 0% | 11.8% | 0 | 11.79% | 11.8% | 1.6297e-05 | 0% | 11.8% | 0 | 0% | 0.2159% | 0 | 0% | 0.2159% | 0 | 0% | 0.2159% | 0 | 0% | 100% | 0 | 0% | 100% | 0 | 0% | 100% | 0 | 0% | 100% | 0 |  |  | 0 |  |  | 0 |  |  | 0
COTTLE 1704795368 | 4.3173e-05 | 0 | 0.036868 | 0 | 0.036868 | 0.0089121 | 0.028446 | 0.022724 | 0% | 99% | 0 | 0% | 99% | 0 | 0% | 99% | 0 | 0% | 99% | 0 | 0% | 65.18% | 0 | 0% | 51.56% | 0 | 0% | 51.56% | 0 | 0% | 51.56% | 0 | 0 | 0% | 2.125% | 0 | 0% | 2.125% | 0 | 0% | 2.125% | 0 | 0% | 0.2413% | 0 | 0% | 0.2413% | 0 | 0% | 0.2413% | 0 | 0% | 0.7072% | 0 | 0% | 0.7072% | 0 | 0% | 0.7072% | 0 | 34.96% | 0.7197% | 9.2758e-05 | 0% | 0.7197% | 0 | 0% | 0.7197% | 0 | 0% | 5.287% | 0 | 0% | 5.287% | 0 | 0% | 5.287% | 0 | 0% | 0.6346% | 0 | 0% | 0.6346% | 0 | 0% | 0.6346% | 0 |  |  |  | 0% | 11.8% | 0 | 0% | 11.8% | 0 | 0% | 11.8% | 0 | 0% | 0.3665% | 0 | 0% | 0.3665% | 0 | 0% | 0.3665% | 0 | 0% | 100% | 0 | 0% | 100% | 0 | 0% | 100% | 0 | 0% | 100% | 0 |  |  | 0 |  |  | 0 |  |  | 0
STOCKTON A 1110CB | 4.4657e-05 | 0 | 0.072041 | 0 | 0.072041 | 0.013493 | 0.068678 | 0.035233 | 0% | 99% | 0 | 0% | 99% | 0 | 0% | 99% | 0 | 0% | 99% | 0 | 0% | 63.77% | 0 | 0% | 50.21% | 0 | 0% | 50.21% | 0 | 0% | 50.21% | 0 | 0 | 0% | 2.801% | 0 | 0% | 2.801% | 0 | 0% | 2.801% | 0 | 0% | 0.3198% | 0 | 0% | 0.3198% | 0 | 0% | 0.3198% | 0 | 0% | 0.8776% | 0 | 0% | 0.8776% | 0 | 0% | 0.8776% | 0 | 100% | 0.9157% | 0.00065969 | 0% | 0.9157% | 0 | 0% | 0.9157% | 0 | 0% | 6.623% | 0 | 0% | 6.623% | 0 | 0% | 6.623% | 0 | 0% | 0.4716% | 0 | 0% | 0.4716% | 0 | 0% | 0.4716% | 0 |  |  |  | 0% | 11.8% | 0 | 0% | 11.8% | 0 | 0% | 11.8% | 0 | 0% | 0.3649% | 0 | 0% | 0.3649% | 0 | 0% | 0.3649% | 0 | 0% | 100% | 0 | 0% | 100% | 0 | 0% | 100% | 0 | 0% | 100% | 0 |  |  | 0 |  |  | 0 |  |  | 0
BOSTON 0401CR242 | 3.5355e-05 | 0.40965 | 0.018506 | 0 | 0.018506 | 0.005237 | 0.017993 | 0.0069299 | 0% | 99% | 0 | 0% | 99% | 0 | 0% | 99% | 0 | 0% | 99% | 0 | 0% | 62.87% | 0 | 0% | 50.63% | 0 | 0% | 50.63% | 0 | 0% | 50.63% | 0 | 0 | 0% | 2.954% | 0 | 0% | 2.954% | 0 | 0% | 2.954% | 0 | 0% | 0.3134% | 0 | 0% | 0.3134% | 0 | 0% | 0.3134% | 0 | 0% | 0.9068% | 0 | 0% | 0.9068% | 0 | 0% | 0.9068% | 0 | 0% | 0.8917% | 0 | 0% | 0.8917% | 0 | 68.22% | 0.8917% | 0.00011257 | 0% | 6.687% | 0 | 0% | 6.687% | 0 | 0% | 6.687% | 0 | 0% | 0.735% | 0 | 0% | 0.735% | 0 | 0% | 0.735% | 0 |  |  |  | 0% | 11.8% | 0 | 0% | 11.8% | 0 | 0% | 11.8% | 0 | 0% | 0.3547% | 0 | 0% | 0.3547% | 0 | 0% | 0.3547% | 0 | 0% | 100% | 0 | 0% | 100% | 0 | 0% | 100% | 0 | 0% | 100% | 0 |  |  | 0 |  |  | 0 |  |  | 0
HICKS 2105XR516 | 3.6244e-05 | 0 | 0.011306 | 0 | 0.011306 | 0.0052472 | 0.0091441 | 0.0040345 | 0% | 99% | 0 | 0% | 99% | 0 | 0% | 99% | 0 | 0% | 99% | 0 | 0% | 64.76% | 0 | 0% | 50.25% | 0 | 0% | 50.25% | 0 | 0% | 50.25% | 0 | 0 | 0% | 2.427% | 0 | 0% | 2.427% | 0 | 0% | 2.427% | 0 | 0% | 0.2753% | 0 | 0% | 0.2753% | 0 | 0% | 0.2753% | 0 | 0% | 0.7444% | 0 | 0% | 0.7444% | 0 | 0% | 0.7444% | 0 | 0% | 0.7675% | 0 | 0% | 0.7675% | 0 | 15.54% | 0.7675% | 1.3489e-05 | 0% | 5.583% | 0 | 0% | 5.583% | 0 | 0% | 5.583% | 0 | 0% | 1.044% | 0 | 0% | 1.044% | 0 | 0% | 1.044% | 0 |  |  |  | 0% | 11.8% | 0 | 0% | 11.8% | 0 | 0% | 11.8% | 0 | 0% | 0.3679% | 0 | 0% | 0.3679% | 0 | 0% | 0.3679% | 0 | 0% | 100% | 0 | 0% | 100% | 0 | 0% | 100% | 0 | 0% | 100% | 0 |  |  | 0 |  |  | 0 |  |  | 0
WEST SACRAMENTO 1106CB | 5.2839e-05 | 0 | 0.028812 | 0 | 0.028812 | 0.0064309 | 0.027903 | 0.012622 | 0% | 99% | 0 | 0% | 99% | 0 | 0% | 99% | 0 | 0% | 99% | 0 | 0% | 63.32% | 0 | 0% | 49.14% | 0 | 0% | 49.14% | 0 | 0% | 49.14% | 0 | 0 | 0% | 2.728% | 0 | 0% | 2.728% | 0 | 0% | 2.728% | 0 | 0% | 0.3216% | 0 | 0% | 0.3216% | 0 | 0% | 0.3216% | 0 | 0% | 0.8749% | 0 | 0% | 0.8749% | 0 | 0% | 0.8749% | 0 | 0% | 0.9126% | 0 | 0% | 0.9126% | 0 | 0% | 0.9126% | 0 | 0% | 6.602% | 0 | 0% | 6.602% | 0 | 0% | 6.602% | 0 | 0% | 0.5792% | 0 | 0% | 0.5792% | 0 | 0% | 0.5792% | 0 |  |  |  | 0% | 11.8% | 0 | 0% | 11.8% | 0 | 0% | 11.8% | 0 | 0% | 0.3619% | 0 | 0% | 0.3619% | 0 | 0% | 0.3619% | 0 | 0% | 100% | 0 | 0% | 100% | 0 | 0% | 100% | 0 | 0% | 100% | 0 |  |  | 0 |  |  | 0 |  |  | 0
HICKS 1113CB | 3.9556e-05 | 0 | 0.053253 | 0 | 0.053253 | 0.017329 | 0.048624 | 0.020841 | 0% | 99% | 0 | 0% | 99% | 0 | 0% | 99% | 0 | 0% | 99% | 0 | 0% | 63.86% | 0 | 0% | 50.59% | 0 | 0% | 50.59% | 0 | 0% | 50.59% | 0 | 0 | 0% | 2.667% | 0 | 0% | 2.667% | 0 | 0% | 2.667% | 0 | 0% | 0.2953% | 0 | 0% | 0.2953% | 0 | 0% | 0.2953% | 0 | 0% | 0.8461% | 0 | 0% | 0.8461% | 0 | 0% | 0.8461% | 0 | 0% | 0.8535% | 0 | 0.2496% | 0.8535% | 1.1346e-06 | 99.37% | 0.8535% | 0.00045164 | 0% | 6.301% | 0 | 0% | 6.301% | 0 | 0% | 6.301% | 0 | 0% | 0.7179% | 0 | 0% | 0.7179% | 0 | 0% | 0.7179% | 0 |  |  |  | 0% | 11.8% | 0 | 0% | 11.8% | 0 | 0% | 11.8% | 0 | 0% | 0.3608% | 0 | 0% | 0.3608% | 0 | 0% | 0.3608% | 0 | 0% | 100% | 0 | 0% | 100% | 0 | 0% | 100% | 0 | 0% | 100% | 0 |  |  | 0 |  |  | 0 |  |  | 0
BASALT 110138824 | 4.8413e-05 | 0 | 0.010236 | 0 | 0.010236 | 0.0022011 | 0.010664 | 0.0038198 | 0% | 99% | 0 | 0% | 99% | 0 | 0% | 99% | 0 | 0% | 99% | 0 | 0% | 64.28% | 0 | 0% | 50.41% | 0 | 0% | 50.41% | 0 | 0% | 50.41% | 0 | 0 | 0% | 3.926% | 0 | 0% | 3.926% | 0 | 0% | 3.926% | 0 | 0% | 0.4283% | 0 | 0% | 0.4283% | 0 | 0% | 0.4283% | 0 | 0% | 0.9675% | 0 | 0% | 0.9675% | 0 | 0% | 0.9675% | 0 | 100% | 1.015% | 0.00010391 | 0% | 1.015% | 0 | 0% | 1.015% | 0 | 0% | 7.266% | 0 | 0% | 7.266% | 0 | 0% | 7.266% | 0 | 0% | 0.5778% | 0 | 0% | 0.5778% | 0 | 0% | 0.5778% | 0 |  |  |  | 0% | 11.8% | 0 | 0% | 11.8% | 0 | 0% | 11.8% | 0 | 0% | 0.3656% | 0 | 0% | 0.3656% | 0 | 0% | 0.3656% | 0 | 0% | 100% | 0 | 0% | 100% | 0 | 0% | 100% | 0 | 0% | 100% | 0 |  |  | 0 |  |  | 0 |  |  | 0
CLAYTON 2211CB | 3.8094e-05 | 0 | 0.066382 | 0 | 0.066382 | 0.020362 | 0.06055 | 0.027301 | 0% | 99% | 0 | 0% | 99% | 0 | 0% | 99% | 0 | 0% | 99% | 0 | 0% | 64.6% | 0 | 0% | 50.75% | 0 | 0% | 50.75% | 0 | 0% | 50.75% | 0 | 0 | 0% | 2.95% | 0 | 0% | 2.95% | 0 | 0% | 2.95% | 0 | 0% | 0.3275% | 0 | 0% | 0.3275% | 0 | 0% | 0.3275% | 0 | 0% | 0.8453% | 0 | 0% | 0.8453% | 0 | 0% | 0.8453% | 0 | 0% | 0.8717% | 0 | 0% | 0.8717% | 0 | 0% | 0.8717% | 0 | 0% | 6.33% | 0 | 0% | 6.33% | 0 | 0% | 6.33% | 0 | 0% | 0.6341% | 0 | 0% | 0.6341% | 0 | 0% | 0.6341% | 0 |  |  |  | 0% | 11.8% | 0 | 0% | 11.8% | 0 | 0% | 11.8% | 0 | 0% | 0.3651% | 0 | 0% | 0.3651% | 0 | 0% | 0.3651% | 0 | 0% | 100% | 0 | 0% | 100% | 0 | 0% | 100% | 0 | 0% | 100% | 0 |  |  | 0 |  |  | 0 |  |  | 0
SAN JOSE B 1104CB | 4.8116e-05 | 0 | 0.0063009 | 0 | 0.0063009 | 0.0012156 | 0.0055512 | 0.0035048 | 0% | 99% | 0 | 0% | 99% | 0 | 0% | 99% | 0 | 0% | 99% | 0 | 0% | 66.07% | 0 | 0% | 51.96% | 0 | 0% | 51.96% | 0 | 0% | 51.96% | 0 | 0 | 0% | 3.279% | 0 | 0% | 3.279% | 0 | 0% | 3.279% | 0 | 0% | 0.3649% | 0 | 0% | 0.3649% | 0 | 0% | 0.3649% | 0 | 0% | 0.8079% | 0 | 0% | 0.8079% | 0 | 0% | 0.8079% | 0 | 0% | 0.8545% | 0 | 0% | 0.8545% | 0 | 63.07% | 0.8545% | 3.3958e-05 | 0% | 6.085% | 0 | 0% | 6.085% | 0 | 0% | 6.085% | 0 | 0% | 0.5096% | 0 | 0% | 0.5096% | 0 | 0% | 0.5096% | 0 |  |  |  | 0% | 11.8% | 0 | 0% | 11.8% | 0 | 0% | 11.8% | 0 | 0% | 0.3704% | 0 | 0% | 0.3704% | 0 | 0% | 0.3704% | 0 | 0% | 100% | 0 | 0% | 100% | 0 | 0% | 100% | 0 | 0% | 100% | 0 |  |  | 0 |  |  | 0 |  |  | 0
STONE 1107CB | 4.4566e-05 | 0 | 0.038024 | 0 | 0.038024 | 0.0060612 | 0.03515 | 0.020777 | 0% | 99% | 0 | 0% | 99% | 0 | 0% | 99% | 0 | 0% | 99% | 0 | 0% | 65.8% | 0 | 0% | 52.22% | 0 | 0% | 52.22% | 0 | 0% | 52.22% | 0 | 0 | 0% | 3.198% | 0 | 0% | 3.198% | 0 | 0% | 3.198% | 0 | 0% | 0.355% | 0 | 0% | 0.355% | 0 | 0% | 0.355% | 0 | 0% | 0.854% | 0 | 0% | 0.854% | 0 | 0% | 0.854% | 0 | 0% | 0.8972% | 0 | 18.64% | 0.8972% | 6.3587e-05 | 44.02% | 0.8972% | 0.00015017 | 0% | 6.43% | 0 | 0% | 6.43% | 0 | 0% | 6.43% | 0 | 0% | 0.4083% | 0 | 0% | 0.4083% | 0 | 0% | 0.4083% | 0 |  |  |  | 0% | 11.8% | 0 | 0% | 11.8% | 0 | 0% | 11.8% | 0 | 0% | 0.3681% | 0 | 0% | 0.3681% | 0 | 0% | 0.3681% | 0 | 0% | 100% | 0 | 0% | 100% | 0 | 0% | 100% | 0 | 0% | 100% | 0 |  |  | 0 |  |  | 0 |  |  | 0
MARYSVILLE 1106CB | 4.7459e-05 | 0 | 0.026597 | 0 | 0.026597 | 0.0081226 | 0.024179 | 0.011059 | 0% | 99% | 0 | 0% | 99% | 0 | 0% | 99% | 0 | 0% | 99% | 0 | 0% | 63.47% | 0 | 0% | 49.58% | 0 | 0% | 49.58% | 0 | 0% | 49.58% | 0 | 0 | 0% | 2.577% | 0 | 0% | 2.577% | 0 | 0% | 2.577% | 0 | 0% | 0.2951% | 0 | 0% | 0.2951% | 0 | 0% | 0.2951% | 0 | 0% | 0.8259% | 0 | 0% | 0.8259% | 0 | 0% | 0.8259% | 0 | 0% | 0.8449% | 0 | 0% | 0.8449% | 0 | 0% | 0.8449% | 0 | 0% | 6.182% | 0 | 0% | 6.182% | 0 | 0% | 6.182% | 0 | 0% | 0.7676% | 0 | 0% | 0.7676% | 0 | 0% | 0.7676% | 0 |  |  |  | 0% | 11.8% | 0 | 0% | 11.8% | 0 | 0% | 11.8% | 0 | 0% | 0.3613% | 0 | 0% | 0.3613% | 0 | 0% | 0.3613% | 0 | 0% | 100% | 0 | 0% | 100% | 0 | 0% | 100% | 0 | 0% | 100% | 0 |  |  | 0 |  |  | 0 |  |  | 0
SF G 0412CB | 3.5758e-05 | 0 | 0.0047986 | 0 | 0.0047986 | 0.00049188 | 0.0061779 | 0.0011541 | 0% | 99% | 0 | 0% | 99% | 0 | 0% | 99% | 0 | 0% | 99% | 0 | 0% | 61.88% | 0 | 0% | 49.39% | 0 | 0% | 49.39% | 0 | 0% | 49.39% | 0 | 0 | 0% | 4.518% | 0 | 0% | 4.518% | 0 | 0% | 4.518% | 0 | 0% | 0.4874% | 0 | 0% | 0.4874% | 0 | 0% | 0.4874% | 0 | 0% | 1.212% | 0 | 0% | 1.212% | 0 | 0% | 1.212% | 0 | 0% | 1.264% | 0 | 0% | 1.264% | 0 | 0% | 1.264% | 0 | 0% | 9.112% | 0 | 0% | 9.112% | 0 | 0% | 9.112% | 0 | 0% | 0.4301% | 0 | 0% | 0.4301% | 0 | 0% | 0.4301% | 0 |  |  |  | 0% | 11.8% | 0 | 0% | 11.8% | 0 | 0% | 11.8% | 0 | 0% | 0.3584% | 0 | 0% | 0.3584% | 0 | 0% | 0.3584% | 0 | 0% | 100% | 0 | 0% | 100% | 0 | 0% | 100% | 0 | 0% | 100% | 0 |  |  | 0 |  |  | 0 |  |  | 0
MT EDEN 1113CB | 3.5268e-05 | 0 | 0.01336 | 0 | 0.01336 | 0.0027582 | 0.013898 | 0.0051284 | 0% | 99% | 0 | 0% | 99% | 0 | 0% | 99% | 0 | 0% | 99% | 0 | 0% | 63.46% | 0 | 0% | 50.46% | 0 | 0% | 50.46% | 0 | 0% | 50.46% | 0 | 0 | 0% | 3.321% | 0 | 0% | 3.321% | 0 | 0% | 3.321% | 0 | 0% | 0.3643% | 0 | 0% | 0.3643% | 0 | 0% | 0.3643% | 0 | 0% | 0.9672% | 0 | 0% | 0.9672% | 0 | 0% | 0.9672% | 0 | 0% | 0.9939% | 0 | 0% | 0.9939% | 0 | 61.52% | 0.9939% | 8.1687e-05 | 0% | 7.24% | 0 | 0% | 7.24% | 0 | 0% | 7.24% | 0 | 0% | 0.428% | 0 | 0% | 0.428% | 0 | 0% | 0.428% | 0 |  |  |  | 0% | 11.8% | 0 | 0% | 11.8% | 0 | 0% | 11.8% | 0 | 0% | 0.3604% | 0 | 0% | 0.3604% | 0 | 0% | 0.3604% | 0 | 0% | 100% | 0 | 0% | 100% | 0 | 0% | 100% | 0 | 0% | 100% | 0 |  |  | 0 |  |  | 0 |  |  | 0
HICKS 1109CB | 4.5478e-05 | 0 | 0.020771 | 0 | 0.020771 | 0.0063796 | 0.018622 | 0.0088716 | 0% | 99% | 0 | 0% | 99% | 0 | 0% | 99% | 0 | 0% | 99% | 0 | 0% | 64.36% | 0 | 0% | 50.52% | 0 | 0% | 50.52% | 0 | 0% | 50.52% | 0 | 0 | 0% | 2.676% | 0 | 0% | 2.676% | 0 | 0% | 2.676% | 0 | 0% | 0.3031% | 0 | 0% | 0.3031% | 0 | 0% | 0.3031% | 0 | 0% | 0.8206% | 0 | 0% | 0.8206% | 0 | 0% | 0.8206% | 0 | 0% | 0.8401% | 0 | 1.154% | 0.8401% | 2.0138e-06 | 98.85% | 0.8401% | 0.00017249 | 0% | 6.139% | 0 | 0% | 6.139% | 0 | 0% | 6.139% | 0 | 0% | 0.6821% | 0 | 0% | 0.6821% | 0 | 0% | 0.6821% | 0 |  |  |  | 0% | 11.8% | 0 | 0% | 11.8% | 0 | 0% | 11.8% | 0 | 0% | 0.363% | 0 | 0% | 0.363% | 0 | 0% | 0.363% | 0 | 0% | 100% | 0 | 0% | 100% | 0 | 0% | 100% | 0 | 0% | 100% | 0 |  |  | 0 |  |  | 0 |  |  | 0
IGNACIO 1105490728 | 2.8908e-05 | 1.0881 | 0.0045239 | 0 | 0.0045239 | 0.002729 | 0.0036758 | 0.00097447 | 0% | 99% | 0 | 0% | 99% | 0 | 0% | 99% | 0 | 0% | 99% | 0 | 0% | 62.7% | 0 | 0% | 49.35% | 0 | 0% | 49.35% | 0 | 0% | 49.35% | 0 | 0 | 0% | 2.896% | 0 | 0% | 2.896% | 0 | 0% | 2.896% | 0 | 0% | 0.3028% | 0 | 0% | 0.3028% | 0 | 0% | 0.3028% | 0 | 0% | 0.7614% | 0 | 0% | 0.7614% | 0 | 0% | 0.7614% | 0 | 0% | 0.76% | 0 | 0% | 0.76% | 0 | 100% | 0.76% | 3.4379e-05 | 0% | 5.62% | 0 | 0% | 5.62% | 0 | 0% | 5.62% | 0 | 0% | 1.915% | 0 | 0% | 1.915% | 0 | 0% | 1.915% | 0 |  |  |  | 0% | 11.8% | 0 | 3.667% | 11.8% | 1.9577e-05 | 0% | 11.8% | 0 | 0% | 0.3658% | 0 | 0% | 0.3658% | 0 | 0% | 0.3658% | 0 | 0% | 100% | 0 | 0% | 100% | 0 | 0% | 100% | 0 | 0% | 100% | 0 |  |  | 0 |  |  | 0 |  |  | 0
WEST FRESNO 1103CB | 5.4608e-05 | 0 | 0.042727 | 0 | 0.042727 | 0.007618 | 0.040272 | 0.021808 | 0% | 99% | 0 | 0% | 99% | 0 | 0% | 99% | 0 | 0% | 99% | 0 | 0% | 63.39% | 0 | 0% | 49.9% | 0 | 0% | 49.9% | 0 | 0% | 49.9% | 0 | 0 | 0% | 2.782% | 0 | 0% | 2.782% | 0 | 0% | 2.782% | 0 | 0% | 0.3117% | 0 | 0% | 0.3117% | 0 | 0% | 0.3117% | 0 | 0% | 0.8737% | 0 | 0% | 0.8737% | 0 | 0% | 0.8737% | 0 | 2.231% | 0.901% | 8.5903e-06 | 0% | 0.901% | 0 | 0% | 0.901% | 0 | 0% | 6.564% | 0 | 0% | 6.564% | 0 | 0% | 6.564% | 0 | 0% | 0.4941% | 0 | 0% | 0.4941% | 0 | 0% | 0.4941% | 0 |  |  |  | 0% | 11.8% | 0 | 0% | 11.8% | 0 | 0% | 11.8% | 0 | 0% | 0.3641% | 0 | 0% | 0.3641% | 0 | 0% | 0.3641% | 0 | 0% | 100% | 0 | 0% | 100% | 0 | 0% | 100% | 0 | 0% | 100% | 0 |  |  | 0 |  |  | 0 |  |  | 0
HAMMER 1109CB | 4.6231e-05 | 0 | 0.027025 | 0 | 0.027025 | 0.0079114 | 0.026263 | 0.0099093 | 0% | 99% | 0 | 0% | 99% | 0 | 0% | 99% | 0 | 0% | 99% | 0 | 0% | 63.04% | 0 | 0% | 49.79% | 0 | 0% | 49.79% | 0 | 0% | 49.79% | 0 | 0 | 0% | 2.722% | 0 | 0% | 2.722% | 0 | 0% | 2.722% | 0 | 0% | 0.3074% | 0 | 0% | 0.3074% | 0 | 0% | 0.3074% | 0 | 0% | 0.8976% | 0 | 0% | 0.8976% | 0 | 0% | 0.8976% | 0 | 0% | 0.9179% | 0 | 1.167% | 0.9179% | 2.8955e-06 | 0% | 0.9179% | 0 | 0% | 6.727% | 0 | 0% | 6.727% | 0 | 0% | 6.727% | 0 | 0% | 0.6882% | 0 | 0% | 0.6882% | 0 | 0% | 0.6882% | 0 |  |  |  | 0% | 11.8% | 0 | 0% | 11.8% | 0 | 0% | 11.8% | 0 | 0% | 0.3607% | 0 | 0% | 0.3607% | 0 | 0% | 0.3607% | 0 | 0% | 100% | 0 | 0% | 100% | 0 | 0% | 100% | 0 | 0% | 100% | 0 |  |  | 0 |  |  | 0 |  |  | 0
SF H 1103562348 | 3.8096e-05 | 0 | 0.018127 | 0 | 0.018127 | 0.0027947 | 0.019926 | 0.006848 | 0% | 99% | 0 | 0% | 99% | 0 | 0% | 99% | 0 | 0% | 99% | 0 | 0% | 64.88% | 0 | 0% | 51.95% | 0 | 0% | 51.95% | 0 | 0% | 51.95% | 0 | 0 | 0% | 4.057% | 0 | 0% | 4.057% | 0 | 0% | 4.057% | 0 | 0% | 0.4436% | 0 | 0% | 0.4436% | 0 | 0% | 0.4436% | 0 | 0% | 1.026% | 0 | 0% | 1.026% | 0 | 0% | 1.026% | 0 | 5.253% | 1.077% | 1.0253e-05 | 91.3% | 1.077% | 0.0001782 | 0% | 1.077% | 0 | 0% | 7.709% | 0 | 0% | 7.709% | 0 | 0% | 7.709% | 0 | 0% | 0.5059% | 0 | 0% | 0.5059% | 0 | 0% | 0.5059% | 0 |  |  |  | 0% | 11.8% | 0 | 0% | 11.8% | 0 | 0% | 11.8% | 0 | 0% | 0.3641% | 0 | 0% | 0.3641% | 0 | 0% | 0.3641% | 0 | 0% | 100% | 0 | 0% | 100% | 0 | 0% | 100% | 0 | 0% | 100% | 0 |  |  | 0 |  |  | 0 |  |  | 0
SAN BRUNO 0403CB | 2.7835e-05 | 0 | 0.010474 | 0 | 0.010474 | 0.0027183 | 0.012286 | 0.0020839 | 0% | 99% | 0 | 0% | 99% | 0 | 0% | 99% | 0 | 0% | 99% | 0 | 0% | 61.51% | 0 | 0% | 49.36% | 0 | 0% | 49.36% | 0 | 0% | 49.36% | 0 | 0 | 0% | 3.773% | 0 | 0% | 3.773% | 0 | 0% | 3.773% | 0 | 0% | 0.4003% | 0 | 0% | 0.4003% | 0 | 0% | 0.4003% | 0 | 0% | 1.098% | 0 | 0% | 1.098% | 0 | 0% | 1.098% | 0 | 0% | 1.1% | 0 | 0% | 1.1% | 0 | 0% | 1.1% | 0 | 0% | 8.141% | 0 | 0% | 8.141% | 0 | 0% | 8.141% | 0 | 0% | 0.7202% | 0 | 0% | 0.7202% | 0 | 0% | 0.7202% | 0 |  |  |  | 0% | 11.8% | 0 | 0% | 11.8% | 0 | 0% | 11.8% | 0 | 0% | 0.3512% | 0 | 0% | 0.3512% | 0 | 0% | 0.3512% | 0 | 0% | 100% | 0 | 0% | 100% | 0 | 0% | 100% | 0 | 0% | 100% | 0 |  |  | 0 |  |  | 0 |  |  | 0
PUTAH CREEK 110537280 | 4.7377e-05 | 0 | 0.0087177 | 0 | 0.0087177 | 0.0025403 | 0.0076874 | 0.0039949 | 0% | 99% | 0 | 0% | 99% | 0 | 0% | 99% | 0 | 0% | 99% | 0 | 0% | 64.31% | 0 | 0% | 50.71% | 0 | 0% | 50.71% | 0 | 0% | 50.71% | 0 | 0 | 0% | 2.757% | 0 | 0% | 2.757% | 0 | 0% | 2.757% | 0 | 0% | 0.3016% | 0 | 0% | 0.3016% | 0 | 0% | 0.3016% | 0 | 0% | 0.8138% | 0 | 0% | 0.8138% | 0 | 0% | 0.8138% | 0 | 98.18% | 0.829% | 7.0955e-05 | 0% | 0.829% | 0 | 0% | 0.829% | 0 | 0% | 6.069% | 0 | 0% | 6.069% | 0 | 0% | 6.069% | 0 | 0% | 0.6919% | 0 | 0% | 0.6919% | 0 | 0% | 0.6919% | 0 |  |  |  | 0% | 11.8% | 0 | 0% | 11.8% | 0 | 0% | 11.8% | 0 | 0% | 0.3639% | 0 | 0% | 0.3639% | 0 | 0% | 0.3639% | 0 | 0% | 100% | 0 | 0% | 100% | 0 | 0% | 100% | 0 | 0% | 100% | 0 |  |  | 0 |  |  | 0 |  |  | 0
MOUNTAIN VIEW 1110CB | 4.0892e-05 | 0 | 0.055541 | 0 | 0.055541 | 0.02153 | 0.049962 | 0.019123 | 0% | 99% | 0 | 0% | 99% | 0 | 0% | 99% | 0 | 0% | 99% | 0 | 0% | 62.92% | 0 | 0% | 50.07% | 0 | 0% | 50.07% | 0 | 0% | 50.07% | 0 | 0 | 0% | 2.692% | 0 | 0% | 2.692% | 0 | 0% | 2.692% | 0 | 0% | 0.284% | 0 | 0% | 0.284% | 0 | 0% | 0.284% | 0 | 0% | 0.8387% | 0 | 0% | 0.8387% | 0 | 0% | 0.8387% | 0 | 0% | 0.8178% | 0 | 0% | 0.8178% | 0 | 96.01% | 0.8178% | 0.00043609 | 0% | 6.167% | 0 | 0% | 6.167% | 0 | 0% | 6.167% | 0 | 0% | 0.8873% | 0 | 0% | 0.8873% | 0 | 0% | 0.8873% | 0 |  |  |  | 0% | 11.8% | 0 | 0% | 11.8% | 0 | 0% | 11.8% | 0 | 0% | 0.3567% | 0 | 0% | 0.3567% | 0 | 0% | 0.3567% | 0 | 0% | 100% | 0 | 0% | 100% | 0 | 0% | 100% | 0 | 0% | 100% | 0 |  |  | 0 |  |  | 0 |  |  | 0
SAN MATEO 21029022 | 4.9958e-05 | 0 | 0.022733 | 0 | 0.022733 | 0.013036 | 0.018263 | 0.0057912 | 0% | 99% | 0 | 0% | 99% | 0 | 0% | 99% | 0 | 0% | 99% | 0 | 0% | 64.88% | 0 | 0% | 50.3% | 0 | 0% | 50.3% | 0 | 0% | 50.3% | 0 | 0 | 0% | 2.752% | 0 | 0% | 2.752% | 0 | 0% | 2.752% | 0 | 0% | 0.3022% | 0 | 0% | 0.3022% | 0 | 0% | 0.3022% | 0 | 0% | 0.746% | 0 | 0% | 0.746% | 0 | 0% | 0.746% | 0 | 0% | 0.7733% | 0 | 0% | 0.7733% | 0 | 0% | 0.7733% | 0 | 0% | 5.589% | 0 | 0% | 5.589% | 0 | 0% | 5.589% | 0 | 0% | 1.495% | 0 | 0% | 1.495% | 0 | 0% | 1.495% | 0 |  |  |  | 0% | 11.8% | 0 | 0% | 11.8% | 0 | 0% | 11.8% | 0 | 0% | 0.3709% | 0 | 0% | 0.3709% | 0 | 0% | 0.3709% | 0 | 0% | 100% | 0 | 0% | 100% | 0 | 0% | 100% | 0 | 0% | 100% | 0 |  |  | 0 |  |  | 0 |  |  | 0
MADERA 1118205056 | 4.2741e-05 | 0 | 0.0060456 | 0 | 0.0060456 | 0.00083519 | 0.0059277 | 0.0031013 | 0% | 99% | 0 | 0% | 99% | 0 | 0% | 99% | 0 | 0% | 99% | 0 | 0% | 64.11% | 0 | 0% | 51.03% | 0 | 0% | 51.03% | 0 | 0% | 51.03% | 0 | 0 | 0% | 3.159% | 0 | 0% | 3.159% | 0 | 0% | 3.159% | 0 | 0% | 0.3471% | 0 | 0% | 0.3471% | 0 | 0% | 0.3471% | 0 | 0% | 0.9134% | 0 | 0% | 0.9134% | 0 | 0% | 0.9134% | 0 | 100% | 0.9446% | 5.7106e-05 | 0% | 0.9446% | 0 | 0% | 0.9446% | 0 | 0% | 6.851% | 0 | 0% | 6.851% | 0 | 0% | 6.851% | 0 | 0% | 0.4268% | 0 | 0% | 0.4268% | 0 | 0% | 0.4268% | 0 |  |  |  | 0% | 11.8% | 0 | 0% | 11.8% | 0 | 0% | 11.8% | 0 | 0% | 0.3639% | 0 | 0% | 0.3639% | 0 | 0% | 0.3639% | 0 | 0% | 100% | 0 | 0% | 100% | 0 | 0% | 100% | 0 | 0% | 100% | 0 |  |  | 0 |  |  | 0 |  |  | 0
COUNTRY CLUB 0402CB | 4.4621e-05 | 0 | 0.035823 | 0 | 0.035823 | 0.016534 | 0.032799 | 0.0091187 | 0% | 99% | 0 | 0% | 99% | 0 | 0% | 99% | 0 | 0% | 99% | 0 | 0% | 62.97% | 0 | 0% | 49.38% | 0 | 0% | 49.38% | 0 | 0% | 49.38% | 0 | 0 | 0% | 2.416% | 0 | 0% | 2.416% | 0 | 0% | 2.416% | 0 | 0% | 0.2752% | 0 | 0% | 0.2752% | 0 | 0% | 0.2752% | 0 | 0% | 0.8471% | 0 | 0% | 0.8471% | 0 | 0% | 0.8471% | 0 | 58.44% | 0.8642% | 0.00018094 | 41.56% | 0.8642% | 0.00012866 | 0% | 0.8642% | 0 | 0% | 6.35% | 0 | 0% | 6.35% | 0 | 0% | 6.35% | 0 | 0% | 1.065% | 0 | 0% | 1.065% | 0 | 0% | 1.065% | 0 |  |  |  | 0% | 11.8% | 0 | 0% | 11.8% | 0 | 0% | 11.8% | 0 | 0% | 0.3624% | 0 | 0% | 0.3624% | 0 | 0% | 0.3624% | 0 | 0% | 100% | 0 | 0% | 100% | 0 | 0% | 100% | 0 | 0% | 100% | 0 |  |  | 0 |  |  | 0 |  |  | 0
EL CERRITO G 1103BR124 | 4.1224e-05 | 0 | 0.016576 | 0 | 0.016576 | 0.0021858 | 0.017221 | 0.0076404 | 0% | 99% | 0 | 0% | 99% | 0 | 0% | 99% | 0 | 0% | 99% | 0 | 0% | 65.33% | 0 | 0% | 52.44% | 0 | 0% | 52.44% | 0 | 0% | 52.44% | 0 | 0 | 0% | 3.667% | 0 | 0% | 3.667% | 0 | 0% | 3.667% | 0 | 0% | 0.396% | 0 | 0% | 0.396% | 0 | 0% | 0.396% | 0 | 0% | 0.9729% | 0 | 0% | 0.9729% | 0 | 0% | 0.9729% | 0 | 0% | 1.014% | 0 | 0.2148% | 1.014% | 3.6124e-07 | 99.79% | 1.014% | 0.00016778 | 0% | 7.306% | 0 | 0% | 7.306% | 0 | 0% | 7.306% | 0 | 0% | 0.3299% | 0 | 0% | 0.3299% | 0 | 0% | 0.3299% | 0 |  |  |  | 0% | 11.8% | 0 | 0% | 11.8% | 0 | 0% | 11.8% | 0 | 0% | 0.3651% | 0 | 0% | 0.3651% | 0 | 0% | 0.3651% | 0 | 0% | 100% | 0 | 0% | 100% | 0 | 0% | 100% | 0 | 0% | 100% | 0 |  |  | 0 |  |  | 0 |  |  | 0
NAPA 11021360 | 4.6637e-05 | 0 | 0.037799 | 0 | 0.037799 | 0.016378 | 0.033346 | 0.011957 | 0% | 99% | 0 | 0% | 99% | 0 | 0% | 99% | 0 | 0% | 99% | 0 | 0% | 64.16% | 0 | 0% | 50.34% | 0 | 0% | 50.34% | 0 | 0% | 50.34% | 0 | 0 | 0% | 3.092% | 0 | 0% | 3.092% | 0 | 0% | 3.092% | 0 | 0% | 0.3326% | 0 | 0% | 0.3326% | 0 | 0% | 0.3326% | 0 | 0% | 0.8241% | 0 | 0% | 0.8241% | 0 | 0% | 0.8241% | 0 | 100% | 0.845% | 0.00031938 | 0% | 0.845% | 0 | 0% | 0.845% | 0 | 0% | 6.148% | 0 | 0% | 6.148% | 0 | 0% | 6.148% | 0 | 0% | 1.177% | 0 | 0% | 1.177% | 0 | 0% | 1.177% | 0 |  |  |  | 0% | 11.8% | 0 | 0% | 11.8% | 0 | 0% | 11.8% | 0 | 0% | 0.367% | 0 | 0% | 0.367% | 0 | 0% | 0.367% | 0 | 0% | 100% | 0 | 0% | 100% | 0 | 0% | 100% | 0 | 0% | 100% | 0 |  |  | 0 |  |  | 0 |  |  | 0
HICKS 2111XR210 | 4.562e-05 | 0 | 0.0065529 | 0 | 0.0065529 | 0.0020595 | 0.0050791 | 0.0035548 | 0% | 99% | 0 | 0% | 99% | 0 | 0% | 99% | 0 | 0% | 99% | 0 | 0% | 66.81% | 0 | 0% | 52.09% | 0 | 0% | 52.09% | 0 | 0% | 52.09% | 0 | 0 | 0% | 2.887% | 0 | 0% | 2.887% | 0 | 0% | 2.887% | 0 | 0% | 0.3239% | 0 | 0% | 0.3239% | 0 | 0% | 0.3239% | 0 | 0% | 0.7091% | 0 | 0% | 0.7091% | 0 | 0% | 0.7091% | 0 | 0% | 0.7514% | 0 | 0% | 0.7514% | 0 | 100% | 0.7514% | 4.9238e-05 | 0% | 5.34% | 0 | 0% | 5.34% | 0 | 0% | 5.34% | 0 | 0% | 0.6966% | 0 | 0% | 0.6966% | 0 | 0% | 0.6966% | 0 |  |  |  | 0% | 11.8% | 0 | 0% | 11.8% | 0 | 0% | 11.8% | 0 | 0% | 0.3733% | 0 | 0% | 0.3733% | 0 | 0% | 0.3733% | 0 | 0% | 100% | 0 | 0% | 100% | 0 | 0% | 100% | 0 | 0% | 100% | 0 |  |  | 0 |  |  | 0 |  |  | 0
WASCO 1102CB | 3.6197e-05 | 0 | 0.03693 | 0 | 0.03693 | 0.0085615 | 0.035935 | 0.015773 | 0% | 99% | 0 | 0% | 99% | 0 | 0% | 99% | 0 | 0% | 99% | 0 | 0% | 62.3% | 0 | 0% | 49.8% | 0 | 0% | 49.8% | 0 | 0% | 49.8% | 0 | 0 | 0% | 2.737% | 0 | 0% | 2.737% | 0 | 0% | 2.737% | 0 | 0% | 0.2961% | 0 | 0% | 0.2961% | 0 | 0% | 0.2961% | 0 | 0% | 0.9077% | 0 | 0% | 0.9077% | 0 | 0% | 0.9077% | 0 | 0% | 0.9052% | 0 | 8.798% | 0.9052% | 2.941e-05 | 89.91% | 0.9052% | 0.00030057 | 0% | 6.74% | 0 | 0% | 6.74% | 0 | 0% | 6.74% | 0 | 0% | 0.5899% | 0 | 0% | 0.5899% | 0 | 0% | 0.5899% | 0 |  |  |  | 0% | 11.8% | 0 | 0% | 11.8% | 0 | 0% | 11.8% | 0 | 0% | 0.3571% | 0 | 0% | 0.3571% | 0 | 0% | 0.3571% | 0 | 0% | 100% | 0 | 0% | 100% | 0 | 0% | 100% | 0 | 0% | 100% | 0 |  |  | 0 |  |  | 0 |  |  | 0
STOCKDALE 2106CB | 7.7245e-05 | 0 | 0.024737 | 0 | 0.024737 | 0.0030543 | 0.019539 | 0.017778 | 0% | 99% | 0 | 0% | 99% | 0 | 0% | 99% | 0 | 0% | 99% | 0 | 0% | 65.09% | 0 | 0% | 51.07% | 0 | 0% | 51.07% | 0 | 0% | 51.07% | 0 | 0 | 0% | 2.592% | 0 | 0% | 2.592% | 0 | 0% | 2.592% | 0 | 0% | 0.2903% | 0 | 0% | 0.2903% | 0 | 0% | 0.2903% | 0 | 0% | 0.7223% | 0 | 0% | 0.7223% | 0 | 0% | 0.7223% | 0 | 0% | 0.7514% | 0 | 0% | 0.7514% | 0 | 99.72% | 0.7514% | 0.00018534 | 0% | 5.429% | 0 | 0% | 5.429% | 0 | 0% | 5.429% | 0 | 0% | 0.2332% | 0 | 0% | 0.2332% | 0 | 0% | 0.2332% | 0 |  |  |  | 0% | 11.8% | 0 | 0% | 11.8% | 0 | 0% | 11.8% | 0 | 0% | 0.3697% | 0 | 0% | 0.3697% | 0 | 0% | 0.3697% | 0 | 0% | 100% | 0 | 0% | 100% | 0 | 0% | 100% | 0 | 0% | 100% | 0 |  |  | 0 |  |  | 0 |  |  | 0
CLAYTON 221738248 | 4.2574e-05 | 0 | 0.020043 | 0 | 0.020043 | 0.0072179 | 0.017898 | 0.0075979 | 0% | 99% | 0 | 0% | 99% | 0 | 0% | 99% | 0 | 0% | 99% | 0 | 0% | 63.74% | 0 | 0% | 50.17% | 0 | 0% | 50.17% | 0 | 0% | 50.17% | 0 | 0 | 0% | 2.756% | 0 | 0% | 2.756% | 0 | 0% | 2.756% | 0 | 0% | 0.3002% | 0 | 0% | 0.3002% | 0 | 0% | 0.3002% | 0 | 0% | 0.8269% | 0 | 0% | 0.8269% | 0 | 0% | 0.8269% | 0 | 0% | 0.8308% | 0 | 0% | 0.8308% | 0 | 0% | 0.8308% | 0 | 0% | 6.141% | 0 | 0% | 6.141% | 0 | 0% | 6.141% | 0 | 0% | 0.7419% | 0 | 0% | 0.7419% | 0 | 0% | 0.7419% | 0 |  |  |  | 0% | 11.8% | 0 | 0% | 11.8% | 0 | 0% | 11.8% | 0 | 0% | 0.3614% | 0 | 0% | 0.3614% | 0 | 0% | 0.3614% | 0 | 0% | 100% | 0 | 0% | 100% | 0 | 0% | 100% | 0 | 0% | 100% | 0 |  |  | 0 |  |  | 0 |  |  | 0
POINT PINOLE 1102BR158 | 3.5147e-05 | 0 | 0.0082679 | 0 | 0.0082679 | 0.0016956 | 0.0079825 | 0.0038162 | 0% | 99% | 0 | 0% | 99% | 0 | 0% | 99% | 0 | 0% | 99% | 0 | 0% | 64.83% | 0 | 0% | 51.47% | 0 | 0% | 51.47% | 0 | 0% | 51.47% | 0 | 0 | 0% | 3.17% | 0 | 0% | 3.17% | 0 | 0% | 3.17% | 0 | 0% | 0.3501% | 0 | 0% | 0.3501% | 0 | 0% | 0.3501% | 0 | 0% | 0.8932% | 0 | 0% | 0.8932% | 0 | 0% | 0.8932% | 0 | 0% | 0.9277% | 0 | 0% | 0.9277% | 0 | 0% | 0.9277% | 0 | 0% | 6.707% | 0 | 0% | 6.707% | 0 | 0% | 6.707% | 0 | 0% | 0.4148% | 0 | 0% | 0.4148% | 0 | 0% | 0.4148% | 0 |  |  |  | 0% | 11.8% | 0 | 0% | 11.8% | 0 | 0% | 11.8% | 0 | 0% | 0.3648% | 0 | 0% | 0.3648% | 0 | 0% | 0.3648% | 0 | 0% | 100% | 0 | 0% | 100% | 0 | 0% | 100% | 0 | 0% | 100% | 0 |  |  | 0 |  |  | 0 |  |  | 0
MT EDEN 1112MR365 | 3.3102e-05 | 0 | 0.023372 | 0 | 0.023372 | 0.0064449 | 0.02184 | 0.0098616 | 0% | 99% | 0 | 0% | 99% | 0 | 0% | 99% | 0 | 0% | 99% | 0 | 0% | 64.06% | 0 | 0% | 51.25% | 0 | 0% | 51.25% | 0 | 0% | 51.25% | 0 | 0 | 0% | 2.841% | 0 | 0% | 2.841% | 0 | 0% | 2.841% | 0 | 0% | 0.3071% | 0 | 0% | 0.3071% | 0 | 0% | 0.3071% | 0 | 0% | 0.8709% | 0 | 0% | 0.8709% | 0 | 0% | 0.8709% | 0 | 0% | 0.8757% | 0 | 0% | 0.8757% | 0 | 97.26% | 0.8757% | 0.00019906 | 0% | 6.474% | 0 | 0% | 6.474% | 0 | 0% | 6.474% | 0 | 0% | 0.6456% | 0 | 0% | 0.6456% | 0 | 0% | 0.6456% | 0 |  |  |  | 0% | 11.8% | 0 | 0% | 11.8% | 0 | 0% | 11.8% | 0 | 0% | 0.3605% | 0 | 0% | 0.3605% | 0 | 0% | 0.3605% | 0 | 0% | 100% | 0 | 0% | 100% | 0 | 0% | 100% | 0 | 0% | 100% | 0 |  |  | 0 |  |  | 0 |  |  | 0
TRACY 1105CB | 5.1164e-05 | 0 | 0.036313 | 0 | 0.036313 | 0.0048341 | 0.03611 | 0.018324 | 0% | 99% | 0 | 0% | 99% | 0 | 0% | 99% | 0 | 0% | 99% | 0 | 0% | 63.64% | 0 | 0% | 50.6% | 0 | 0% | 50.6% | 0 | 0% | 50.6% | 0 | 0 | 0% | 2.926% | 0 | 0% | 2.926% | 0 | 0% | 2.926% | 0 | 0% | 0.3272% | 0 | 0% | 0.3272% | 0 | 0% | 0.3272% | 0 | 0% | 0.9214% | 0 | 0% | 0.9214% | 0 | 0% | 0.9214% | 0 | 0% | 0.9533% | 0 | 0% | 0.9533% | 0 | 0% | 0.9533% | 0 | 0% | 6.933% | 0 | 0% | 6.933% | 0 | 0% | 6.933% | 0 | 0% | 0.303% | 0 | 0% | 0.303% | 0 | 0% | 0.303% | 0 |  |  |  | 0% | 11.8% | 0 | 0% | 11.8% | 0 | 0% | 11.8% | 0 | 0% | 0.363% | 0 | 0% | 0.363% | 0 | 0% | 0.363% | 0 | 0% | 100% | 0 | 0% | 100% | 0 | 0% | 100% | 0 | 0% | 100% | 0 |  |  | 0 |  |  | 0 |  |  | 0
STOCKDALE 21114035 | 4.5876e-05 | 0 | 0.020226 | 0 | 0.020226 | 0.0051916 | 0.016882 | 0.01094 | 0% | 99% | 0 | 0% | 99% | 0 | 0% | 99% | 0 | 0% | 99% | 0 | 0% | 63.93% | 0 | 0% | 50.64% | 0 | 0% | 50.64% | 0 | 0% | 50.64% | 0 | 0 | 0% | 2.324% | 0 | 0% | 2.324% | 0 | 0% | 2.324% | 0 | 0% | 0.2559% | 0 | 0% | 0.2559% | 0 | 0% | 0.2559% | 0 | 0% | 0.7773% | 0 | 0% | 0.7773% | 0 | 0% | 0.7773% | 0 | 0% | 0.7818% | 0 | 0% | 0.7818% | 0 | 100% | 0.7818% | 0.00015813 | 0% | 5.791% | 0 | 0% | 5.791% | 0 | 0% | 5.791% | 0 | 0% | 0.5115% | 0 | 0% | 0.5115% | 0 | 0% | 0.5115% | 0 |  |  |  | 0% | 11.8% | 0 | 0% | 11.8% | 0 | 0% | 11.8% | 0 | 0% | 0.3635% | 0 | 0% | 0.3635% | 0 | 0% | 0.3635% | 0 | 0% | 100% | 0 | 0% | 100% | 0 | 0% | 100% | 0 | 0% | 100% | 0 |  |  | 0 |  |  | 0 |  |  | 0
BERESFORD 0404CB | 3.5659e-05 | 0 | 0.029999 | 0 | 0.029999 | 0.01781 | 0.025169 | 0.0059951 | 0% | 99% | 0 | 0% | 99% | 0 | 0% | 99% | 0 | 0% | 99% | 0 | 0% | 64.18% | 0 | 0% | 49.82% | 0 | 0% | 49.82% | 0 | 0% | 49.82% | 0 | 0 | 0% | 2.63% | 0 | 0% | 2.63% | 0 | 0% | 2.63% | 0 | 0% | 0.2919% | 0 | 0% | 0.2919% | 0 | 0% | 0.2919% | 0 | 0% | 0.7775% | 0 | 0% | 0.7775% | 0 | 0% | 0.7775% | 0 | 21% | 0.8011% | 5.0465e-05 | 0% | 0.8011% | 0 | 0% | 0.8011% | 0 | 0% | 5.825% | 0 | 0% | 5.825% | 0 | 0% | 5.825% | 0 | 0% | 1.442% | 0 | 0% | 1.442% | 0 | 0% | 1.442% | 0 |  |  |  | 0% | 11.8% | 0 | 0% | 11.8% | 0 | 0% | 11.8% | 0 | 0% | 0.3681% | 0 | 0% | 0.3681% | 0 | 0% | 0.3681% | 0 | 0% | 100% | 0 | 0% | 100% | 0 | 0% | 100% | 0 | 0% | 100% | 0 |  |  | 0 |  |  | 0 |  |  | 0
SF K 1101CB | 3.4646e-05 | 0 | 0.0072603 | 0 | 0.0072603 | 0.00088531 | 0.0099469 | 0.0010208 | 0% | 99% | 0 | 0% | 99% | 0 | 0% | 99% | 0 | 0% | 99% | 0 | 0% | 60.62% | 0 | 0% | 48.47% | 0 | 0% | 48.47% | 0 | 0% | 48.47% | 0 | 0 | 0% | 4.439% | 0 | 0% | 4.439% | 0 | 0% | 4.439% | 0 | 0% | 0.4827% | 0 | 0% | 0.4827% | 0 | 0% | 0.4827% | 0 | 0% | 1.29% | 0 | 0% | 1.29% | 0 | 0% | 1.29% | 0 | 0% | 1.33% | 0 | 0% | 1.33% | 0 | 0% | 1.33% | 0 | 0% | 9.676% | 0 | 0% | 9.676% | 0 | 0% | 9.676% | 0 | 0% | 0.4456% | 0 | 0% | 0.4456% | 0 | 0% | 0.4456% | 0 |  |  |  | 0% | 11.8% | 0 | 0% | 11.8% | 0 | 0% | 11.8% | 0 | 0% | 0.3522% | 0 | 0% | 0.3522% | 0 | 0% | 0.3522% | 0 | 0% | 100% | 0 | 0% | 100% | 0 | 0% | 100% | 0 | 0% | 100% | 0 |  |  | 0 |  |  | 0 |  |  | 0
BULLARD 1108CB | 6.5439e-05 | 0 | 0.014703 | 0 | 0.014703 | 0.0026401 | 0.013025 | 0.008341 | 0% | 99% | 0 | 0% | 99% | 0 | 0% | 99% | 0 | 0% | 99% | 0 | 0% | 63.82% | 0 | 0% | 49.62% | 0 | 0% | 49.62% | 0 | 0% | 49.62% | 0 | 0 | 0% | 2.524% | 0 | 0% | 2.524% | 0 | 0% | 2.524% | 0 | 0% | 0.2912% | 0 | 0% | 0.2912% | 0 | 0% | 0.2912% | 0 | 0% | 0.814% | 0 | 0% | 0.814% | 0 | 0% | 0.814% | 0 | 0% | 0.8564% | 0 | 0% | 0.8564% | 0 | 1.06% | 0.8564% | 1.3352e-06 | 0% | 6.17% | 0 | 0% | 6.17% | 0 | 0% | 6.17% | 0 | 0% | 0.4979% | 0 | 0% | 0.4979% | 0 | 0% | 0.4979% | 0 |  |  |  | 0% | 11.8% | 0 | 0% | 11.8% | 0 | 0% | 11.8% | 0 | 0% | 0.3691% | 0 | 0% | 0.3691% | 0 | 0% | 0.3691% | 0 | 0% | 100% | 0 | 0% | 100% | 0 | 0% | 100% | 0 | 0% | 100% | 0 |  |  | 0 |  |  | 0 |  |  | 0
SAN LEANDRO U 1110CB | 3.8332e-05 | 0 | 0.03257 | 0 | 0.03257 | 0.0036233 | 0.032139 | 0.017418 | 0% | 99% | 0 | 0% | 99% | 0 | 0% | 99% | 0 | 0% | 99% | 0 | 0% | 64.4% | 0 | 0% | 52.21% | 0 | 0% | 52.21% | 0 | 0% | 52.21% | 0 | 0 | 0% | 3.015% | 0 | 0% | 3.015% | 0 | 0% | 3.015% | 0 | 0% | 0.3258% | 0 | 0% | 0.3258% | 0 | 0% | 0.3258% | 0 | 0% | 0.9186% | 0 | 0% | 0.9186% | 0 | 0% | 0.9186% | 0 | 0% | 0.9226% | 0 | 100% | 0.9226% | 0.0003005 | 0% | 0.9226% | 0 | 0% | 6.828% | 0 | 0% | 6.828% | 0 | 0% | 6.828% | 0 | 0% | 0.3053% | 0 | 0% | 0.3053% | 0 | 0% | 0.3053% | 0 |  |  |  | 0% | 11.8% | 0 | 0% | 11.8% | 0 | 0% | 11.8% | 0 | 0% | 0.358% | 0 | 0% | 0.358% | 0 | 0% | 0.358% | 0 | 0% | 100% | 0 | 0% | 100% | 0 | 0% | 100% | 0 | 0% | 100% | 0 |  |  | 0 |  |  | 0 |  |  | 0
DEL MONTE 110172040 | 4.0801e-05 | 0 | 0.025004 | 0 | 0.025004 | 0.0034789 | 0.031641 | 0.0057096 | 0% | 99% | 0 | 0% | 99% | 0 | 0% | 99% | 0 | 0% | 99% | 0 | 0% | 62.88% | 0 | 0% | 49.88% | 0 | 0% | 49.88% | 0 | 0% | 49.88% | 0 | 0 | 0% | 3.872% | 0 | 0% | 3.872% | 0 | 0% | 3.872% | 0 | 0% | 0.442% | 0 | 0% | 0.442% | 0 | 0% | 0.442% | 0 | 0% | 1.186% | 0 | 0% | 1.186% | 0 | 45.25% | 1.186% | 0.00013415 | 23.27% | 1.254% | 7.2983e-05 | 45.25% | 1.254% | 0.00014194 | 0% | 1.254% | 0 | 0% | 8.984% | 0 | 0% | 8.984% | 0 | 0% | 8.984% | 0 | 0% | 0.4135% | 0 | 0% | 0.4135% | 0 | 0% | 0.4135% | 0 |  |  |  | 0% | 11.8% | 0 | 0% | 11.8% | 0 | 0% | 11.8% | 0 | 0% | 0.3605% | 0 | 0% | 0.3605% | 0 | 0% | 0.3605% | 0 | 0% | 100% | 0 | 0% | 100% | 0 | 0% | 100% | 0 | 0% | 100% | 0 |  |  | 0 |  |  | 0 |  |  | 0
SYCAMORE CREEK 1101CB | 4.0267e-05 | 0 | 0.034583 | 0 | 0.034583 | 0.013327 | 0.027623 | 0.015521 | 0% | 99% | 0 | 0% | 99% | 0 | 0% | 99% | 0 | 0% | 99% | 0 | 0% | 64.59% | 0 | 0% | 50.07% | 0 | 0% | 50.07% | 0 | 0% | 50.07% | 0 | 0 | 0% | 2.498% | 0 | 0% | 2.498% | 0 | 0% | 2.498% | 0 | 0% | 0.2829% | 0 | 0% | 0.2829% | 0 | 0% | 0.2829% | 0 | 0% | 0.7339% | 0 | 0% | 0.7339% | 0 | 0% | 0.7339% | 0 | 100% | 0.7677% | 0.00026549 | 0% | 0.7677% | 0 | 0% | 0.7677% | 0 | 0% | 5.53% | 0 | 0% | 5.53% | 0 | 0% | 5.53% | 0 | 0% | 1.027% | 0 | 0% | 1.027% | 0 | 0% | 1.027% | 0 |  |  |  | 0% | 11.8% | 0 | 0% | 11.8% | 0 | 0% | 11.8% | 0 | 0% | 0.3711% | 0 | 0% | 0.3711% | 0 | 0% | 0.3711% | 0 | 0% | 100% | 0 | 0% | 100% | 0 | 0% | 100% | 0 | 0% | 100% | 0 |  |  | 0 |  |  | 0 |  |  | 0
DALY CITY 1108CB | 4.012e-05 | 0 | 0.018163 | 0 | 0.018163 | 0.0030671 | 0.02124 | 0.0053539 | 0% | 99% | 0 | 0% | 99% | 0 | 0% | 99% | 0 | 0% | 99% | 0 | 0% | 64.57% | 0 | 0% | 51.27% | 0 | 0% | 51.27% | 0 | 0% | 51.27% | 0 | 0 | 0% | 4.391% | 0 | 0% | 4.391% | 0 | 0% | 4.391% | 0 | 0% | 0.4789% | 0 | 0% | 0.4789% | 0 | 0% | 0.4789% | 0 | 0% | 1.097% | 0 | 0% | 1.097% | 0 | 0% | 1.097% | 0 | 81.65% | 1.164% | 0.00017257 | 18.35% | 1.164% | 3.8789e-05 | 0% | 1.164% | 0 | 0% | 8.275% | 0 | 0% | 8.275% | 0 | 0% | 8.275% | 0 | 0% | 0.5136% | 0 | 0% | 0.5136% | 0 | 0% | 0.5136% | 0 |  |  |  | 0% | 11.8% | 0 | 0% | 11.8% | 0 | 0% | 11.8% | 0 | 0% | 0.366% | 0 | 0% | 0.366% | 0 | 0% | 0.366% | 0 | 0% | 100% | 0 | 0% | 100% | 0 | 0% | 100% | 0 | 0% | 100% | 0 |  |  | 0 |  |  | 0 |  |  | 0
RIPON 170213544 | 3.4534e-05 | 0 | 0.034929 | 0 | 0.034929 | 0.0081812 | 0.025963 | 0.0229 | 0% | 99% | 0 | 0% | 99% | 0 | 0% | 99% | 0 | 0% | 99% | 0 | 0% | 65.51% | 0 | 0% | 52.23% | 0 | 0% | 52.23% | 0 | 0% | 52.23% | 0 | 0 | 0% | 2.135% | 0 | 0% | 2.135% | 0 | 0% | 2.135% | 0 | 0% | 0.2337% | 0 | 0% | 0.2337% | 0 | 0% | 0.2337% | 0 | 0% | 0.6887% | 0 | 0% | 0.6887% | 0 | 0% | 0.6887% | 0 | 100% | 0.6942% | 0.00024247 | 0% | 0.6942% | 0 | 0% | 0.6942% | 0 | 0% | 5.128% | 0 | 0% | 5.128% | 0 | 0% | 5.128% | 0 | 0% | 0.6104% | 0 | 0% | 0.6104% | 0 | 0% | 0.6104% | 0 |  |  |  | 0% | 11.8% | 0 | 0% | 11.8% | 0 | 0% | 11.8% | 0 | 0% | 0.3675% | 0 | 0% | 0.3675% | 0 | 0% | 0.3675% | 0 | 0% | 100% | 0 | 0% | 100% | 0 | 0% | 100% | 0 | 0% | 100% | 0 |  |  | 0 |  |  | 0 |  |  | 0
SYCAMORE CREEK 1104CB | 5.1406e-05 | 0 | 0.061731 | 0 | 0.061731 | 0.028773 | 0.049386 | 0.02266 | 0% | 99% | 0 | 0% | 99% | 0 | 0% | 99% | 0 | 0% | 99% | 0 | 0% | 63.69% | 0 | 0% | 49.15% | 0 | 0% | 49.15% | 0 | 0% | 49.15% | 0 | 0 | 0% | 2.333% | 0 | 0% | 2.333% | 0 | 0% | 2.333% | 0 | 0% | 0.2643% | 0 | 0% | 0.2643% | 0 | 0% | 0.2643% | 0 | 0% | 0.7313% | 0 | 0% | 0.7313% | 0 | 0% | 0.7313% | 0 | 0% | 0.7518% | 0 | 0% | 0.7518% | 0 | 97.93% | 0.7518% | 0.00045444 | 0% | 5.484% | 0 | 0% | 5.484% | 0 | 0% | 5.484% | 0 | 0% | 1.267% | 0 | 0% | 1.267% | 0 | 0% | 1.267% | 0 |  |  |  | 0% | 11.8% | 0 | 0% | 11.8% | 0 | 0% | 11.8% | 0 | 0% | 0.3678% | 0 | 0% | 0.3678% | 0 | 0% | 0.3678% | 0 | 0% | 100% | 0 | 0% | 100% | 0 | 0% | 100% | 0 | 0% | 100% | 0 |  |  | 0 |  |  | 0 |  |  | 0
GRANT 1108MR354 | 3.4667e-05 | 0 | 0.030276 | 0 | 0.030276 | 0.0078995 | 0.027565 | 0.013984 | 0% | 99% | 0 | 0% | 99% | 0 | 0% | 99% | 0 | 0% | 99% | 0 | 0% | 65.08% | 0 | 0% | 51.89% | 0 | 0% | 51.89% | 0 | 0% | 51.89% | 0 | 0 | 0% | 2.884% | 0 | 0% | 2.884% | 0 | 0% | 2.884% | 0 | 0% | 0.3157% | 0 | 0% | 0.3157% | 0 | 0% | 0.3157% | 0 | 0% | 0.8489% | 0 | 0% | 0.8489% | 0 | 0% | 0.8489% | 0 | 0% | 0.8737% | 0 | 68.05% | 0.8737% | 0.00018 | 31.43% | 0.8737% | 8.3136e-05 | 0% | 6.359% | 0 | 0% | 6.359% | 0 | 0% | 6.359% | 0 | 0% | 0.6678% | 0 | 0% | 0.6678% | 0 | 0% | 0.6678% | 0 |  |  |  | 0% | 11.8% | 0 | 0% | 11.8% | 0 | 0% | 11.8% | 0 | 0% | 0.3659% | 0 | 0% | 0.3659% | 0 | 0% | 0.3659% | 0 | 0% | 100% | 0 | 0% | 100% | 0 | 0% | 100% | 0 | 0% | 100% | 0 |  |  | 0 |  |  | 0 |  |  | 0
MILLBRAE 1104CB | 3.7887e-05 | 0 | 0.010096 | 0 | 0.010096 | 0.0015069 | 0.011442 | 0.0035413 | 0% | 99% | 0 | 0% | 99% | 0 | 0% | 99% | 0 | 0% | 99% | 0 | 0% | 64.33% | 0 | 0% | 51.33% | 0 | 0% | 51.33% | 0 | 0% | 51.33% | 0 | 0 | 0% | 3.883% | 0 | 0% | 3.883% | 0 | 0% | 3.883% | 0 | 0% | 0.4313% | 0 | 0% | 0.4313% | 0 | 0% | 0.4313% | 0 | 0% | 1.04% | 0 | 0% | 1.04% | 0 | 0% | 1.04% | 0 | 0% | 1.076% | 0 | 0% | 1.076% | 0 | 0% | 1.076% | 0 | 0% | 7.781% | 0 | 0% | 7.781% | 0 | 0% | 7.781% | 0 | 0% | 0.4419% | 0 | 0% | 0.4419% | 0 | 0% | 0.4419% | 0 |  |  |  | 0% | 11.8% | 0 | 0% | 11.8% | 0 | 0% | 11.8% | 0 | 0% | 0.3572% | 0 | 0% | 0.3572% | 0 | 0% | 0.3572% | 0 | 0% | 100% | 0 | 0% | 100% | 0 | 0% | 100% | 0 | 0% | 100% | 0 |  |  | 0 |  |  | 0 |  |  | 0
TIDEWATER 2104226374 | 5.1069e-05 | 0 | 0.090631 | 0 | 0.090631 | 0.033993 | 0.079942 | 0.034116 | 0% | 99% | 0 | 0% | 99% | 0 | 0% | 99% | 0 | 0% | 99% | 0 | 0% | 64.16% | 0 | 0% | 50.39% | 0 | 0% | 50.39% | 0 | 0% | 50.39% | 0 | 0 | 0% | 2.84% | 0 | 0% | 2.84% | 0 | 0% | 2.84% | 0 | 0% | 0.3094% | 0 | 0% | 0.3094% | 0 | 0% | 0.3094% | 0 | 0% | 0.8164% | 0 | 0% | 0.8164% | 0 | 0% | 0.8164% | 0 | 58.27% | 0.8271% | 0.00043684 | 0% | 0.8271% | 0 | 0% | 0.8271% | 0 | 0% | 6.074% | 0 | 0% | 6.074% | 0 | 0% | 6.074% | 0 | 0% | 0.6401% | 0 | 0% | 0.6401% | 0 | 0% | 0.6401% | 0 |  |  |  | 0% | 11.8% | 0 | 0% | 11.8% | 0 | 0% | 11.8% | 0 | 0% | 0.3634% | 0 | 0% | 0.3634% | 0 | 0% | 0.3634% | 0 | 0% | 100% | 0 | 0% | 100% | 0 | 0% | 100% | 0 | 0% | 100% | 0 |  |  | 0 |  |  | 0 |  |  | 0
JUDAH 0402CB | 3.3395e-05 | 0 | 0.015066 | 0 | 0.015066 | 0.0016725 | 0.021212 | 0.0017286 | 0% | 99% | 0 | 0% | 99% | 0 | 0% | 99% | 0 | 0% | 99% | 0 | 0% | 61.25% | 0 | 0% | 48.63% | 0 | 0% | 48.63% | 0 | 0% | 48.63% | 0 | 0 | 0% | 4.627% | 0 | 0% | 4.627% | 0 | 0% | 4.627% | 0 | 0% | 0.5127% | 0 | 0% | 0.5127% | 0 | 0% | 0.5127% | 0 | 0% | 1.326% | 0 | 0% | 1.326% | 0 | 0% | 1.326% | 0 | 0% | 1.396% | 0 | 0% | 1.396% | 0 | 0% | 1.396% | 0 | 0% | 10.02% | 0 | 0% | 10.02% | 0 | 0% | 10.02% | 0 | 0% | 0.4323% | 0 | 0% | 0.4323% | 0 | 0% | 0.4323% | 0 |  |  |  | 0% | 11.8% | 0 | 0% | 11.8% | 0 | 0% | 11.8% | 0 | 0% | 0.3571% | 0 | 0% | 0.3571% | 0 | 0% | 0.3571% | 0 | 0% | 100% | 0 | 0% | 100% | 0 | 0% | 100% | 0 | 0% | 100% | 0 |  |  | 0 |  |  | 0 |  |  | 0
MANCHESTER 110133068 | 4.5741e-05 | 0 | 0.048587 | 0 | 0.048587 | 0.016369 | 0.042972 | 0.02004 | 0% | 99% | 0 | 0% | 99% | 0 | 0% | 99% | 0 | 0% | 99% | 0 | 0% | 63.33% | 0 | 0% | 49.88% | 0 | 0% | 49.88% | 0 | 0% | 49.88% | 0 | 0 | 0% | 2.472% | 0 | 0% | 2.472% | 0 | 0% | 2.472% | 0 | 0% | 0.2734% | 0 | 0% | 0.2734% | 0 | 0% | 0.2734% | 0 | 0% | 0.8227% | 0 | 0% | 0.8227% | 0 | 0% | 0.8227% | 0 | 57.23% | 0.8323% | 0.00023144 | 0% | 0.8323% | 0 | 42.23% | 0.8323% | 0.00017078 | 0% | 6.142% | 0 | 0% | 6.142% | 0 | 0% | 6.142% | 0 | 0% | 0.9166% | 0 | 0% | 0.9166% | 0 | 0% | 0.9166% | 0 |  |  |  | 0% | 11.8% | 0 | 0% | 11.8% | 0 | 0% | 11.8% | 0 | 0% | 0.3632% | 0 | 0% | 0.3632% | 0 | 0% | 0.3632% | 0 | 0% | 100% | 0 | 0% | 100% | 0 | 0% | 100% | 0 | 0% | 100% | 0 |  |  | 0 |  |  | 0 |  |  | 0
BAY MEADOWS 21013369 | 3.3282e-05 | 0 | 0.0043639 | 0 | 0.0043639 | 0.0014682 | 0.0040472 | 0.0016154 | 0% | 99% | 0 | 0% | 99% | 0 | 0% | 99% | 0 | 0% | 99% | 0 | 0% | 65.85% | 0 | 0% | 52.03% | 0 | 0% | 52.03% | 0 | 0% | 52.03% | 0 | 0 | 0% | 3.064% | 0 | 0% | 3.064% | 0 | 0% | 3.064% | 0 | 0% | 0.3404% | 0 | 0% | 0.3404% | 0 | 0% | 0.3404% | 0 | 0% | 0.8624% | 0 | 0% | 0.8624% | 0 | 0% | 0.8624% | 0 | 0% | 0.9051% | 0 | 0% | 0.9051% | 0 | 0% | 0.9051% | 0 | 0% | 6.498% | 0 | 0% | 6.498% | 0 | 0% | 6.498% | 0 | 0% | 0.8098% | 0 | 0% | 0.8098% | 0 | 0% | 0.8098% | 0 |  |  |  | 0% | 11.8% | 0 | 0% | 11.8% | 0 | 0% | 11.8% | 0 | 0% | 0.3687% | 0 | 0% | 0.3687% | 0 | 0% | 0.3687% | 0 | 0% | 100% | 0 | 0% | 100% | 0 | 0% | 100% | 0 | 0% | 100% | 0 |  |  | 0 |  |  | 0 |  |  | 0
PARLIER 11035140 | 2.795e-05 | 0 | 0.0065312 | 0 | 0.0065312 | 0.0013942 | 0.0063803 | 0.0028998 | 0% | 99% | 0 | 0% | 99% | 0 | 0% | 99% | 0 | 0% | 99% | 0 | 0% | 62.39% | 0 | 0% | 49.75% | 0 | 0% | 49.75% | 0 | 0% | 49.75% | 0 | 0 | 0% | 2.793% | 0 | 0% | 2.793% | 0 | 0% | 2.793% | 0 | 0% | 0.3036% | 0 | 0% | 0.3036% | 0 | 0% | 0.3036% | 0 | 0% | 0.9081% | 0 | 0% | 0.9081% | 0 | 0% | 0.9081% | 0 | 0% | 0.9076% | 0 | 0% | 0.9076% | 0 | 100% | 0.9076% | 5.9275e-05 | 0% | 6.743% | 0 | 0% | 6.743% | 0 | 0% | 6.743% | 0 | 0% | 0.6389% | 0 | 0% | 0.6389% | 0 | 0% | 0.6389% | 0 |  |  |  | 0% | 11.8% | 0 | 0% | 11.8% | 0 | 0% | 11.8% | 0 | 0% | 0.3571% | 0 | 0% | 0.3571% | 0 | 0% | 0.3571% | 0 | 0% | 100% | 0 | 0% | 100% | 0 | 0% | 100% | 0 | 0% | 100% | 0 |  |  | 0 |  |  | 0 |  |  | 0
DALY CITY 11061801 | 3.937e-05 | 0 | 0.0482 | 0 | 0.0482 | 0.0049803 | 0.065433 | 0.0083657 | 0% | 99% | 0 | 0% | 99% | 0 | 0% | 99% | 0 | 0% | 99% | 0 | 0% | 61.98% | 0 | 0% | 49.04% | 0 | 0% | 49.04% | 0 | 0% | 49.04% | 0 | 0 | 0% | 4.618% | 0 | 0% | 4.618% | 0 | 0% | 4.618% | 0 | 0% | 0.5109% | 0 | 0% | 0.5109% | 0 | 0% | 0.5109% | 0 | 0% | 1.277% | 0 | 0% | 1.277% | 0 | 0% | 1.277% | 0 | 0% | 1.353% | 0 | 0% | 1.353% | 0 | 95.37% | 1.353% | 0.00062198 | 0% | 9.665% | 0 | 0% | 9.665% | 0 | 0% | 9.665% | 0 | 0% | 0.4122% | 0 | 0% | 0.4122% | 0 | 0% | 0.4122% | 0 |  |  |  | 0% | 11.8% | 0 | 0% | 11.8% | 0 | 0% | 11.8% | 0 | 0% | 0.3607% | 0 | 0% | 0.3607% | 0 | 0% | 0.3607% | 0 | 0% | 100% | 0 | 0% | 100% | 0 | 0% | 100% | 0 | 0% | 100% | 0 |  |  | 0 |  |  | 0 |  |  | 0
DIXON LANDING 2101XR580 | 3.0953e-05 | 0 | 0.029096 | 0 | 0.029096 | 0.010708 | 0.027302 | 0.0095469 | 0% | 99% | 0 | 0% | 99% | 0 | 0% | 99% | 0 | 0% | 99% | 0 | 0% | 63.15% | 0 | 0% | 50.29% | 0 | 0% | 50.29% | 0 | 0% | 50.29% | 0 | 0 | 0% | 2.859% | 0 | 0% | 2.859% | 0 | 0% | 2.859% | 0 | 0% | 0.3043% | 0 | 0% | 0.3043% | 0 | 0% | 0.3043% | 0 | 0% | 0.8773% | 0 | 0% | 0.8773% | 0 | 0% | 0.8773% | 0 | 31.35% | 0.874% | 7.9726e-05 | 0% | 0.874% | 0 | 67.04% | 0.874% | 0.00017047 | 0% | 6.499% | 0 | 0% | 6.499% | 0 | 0% | 6.499% | 0 | 0% | 0.6764% | 0 | 0% | 0.6764% | 0 | 0% | 0.6764% | 0 |  |  |  | 0% | 11.8% | 0 | 0% | 11.8% | 0 | 0% | 11.8% | 0 | 0% | 0.3593% | 0 | 0% | 0.3593% | 0 | 0% | 0.3593% | 0 | 0% | 100% | 0 | 0% | 100% | 0 | 0% | 100% | 0 | 0% | 100% | 0 |  |  | 0 |  |  | 0 |  |  | 0
STOREY 110623135 | 3.0962e-05 | 0 | 0.0072686 | 0 | 0.0072686 | 0.0012433 | 0.0071528 | 0.0034843 | 0% | 99% | 0 | 0% | 99% | 0 | 0% | 99% | 0 | 0% | 99% | 0 | 0% | 63.12% | 0 | 0% | 50.38% | 0 | 0% | 50.38% | 0 | 0% | 50.38% | 0 | 0 | 0% | 2.909% | 0 | 0% | 2.909% | 0 | 0% | 2.909% | 0 | 0% | 0.3221% | 0 | 0% | 0.3221% | 0 | 0% | 0.3221% | 0 | 0% | 0.9141% | 0 | 0% | 0.9141% | 0 | 0% | 0.9141% | 0 | 62.59% | 0.9302% | 4.2319e-05 | 0% | 0.9302% | 0 | 0% | 0.9302% | 0 | 0% | 6.827% | 0 | 0% | 6.827% | 0 | 0% | 6.827% | 0 | 0% | 0.5223% | 0 | 0% | 0.5223% | 0 | 0% | 0.5223% | 0 |  |  |  | 0% | 11.8% | 0 | 0% | 11.8% | 0 | 0% | 11.8% | 0 | 0% | 0.3601% | 0 | 0% | 0.3601% | 0 | 0% | 0.3601% | 0 | 0% | 100% | 0 | 0% | 100% | 0 | 0% | 100% | 0 | 0% | 100% | 0 |  |  | 0 |  |  | 0 |  |  | 0
SARATOGA 1113CB | 3.6154e-05 | 0 | 0.077761 | 0 | 0.077761 | 0.034954 | 0.067204 | 0.024942 | 0% | 99% | 0 | 0% | 99% | 0 | 0% | 99% | 0 | 0% | 99% | 0 | 0% | 63.47% | 0 | 0% | 49.91% | 0 | 0% | 49.91% | 0 | 0% | 49.91% | 0 | 0 | 0% | 2.419% | 0 | 0% | 2.419% | 0 | 0% | 2.419% | 0 | 0% | 0.2653% | 0 | 0% | 0.2653% | 0 | 0% | 0.2653% | 0 | 0% | 0.8006% | 0 | 0% | 0.8006% | 0 | 0% | 0.8006% | 0 | 100% | 0.8001% | 0.0006222 | 0% | 0.8001% | 0 | 0% | 0.8001% | 0 | 0% | 5.947% | 0 | 0% | 5.947% | 0 | 0% | 5.947% | 0 | 0% | 1.012% | 0 | 0% | 1.012% | 0 | 0% | 1.012% | 0 |  |  |  | 0% | 11.8% | 0 | 0% | 11.8% | 0 | 0% | 11.8% | 0 | 0% | 0.3617% | 0 | 0% | 0.3617% | 0 | 0% | 0.3617% | 0 | 0% | 100% | 0 | 0% | 100% | 0 | 0% | 100% | 0 | 0% | 100% | 0 |  |  | 0 |  |  | 0 |  |  | 0
DALY CITY 1104CB | 5.1729e-05 | 0 | 0.014088 | 0 | 0.014088 | 0.0023269 | 0.017151 | 0.0035496 | 0% | 99% | 0 | 0% | 99% | 0 | 0% | 99% | 0 | 0% | 99% | 0 | 0% | 63.82% | 0 | 0% | 50.67% | 0 | 0% | 50.67% | 0 | 0% | 50.67% | 0 | 0 | 0% | 4.53% | 0 | 0% | 4.53% | 0 | 0% | 4.53% | 0 | 0% | 0.4927% | 0 | 0% | 0.4927% | 0 | 0% | 0.4927% | 0 | 0% | 1.138% | 0 | 0% | 1.138% | 0 | 0% | 1.138% | 0 | 47.27% | 1.195% | 7.9571e-05 | 52.73% | 1.195% | 8.8752e-05 | 0% | 1.195% | 0 | 0% | 8.552% | 0 | 0% | 8.552% | 0 | 0% | 8.552% | 0 | 0% | 0.4949% | 0 | 0% | 0.4949% | 0 | 0% | 0.4949% | 0 |  |  |  | 0% | 11.8% | 0 | 0% | 11.8% | 0 | 0% | 11.8% | 0 | 0% | 0.3617% | 0 | 0% | 0.3617% | 0 | 0% | 0.3617% | 0 | 0% | 100% | 0 | 0% | 100% | 0 | 0% | 100% | 0 | 0% | 100% | 0 |  |  | 0 |  |  | 0 |  |  | 0
BAKERSFIELD 11183338 | 4.8294e-05 | 0 | 0.077956 | 0 | 0.077956 | 0.017398 | 0.067548 | 0.04248 | 0% | 99% | 0 | 0% | 99% | 0 | 0% | 99% | 0 | 0% | 99% | 0 | 0% | 64.33% | 0 | 0% | 51.33% | 0 | 0% | 51.33% | 0 | 0% | 51.33% | 0 | 0 | 0% | 2.485% | 0 | 0% | 2.485% | 0 | 0% | 2.485% | 0 | 0% | 0.2772% | 0 | 0% | 0.2772% | 0 | 0% | 0.2772% | 0 | 0% | 0.8057% | 0 | 0% | 0.8057% | 0 | 0% | 0.8057% | 0 | 0% | 0.8224% | 0 | 93.58% | 0.8224% | 0.00059994 | 0% | 0.8224% | 0 | 0% | 6.03% | 0 | 0% | 6.03% | 0 | 0% | 6.03% | 0 | 0% | 0.4708% | 0 | 0% | 0.4708% | 0 | 0% | 0.4708% | 0 |  |  |  | 0% | 11.8% | 0 | 0% | 11.8% | 0 | 0% | 11.8% | 0 | 0% | 0.3648% | 0 | 0% | 0.3648% | 0 | 0% | 0.3648% | 0 | 0% | 100% | 0 | 0% | 100% | 0 | 0% | 100% | 0 | 0% | 100% | 0 |  |  | 0 |  |  | 0 |  |  | 0
WOODWARD 210238556 | 6.3404e-05 | 0 | 0.010689 | 0 | 0.010689 | 0.0016157 | 0.0090146 | 0.0068432 | 0% | 99% | 0 | 0% | 99% | 0 | 0% | 99% | 0 | 0% | 99% | 0 | 0% | 64.47% | 0 | 0% | 49.51% | 0 | 0% | 49.51% | 0 | 0% | 49.51% | 0 | 0 | 0% | 2.442% | 0 | 0% | 2.442% | 0 | 0% | 2.442% | 0 | 0% | 0.2917% | 0 | 0% | 0.2917% | 0 | 0% | 0.2917% | 0 | 0% | 0.7588% | 0 | 0% | 0.7588% | 0 | 0% | 0.7588% | 0 | 0% | 0.8079% | 0 | 0% | 0.8079% | 0 | 0% | 0.8079% | 0 | 0% | 5.77% | 0 | 0% | 5.77% | 0 | 0% | 5.77% | 0 | 0% | 0.4206% | 0 | 0% | 0.4206% | 0 | 0% | 0.4206% | 0 |  |  |  | 0% | 11.8% | 0 | 0% | 11.8% | 0 | 0% | 11.8% | 0 | 0% | 0.3699% | 0 | 0% | 0.3699% | 0 | 0% | 0.3699% | 0 | 0% | 100% | 0 | 0% | 100% | 0 | 0% | 100% | 0 | 0% | 100% | 0 |  |  | 0 |  |  | 0 |  |  | 0
SANTA MARIA 1105116500 | 3.2789e-05 | 0 | 0.0071531 | 0 | 0.0071531 | 0.001248 | 0.0077229 | 0.0027226 | 0% | 99% | 0 | 0% | 99% | 0 | 0% | 99% | 0 | 0% | 99% | 0 | 0% | 63.84% | 0 | 0% | 50.71% | 0 | 0% | 50.71% | 0 | 0% | 50.71% | 0 | 0 | 0% | 3.272% | 0 | 0% | 3.272% | 0 | 0% | 3.272% | 0 | 0% | 0.3685% | 0 | 0% | 0.3685% | 0 | 0% | 0.3685% | 0 | 0% | 1.006% | 0 | 0% | 1.006% | 0 | 0% | 1.006% | 0 | 0% | 1.052% | 0 | 0% | 1.052% | 0 | 0% | 1.052% | 0 | 0% | 7.594% | 0 | 0% | 7.594% | 0 | 0% | 7.594% | 0 | 0% | 0.4685% | 0 | 0% | 0.4685% | 0 | 0% | 0.4685% | 0 |  |  |  | 0% | 11.8% | 0 | 0% | 11.8% | 0 | 0% | 11.8% | 0 | 0% | 0.363% | 0 | 0% | 0.363% | 0 | 0% | 0.363% | 0 | 0% | 100% | 0 | 0% | 100% | 0 | 0% | 100% | 0 | 0% | 100% | 0 |  |  | 0 |  |  | 0 |  |  | 0
JARVIS 1106CB | 4.2605e-05 | 0 | 0.011675 | 0 | 0.011675 | 0.0014606 | 0.011619 | 0.006007 | 0% | 99% | 0 | 0% | 99% | 0 | 0% | 99% | 0 | 0% | 99% | 0 | 0% | 64.93% | 0 | 0% | 52% | 0 | 0% | 52% | 0 | 0% | 52% | 0 | 0 | 0% | 3.076% | 0 | 0% | 3.076% | 0 | 0% | 3.076% | 0 | 0% | 0.3418% | 0 | 0% | 0.3418% | 0 | 0% | 0.3418% | 0 | 0% | 0.9206% | 0 | 0% | 0.9206% | 0 | 0% | 0.9206% | 0 | 0% | 0.9496% | 0 | 0% | 0.9496% | 0 | 0% | 0.9496% | 0 | 0% | 6.907% | 0 | 0% | 6.907% | 0 | 0% | 6.907% | 0 | 0% | 0.3037% | 0 | 0% | 0.3037% | 0 | 0% | 0.3037% | 0 |  |  |  | 0% | 11.8% | 0 | 0% | 11.8% | 0 | 0% | 11.8% | 0 | 0% | 0.3623% | 0 | 0% | 0.3623% | 0 | 0% | 0.3623% | 0 | 0% | 100% | 0 | 0% | 100% | 0 | 0% | 100% | 0 | 0% | 100% | 0 |  |  | 0 |  |  | 0 |  |  | 0
HIGHWAY 1104CB | 3.5085e-05 | 0 | 0.019615 | 0 | 0.019615 | 0.0049464 | 0.020016 | 0.007105 | 0% | 99% | 0 | 0% | 99% | 0 | 0% | 99% | 0 | 0% | 99% | 0 | 0% | 63.91% | 0 | 0% | 51.01% | 0 | 0% | 51.01% | 0 | 0% | 51.01% | 0 | 0 | 0% | 3.484% | 0 | 0% | 3.484% | 0 | 0% | 3.484% | 0 | 0% | 0.3764% | 0 | 0% | 0.3764% | 0 | 0% | 0.3764% | 0 | 0% | 0.9512% | 0 | 0% | 0.9512% | 0 | 0% | 0.9512% | 0 | 0% | 0.9737% | 0 | 100% | 0.9737% | 0.00019099 | 0% | 0.9737% | 0 | 0% | 7.095% | 0 | 0% | 7.095% | 0 | 0% | 7.095% | 0 | 0% | 0.6309% | 0 | 0% | 0.6309% | 0 | 0% | 0.6309% | 0 |  |  |  | 0% | 11.8% | 0 | 0% | 11.8% | 0 | 0% | 11.8% | 0 | 0% | 0.3612% | 0 | 0% | 0.3612% | 0 | 0% | 0.3612% | 0 | 0% | 100% | 0 | 0% | 100% | 0 | 0% | 100% | 0 | 0% | 100% | 0 |  |  | 0 |  |  | 0 |  |  | 0
BARTON 1115CB | 4.6248e-05 | 0 | 0.037385 | 0 | 0.037385 | 0.013195 | 0.033055 | 0.014871 | 0% | 99% | 0 | 0% | 99% | 0 | 0% | 99% | 0 | 0% | 99% | 0 | 0% | 63.6% | 0 | 0% | 49.84% | 0 | 0% | 49.84% | 0 | 0% | 49.84% | 0 | 0 | 0% | 2.509% | 0 | 0% | 2.509% | 0 | 0% | 2.509% | 0 | 0% | 0.2809% | 0 | 0% | 0.2809% | 0 | 0% | 0.2809% | 0 | 0% | 0.821% | 0 | 0% | 0.821% | 0 | 0% | 0.821% | 0 | 71.7% | 0.8425% | 0.00022584 | 28.3% | 0.8425% | 8.9135e-05 | 0% | 0.8425% | 0 | 0% | 6.159% | 0 | 0% | 6.159% | 0 | 0% | 6.159% | 0 | 0% | 0.9848% | 0 | 0% | 0.9848% | 0 | 0% | 0.9848% | 0 |  |  |  | 0% | 11.8% | 0 | 0% | 11.8% | 0 | 0% | 11.8% | 0 | 0% | 0.3656% | 0 | 0% | 0.3656% | 0 | 0% | 0.3656% | 0 | 0% | 100% | 0 | 0% | 100% | 0 | 0% | 100% | 0 | 0% | 100% | 0 |  |  | 0 |  |  | 0 |  |  | 0
CLAYTON 1103CB | 3.7974e-05 | 0 | 0.010906 | 0 | 0.010906 | 0.0034141 | 0.010198 | 0.0042184 | 0% | 99% | 0 | 0% | 99% | 0 | 0% | 99% | 0 | 0% | 99% | 0 | 0% | 63.72% | 0 | 0% | 50.38% | 0 | 0% | 50.38% | 0 | 0% | 50.38% | 0 | 0 | 0% | 2.95% | 0 | 0% | 2.95% | 0 | 0% | 2.95% | 0 | 0% | 0.3225% | 0 | 0% | 0.3225% | 0 | 0% | 0.3225% | 0 | 0% | 0.866% | 0 | 0% | 0.866% | 0 | 0% | 0.866% | 0 | 0% | 0.8755% | 0 | 0% | 0.8755% | 0 | 0% | 0.8755% | 0 | 0% | 6.443% | 0 | 0% | 6.443% | 0 | 0% | 6.443% | 0 | 0% | 0.6583% | 0 | 0% | 0.6583% | 0 | 0% | 0.6583% | 0 |  |  |  | 0% | 11.8% | 0 | 0% | 11.8% | 0 | 0% | 11.8% | 0 | 0% | 0.3611% | 0 | 0% | 0.3611% | 0 | 0% | 0.3611% | 0 | 0% | 100% | 0 | 0% | 100% | 0 | 0% | 100% | 0 | 0% | 100% | 0 |  |  | 0 |  |  | 0 |  |  | 0
PAUL SWEET 2107CB | 4.5603e-05 | 0 | 0.016768 | 0 | 0.016768 | 0.0052412 | 0.01492 | 0.0072535 | 0% | 99% | 0 | 0% | 99% | 0 | 0% | 99% | 0 | 0% | 99% | 0 | 0% | 65.32% | 0 | 0% | 51.03% | 0 | 0% | 51.03% | 0 | 0% | 51.03% | 0 | 0 | 0% | 2.97% | 0 | 0% | 2.97% | 0 | 0% | 2.97% | 0 | 0% | 0.3321% | 0 | 0% | 0.3321% | 0 | 0% | 0.3321% | 0 | 0% | 0.822% | 0 | 0% | 0.822% | 0 | 0% | 0.822% | 0 | 0% | 0.8661% | 0 | 38.18% | 0.8661% | 5.5452e-05 | 61.82% | 0.8661% | 8.9771e-05 | 0% | 6.204% | 0 | 0% | 6.204% | 0 | 0% | 6.204% | 0 | 0% | 0.7744% | 0 | 0% | 0.7744% | 0 | 0% | 0.7744% | 0 |  |  |  | 0% | 11.8% | 0 | 0% | 11.8% | 0 | 0% | 11.8% | 0 | 0% | 0.3701% | 0 | 0% | 0.3701% | 0 | 0% | 0.3701% | 0 | 0% | 100% | 0 | 0% | 100% | 0 | 0% | 100% | 0 | 0% | 100% | 0 |  |  | 0 |  |  | 0 |  |  | 0
CONCORD NO 1 0401CB | 4.226e-05 | 0 | 0.029218 | 0 | 0.029218 | 0.012901 | 0.026957 | 0.0079118 | 0% | 99% | 0 | 0% | 99% | 0 | 0% | 99% | 0 | 0% | 99% | 0 | 0% | 62.9% | 0 | 0% | 49.29% | 0 | 0% | 49.29% | 0 | 0% | 49.29% | 0 | 0 | 0% | 2.783% | 0 | 0% | 2.783% | 0 | 0% | 2.783% | 0 | 0% | 0.3037% | 0 | 0% | 0.3037% | 0 | 0% | 0.3037% | 0 | 0% | 0.8546% | 0 | 0% | 0.8546% | 0 | 0% | 0.8546% | 0 | 0% | 0.8605% | 0 | 0% | 0.8605% | 0 | 0% | 0.8605% | 0 | 0% | 6.357% | 0 | 0% | 6.357% | 0 | 0% | 6.357% | 0 | 0% | 0.8348% | 0 | 0% | 0.8348% | 0 | 0% | 0.8348% | 0 |  |  |  | 0% | 11.8% | 0 | 0% | 11.8% | 0 | 0% | 11.8% | 0 | 0% | 0.3609% | 0 | 0% | 0.3609% | 0 | 0% | 0.3609% | 0 | 0% | 100% | 0 | 0% | 100% | 0 | 0% | 100% | 0 | 0% | 100% | 0 |  |  | 0 |  |  | 0 |  |  | 0
VASONA 1105LC32 | 3.8507e-05 | 0 | 0.037427 | 0 | 0.037427 | 0.014514 | 0.032777 | 0.013904 | 0% | 99% | 0 | 0% | 99% | 0 | 0% | 99% | 0 | 0% | 99% | 0 | 0% | 64.47% | 0 | 0% | 50.89% | 0 | 0% | 50.89% | 0 | 0% | 50.89% | 0 | 0 | 0% | 2.598% | 0 | 0% | 2.598% | 0 | 0% | 2.598% | 0 | 0% | 0.2854% | 0 | 0% | 0.2854% | 0 | 0% | 0.2854% | 0 | 0% | 0.8136% | 0 | 0% | 0.8136% | 0 | 0% | 0.8136% | 0 | 38.39% | 0.8309% | 0.00011939 | 61.61% | 0.8309% | 0.0001916 | 0% | 0.8309% | 0 | 0% | 6.084% | 0 | 0% | 6.084% | 0 | 0% | 6.084% | 0 | 0% | 0.8927% | 0 | 0% | 0.8927% | 0 | 0% | 0.8927% | 0 |  |  |  | 0% | 11.8% | 0 | 0% | 11.8% | 0 | 0% | 11.8% | 0 | 0% | 0.3654% | 0 | 0% | 0.3654% | 0 | 0% | 0.3654% | 0 | 0% | 100% | 0 | 0% | 100% | 0 | 0% | 100% | 0 | 0% | 100% | 0 |  |  | 0 |  |  | 0 |  |  | 0
EUREKA E 1101CB | 3.4393e-05 | 0 | 0.031751 | 1.2597 | 1.2915 | 0.0099767 | 0.036168 | 0.0057781 | 0% | 99% | 0 | 0% | 99% | 0 | 0% | 99% | 0 | 0% | 99% | 0 | 0% | 62.1% | 0 | 0% | 48.95% | 0 | 0% | 48.95% | 0 | 0% | 48.95% | 0 | 1.2597 | 0% | 3.182% | 0 | 0% | 3.182% | 0 | 0% | 3.182% | 0 | 0% | 0.3691% | 0 | 0% | 0.3691% | 0 | 0% | 0.3691% | 0 | 0% | 1.061% | 0 | 0% | 1.061% | 0 | 0% | 1.061% | 0 | 0% | 1.119% | 0 | 0% | 1.119% | 0 | 0% | 1.119% | 0 | 0% | 8.048% | 0 | 0% | 8.048% | 0 | 0% | 8.048% | 0 | 0% | 1.174% | 0 | 0% | 1.174% | 0 | 0% | 1.174% | 0 |  |  |  | 0% | 11.8% | 0 | 0% | 11.8% | 0 | 0% | 11.8% | 0 | 0% | 0.3629% | 0 | 0% | 0.3629% | 0 | 0% | 0.3629% | 0 | 0% | 100% | 0 | 0% | 100% | 0 | 0% | 100% | 0 | 0% | 100% | 0 |  |  | 0 |  |  | 0 |  |  | 0
MC CALL 110379896 | 3.2566e-05 | 0 | 0.027235 | 0 | 0.027235 | 0.0053388 | 0.025106 | 0.014094 | 0% | 99% | 0 | 0% | 99% | 0 | 0% | 99% | 0 | 0% | 99% | 0 | 0% | 63.41% | 0 | 0% | 50.08% | 0 | 0% | 50.08% | 0 | 0% | 50.08% | 0 | 0 | 0% | 2.876% | 0 | 0% | 2.876% | 0 | 0% | 2.876% | 0 | 0% | 0.3149% | 0 | 0% | 0.3149% | 0 | 0% | 0.3149% | 0 | 0% | 0.8548% | 0 | 0% | 0.8548% | 0 | 0% | 0.8548% | 0 | 0% | 0.8757% | 0 | 0% | 0.8757% | 0 | 100% | 0.8757% | 0.0002385 | 0% | 6.394% | 0 | 0% | 6.394% | 0 | 0% | 6.394% | 0 | 0% | 0.5562% | 0 | 0% | 0.5562% | 0 | 0% | 0.5562% | 0 |  |  |  | 0% | 11.8% | 0 | 0% | 11.8% | 0 | 0% | 11.8% | 0 | 0% | 0.3643% | 0 | 0% | 0.3643% | 0 | 0% | 0.3643% | 0 | 0% | 100% | 0 | 0% | 100% | 0 | 0% | 100% | 0 | 0% | 100% | 0 |  |  | 0 |  |  | 0 |  |  | 0
MC KEE 110693368 | 3.5997e-05 | 0 | 0.053999 | 0 | 0.053999 | 0.015577 | 0.048419 | 0.024314 | 0% | 99% | 0 | 0% | 99% | 0 | 0% | 99% | 0 | 0% | 99% | 0 | 0% | 64.95% | 0 | 0% | 51.72% | 0 | 0% | 51.72% | 0 | 0% | 51.72% | 0 | 0 | 0% | 2.864% | 0 | 0% | 2.864% | 0 | 0% | 2.864% | 0 | 0% | 0.3125% | 0 | 0% | 0.3125% | 0 | 0% | 0.3125% | 0 | 0% | 0.8338% | 0 | 0% | 0.8338% | 0 | 0% | 0.8338% | 0 | 0% | 0.8515% | 0 | 31.53% | 0.8515% | 0.00014498 | 20% | 0.8515% | 9.1969e-05 | 0% | 6.224% | 0 | 0% | 6.224% | 0 | 0% | 6.224% | 0 | 0% | 0.6566% | 0 | 0% | 0.6566% | 0 | 0% | 0.6566% | 0 |  |  |  | 0% | 11.8% | 0 | 0% | 11.8% | 0 | 0% | 11.8% | 0 | 0% | 0.3648% | 0 | 0% | 0.3648% | 0 | 0% | 0.3648% | 0 | 0% | 100% | 0 | 0% | 100% | 0 | 0% | 100% | 0 | 0% | 100% | 0 |  |  | 0 |  |  | 0 |  |  | 0
VINEYARD 2108CB | 6.1116e-05 | 0 | 0.017504 | 0 | 0.017504 | 0.004783 | 0.01563 | 0.0082142 | 0% | 99% | 0 | 0% | 99% | 0 | 0% | 99% | 0 | 0% | 99% | 0 | 0% | 65.19% | 0 | 0% | 50.34% | 0 | 0% | 50.34% | 0 | 0% | 50.34% | 0 | 0 | 0% | 2.945% | 0 | 0% | 2.945% | 0 | 0% | 2.945% | 0 | 0% | 0.3397% | 0 | 0% | 0.3397% | 0 | 0% | 0.3397% | 0 | 0% | 0.8029% | 0 | 0% | 0.8029% | 0 | 0% | 0.8029% | 0 | 0% | 0.8446% | 0 | 0% | 0.8446% | 0 | 100% | 0.8446% | 0.00014785 | 0% | 6.047% | 0 | 0% | 6.047% | 0 | 0% | 6.047% | 0 | 0% | 0.735% | 0 | 0% | 0.735% | 0 | 0% | 0.735% | 0 |  |  |  | 0% | 11.8% | 0 | 0% | 11.8% | 0 | 0% | 11.8% | 0 | 0% | 0.3664% | 0 | 0% | 0.3664% | 0 | 0% | 0.3664% | 0 | 0% | 100% | 0 | 0% | 100% | 0 | 0% | 100% | 0 | 0% | 100% | 0 |  |  | 0 |  |  | 0 |  |  | 0
EL CERRITO G 1103CB | 3.7709e-05 | 0 | 0.033698 | 0 | 0.033698 | 0.0070654 | 0.033178 | 0.014868 | 0% | 99% | 0 | 0% | 99% | 0 | 0% | 99% | 0 | 0% | 99% | 0 | 0% | 63.99% | 0 | 0% | 51.77% | 0 | 0% | 51.77% | 0 | 0% | 51.77% | 0 | 0 | 0% | 3.128% | 0 | 0% | 3.128% | 0 | 0% | 3.128% | 0 | 0% | 0.3321% | 0 | 0% | 0.3321% | 0 | 0% | 0.3321% | 0 | 0% | 0.9161% | 0 | 0% | 0.9161% | 0 | 0% | 0.9161% | 0 | 0% | 0.9114% | 0 | 0% | 0.9114% | 0 | 14.04% | 0.9114% | 4.3129e-05 | 0% | 6.776% | 0 | 0% | 6.776% | 0 | 0% | 6.776% | 0 | 0% | 0.4857% | 0 | 0% | 0.4857% | 0 | 0% | 0.4857% | 0 |  |  |  | 0% | 11.8% | 0 | 0% | 11.8% | 0 | 0% | 11.8% | 0 | 0% | 0.3567% | 0 | 0% | 0.3567% | 0 | 0% | 0.3567% | 0 | 0% | 100% | 0 | 0% | 100% | 0 | 0% | 100% | 0 | 0% | 100% | 0 |  |  | 0 |  |  | 0 |  |  | 0
SYCAMORE CREEK 1110CB | 4.5988e-05 | 0 | 0.063798 | 0 | 0.063798 | 0.023072 | 0.051577 | 0.029692 | 0% | 99% | 0 | 0% | 99% | 0 | 0% | 99% | 0 | 0% | 99% | 0 | 0% | 64.56% | 0 | 0% | 50.26% | 0 | 0% | 50.26% | 0 | 0% | 50.26% | 0 | 0 | 0% | 2.575% | 0 | 0% | 2.575% | 0 | 0% | 2.575% | 0 | 0% | 0.2882% | 0 | 0% | 0.2882% | 0 | 0% | 0.2882% | 0 | 0% | 0.7445% | 0 | 0% | 0.7445% | 0 | 0% | 0.7445% | 0 | 92.72% | 0.7759% | 0.00045896 | 0% | 0.7759% | 0 | 0% | 0.7759% | 0 | 0% | 5.601% | 0 | 0% | 5.601% | 0 | 0% | 5.601% | 0 | 0% | 0.9774% | 0 | 0% | 0.9774% | 0 | 0% | 0.9774% | 0 |  |  |  | 0% | 11.8% | 0 | 0% | 11.8% | 0 | 0% | 11.8% | 0 | 0% | 0.3707% | 0 | 0% | 0.3707% | 0 | 0% | 0.3707% | 0 | 0% | 100% | 0 | 0% | 100% | 0 | 0% | 100% | 0 | 0% | 100% | 0 |  |  | 0 |  |  | 0 |  |  | 0
EDENVALE 1102CB | 5.2931e-05 | 0 | 0.013292 | 0 | 0.013292 | 0.002444 | 0.012387 | 0.0069083 | 0% | 99% | 0 | 0% | 99% | 0 | 0% | 99% | 0 | 0% | 99% | 0 | 0% | 65.94% | 0 | 0% | 51.47% | 0 | 0% | 51.47% | 0 | 0% | 51.47% | 0 | 0 | 0% | 3.225% | 0 | 0% | 3.225% | 0 | 0% | 3.225% | 0 | 0% | 0.3708% | 0 | 0% | 0.3708% | 0 | 0% | 0.3708% | 0 | 0% | 0.8449% | 0 | 0% | 0.8449% | 0 | 0% | 0.8449% | 0 | 0% | 0.9007% | 0 | 0.8849% | 0.9007% | 1.0595e-06 | 0% | 0.9007% | 0 | 0% | 6.391% | 0 | 0% | 6.391% | 0 | 0% | 6.391% | 0 | 0% | 0.4616% | 0 | 0% | 0.4616% | 0 | 0% | 0.4616% | 0 |  |  |  | 0% | 11.8% | 0 | 0% | 11.8% | 0 | 0% | 11.8% | 0 | 0% | 0.3686% | 0 | 0% | 0.3686% | 0 | 0% | 0.3686% | 0 | 0% | 100% | 0 | 0% | 100% | 0 | 0% | 100% | 0 | 0% | 100% | 0 |  |  | 0 |  |  | 0 |  |  | 0
STAGG 1103CB | 5.7826e-05 | 0 | 0.029319 | 0 | 0.029319 | 0.012597 | 0.025585 | 0.0097746 | 0% | 99% | 0 | 0% | 99% | 0 | 0% | 99% | 0 | 0% | 99% | 0 | 0% | 63.01% | 0 | 0% | 48.99% | 0 | 0% | 48.99% | 0 | 0% | 48.99% | 0 | 0 | 0% | 2.277% | 0 | 0% | 2.277% | 0 | 0% | 2.277% | 0 | 0% | 0.2639% | 0 | 0% | 0.2639% | 0 | 0% | 0.2639% | 0 | 0% | 0.7965% | 0 | 0% | 0.7965% | 0 | 0% | 0.7965% | 0 | 56.97% | 0.8168% | 0.00013644 | 0% | 0.8168% | 0 | 0% | 0.8168% | 0 | 0% | 5.985% | 0 | 0% | 5.985% | 0 | 0% | 5.985% | 0 | 0% | 1.038% | 0 | 0% | 1.038% | 0 | 0% | 1.038% | 0 |  |  |  | 0% | 11.8% | 0 | 0% | 11.8% | 0 | 0% | 11.8% | 0 | 0% | 0.3641% | 0 | 0% | 0.3641% | 0 | 0% | 0.3641% | 0 | 0% | 100% | 0 | 0% | 100% | 0 | 0% | 100% | 0 | 0% | 100% | 0 |  |  | 0 |  |  | 0 |  |  | 0
STOCKDALE 21144236 | 3.8072e-05 | 0 | 0.020624 | 0 | 0.020624 | 0.0059124 | 0.017913 | 0.0099102 | 0% | 99% | 0 | 0% | 99% | 0 | 0% | 99% | 0 | 0% | 99% | 0 | 0% | 63.51% | 0 | 0% | 50.35% | 0 | 0% | 50.35% | 0 | 0% | 50.35% | 0 | 0 | 0% | 2.337% | 0 | 0% | 2.337% | 0 | 0% | 2.337% | 0 | 0% | 0.2575% | 0 | 0% | 0.2575% | 0 | 0% | 0.2575% | 0 | 0% | 0.8078% | 0 | 0% | 0.8078% | 0 | 0% | 0.8078% | 0 | 0% | 0.8111% | 0 | 3.286% | 0.8111% | 5.4968e-06 | 96% | 0.8111% | 0.00016059 | 0% | 6.017% | 0 | 0% | 6.017% | 0 | 0% | 6.017% | 0 | 0% | 0.5752% | 0 | 0% | 0.5752% | 0 | 0% | 0.5752% | 0 |  |  |  | 0% | 11.8% | 0 | 0% | 11.8% | 0 | 0% | 11.8% | 0 | 0% | 0.362% | 0 | 0% | 0.362% | 0 | 0% | 0.362% | 0 | 0% | 100% | 0 | 0% | 100% | 0 | 0% | 100% | 0 | 0% | 100% | 0 |  |  | 0 |  |  | 0 |  |  | 0
MENLO 11049086 | 3.6012e-05 | 0 | 0.047499 | 0 | 0.047499 | 0.026584 | 0.037649 | 0.013464 | 0% | 99% | 0 | 0% | 99% | 0 | 0% | 99% | 0 | 0% | 99% | 0 | 0% | 64.51% | 0 | 0% | 50.34% | 0 | 0% | 50.34% | 0 | 0% | 50.34% | 0 | 0 | 0% | 2.548% | 0 | 0% | 2.548% | 0 | 0% | 2.548% | 0 | 0% | 0.2769% | 0 | 0% | 0.2769% | 0 | 0% | 0.2769% | 0 | 0% | 0.7359% | 0 | 0% | 0.7359% | 0 | 0% | 0.7359% | 0 | 0% | 0.7497% | 0 | 6.079% | 0.7497% | 2.1648e-05 | 7.033% | 0.7497% | 2.5047e-05 | 0% | 5.487% | 0 | 0% | 5.487% | 0 | 0% | 5.487% | 0 | 0% | 1.418% | 0 | 0% | 1.418% | 0 | 0% | 1.418% | 0 |  |  |  | 0% | 11.8% | 0 | 0% | 11.8% | 0 | 0% | 11.8% | 0 | 0% | 0.3687% | 0 | 0% | 0.3687% | 0 | 0% | 0.3687% | 0 | 0% | 100% | 0 | 0% | 100% | 0 | 0% | 100% | 0 | 0% | 100% | 0 |  |  | 0 |  |  | 0 |  |  | 0
BELLE HAVEN 1101CB | 4.6267e-05 | 0 | 0.0033811 | 0 | 0.0033811 | 0.0013217 | 0.002756 | 0.001453 | 0% | 99% | 0 | 0% | 99% | 0 | 0% | 99% | 0 | 0% | 99% | 0 | 0% | 66.03% | 0 | 0% | 51.85% | 0 | 0% | 51.85% | 0 | 0% | 51.85% | 0 | 0 | 0% | 3.029% | 0 | 0% | 3.029% | 0 | 0% | 3.029% | 0 | 0% | 0.3283% | 0 | 0% | 0.3283% | 0 | 0% | 0.3283% | 0 | 0% | 0.7527% | 0 | 0% | 0.7527% | 0 | 0% | 0.7527% | 0 | 0% | 0.7828% | 0 | 48.14% | 0.7828% | 1.2742e-05 | 0% | 0.7828% | 0 | 0% | 5.634% | 0 | 0% | 5.634% | 0 | 0% | 5.634% | 0 | 0% | 0.9344% | 0 | 0% | 0.9344% | 0 | 0% | 0.9344% | 0 |  |  |  | 0% | 11.8% | 0 | 0% | 11.8% | 0 | 0% | 11.8% | 0 | 0% | 0.3712% | 0 | 0% | 0.3712% | 0 | 0% | 0.3712% | 0 | 0% | 100% | 0 | 0% | 100% | 0 | 0% | 100% | 0 | 0% | 100% | 0 |  |  | 0 |  |  | 0 |  |  | 0
MIRA VISTA 0403CB | 3.1271e-05 | 0 | 0.029703 | 0 | 0.029703 | 0.012678 | 0.028845 | 0.0070686 | 0% | 99% | 0 | 0% | 99% | 0 | 0% | 99% | 0 | 0% | 99% | 0 | 0% | 61.36% | 0 | 0% | 49.13% | 0 | 0% | 49.13% | 0 | 0% | 49.13% | 0 | 0 | 0% | 2.779% | 0 | 0% | 2.779% | 0 | 0% | 2.779% | 0 | 0% | 0.2877% | 0 | 0% | 0.2877% | 0 | 0% | 0.2877% | 0 | 0% | 0.9049% | 0 | 0% | 0.9049% | 0 | 0% | 0.9049% | 0 | 0% | 0.8666% | 0 | 0% | 0.8666% | 0 | 0% | 0.8666% | 0 | 0% | 6.619% | 0 | 0% | 6.619% | 0 | 0% | 6.619% | 0 | 0% | 0.7909% | 0 | 0% | 0.7909% | 0 | 0% | 0.7909% | 0 |  |  |  | 0% | 11.8% | 0 | 0% | 11.8% | 0 | 0% | 11.8% | 0 | 0% | 0.3504% | 0 | 0% | 0.3504% | 0 | 0% | 0.3504% | 0 | 0% | 100% | 0 | 0% | 100% | 0 | 0% | 100% | 0 | 0% | 100% | 0 |  |  | 0 |  |  | 0 |  |  | 0
LIVINGSTON 110637390 | 3.2371e-05 | 0 | 0.011835 | 0 | 0.011835 | 0.0021018 | 0.012222 | 0.005038 | 0% | 99% | 0 | 0% | 99% | 0 | 0% | 99% | 0 | 0% | 99% | 0 | 0% | 62.65% | 0 | 0% | 49.61% | 0 | 0% | 49.61% | 0 | 0% | 49.61% | 0 | 0 | 0% | 2.759% | 0 | 0% | 2.759% | 0 | 0% | 2.759% | 0 | 0% | 0.3129% | 0 | 0% | 0.3129% | 0 | 0% | 0.3129% | 0 | 0% | 0.9555% | 0 | 0% | 0.9555% | 0 | 0% | 0.9555% | 0 | 0% | 0.9822% | 0 | 0% | 0.9822% | 0 | 90.68% | 0.9822% | 0.00010542 | 0% | 7.183% | 0 | 0% | 7.183% | 0 | 0% | 7.183% | 0 | 0% | 0.5373% | 0 | 0% | 0.5373% | 0 | 0% | 0.5373% | 0 |  |  |  | 0% | 11.8% | 0 | 0% | 11.8% | 0 | 0% | 11.8% | 0 | 0% | 0.3599% | 0 | 0% | 0.3599% | 0 | 0% | 0.3599% | 0 | 0% | 100% | 0 | 0% | 100% | 0 | 0% | 100% | 0 | 0% | 100% | 0 |  |  | 0 |  |  | 0 |  |  | 0
MAGUNDEN 2109CB | 5.2109e-05 | 0 | 0.045573 | 0 | 0.045573 | 0.007006 | 0.042396 | 0.025155 | 0% | 99% | 0 | 0% | 99% | 0 | 0% | 99% | 0 | 0% | 99% | 0 | 0% | 63.67% | 0 | 0% | 49.68% | 0 | 0% | 49.68% | 0 | 0% | 49.68% | 0 | 0 | 0% | 2.419% | 0 | 0% | 2.419% | 0 | 0% | 2.419% | 0 | 0% | 0.2908% | 0 | 0% | 0.2908% | 0 | 0% | 0.2908% | 0 | 0% | 0.8322% | 0 | 0% | 0.8322% | 0 | 0% | 0.8322% | 0 | 0% | 0.8604% | 0 | 0% | 0.8604% | 0 | 0% | 0.8604% | 0 | 0% | 6.263% | 0 | 0% | 6.263% | 0 | 0% | 6.263% | 0 | 0% | 0.3226% | 0 | 0% | 0.3226% | 0 | 0% | 0.3226% | 0 |  |  |  | 0% | 11.8% | 0 | 0% | 11.8% | 0 | 0% | 11.8% | 0 | 0% | 0.3601% | 0 | 0% | 0.3601% | 0 | 0% | 0.3601% | 0 | 0% | 100% | 0 | 0% | 100% | 0 | 0% | 100% | 0 | 0% | 100% | 0 |  |  | 0 |  |  | 0 |  |  | 0
WASCO 1104CB | 3.7868e-05 | 0 | 0.030293 | 0 | 0.030293 | 0.0084646 | 0.029082 | 0.012012 | 0% | 99% | 0 | 0% | 99% | 0 | 0% | 99% | 0 | 0% | 99% | 0 | 0% | 62.41% | 0 | 0% | 49.59% | 0 | 0% | 49.59% | 0 | 0% | 49.59% | 0 | 0 | 0% | 2.607% | 0 | 0% | 2.607% | 0 | 0% | 2.607% | 0 | 0% | 0.2867% | 0 | 0% | 0.2867% | 0 | 0% | 0.2867% | 0 | 0% | 0.8919% | 0 | 0% | 0.8919% | 0 | 0% | 0.8919% | 0 | 0% | 0.8946% | 0 | 0% | 0.8946% | 0 | 84.04% | 0.8946% | 0.00022776 | 0% | 6.642% | 0 | 0% | 6.642% | 0 | 0% | 6.642% | 0 | 0% | 0.6822% | 0 | 0% | 0.6822% | 0 | 0% | 0.6822% | 0 |  |  |  | 0% | 11.8% | 0 | 0% | 11.8% | 0 | 0% | 11.8% | 0 | 0% | 0.3586% | 0 | 0% | 0.3586% | 0 | 0% | 0.3586% | 0 | 0% | 100% | 0 | 0% | 100% | 0 | 0% | 100% | 0 | 0% | 100% | 0 |  |  | 0 |  |  | 0 |  |  | 0
HICKS 2105XR174 | 3.3845e-05 | 0 | 0.019076 | 0 | 0.019076 | 0.0065111 | 0.016573 | 0.008124 | 0% | 99% | 0 | 0% | 99% | 0 | 0% | 99% | 0 | 0% | 99% | 0 | 0% | 64.95% | 0 | 0% | 50.76% | 0 | 0% | 50.76% | 0 | 0% | 50.76% | 0 | 0 | 0% | 2.699% | 0 | 0% | 2.699% | 0 | 0% | 2.699% | 0 | 0% | 0.3033% | 0 | 0% | 0.3033% | 0 | 0% | 0.3033% | 0 | 0% | 0.7968% | 0 | 0% | 0.7968% | 0 | 0% | 0.7968% | 0 | 0% | 0.8243% | 0 | 0% | 0.8243% | 0 | 3.587% | 0.8243% | 5.6401e-06 | 0% | 5.978% | 0 | 0% | 5.978% | 0 | 0% | 5.978% | 0 | 0% | 0.7663% | 0 | 0% | 0.7663% | 0 | 0% | 0.7663% | 0 |  |  |  | 0% | 11.8% | 0 | 0% | 11.8% | 0 | 0% | 11.8% | 0 | 0% | 0.3665% | 0 | 0% | 0.3665% | 0 | 0% | 0.3665% | 0 | 0% | 100% | 0 | 0% | 100% | 0 | 0% | 100% | 0 | 0% | 100% | 0 |  |  | 0 |  |  | 0 |  |  | 0
MT EDEN 1105CB | 3.4598e-05 | 0 | 0.036617 | 0 | 0.036617 | 0.0083445 | 0.03543 | 0.016142 | 0% | 99% | 0 | 0% | 99% | 0 | 0% | 99% | 0 | 0% | 99% | 0 | 0% | 63.65% | 0 | 0% | 51.2% | 0 | 0% | 51.2% | 0 | 0% | 51.2% | 0 | 0 | 0% | 2.971% | 0 | 0% | 2.971% | 0 | 0% | 2.971% | 0 | 0% | 0.3183% | 0 | 0% | 0.3183% | 0 | 0% | 0.3183% | 0 | 0% | 0.901% | 0 | 0% | 0.901% | 0 | 0% | 0.901% | 0 | 0% | 0.8985% | 0 | 1.728% | 0.8985% | 5.6848e-06 | 97.64% | 0.8985% | 0.00032125 | 0% | 6.677% | 0 | 0% | 6.677% | 0 | 0% | 6.677% | 0 | 0% | 0.504% | 0 | 0% | 0.504% | 0 | 0% | 0.504% | 0 |  |  |  | 0% | 11.8% | 0 | 0% | 11.8% | 0 | 0% | 11.8% | 0 | 0% | 0.3579% | 0 | 0% | 0.3579% | 0 | 0% | 0.3579% | 0 | 0% | 100% | 0 | 0% | 100% | 0 | 0% | 100% | 0 | 0% | 100% | 0 |  |  | 0 |  |  | 0 |  |  | 0
MILLBRAE 1108341881 | 3.9974e-05 | 0 | 0.014065 | 0 | 0.014065 | 0.0033372 | 0.015155 | 0.0045241 | 0% | 99% | 0 | 0% | 99% | 0 | 0% | 99% | 0 | 0% | 99% | 0 | 0% | 63.62% | 0 | 0% | 50.97% | 0 | 0% | 50.97% | 0 | 0% | 50.97% | 0 | 0 | 0% | 3.704% | 0 | 0% | 3.704% | 0 | 0% | 3.704% | 0 | 0% | 0.3982% | 0 | 0% | 0.3982% | 0 | 0% | 0.3982% | 0 | 0% | 1.003% | 0 | 0% | 1.003% | 0 | 0% | 1.003% | 0 | 0% | 1.023% | 0 | 0% | 1.023% | 0 | 0% | 1.023% | 0 | 0% | 7.47% | 0 | 0% | 7.47% | 0 | 0% | 7.47% | 0 | 0% | 0.6873% | 0 | 0% | 0.6873% | 0 | 0% | 0.6873% | 0 |  |  |  | 0% | 11.8% | 0 | 0% | 11.8% | 0 | 0% | 11.8% | 0 | 0% | 0.3587% | 0 | 0% | 0.3587% | 0 | 0% | 0.3587% | 0 | 0% | 100% | 0 | 0% | 100% | 0 | 0% | 100% | 0 | 0% | 100% | 0 |  |  | 0 |  |  | 0 |  |  | 0
EL CERRITO G 1110CB | 3.9579e-05 | 0.17604 | 0.012064 | 0 | 0.012064 | 0.0025559 | 0.012116 | 0.0050698 | 0% | 99% | 0 | 0% | 99% | 0 | 0% | 99% | 0 | 0% | 99% | 0 | 0% | 63.18% | 0 | 0% | 50.53% | 0 | 0% | 50.53% | 0 | 0% | 50.53% | 0 | 0 | 0% | 3.038% | 0 | 0% | 3.038% | 0 | 0% | 3.038% | 0 | 0% | 0.3281% | 0 | 0% | 0.3281% | 0 | 0% | 0.3281% | 0 | 0% | 0.9279% | 0 | 0% | 0.9279% | 0 | 0% | 0.9279% | 0 | 0% | 0.9287% | 0 | 0% | 0.9287% | 0 | 33.52% | 0.9287% | 3.7559e-05 | 0% | 6.888% | 0 | 0% | 6.888% | 0 | 0% | 6.888% | 0 | 0% | 0.5457% | 0 | 0% | 0.5457% | 0 | 0% | 0.5457% | 0 |  |  |  | 0% | 11.8% | 0 | 0% | 11.8% | 0 | 0% | 11.8% | 0 | 0% | 0.3564% | 0 | 0% | 0.3564% | 0 | 0% | 0.3564% | 0 | 0% | 100% | 0 | 0% | 100% | 0 | 0% | 100% | 0 | 0% | 100% | 0 |  |  | 0 |  |  | 0 |  |  | 0
FIGARDEN 2105CB | 4.9959e-05 | 0 | 0.033264 | 0 | 0.033264 | 0.011394 | 0.026366 | 0.016675 | 0% | 99% | 0 | 0% | 99% | 0 | 0% | 99% | 0 | 0% | 99% | 0 | 0% | 64.56% | 0 | 0% | 50% | 0 | 0% | 50% | 0 | 0% | 50% | 0 | 0 | 0% | 2.384% | 0 | 0% | 2.384% | 0 | 0% | 2.384% | 0 | 0% | 0.268% | 0 | 0% | 0.268% | 0 | 0% | 0.268% | 0 | 0% | 0.729% | 0 | 0% | 0.729% | 0 | 0% | 0.729% | 0 | 0% | 0.7581% | 0 | 0% | 0.7581% | 0 | 100% | 0.7581% | 0.00025217 | 0% | 5.491% | 0 | 0% | 5.491% | 0 | 0% | 5.491% | 0 | 0% | 0.9451% | 0 | 0% | 0.9451% | 0 | 0% | 0.9451% | 0 |  |  |  | 0% | 11.8% | 0 | 0% | 11.8% | 0 | 0% | 11.8% | 0 | 0% | 0.3707% | 0 | 0% | 0.3707% | 0 | 0% | 0.3707% | 0 | 0% | 100% | 0 | 0% | 100% | 0 | 0% | 100% | 0 | 0% | 100% | 0 |  |  | 0 |  |  | 0 |  |  | 0
SAN PABLO 1105CB | 2.7249e-05 | 0 | 0.015882 | 0 | 0.015882 | 0.0081221 | 0.013264 | 0.0046065 | 0% | 99% | 0 | 0% | 99% | 0 | 0% | 99% | 0 | 0% | 99% | 0 | 0% | 63.89% | 0 | 0% | 50.2% | 0 | 0% | 50.2% | 0 | 0% | 50.2% | 0 | 0 | 0% | 2.583% | 0 | 0% | 2.583% | 0 | 0% | 2.583% | 0 | 0% | 0.2819% | 0 | 0% | 0.2819% | 0 | 0% | 0.2819% | 0 | 0% | 0.775% | 0 | 0% | 0.775% | 0 | 0% | 0.775% | 0 | 0% | 0.7833% | 0 | 0% | 0.7833% | 0 | 0% | 0.7833% | 0 | 0% | 5.768% | 0 | 0% | 5.768% | 0 | 0% | 5.768% | 0 | 0% | 1.139% | 0 | 0% | 1.139% | 0 | 0% | 1.139% | 0 |  |  |  | 0% | 11.8% | 0 | 0% | 11.8% | 0 | 0% | 11.8% | 0 | 0% | 0.3654% | 0 | 0% | 0.3654% | 0 | 0% | 0.3654% | 0 | 0% | 100% | 0 | 0% | 100% | 0 | 0% | 100% | 0 | 0% | 100% | 0 |  |  | 0 |  |  | 0 |  |  | 0
COTTLE 1702813762 | 5.4136e-05 | 0 | 0.010459 | 0 | 0.010459 | 0.0023768 | 0.0074566 | 0.0072839 | 0% | 99% | 0 | 0% | 99% | 0 | 0% | 99% | 0 | 0% | 99% | 0 | 0% | 66.52% | 0 | 0% | 52.56% | 0 | 0% | 52.56% | 0 | 0% | 52.56% | 0 | 0 | 0% | 2.066% | 0 | 0% | 2.066% | 0 | 0% | 2.066% | 0 | 0% | 0.2377% | 0 | 0% | 0.2377% | 0 | 0% | 0.2377% | 0 | 0% | 0.6495% | 0 | 0% | 0.6495% | 0 | 0% | 0.6495% | 0 | 25.72% | 0.6753% | 1.8165e-05 | 0% | 0.6753% | 0 | 0% | 0.6753% | 0 | 0% | 4.889% | 0 | 0% | 4.889% | 0 | 0% | 4.889% | 0 | 0% | 0.6064% | 0 | 0% | 0.6064% | 0 | 0% | 0.6064% | 0 |  |  |  | 0% | 11.8% | 0 | 0% | 11.8% | 0 | 0% | 11.8% | 0 | 0% | 0.3718% | 0 | 0% | 0.3718% | 0 | 0% | 0.3718% | 0 | 0% | 100% | 0 | 0% | 100% | 0 | 0% | 100% | 0 | 0% | 100% | 0 |  |  | 0 |  |  | 0 |  |  | 0
WOODLAND 1105CB | 5.1523e-05 | 0 | 0.022473 | 0 | 0.022473 | 0.0054647 | 0.020066 | 0.011253 | 0% | 99% | 0 | 0% | 99% | 0 | 0% | 99% | 0 | 0% | 99% | 0 | 0% | 63.64% | 0 | 0% | 50.11% | 0 | 0% | 50.11% | 0 | 0% | 50.11% | 0 | 0 | 0% | 2.527% | 0 | 0% | 2.527% | 0 | 0% | 2.527% | 0 | 0% | 0.2862% | 0 | 0% | 0.2862% | 0 | 0% | 0.2862% | 0 | 0% | 0.8097% | 0 | 0% | 0.8097% | 0 | 0% | 0.8097% | 0 | 0% | 0.8204% | 0 | 0% | 0.8204% | 0 | 0% | 0.8204% | 0 | 0% | 6.042% | 0 | 0% | 6.042% | 0 | 0% | 6.042% | 0 | 0% | 0.6139% | 0 | 0% | 0.6139% | 0 | 0% | 0.6139% | 0 |  |  |  | 0% | 11.8% | 0 | 0% | 11.8% | 0 | 0% | 11.8% | 0 | 0% | 0.3607% | 0 | 0% | 0.3607% | 0 | 0% | 0.3607% | 0 | 0% | 100% | 0 | 0% | 100% | 0 | 0% | 100% | 0 | 0% | 100% | 0 |  |  | 0 |  |  | 0 |  |  | 0
MADERA 110449760 | 3.7254e-05 | 0 | 0.042629 | 0 | 0.042629 | 0.0088161 | 0.040104 | 0.02087 | 0% | 99% | 0 | 0% | 99% | 0 | 0% | 99% | 0 | 0% | 99% | 0 | 0% | 63.12% | 0 | 0% | 50.35% | 0 | 0% | 50.35% | 0 | 0% | 50.35% | 0 | 0 | 0% | 2.809% | 0 | 0% | 2.809% | 0 | 0% | 2.809% | 0 | 0% | 0.3026% | 0 | 0% | 0.3026% | 0 | 0% | 0.3026% | 0 | 0% | 0.8747% | 0 | 0% | 0.8747% | 0 | 0% | 0.8747% | 0 | 100% | 0.8779% | 0.00037425 | 0% | 0.8779% | 0 | 0% | 0.8779% | 0 | 0% | 6.501% | 0 | 0% | 6.501% | 0 | 0% | 6.501% | 0 | 0% | 0.6157% | 0 | 0% | 0.6157% | 0 | 0% | 0.6157% | 0 |  |  |  | 0% | 11.8% | 0 | 0% | 11.8% | 0 | 0% | 11.8% | 0 | 0% | 0.36% | 0 | 0% | 0.36% | 0 | 0% | 0.36% | 0 | 0% | 100% | 0 | 0% | 100% | 0 | 0% | 100% | 0 | 0% | 100% | 0 |  |  | 0 |  |  | 0 |  |  | 0
PETALUMA C 1106278842 | 3.0805e-05 | 0 | 0.017893 | 0 | 0.017893 | 0.0031709 | 0.01862 | 0.0075077 | 0% | 99% | 0 | 0% | 99% | 0 | 0% | 99% | 0 | 0% | 99% | 0 | 0% | 63.43% | 0 | 0% | 50.7% | 0 | 0% | 50.7% | 0 | 0% | 50.7% | 0 | 0 | 0% | 3.559% | 0 | 0% | 3.559% | 0 | 0% | 3.559% | 0 | 0% | 0.3842% | 0 | 0% | 0.3842% | 0 | 0% | 0.3842% | 0 | 0% | 0.9634% | 0 | 0% | 0.9634% | 0 | 0% | 0.9634% | 0 | 0% | 0.9818% | 0 | 0% | 0.9818% | 0 | 0% | 0.9818% | 0 | 0% | 7.173% | 0 | 0% | 7.173% | 0 | 0% | 7.173% | 0 | 0% | 0.5063% | 0 | 0% | 0.5063% | 0 | 0% | 0.5063% | 0 |  |  |  | 0% | 11.8% | 0 | 0% | 11.8% | 0 | 0% | 11.8% | 0 | 0% | 0.359% | 0 | 0% | 0.359% | 0 | 0% | 0.359% | 0 | 0% | 100% | 0 | 0% | 100% | 0 | 0% | 100% | 0 | 0% | 100% | 0 |  |  | 0 |  |  | 0 |  |  | 0
DAVIS 1110CB | 5.8701e-05 | 0 | 0.016977 | 0 | 0.016977 | 0.002286 | 0.015742 | 0.0097722 | 0% | 99% | 0 | 0% | 99% | 0 | 0% | 99% | 0 | 0% | 99% | 0 | 0% | 64.51% | 0 | 0% | 49.77% | 0 | 0% | 49.77% | 0 | 0% | 49.77% | 0 | 0 | 0% | 2.567% | 0 | 0% | 2.567% | 0 | 0% | 2.567% | 0 | 0% | 0.3177% | 0 | 0% | 0.3177% | 0 | 0% | 0.3177% | 0 | 0% | 0.8108% | 0 | 0% | 0.8108% | 0 | 0% | 0.8108% | 0 | 100% | 0.8568% | 0.00014547 | 0% | 0.8568% | 0 | 0% | 0.8568% | 0 | 0% | 6.141% | 0 | 0% | 6.141% | 0 | 0% | 6.141% | 0 | 0% | 0.3377% | 0 | 0% | 0.3377% | 0 | 0% | 0.3377% | 0 |  |  |  | 0% | 11.8% | 0 | 0% | 11.8% | 0 | 0% | 11.8% | 0 | 0% | 0.3624% | 0 | 0% | 0.3624% | 0 | 0% | 0.3624% | 0 | 0% | 100% | 0 | 0% | 100% | 0 | 0% | 100% | 0 | 0% | 100% | 0 |  |  | 0 |  |  | 0 |  |  | 0
DAVIS 111157658 | 4.7217e-05 | 0 | 0.047259 | 0 | 0.047259 | 0.024888 | 0.036073 | 0.016433 | 0% | 99% | 0 | 0% | 99% | 0 | 0% | 99% | 0 | 0% | 99% | 0 | 0% | 63.29% | 0 | 0% | 49.36% | 0 | 0% | 49.36% | 0 | 0% | 49.36% | 0 | 0 | 0% | 2.064% | 0 | 0% | 2.064% | 0 | 0% | 2.064% | 0 | 0% | 0.2268% | 0 | 0% | 0.2268% | 0 | 0% | 0.2268% | 0 | 0% | 0.697% | 0 | 0% | 0.697% | 0 | 0% | 0.697% | 0 | 100% | 0.6853% | 0.00032385 | 0% | 0.6853% | 0 | 0% | 0.6853% | 0 | 0% | 5.149% | 0 | 0% | 5.149% | 0 | 0% | 5.149% | 0 | 0% | 1.295% | 0 | 0% | 1.295% | 0 | 0% | 1.295% | 0 |  |  |  | 0% | 11.8% | 0 | 0% | 11.8% | 0 | 0% | 11.8% | 0 | 0% | 0.3627% | 0 | 0% | 0.3627% | 0 | 0% | 0.3627% | 0 | 0% | 100% | 0 | 0% | 100% | 0 | 0% | 100% | 0 | 0% | 100% | 0 |  |  | 0 |  |  | 0 |  |  | 0
CHOWCHILLA 110311590 | 3.124e-05 | 0 | 0.036904 | 0 | 0.036904 | 0.0083369 | 0.037453 | 0.014651 | 0% | 99% | 0 | 0% | 99% | 0 | 0% | 99% | 0 | 0% | 99% | 0 | 0% | 62.72% | 0 | 0% | 49.73% | 0 | 0% | 49.73% | 0 | 0% | 49.73% | 0 | 0 | 0% | 2.865% | 0 | 0% | 2.865% | 0 | 0% | 2.865% | 0 | 0% | 0.3218% | 0 | 0% | 0.3218% | 0 | 0% | 0.3218% | 0 | 0% | 0.9365% | 0 | 0% | 0.9365% | 0 | 0% | 0.9365% | 0 | 3.753% | 0.9547% | 1.3222e-05 | 3.996% | 0.9547% | 1.4078e-05 | 0% | 0.9547% | 0 | 0% | 7.006% | 0 | 0% | 7.006% | 0 | 0% | 7.006% | 0 | 0% | 0.6772% | 0 | 0% | 0.6772% | 0 | 0% | 0.6772% | 0 |  |  |  | 0% | 11.8% | 0 | 0% | 11.8% | 0 | 0% | 11.8% | 0 | 0% | 0.3588% | 0 | 0% | 0.3588% | 0 | 0% | 0.3588% | 0 | 0% | 100% | 0 | 0% | 100% | 0 | 0% | 100% | 0 | 0% | 100% | 0 |  |  | 0 |  |  | 0 |  |  | 0
BELMONT 0403CB | 3.8437e-05 | 0 | 0.019721 | 0 | 0.019721 | 0.0069194 | 0.019574 | 0.0058074 | 0% | 99% | 0 | 0% | 99% | 0 | 0% | 99% | 0 | 0% | 99% | 0 | 0% | 63.79% | 0 | 0% | 50.64% | 0 | 0% | 50.64% | 0 | 0% | 50.64% | 0 | 0 | 0% | 3.19% | 0 | 0% | 3.19% | 0 | 0% | 3.19% | 0 | 0% | 0.3448% | 0 | 0% | 0.3448% | 0 | 0% | 0.3448% | 0 | 0% | 0.9158% | 0 | 0% | 0.9158% | 0 | 0% | 0.9158% | 0 | 91.27% | 0.9259% | 0.00016667 | 4.137% | 0.9259% | 7.5547e-06 | 0% | 0.9259% | 0 | 0% | 6.808% | 0 | 0% | 6.808% | 0 | 0% | 6.808% | 0 | 0% | 0.8352% | 0 | 0% | 0.8352% | 0 | 0% | 0.8352% | 0 |  |  |  | 0% | 11.8% | 0 | 0% | 11.8% | 0 | 0% | 11.8% | 0 | 0% | 0.359% | 0 | 0% | 0.359% | 0 | 0% | 0.359% | 0 | 0% | 100% | 0 | 0% | 100% | 0 | 0% | 100% | 0 | 0% | 100% | 0 |  |  | 0 |  |  | 0 |  |  | 0
GREEN VALLEY 210412776 | 4.3291e-05 | 0 | 0.029636 | 0 | 0.029636 | 0.006574 | 0.029077 | 0.01289 | 0% | 99% | 0 | 0% | 99% | 0 | 0% | 99% | 0 | 0% | 99% | 0 | 0% | 65.19% | 0 | 0% | 52.02% | 0 | 0% | 52.02% | 0 | 0% | 52.02% | 0 | 0 | 0% | 2.982% | 0 | 0% | 2.982% | 0 | 0% | 2.982% | 0 | 0% | 0.3356% | 0 | 0% | 0.3356% | 0 | 0% | 0.3356% | 0 | 0% | 0.9124% | 0 | 0% | 0.9124% | 0 | 0% | 0.9124% | 0 | 0% | 0.9527% | 0 | 0% | 0.9527% | 0 | 50.61% | 0.9527% | 0.0001429 | 0% | 6.878% | 0 | 0% | 6.878% | 0 | 0% | 6.878% | 0 | 0% | 0.5796% | 0 | 0% | 0.5796% | 0 | 0% | 0.5796% | 0 |  |  |  | 0% | 11.8% | 0 | 0% | 11.8% | 0 | 0% | 11.8% | 0 | 0% | 0.3658% | 0 | 0% | 0.3658% | 0 | 0% | 0.3658% | 0 | 0% | 100% | 0 | 0% | 100% | 0 | 0% | 100% | 0 | 0% | 100% | 0 |  |  | 0 |  |  | 0 |  |  | 0
HICKS 1114CB | 4.0336e-05 | 0 | 0.022004 | 0 | 0.022004 | 0.0076518 | 0.01973 | 0.0086635 | 0% | 99% | 0 | 0% | 99% | 0 | 0% | 99% | 0 | 0% | 99% | 0 | 0% | 63.91% | 0 | 0% | 50.35% | 0 | 0% | 50.35% | 0 | 0% | 50.35% | 0 | 0 | 0% | 2.598% | 0 | 0% | 2.598% | 0 | 0% | 2.598% | 0 | 0% | 0.2893% | 0 | 0% | 0.2893% | 0 | 0% | 0.2893% | 0 | 0% | 0.8223% | 0 | 0% | 0.8223% | 0 | 0% | 0.8223% | 0 | 0% | 0.8304% | 0 | 0.6925% | 0.8304% | 1.2653e-06 | 99.31% | 0.8304% | 0.00018146 | 0% | 6.126% | 0 | 0% | 6.126% | 0 | 0% | 6.126% | 0 | 0% | 0.7752% | 0 | 0% | 0.7752% | 0 | 0% | 0.7752% | 0 |  |  |  | 0% | 11.8% | 0 | 0% | 11.8% | 0 | 0% | 11.8% | 0 | 0% | 0.3614% | 0 | 0% | 0.3614% | 0 | 0% | 0.3614% | 0 | 0% | 100% | 0 | 0% | 100% | 0 | 0% | 100% | 0 | 0% | 100% | 0 |  |  | 0 |  |  | 0 |  |  | 0
FREMONT 1109MR699 | 3.0402e-05 | 0 | 0.018598 | 0 | 0.018598 | 0.0073642 | 0.017131 | 0.0059729 | 0% | 99% | 0 | 0% | 99% | 0 | 0% | 99% | 0 | 0% | 99% | 0 | 0% | 63.25% | 0 | 0% | 50.13% | 0 | 0% | 50.13% | 0 | 0% | 50.13% | 0 | 0 | 0% | 3.038% | 0 | 0% | 3.038% | 0 | 0% | 3.038% | 0 | 0% | 0.3209% | 0 | 0% | 0.3209% | 0 | 0% | 0.3209% | 0 | 0% | 0.8568% | 0 | 0% | 0.8568% | 0 | 0% | 0.8568% | 0 | 0% | 0.8539% | 0 | 0% | 0.8539% | 0 | 0% | 0.8539% | 0 | 0% | 6.335% | 0 | 0% | 6.335% | 0 | 0% | 6.335% | 0 | 0% | 0.8609% | 0 | 0% | 0.8609% | 0 | 0% | 0.8609% | 0 |  |  |  | 0% | 11.8% | 0 | 0% | 11.8% | 0 | 0% | 11.8% | 0 | 0% | 0.3604% | 0 | 0% | 0.3604% | 0 | 0% | 0.3604% | 0 | 0% | 100% | 0 | 0% | 100% | 0 | 0% | 100% | 0 | 0% | 100% | 0 |  |  | 0 |  |  | 0 |  |  | 0
EUREKA E 1105CB | 3.671e-05 | 0 | 0.033496 | 1.9609 | 1.9944 | 0.0068174 | 0.040295 | 0.0077675 | 0% | 99% | 0 | 0% | 99% | 0 | 0% | 99% | 0 | 0% | 99% | 0 | 0% | 62.5% | 0 | 0% | 49.44% | 0 | 0% | 49.44% | 0 | 0% | 49.44% | 0 | 1.9609 | 0% | 3.477% | 0 | 0% | 3.477% | 0 | 0% | 3.477% | 0 | 0% | 0.3993% | 0 | 0% | 0.3993% | 0 | 0% | 0.3993% | 0 | 0% | 1.122% | 0 | 0% | 1.122% | 0 | 0% | 1.122% | 0 | 0% | 1.192% | 0 | 0% | 1.192% | 0 | 1.455% | 1.192% | 5.8115e-06 | 0% | 8.527% | 0 | 0% | 8.527% | 0 | 0% | 8.527% | 0 | 0% | 0.7962% | 0 | 0% | 0.7962% | 0 | 0% | 0.7962% | 0 |  |  |  | 0% | 11.8% | 0 | 0% | 11.8% | 0 | 0% | 11.8% | 0 | 0% | 0.3635% | 0 | 0% | 0.3635% | 0 | 0% | 0.3635% | 0 | 0% | 100% | 0 | 0% | 100% | 0 | 0% | 100% | 0 | 0% | 100% | 0 |  |  | 0 |  |  | 0 |  |  | 0
MOUNTAIN VIEW 1107CB | 3.0932e-05 | 0 | 0.02196 | 0 | 0.02196 | 0.0095579 | 0.019818 | 0.0066027 | 0% | 99% | 0 | 0% | 99% | 0 | 0% | 99% | 0 | 0% | 99% | 0 | 0% | 62.04% | 0 | 0% | 49.47% | 0 | 0% | 49.47% | 0 | 0% | 49.47% | 0 | 0 | 0% | 2.518% | 0 | 0% | 2.518% | 0 | 0% | 2.518% | 0 | 0% | 0.2621% | 0 | 0% | 0.2621% | 0 | 0% | 0.2621% | 0 | 0% | 0.8392% | 0 | 0% | 0.8392% | 0 | 0% | 0.8392% | 0 | 0% | 0.8027% | 0 | 0% | 0.8027% | 0 | 100% | 0.8027% | 0.00017627 | 0% | 6.138% | 0 | 0% | 6.138% | 0 | 0% | 6.138% | 0 | 0% | 1.027% | 0 | 0% | 1.027% | 0 | 0% | 1.027% | 0 |  |  |  | 0% | 11.8% | 0 | 0% | 11.8% | 0 | 0% | 11.8% | 0 | 0% | 0.3535% | 0 | 0% | 0.3535% | 0 | 0% | 0.3535% | 0 | 0% | 100% | 0 | 0% | 100% | 0 | 0% | 100% | 0 | 0% | 100% | 0 |  |  | 0 |  |  | 0 |  |  | 0
DALY CITY 1101CB | 3.3569e-05 | 0 | 0.011202 | 0 | 0.011202 | 0.0026095 | 0.012863 | 0.0028837 | 0% | 99% | 0 | 0% | 99% | 0 | 0% | 99% | 0 | 0% | 99% | 0 | 0% | 63.84% | 0 | 0% | 50.56% | 0 | 0% | 50.56% | 0 | 0% | 50.56% | 0 | 0 | 0% | 4.047% | 0 | 0% | 4.047% | 0 | 0% | 4.047% | 0 | 0% | 0.4455% | 0 | 0% | 0.4455% | 0 | 0% | 0.4455% | 0 | 0% | 1.07% | 0 | 0% | 1.07% | 0 | 0% | 1.07% | 0 | 80.12% | 1.127% | 0.00010119 | 19.88% | 1.127% | 2.5107e-05 | 0% | 1.127% | 0 | 0% | 8.063% | 0 | 0% | 8.063% | 0 | 0% | 8.063% | 0 | 0% | 0.71% | 0 | 0% | 0.71% | 0 | 0% | 0.71% | 0 |  |  |  | 0% | 11.8% | 0 | 0% | 11.8% | 0 | 0% | 11.8% | 0 | 0% | 0.3642% | 0 | 0% | 0.3642% | 0 | 0% | 0.3642% | 0 | 0% | 100% | 0 | 0% | 100% | 0 | 0% | 100% | 0 | 0% | 100% | 0 |  |  | 0 |  |  | 0 |  |  | 0
EAST GRAND 11071603 | 3.9196e-05 | 0 | 0.014142 | 0 | 0.014142 | 0.00097978 | 0.016297 | 0.0058962 | 0% | 99% | 0 | 0% | 99% | 0 | 0% | 99% | 0 | 0% | 99% | 0 | 0% | 64.68% | 0 | 0% | 52.01% | 0 | 0% | 52.01% | 0 | 0% | 52.01% | 0 | 0 | 0% | 3.86% | 0 | 0% | 3.86% | 0 | 0% | 3.86% | 0 | 0% | 0.428% | 0 | 0% | 0.428% | 0 | 0% | 0.428% | 0 | 0% | 1.067% | 0 | 0% | 1.067% | 0 | 0% | 1.067% | 0 | 0% | 1.119% | 0 | 0% | 1.119% | 0 | 0% | 1.119% | 0 | 0% | 8.04% | 0 | 0% | 8.04% | 0 | 0% | 8.04% | 0 | 0% | 0.2769% | 0 | 0% | 0.2769% | 0 | 0% | 0.2769% | 0 |  |  |  | 0% | 11.8% | 0 | 0% | 11.8% | 0 | 0% | 11.8% | 0 | 0% | 0.3615% | 0 | 0% | 0.3615% | 0 | 0% | 0.3615% | 0 | 0% | 100% | 0 | 0% | 100% | 0 | 0% | 100% | 0 | 0% | 100% | 0 |  |  | 0 |  |  | 0 |  |  | 0
DEL MONTE 210596246 | 4.4046e-05 | 0 | 0.031886 | 0 | 0.031886 | 0.0080002 | 0.037609 | 0.006641 | 0% | 99% | 0 | 0% | 99% | 0 | 0% | 99% | 0 | 0% | 99% | 0 | 0% | 62.96% | 0 | 0% | 49.39% | 0 | 0% | 49.39% | 0 | 0% | 49.39% | 0 | 0 | 0% | 3.787% | 0 | 0% | 3.787% | 0 | 0% | 3.787% | 0 | 0% | 0.4257% | 0 | 0% | 0.4257% | 0 | 0% | 0.4257% | 0 | 0% | 1.096% | 0 | 0% | 1.096% | 0 | 0% | 1.096% | 0 | 41.73% | 1.154% | 0.00015356 | 56.88% | 1.154% | 0.00020934 | 0% | 1.154% | 0 | 0% | 8.277% | 0 | 0% | 8.277% | 0 | 0% | 8.277% | 0 | 0% | 0.7121% | 0 | 0% | 0.7121% | 0 | 0% | 0.7121% | 0 |  |  |  | 0% | 11.8% | 0 | 0% | 11.8% | 0 | 0% | 11.8% | 0 | 0% | 0.362% | 0 | 0% | 0.362% | 0 | 0% | 0.362% | 0 | 0% | 100% | 0 | 0% | 100% | 0 | 0% | 100% | 0 | 0% | 100% | 0 |  |  | 0 |  |  | 0 |  |  | 0
REEDLEY 110181110 | 3.6198e-05 | 0 | 0.023087 | 0 | 0.023087 | 0.0066819 | 0.020283 | 0.010868 | 0% | 99% | 0 | 0% | 99% | 0 | 0% | 99% | 0 | 0% | 99% | 0 | 0% | 63.43% | 0 | 0% | 50.35% | 0 | 0% | 50.35% | 0 | 0% | 50.35% | 0 | 0 | 0% | 2.469% | 0 | 0% | 2.469% | 0 | 0% | 2.469% | 0 | 0% | 0.2681% | 0 | 0% | 0.2681% | 0 | 0% | 0.2681% | 0 | 0% | 0.8128% | 0 | 0% | 0.8128% | 0 | 0% | 0.8128% | 0 | 2.818% | 0.811% | 5.2774e-06 | 0% | 0.811% | 0 | 0% | 0.811% | 0 | 0% | 6.033% | 0 | 0% | 6.033% | 0 | 0% | 6.033% | 0 | 0% | 0.772% | 0 | 0% | 0.772% | 0 | 0% | 0.772% | 0 |  |  |  | 0% | 11.8% | 0 | 0% | 11.8% | 0 | 0% | 11.8% | 0 | 0% | 0.3609% | 0 | 0% | 0.3609% | 0 | 0% | 0.3609% | 0 | 0% | 100% | 0 | 0% | 100% | 0 | 0% | 100% | 0 | 0% | 100% | 0 |  |  | 0 |  |  | 0 |  |  | 0
HICKS 1110CB | 4.0628e-05 | 0 | 0.041429 | 0 | 0.041429 | 0.012592 | 0.036784 | 0.018518 | 0% | 99% | 0 | 0% | 99% | 0 | 0% | 99% | 0 | 0% | 99% | 0 | 0% | 64.77% | 0 | 0% | 50.78% | 0 | 0% | 50.78% | 0 | 0% | 50.78% | 0 | 0 | 0% | 2.739% | 0 | 0% | 2.739% | 0 | 0% | 2.739% | 0 | 0% | 0.3105% | 0 | 0% | 0.3105% | 0 | 0% | 0.3105% | 0 | 0% | 0.8111% | 0 | 0% | 0.8111% | 0 | 0% | 0.8111% | 0 | 0% | 0.8415% | 0 | 0% | 0.8415% | 0 | 100% | 0.8415% | 0.00034862 | 0% | 6.093% | 0 | 0% | 6.093% | 0 | 0% | 6.093% | 0 | 0% | 0.6873% | 0 | 0% | 0.6873% | 0 | 0% | 0.6873% | 0 |  |  |  | 0% | 11.8% | 0 | 0% | 11.8% | 0 | 0% | 11.8% | 0 | 0% | 0.3662% | 0 | 0% | 0.3662% | 0 | 0% | 0.3662% | 0 | 0% | 100% | 0 | 0% | 100% | 0 | 0% | 100% | 0 | 0% | 100% | 0 |  |  | 0 |  |  | 0 |  |  | 0
SYCAMORE CREEK 11055315 | 4.7526e-05 | 0 | 0.0088815 | 0 | 0.0088815 | 0.0057221 | 0.0057863 | 0.0030487 | 0% | 99% | 0 | 0% | 99% | 0 | 0% | 99% | 0 | 0% | 99% | 0 | 0% | 64.76% | 0 | 0% | 50.2% | 0 | 0% | 50.2% | 0 | 0% | 50.2% | 0 | 0 | 0% | 2.022% | 0 | 0% | 2.022% | 0 | 0% | 2.022% | 0 | 0% | 0.2213% | 0 | 0% | 0.2213% | 0 | 0% | 0.2213% | 0 | 0% | 0.6037% | 0 | 0% | 0.6037% | 0 | 0% | 0.6037% | 0 | 100% | 0.6188% | 5.4957e-05 | 0% | 0.6188% | 0 | 0% | 0.6188% | 0 | 0% | 4.515% | 0 | 0% | 4.515% | 0 | 0% | 4.515% | 0 | 0% | 1.827% | 0 | 0% | 1.827% | 0 | 0% | 1.827% | 0 |  |  |  | 0% | 11.8% | 0 | 0% | 11.8% | 0 | 0% | 11.8% | 0 | 0% | 0.3747% | 0 | 0% | 0.3747% | 0 | 0% | 0.3747% | 0 | 0% | 100% | 0 | 0% | 100% | 0 | 0% | 100% | 0 | 0% | 100% | 0 |  |  | 0 |  |  | 0 |  |  | 0
SF L 1101CB | 3.3353e-05 | 0 | 0.010928 | 0 | 0.010928 | 0.0010701 | 0.014646 | 0.0021964 | 0% | 99% | 0 | 0% | 99% | 0 | 0% | 99% | 0 | 0% | 99% | 0 | 0% | 61.86% | 0 | 0% | 49.44% | 0 | 0% | 49.44% | 0 | 0% | 49.44% | 0 | 0 | 0% | 4.536% | 0 | 0% | 4.536% | 0 | 0% | 4.536% | 0 | 0% | 0.4971% | 0 | 0% | 0.4971% | 0 | 0% | 0.4971% | 0 | 0% | 1.255% | 0 | 0% | 1.255% | 0 | 0% | 1.255% | 0 | 0% | 1.31% | 0 | 0% | 1.31% | 0 | 98.34% | 1.31% | 0.0001408 | 0% | 9.44% | 0 | 0% | 9.44% | 0 | 0% | 9.44% | 0 | 0% | 0.3992% | 0 | 0% | 0.3992% | 0 | 0% | 0.3992% | 0 |  |  |  | 0% | 11.8% | 0 | 0% | 11.8% | 0 | 0% | 11.8% | 0 | 0% | 0.3566% | 0 | 0% | 0.3566% | 0 | 0% | 0.3566% | 0 | 0% | 100% | 0 | 0% | 100% | 0 | 0% | 100% | 0 | 0% | 100% | 0 |  |  | 0 |  |  | 0 |  |  | 0
MABURY 1104286586 | 4.122e-05 | 0 | 0.027538 | 0 | 0.027538 | 0.0122 | 0.022798 | 0.010144 | 0% | 99% | 0 | 0% | 99% | 0 | 0% | 99% | 0 | 0% | 99% | 0 | 0% | 64.95% | 0 | 0% | 51.03% | 0 | 0% | 51.03% | 0 | 0% | 51.03% | 0 | 0 | 0% | 2.515% | 0 | 0% | 2.515% | 0 | 0% | 2.515% | 0 | 0% | 0.2797% | 0 | 0% | 0.2797% | 0 | 0% | 0.2797% | 0 | 0% | 0.7644% | 0 | 0% | 0.7644% | 0 | 0% | 0.7644% | 0 | 0% | 0.7843% | 0 | 0% | 0.7843% | 0 | 2.127% | 0.7843% | 4.5941e-06 | 0% | 5.722% | 0 | 0% | 5.722% | 0 | 0% | 5.722% | 0 | 0% | 1.042% | 0 | 0% | 1.042% | 0 | 0% | 1.042% | 0 |  |  |  | 0% | 11.8% | 0 | 0% | 11.8% | 0 | 0% | 11.8% | 0 | 0% | 0.3677% | 0 | 0% | 0.3677% | 0 | 0% | 0.3677% | 0 | 0% | 100% | 0 | 0% | 100% | 0 | 0% | 100% | 0 | 0% | 100% | 0 |  |  | 0 |  |  | 0 |  |  | 0
MERCED 2101CB | 4.6892e-05 | 0 | 0.074642 | 0 | 0.074642 | 0.018795 | 0.06888 | 0.034704 | 0% | 99% | 0 | 0% | 99% | 0 | 0% | 99% | 0 | 0% | 99% | 0 | 0% | 63.72% | 0 | 0% | 49.9% | 0 | 0% | 49.9% | 0 | 0% | 49.9% | 0 | 0 | 0% | 2.477% | 0 | 0% | 2.477% | 0 | 0% | 2.477% | 0 | 0% | 0.2895% | 0 | 0% | 0.2895% | 0 | 0% | 0.2895% | 0 | 0% | 0.8385% | 0 | 0% | 0.8385% | 0 | 0% | 0.8385% | 0 | 86.55% | 0.8665% | 0.0005598 | 0% | 0.8665% | 0 | 1.257% | 0.8665% | 8.1268e-06 | 0% | 6.309% | 0 | 0% | 6.309% | 0 | 0% | 6.309% | 0 | 0% | 0.7036% | 0 | 0% | 0.7036% | 0 | 0% | 0.7036% | 0 |  |  |  | 0% | 11.8% | 0 | 0% | 11.8% | 0 | 0% | 11.8% | 0 | 0% | 0.3628% | 0 | 0% | 0.3628% | 0 | 0% | 0.3628% | 0 | 0% | 100% | 0 | 0% | 100% | 0 | 0% | 100% | 0 | 0% | 100% | 0 |  |  | 0 |  |  | 0 |  |  | 0
EL CERRITO G 1111CB | 3.6539e-05 | 0 | 0.035897 | 0 | 0.035897 | 0.0069394 | 0.035922 | 0.015993 | 0% | 99% | 0 | 0% | 99% | 0 | 0% | 99% | 0 | 0% | 99% | 0 | 0% | 63.32% | 0 | 0% | 51.18% | 0 | 0% | 51.18% | 0 | 0% | 51.18% | 0 | 0 | 0% | 3.067% | 0 | 0% | 3.067% | 0 | 0% | 3.067% | 0 | 0% | 0.3267% | 0 | 0% | 0.3267% | 0 | 0% | 0.3267% | 0 | 0% | 0.9265% | 0 | 0% | 0.9265% | 0 | 0% | 0.9265% | 0 | 0% | 0.9148% | 0 | 0% | 0.9148% | 0 | 0% | 0.9148% | 0 | 0% | 6.84% | 0 | 0% | 6.84% | 0 | 0% | 6.84% | 0 | 0% | 0.4428% | 0 | 0% | 0.4428% | 0 | 0% | 0.4428% | 0 |  |  |  | 0% | 11.8% | 0 | 0% | 11.8% | 0 | 0% | 11.8% | 0 | 0% | 0.3542% | 0 | 0% | 0.3542% | 0 | 0% | 0.3542% | 0 | 0% | 100% | 0 | 0% | 100% | 0 | 0% | 100% | 0 | 0% | 100% | 0 |  |  | 0 |  |  | 0 |  |  | 0
VASONA 110360132 | 3.3893e-05 | 0 | 0.033267 | 0 | 0.033267 | 0.013707 | 0.028269 | 0.012568 | 0% | 99% | 0 | 0% | 99% | 0 | 0% | 99% | 0 | 0% | 99% | 0 | 0% | 64.64% | 0 | 0% | 50.53% | 0 | 0% | 50.53% | 0 | 0% | 50.53% | 0 | 0 | 0% | 2.49% | 0 | 0% | 2.49% | 0 | 0% | 2.49% | 0 | 0% | 0.2823% | 0 | 0% | 0.2823% | 0 | 0% | 0.2823% | 0 | 0% | 0.7785% | 0 | 0% | 0.7785% | 0 | 0% | 0.7785% | 0 | 27.44% | 0.8035% | 7.3356e-05 | 72.56% | 0.8035% | 0.00019396 | 0% | 0.8035% | 0 | 0% | 5.843% | 0 | 0% | 5.843% | 0 | 0% | 5.843% | 0 | 0% | 0.9256% | 0 | 0% | 0.9256% | 0 | 0% | 0.9256% | 0 |  |  |  | 0% | 11.8% | 0 | 0% | 11.8% | 0 | 0% | 11.8% | 0 | 0% | 0.3669% | 0 | 0% | 0.3669% | 0 | 0% | 0.3669% | 0 | 0% | 100% | 0 | 0% | 100% | 0 | 0% | 100% | 0 | 0% | 100% | 0 |  |  | 0 |  |  | 0 |  |  | 0
BERKELEY T 0404CB | 2.8059e-05 | 0 | 0.0057019 | 0 | 0.0057019 | 0.0023378 | 0.0054469 | 0.0015648 | 0% | 99% | 0 | 0% | 99% | 0 | 0% | 99% | 0 | 0% | 99% | 0 | 0% | 63.02% | 0 | 0% | 50.11% | 0 | 0% | 50.11% | 0 | 0% | 50.11% | 0 | 0 | 0% | 2.716% | 0 | 0% | 2.716% | 0 | 0% | 2.716% | 0 | 0% | 0.2945% | 0 | 0% | 0.2945% | 0 | 0% | 0.2945% | 0 | 0% | 0.886% | 0 | 0% | 0.886% | 0 | 39.09% | 0.886% | 1.9747e-05 | 0% | 0.8872% | 0 | 98.95% | 0.8872% | 5.0058e-05 | 0% | 0.8872% | 0 | 0% | 6.586% | 0 | 0% | 6.586% | 0 | 0% | 6.586% | 0 | 0% | 0.9717% | 0 | 0% | 0.9717% | 0 | 0% | 0.9717% | 0 |  |  |  | 0% | 11.8% | 0 | 0% | 11.8% | 0 | 0% | 11.8% | 0 | 0% | 0.359% | 0 | 0% | 0.359% | 0 | 0% | 0.359% | 0 | 0% | 100% | 0 | 0% | 100% | 0 | 0% | 100% | 0 | 0% | 100% | 0 |  |  | 0 |  |  | 0 |  |  | 0
CLOVIS 1106CB | 5.8863e-05 | 0 | 0.04123 | 0 | 0.04123 | 0.0077294 | 0.037541 | 0.02234 | 0% | 99% | 0 | 0% | 99% | 0 | 0% | 99% | 0 | 0% | 99% | 0 | 0% | 64.22% | 0 | 0% | 50.67% | 0 | 0% | 50.67% | 0 | 0% | 50.67% | 0 | 0 | 0% | 2.778% | 0 | 0% | 2.778% | 0 | 0% | 2.778% | 0 | 0% | 0.3078% | 0 | 0% | 0.3078% | 0 | 0% | 0.3078% | 0 | 0% | 0.8418% | 0 | 0% | 0.8418% | 0 | 0% | 0.8418% | 0 | 97.48% | 0.8707% | 0.00034994 | 2.348% | 0.8707% | 8.4303e-06 | 0% | 0.8707% | 0 | 0% | 6.324% | 0 | 0% | 6.324% | 0 | 0% | 6.324% | 0 | 0% | 0.5375% | 0 | 0% | 0.5375% | 0 | 0% | 0.5375% | 0 |  |  |  | 0% | 11.8% | 0 | 0% | 11.8% | 0 | 0% | 11.8% | 0 | 0% | 0.3663% | 0 | 0% | 0.3663% | 0 | 0% | 0.3663% | 0 | 0% | 100% | 0 | 0% | 100% | 0 | 0% | 100% | 0 | 0% | 100% | 0 |  |  | 0 |  |  | 0 |  |  | 0
HAMMER 1108CB | 4.0894e-05 | 0 | 0.01026 | 0 | 0.01026 | 0.0036131 | 0.009111 | 0.0041011 | 0% | 99% | 0 | 0% | 99% | 0 | 0% | 99% | 0 | 0% | 99% | 0 | 0% | 64.02% | 0 | 0% | 50.54% | 0 | 0% | 50.54% | 0 | 0% | 50.54% | 0 | 0 | 0% | 2.533% | 0 | 0% | 2.533% | 0 | 0% | 2.533% | 0 | 0% | 0.2889% | 0 | 0% | 0.2889% | 0 | 0% | 0.2889% | 0 | 0% | 0.8138% | 0 | 0% | 0.8138% | 0 | 0% | 0.8138% | 0 | 0% | 0.8392% | 0 | 16.78% | 0.8392% | 1.4449e-05 | 0% | 0.8392% | 0 | 0% | 6.11% | 0 | 0% | 6.11% | 0 | 0% | 6.11% | 0 | 0% | 0.8451% | 0 | 0% | 0.8451% | 0 | 0% | 0.8451% | 0 |  |  |  | 0% | 11.8% | 0 | 0% | 11.8% | 0 | 0% | 11.8% | 0 | 0% | 0.365% | 0 | 0% | 0.365% | 0 | 0% | 0.365% | 0 | 0% | 100% | 0 | 0% | 100% | 0 | 0% | 100% | 0 | 0% | 100% | 0 |  |  | 0 |  |  | 0 |  |  | 0
COTTLE 17029890 | 4.2308e-05 | 0 | 0.030051 | 0 | 0.030051 | 0.0098406 | 0.022984 | 0.016458 | 0% | 99% | 0 | 0% | 99% | 0 | 0% | 99% | 0 | 0% | 99% | 0 | 0% | 64.78% | 0 | 0% | 51.31% | 0 | 0% | 51.31% | 0 | 0% | 51.31% | 0 | 0 | 0% | 2.077% | 0 | 0% | 2.077% | 0 | 0% | 2.077% | 0 | 0% | 0.229% | 0 | 0% | 0.229% | 0 | 0% | 0.229% | 0 | 0% | 0.7026% | 0 | 0% | 0.7026% | 0 | 0% | 0.7026% | 0 | 7.52% | 0.7034% | 1.5897e-05 | 0.07986% | 0.7034% | 1.6882e-07 | 0% | 0.7034% | 0 | 0% | 5.223% | 0 | 0% | 5.223% | 0 | 0% | 5.223% | 0 | 0% | 0.8647% | 0 | 0% | 0.8647% | 0 | 0% | 0.8647% | 0 |  |  |  | 0% | 11.8% | 0 | 0% | 11.8% | 0 | 0% | 11.8% | 0 | 0% | 0.3655% | 0 | 0% | 0.3655% | 0 | 0% | 0.3655% | 0 | 0% | 100% | 0 | 0% | 100% | 0 | 0% | 100% | 0 | 0% | 100% | 0 |  |  | 0 |  |  | 0 |  |  | 0
KIRKER 210695832 | 5.1466e-05 | 0 | 0.010512 | 0 | 0.010512 | 0.0017603 | 0.010144 | 0.0053345 | 0% | 99% | 0 | 0% | 99% | 0 | 0% | 99% | 0 | 0% | 99% | 0 | 0% | 65.07% | 0 | 0% | 51.68% | 0 | 0% | 51.68% | 0 | 0% | 51.68% | 0 | 0 | 0% | 2.939% | 0 | 0% | 2.939% | 0 | 0% | 2.939% | 0 | 0% | 0.3355% | 0 | 0% | 0.3355% | 0 | 0% | 0.3355% | 0 | 0% | 0.881% | 0 | 0% | 0.881% | 0 | 0% | 0.881% | 0 | 0% | 0.916% | 0 | 0% | 0.916% | 0 | 0% | 0.916% | 0 | 0% | 6.625% | 0 | 0% | 6.625% | 0 | 0% | 6.625% | 0 | 0% | 0.3888% | 0 | 0% | 0.3888% | 0 | 0% | 0.3888% | 0 |  |  |  | 0% | 11.8% | 0 | 0% | 11.8% | 0 | 0% | 11.8% | 0 | 0% | 0.3632% | 0 | 0% | 0.3632% | 0 | 0% | 0.3632% | 0 | 0% | 100% | 0 | 0% | 100% | 0 | 0% | 100% | 0 | 0% | 100% | 0 |  |  | 0 |  |  | 0 |  |  | 0
VASONA 1104CB | 4.37e-05 | 0 | 0.026759 | 0 | 0.026759 | 0.0095324 | 0.021856 | 0.012496 | 0% | 99% | 0 | 0% | 99% | 0 | 0% | 99% | 0 | 0% | 99% | 0 | 0% | 65.69% | 0 | 0% | 51.36% | 0 | 0% | 51.36% | 0 | 0% | 51.36% | 0 | 0 | 0% | 2.713% | 0 | 0% | 2.713% | 0 | 0% | 2.713% | 0 | 0% | 0.3036% | 0 | 0% | 0.3036% | 0 | 0% | 0.3036% | 0 | 0% | 0.747% | 0 | 0% | 0.747% | 0 | 0% | 0.747% | 0 | 0% | 0.7805% | 0 | 100% | 0.7805% | 0.00020884 | 0% | 0.7805% | 0 | 0% | 5.617% | 0 | 0% | 5.617% | 0 | 0% | 5.617% | 0 | 0% | 0.8184% | 0 | 0% | 0.8184% | 0 | 0% | 0.8184% | 0 |  |  |  | 0% | 11.8% | 0 | 0% | 11.8% | 0 | 0% | 11.8% | 0 | 0% | 0.3705% | 0 | 0% | 0.3705% | 0 | 0% | 0.3705% | 0 | 0% | 100% | 0 | 0% | 100% | 0 | 0% | 100% | 0 | 0% | 100% | 0 |  |  | 0 |  |  | 0 |  |  | 0
SAN LEANDRO U 1110MR361 | 3.1889e-05 | 0 | 0.022964 | 0 | 0.022964 | 0.0039269 | 0.022767 | 0.010967 | 0% | 99% | 0 | 0% | 99% | 0 | 0% | 99% | 0 | 0% | 99% | 0 | 0% | 63.67% | 0 | 0% | 51.99% | 0 | 0% | 51.99% | 0 | 0% | 51.99% | 0 | 0 | 0% | 2.935% | 0 | 0% | 2.935% | 0 | 0% | 2.935% | 0 | 0% | 0.3089% | 0 | 0% | 0.3089% | 0 | 0% | 0.3089% | 0 | 0% | 0.9244% | 0 | 0% | 0.9244% | 0 | 0% | 0.9244% | 0 | 0% | 0.9072% | 0 | 100% | 0.9072% | 0.00020833 | 0% | 0.9072% | 0 | 0% | 6.816% | 0 | 0% | 6.816% | 0 | 0% | 6.816% | 0 | 0% | 0.4394% | 0 | 0% | 0.4394% | 0 | 0% | 0.4394% | 0 |  |  |  | 0% | 11.8% | 0 | 0% | 11.8% | 0 | 0% | 11.8% | 0 | 0% | 0.3541% | 0 | 0% | 0.3541% | 0 | 0% | 0.3541% | 0 | 0% | 100% | 0 | 0% | 100% | 0 | 0% | 100% | 0 | 0% | 100% | 0 |  |  | 0 |  |  | 0 |  |  | 0
NEWARK 12KV 1105CB | 3.2956e-05 | 0 | 0.0078925 | 0 | 0.0078925 | 0.0012569 | 0.007846 | 0.0038413 | 0% | 99% | 0 | 0% | 99% | 0 | 0% | 99% | 0 | 0% | 99% | 0 | 0% | 65.13% | 0 | 0% | 51.54% | 0 | 0% | 51.54% | 0 | 0% | 51.54% | 0 | 0 | 0% | 3.595% | 0 | 0% | 3.595% | 0 | 0% | 3.595% | 0 | 0% | 0.3958% | 0 | 0% | 0.3958% | 0 | 0% | 0.3958% | 0 | 0% | 0.9134% | 0 | 0% | 0.9134% | 0 | 0% | 0.9134% | 0 | 0% | 0.959% | 0 | 78.39% | 0.959% | 5.9331e-05 | 21.61% | 0.959% | 1.636e-05 | 0% | 6.866% | 0 | 0% | 6.866% | 0 | 0% | 6.866% | 0 | 0% | 0.3112% | 0 | 0% | 0.3112% | 0 | 0% | 0.3112% | 0 |  |  |  | 0% | 11.8% | 0 | 0% | 11.8% | 0 | 0% | 11.8% | 0 | 0% | 0.3663% | 0 | 0% | 0.3663% | 0 | 0% | 0.3663% | 0 | 0% | 100% | 0 | 0% | 100% | 0 | 0% | 100% | 0 | 0% | 100% | 0 |  |  | 0 |  |  | 0 |  |  | 0
MC KEE 1111CB | 4.0063e-05 | 0 | 0.033261 | 0 | 0.033261 | 0.010949 | 0.029384 | 0.014221 | 0% | 99% | 0 | 0% | 99% | 0 | 0% | 99% | 0 | 0% | 99% | 0 | 0% | 64.94% | 0 | 0% | 51.22% | 0 | 0% | 51.22% | 0 | 0% | 51.22% | 0 | 0 | 0% | 2.82% | 0 | 0% | 2.82% | 0 | 0% | 2.82% | 0 | 0% | 0.3121% | 0 | 0% | 0.3121% | 0 | 0% | 0.3121% | 0 | 0% | 0.8155% | 0 | 0% | 0.8155% | 0 | 0% | 0.8155% | 0 | 49.88% | 0.8401% | 0.00013938 | 0% | 0.8401% | 0 | 0% | 0.8401% | 0 | 0% | 6.106% | 0 | 0% | 6.106% | 0 | 0% | 6.106% | 0 | 0% | 0.7477% | 0 | 0% | 0.7477% | 0 | 0% | 0.7477% | 0 |  |  |  | 0% | 11.8% | 0 | 0% | 11.8% | 0 | 0% | 11.8% | 0 | 0% | 0.3665% | 0 | 0% | 0.3665% | 0 | 0% | 0.3665% | 0 | 0% | 100% | 0 | 0% | 100% | 0 | 0% | 100% | 0 | 0% | 100% | 0 |  |  | 0 |  |  | 0 |  |  | 0
STAGG 1105CB | 4.6104e-05 | 0 | 0.0592 | 0 | 0.0592 | 0.023368 | 0.053407 | 0.020325 | 0% | 99% | 0 | 0% | 99% | 0 | 0% | 99% | 0 | 0% | 99% | 0 | 0% | 62.67% | 0 | 0% | 49.33% | 0 | 0% | 49.33% | 0 | 0% | 49.33% | 0 | 0 | 0% | 2.413% | 0 | 0% | 2.413% | 0 | 0% | 2.413% | 0 | 0% | 0.2695% | 0 | 0% | 0.2695% | 0 | 0% | 0.2695% | 0 | 0% | 0.8278% | 0 | 0% | 0.8278% | 0 | 0% | 0.8278% | 0 | 6.994% | 0.8327% | 3.448e-05 | 0% | 0.8327% | 0 | 0% | 0.8327% | 0 | 0% | 6.172% | 0 | 0% | 6.172% | 0 | 0% | 6.172% | 0 | 0% | 0.9641% | 0 | 0% | 0.9641% | 0 | 0% | 0.9641% | 0 |  |  |  | 0% | 11.8% | 0 | 0% | 11.8% | 0 | 0% | 11.8% | 0 | 0% | 0.3606% | 0 | 0% | 0.3606% | 0 | 0% | 0.3606% | 0 | 0% | 100% | 0 | 0% | 100% | 0 | 0% | 100% | 0 | 0% | 100% | 0 |  |  | 0 |  |  | 0 |  |  | 0
STOCKTON A 110814708 | 4.7409e-05 | 0 | 0.024754 | 0 | 0.024754 | 0.0040832 | 0.02383 | 0.012692 | 0% | 99% | 0 | 0% | 99% | 0 | 0% | 99% | 0 | 0% | 99% | 0 | 0% | 63.43% | 0 | 0% | 50.13% | 0 | 0% | 50.13% | 0 | 0% | 50.13% | 0 | 0 | 0% | 2.615% | 0 | 0% | 2.615% | 0 | 0% | 2.615% | 0 | 0% | 0.3016% | 0 | 0% | 0.3016% | 0 | 0% | 0.3016% | 0 | 0% | 0.8794% | 0 | 0% | 0.8794% | 0 | 0% | 0.8794% | 0 | 100% | 0.9133% | 0.00022607 | 0% | 0.9133% | 0 | 0% | 0.9133% | 0 | 0% | 6.638% | 0 | 0% | 6.638% | 0 | 0% | 6.638% | 0 | 0% | 0.4503% | 0 | 0% | 0.4503% | 0 | 0% | 0.4503% | 0 |  |  |  | 0% | 11.8% | 0 | 0% | 11.8% | 0 | 0% | 11.8% | 0 | 0% | 0.3635% | 0 | 0% | 0.3635% | 0 | 0% | 0.3635% | 0 | 0% | 100% | 0 | 0% | 100% | 0 | 0% | 100% | 0 | 0% | 100% | 0 |  |  | 0 |  |  | 0 |  |  | 0
RICHMOND R 1129CB | 3.707e-05 | 0 | 0.031603 | 0 | 0.031603 | 0.0038373 | 0.032583 | 0.01542 | 0% | 99% | 0 | 0% | 99% | 0 | 0% | 99% | 0 | 0% | 99% | 0 | 0% | 64.4% | 0 | 0% | 51.66% | 0 | 0% | 51.66% | 0 | 0% | 51.66% | 0 | 0 | 0% | 3.41% | 0 | 0% | 3.41% | 0 | 0% | 3.41% | 0 | 0% | 0.3737% | 0 | 0% | 0.3737% | 0 | 0% | 0.3737% | 0 | 0% | 0.9487% | 0 | 0% | 0.9487% | 0 | 0% | 0.9487% | 0 | 0% | 0.9746% | 0 | 0% | 0.9746% | 0 | 0% | 0.9746% | 0 | 0% | 7.092% | 0 | 0% | 7.092% | 0 | 0% | 7.092% | 0 | 0% | 0.2991% | 0 | 0% | 0.2991% | 0 | 0% | 0.2991% | 0 |  |  |  | 0% | 11.8% | 0 | 0% | 11.8% | 0 | 0% | 11.8% | 0 | 0% | 0.3604% | 0 | 0% | 0.3604% | 0 | 0% | 0.3604% | 0 | 0% | 100% | 0 | 0% | 100% | 0 | 0% | 100% | 0 | 0% | 100% | 0 |  |  | 0 |  |  | 0 |  |  | 0
EVERGREEN 2103XR072 | 3.7033e-05 | 0 | 0.04716 | 0 | 0.04716 | 0.013739 | 0.041713 | 0.021909 | 0% | 99% | 0 | 0% | 99% | 0 | 0% | 99% | 0 | 0% | 99% | 0 | 0% | 65.18% | 0 | 0% | 51.59% | 0 | 0% | 51.59% | 0 | 0% | 51.59% | 0 | 0 | 0% | 2.88% | 0 | 0% | 2.88% | 0 | 0% | 2.88% | 0 | 0% | 0.3175% | 0 | 0% | 0.3175% | 0 | 0% | 0.3175% | 0 | 0% | 0.8156% | 0 | 0% | 0.8156% | 0 | 0% | 0.8156% | 0 | 0% | 0.836% | 0 | 99.74% | 0.836% | 0.00039322 | 0.2581% | 0.836% | 1.0177e-06 | 0% | 6.091% | 0 | 0% | 6.091% | 0 | 0% | 6.091% | 0 | 0% | 0.6537% | 0 | 0% | 0.6537% | 0 | 0% | 0.6537% | 0 |  |  |  | 0% | 11.8% | 0 | 0% | 11.8% | 0 | 0% | 11.8% | 0 | 0% | 0.3652% | 0 | 0% | 0.3652% | 0 | 0% | 0.3652% | 0 | 0% | 100% | 0 | 0% | 100% | 0 | 0% | 100% | 0 | 0% | 100% | 0 |  |  | 0 |  |  | 0 |  |  | 0
OAKLAND J 1105CB | 3.6742e-05 | 0 | 0.040962 | 0 | 0.040962 | 0.007932 | 0.04191 | 0.017354 | 0% | 99% | 0 | 0% | 99% | 0 | 0% | 99% | 0 | 0% | 99% | 0 | 0% | 63.19% | 0 | 0% | 51.36% | 0 | 0% | 51.36% | 0 | 0% | 51.36% | 0 | 0 | 0% | 3.173% | 0 | 0% | 3.173% | 0 | 0% | 3.173% | 0 | 0% | 0.3346% | 0 | 0% | 0.3346% | 0 | 0% | 0.3346% | 0 | 0% | 0.9513% | 0 | 0% | 0.9513% | 0 | 0% | 0.9513% | 0 | 0% | 0.9363% | 0 | 0% | 0.9363% | 0 | 53.09% | 0.9363% | 0.00020362 | 0% | 7.013% | 0 | 0% | 7.013% | 0 | 0% | 7.013% | 0 | 0% | 0.522% | 0 | 0% | 0.522% | 0 | 0% | 0.522% | 0 |  |  |  | 0% | 11.8% | 0 | 0% | 11.8% | 0 | 0% | 11.8% | 0 | 0% | 0.3533% | 0 | 0% | 0.3533% | 0 | 0% | 0.3533% | 0 | 0% | 100% | 0 | 0% | 100% | 0 | 0% | 100% | 0 | 0% | 100% | 0 |  |  | 0 |  |  | 0 |  |  | 0
CLOVIS 211138754 | 6.154e-05 | 0 | 0.022925 | 0 | 0.022925 | 0.0044424 | 0.020571 | 0.012594 | 0% | 99% | 0 | 0% | 99% | 0 | 0% | 99% | 0 | 0% | 99% | 0 | 0% | 64.29% | 0 | 0% | 50.42% | 0 | 0% | 50.42% | 0 | 0% | 50.42% | 0 | 0 | 0% | 2.63% | 0 | 0% | 2.63% | 0 | 0% | 2.63% | 0 | 0% | 0.2973% | 0 | 0% | 0.2973% | 0 | 0% | 0.2973% | 0 | 0% | 0.825% | 0 | 0% | 0.825% | 0 | 0% | 0.825% | 0 | 13.37% | 0.8533% | 2.6163e-05 | 0% | 0.8533% | 0 | 0% | 0.8533% | 0 | 0% | 6.202% | 0 | 0% | 6.202% | 0 | 0% | 6.202% | 0 | 0% | 0.5552% | 0 | 0% | 0.5552% | 0 | 0% | 0.5552% | 0 |  |  |  | 0% | 11.8% | 0 | 0% | 11.8% | 0 | 0% | 11.8% | 0 | 0% | 0.3656% | 0 | 0% | 0.3656% | 0 | 0% | 0.3656% | 0 | 0% | 100% | 0 | 0% | 100% | 0 | 0% | 100% | 0 | 0% | 100% | 0 |  |  | 0 |  |  | 0 |  |  | 0
NEWARK 12KV 1102CB | 3.9407e-05 | 0 | 0.053898 | 0 | 0.053898 | 0.010727 | 0.050869 | 0.026823 | 0% | 99% | 0 | 0% | 99% | 0 | 0% | 99% | 0 | 0% | 99% | 0 | 0% | 64.87% | 0 | 0% | 51.56% | 0 | 0% | 51.56% | 0 | 0% | 51.56% | 0 | 0 | 0% | 3.123% | 0 | 0% | 3.123% | 0 | 0% | 3.123% | 0 | 0% | 0.3435% | 0 | 0% | 0.3435% | 0 | 0% | 0.3435% | 0 | 0% | 0.8705% | 0 | 0% | 0.8705% | 0 | 0% | 0.8705% | 0 | 0% | 0.8984% | 0 | 67.33% | 0.8984% | 0.00032601 | 7.333% | 0.8984% | 3.5509e-05 | 0% | 6.52% | 0 | 0% | 6.52% | 0 | 0% | 6.52% | 0 | 0% | 0.4172% | 0 | 0% | 0.4172% | 0 | 0% | 0.4172% | 0 |  |  |  | 0% | 11.8% | 0 | 0% | 11.8% | 0 | 0% | 11.8% | 0 | 0% | 0.3648% | 0 | 0% | 0.3648% | 0 | 0% | 0.3648% | 0 | 0% | 100% | 0 | 0% | 100% | 0 | 0% | 100% | 0 | 0% | 100% | 0 |  |  | 0 |  |  | 0 |  |  | 0
CONTRA COSTA 2104CB | 4.9168e-05 | 0 | 0.057417 | 0 | 0.057417 | 0.010385 | 0.057171 | 0.026636 | 0% | 99% | 0 | 0% | 99% | 0 | 0% | 99% | 0 | 0% | 99% | 0 | 0% | 63.8% | 0 | 0% | 50.68% | 0 | 0% | 50.68% | 0 | 0% | 50.68% | 0 | 0 | 0% | 2.936% | 0 | 0% | 2.936% | 0 | 0% | 2.936% | 0 | 0% | 0.3292% | 0 | 0% | 0.3292% | 0 | 0% | 0.3292% | 0 | 0% | 0.9163% | 0 | 0% | 0.9163% | 0 | 0% | 0.9163% | 0 | 0% | 0.9393% | 0 | 0% | 0.9393% | 0 | 0% | 0.9393% | 0 | 0% | 6.865% | 0 | 0% | 6.865% | 0 | 0% | 6.865% | 0 | 0% | 0.4086% | 0 | 0% | 0.4086% | 0 | 0% | 0.4086% | 0 |  |  |  | 0% | 11.8% | 0 | 0% | 11.8% | 0 | 0% | 11.8% | 0 | 0% | 0.3606% | 0 | 0% | 0.3606% | 0 | 0% | 0.3606% | 0 | 0% | 100% | 0 | 0% | 100% | 0 | 0% | 100% | 0 | 0% | 100% | 0 |  |  | 0 |  |  | 0 |  |  | 0
PETALUMA C 110856774 | 3.2157e-05 | 0.4861 | 0.014007 | 0 | 0.014007 | 0.0074465 | 0.011464 | 0.0040674 | 0% | 99% | 0 | 0% | 99% | 0 | 0% | 99% | 0 | 0% | 99% | 0 | 0% | 63.23% | 0 | 0% | 49.38% | 0 | 0% | 49.38% | 0 | 0% | 49.38% | 0 | 0 | 0% | 2.588% | 0 | 0% | 2.588% | 0 | 0% | 2.588% | 0 | 0% | 0.2802% | 0 | 0% | 0.2802% | 0 | 0% | 0.2802% | 0 | 0% | 0.751% | 0 | 0% | 0.751% | 0 | 15.37% | 0.751% | 1.6168e-05 | 0% | 0.7529% | 0 | 15.37% | 0.7529% | 1.6209e-05 | 0% | 0.7529% | 0 | 9.535% | 5.565% | 7.4332e-05 | 0% | 5.565% | 0 | 0% | 5.565% | 0 | 0% | 1.427% | 0 | 0% | 1.427% | 0 | 0% | 1.427% | 0 |  |  |  | 0% | 11.8% | 0 | 0% | 11.8% | 0 | 0% | 11.8% | 0 | 0% | 0.3642% | 0 | 0% | 0.3642% | 0 | 0% | 0.3642% | 0 | 0% | 100% | 0 | 0% | 100% | 0 | 0% | 100% | 0 | 0% | 100% | 0 |  |  | 0 |  |  | 0 |  |  | 0
SAN JOSE B 1107XR464 | 4.2486e-05 | 0 | 0.027431 | 0 | 0.027431 | 0.011814 | 0.022562 | 0.010626 | 0% | 99% | 0 | 0% | 99% | 0 | 0% | 99% | 0 | 0% | 99% | 0 | 0% | 65.54% | 0 | 0% | 51.35% | 0 | 0% | 51.35% | 0 | 0% | 51.35% | 0 | 0 | 0% | 2.595% | 0 | 0% | 2.595% | 0 | 0% | 2.595% | 0 | 0% | 0.2894% | 0 | 0% | 0.2894% | 0 | 0% | 0.2894% | 0 | 0% | 0.76% | 0 | 0% | 0.76% | 0 | 0% | 0.76% | 0 | 0% | 0.7927% | 0 | 0% | 0.7927% | 0 | 0% | 0.7927% | 0 | 0% | 5.719% | 0 | 0% | 5.719% | 0 | 0% | 5.719% | 0 | 0% | 0.9973% | 0 | 0% | 0.9973% | 0 | 0% | 0.9973% | 0 |  |  |  | 0% | 11.8% | 0 | 0% | 11.8% | 0 | 0% | 11.8% | 0 | 0% | 0.3709% | 0 | 0% | 0.3709% | 0 | 0% | 0.3709% | 0 | 0% | 100% | 0 | 0% | 100% | 0 | 0% | 100% | 0 | 0% | 100% | 0 |  |  | 0 |  |  | 0 |  |  | 0
MOUNTAIN VIEW 110560056 | 3.7957e-05 | 0 | 0.016315 | 0 | 0.016315 | 0.0073896 | 0.01372 | 0.0056562 | 0% | 99% | 0 | 0% | 99% | 0 | 0% | 99% | 0 | 0% | 99% | 0 | 0% | 64.09% | 0 | 0% | 50.23% | 0 | 0% | 50.23% | 0 | 0% | 50.23% | 0 | 0 | 0% | 2.595% | 0 | 0% | 2.595% | 0 | 0% | 2.595% | 0 | 0% | 0.2833% | 0 | 0% | 0.2833% | 0 | 0% | 0.2833% | 0 | 0% | 0.7765% | 0 | 0% | 0.7765% | 0 | 0% | 0.7765% | 0 | 0% | 0.7865% | 0 | 0% | 0.7865% | 0 | 100% | 0.7865% | 0.00012832 | 0% | 5.783% | 0 | 0% | 5.783% | 0 | 0% | 5.783% | 0 | 0% | 1.061% | 0 | 0% | 1.061% | 0 | 0% | 1.061% | 0 |  |  |  | 0% | 11.8% | 0 | 0% | 11.8% | 0 | 0% | 11.8% | 0 | 0% | 0.3655% | 0 | 0% | 0.3655% | 0 | 0% | 0.3655% | 0 | 0% | 100% | 0 | 0% | 100% | 0 | 0% | 100% | 0 | 0% | 100% | 0 |  |  | 0 |  |  | 0 |  |  | 0
SWIFT 2110XR092 | 3.729e-05 | 0 | 0.016098 | 0 | 0.016098 | 0.0033228 | 0.014512 | 0.0085742 | 0% | 99% | 0 | 0% | 99% | 0 | 0% | 99% | 0 | 0% | 99% | 0 | 0% | 65.88% | 0 | 0% | 51.94% | 0 | 0% | 51.94% | 0 | 0% | 51.94% | 0 | 0 | 0% | 3.134% | 0 | 0% | 3.134% | 0 | 0% | 3.134% | 0 | 0% | 0.3521% | 0 | 0% | 0.3521% | 0 | 0% | 0.3521% | 0 | 0% | 0.8243% | 0 | 0% | 0.8243% | 0 | 0% | 0.8243% | 0 | 0% | 0.8696% | 0 | 100% | 0.8696% | 0.00013999 | 0% | 0.8696% | 0 | 0% | 6.21% | 0 | 0% | 6.21% | 0 | 0% | 6.21% | 0 | 0% | 0.4807% | 0 | 0% | 0.4807% | 0 | 0% | 0.4807% | 0 |  |  |  | 0% | 11.8% | 0 | 0% | 11.8% | 0 | 0% | 11.8% | 0 | 0% | 0.3691% | 0 | 0% | 0.3691% | 0 | 0% | 0.3691% | 0 | 0% | 100% | 0 | 0% | 100% | 0 | 0% | 100% | 0 | 0% | 100% | 0 |  |  | 0 |  |  | 0 |  |  | 0
WOLFE 1109CB | 3.9329e-05 | 0 | 0.050956 | 0 | 0.050956 | 0.021006 | 0.044396 | 0.018194 | 0% | 99% | 0 | 0% | 99% | 0 | 0% | 99% | 0 | 0% | 99% | 0 | 0% | 64.36% | 0 | 0% | 50.48% | 0 | 0% | 50.48% | 0 | 0% | 50.48% | 0 | 0 | 0% | 2.543% | 0 | 0% | 2.543% | 0 | 0% | 2.543% | 0 | 0% | 0.285% | 0 | 0% | 0.285% | 0 | 0% | 0.285% | 0 | 0% | 0.7982% | 0 | 0% | 0.7982% | 0 | 0% | 0.7982% | 0 | 41.49% | 0.8136% | 0.00017202 | 0% | 0.8136% | 0 | 0% | 0.8136% | 0 | 0% | 5.963% | 0 | 0% | 5.963% | 0 | 0% | 5.963% | 0 | 0% | 0.9285% | 0 | 0% | 0.9285% | 0 | 0% | 0.9285% | 0 |  |  |  | 0% | 11.8% | 0 | 0% | 11.8% | 0 | 0% | 11.8% | 0 | 0% | 0.3641% | 0 | 0% | 0.3641% | 0 | 0% | 0.3641% | 0 | 0% | 100% | 0 | 0% | 100% | 0 | 0% | 100% | 0 | 0% | 100% | 0 |  |  | 0 |  |  | 0 |  |  | 0
CHICO A 1101CB | 5.227e-05 | 0 | 0.022803 | 0 | 0.022803 | 0.010613 | 0.017048 | 0.0097516 | 0% | 99% | 0 | 0% | 99% | 0 | 0% | 99% | 0 | 0% | 99% | 0 | 0% | 64.71% | 0 | 0% | 49.91% | 0 | 0% | 49.91% | 0 | 0% | 49.91% | 0 | 0 | 0% | 2.177% | 0 | 0% | 2.177% | 0 | 0% | 2.177% | 0 | 0% | 0.2516% | 0 | 0% | 0.2516% | 0 | 0% | 0.2516% | 0 | 0% | 0.679% | 0 | 0% | 0.679% | 0 | 0% | 0.679% | 0 | 0% | 0.7088% | 0 | 0% | 0.7088% | 0 | 77.07% | 0.7088% | 0.00012457 | 0% | 5.119% | 0 | 0% | 5.119% | 0 | 0% | 5.119% | 0 | 0% | 1.215% | 0 | 0% | 1.215% | 0 | 0% | 1.215% | 0 |  |  |  | 0% | 11.8% | 0 | 0% | 11.8% | 0 | 0% | 11.8% | 0 | 0% | 0.3718% | 0 | 0% | 0.3718% | 0 | 0% | 0.3718% | 0 | 0% | 100% | 0 | 0% | 100% | 0 | 0% | 100% | 0 | 0% | 100% | 0 |  |  | 0 |  |  | 0 |  |  | 0
SUISUN 1102CB | 4.6638e-05 | 0 | 0.036234 | 0 | 0.036234 | 0.0096823 | 0.035583 | 0.014184 | 0% | 99% | 0 | 0% | 99% | 0 | 0% | 99% | 0 | 0% | 99% | 0 | 0% | 63.63% | 0 | 0% | 50.63% | 0 | 0% | 50.63% | 0 | 0% | 50.63% | 0 | 0 | 0% | 3.234% | 0 | 0% | 3.234% | 0 | 0% | 3.234% | 0 | 0% | 0.349% | 0 | 0% | 0.349% | 0 | 0% | 0.349% | 0 | 0% | 0.9089% | 0 | 0% | 0.9089% | 0 | 0% | 0.9089% | 0 | 0% | 0.9212% | 0 | 0% | 0.9212% | 0 | 0.1414% | 0.9212% | 4.7196e-07 | 0% | 6.761% | 0 | 0% | 6.761% | 0 | 0% | 6.761% | 0 | 0% | 0.4789% | 0 | 0% | 0.4789% | 0 | 0% | 0.4789% | 0 |  |  |  | 0% | 11.8% | 0 | 0% | 11.8% | 0 | 0% | 11.8% | 0 | 0% | 0.3606% | 0 | 0% | 0.3606% | 0 | 0% | 0.3606% | 0 | 0% | 100% | 0 | 0% | 100% | 0 | 0% | 100% | 0 | 0% | 100% | 0 |  |  | 0 |  |  | 0 |  |  | 0
JUDAH 0401CB | 3.233e-05 | 0 | 0.024818 | 0 | 0.024818 | 0.0019177 | 0.035335 | 0.0034665 | 0% | 99% | 0 | 0% | 99% | 0 | 0% | 99% | 0 | 0% | 99% | 0 | 0% | 61.06% | 0 | 0% | 48.69% | 0 | 0% | 48.69% | 0 | 0% | 48.69% | 0 | 0 | 0% | 4.643% | 0 | 0% | 4.643% | 0 | 0% | 4.643% | 0 | 0% | 0.5122% | 0 | 0% | 0.5122% | 0 | 0% | 0.5122% | 0 | 0% | 1.335% | 0 | 0% | 1.335% | 0 | 0% | 1.335% | 0 | 0% | 1.398% | 0 | 0% | 1.398% | 0 | 0% | 1.398% | 0 | 0% | 10.07% | 0 | 0% | 10.07% | 0 | 0% | 10.07% | 0 | 0% | 0.3476% | 0 | 0% | 0.3476% | 0 | 0% | 0.3476% | 0 |  |  |  | 0% | 11.8% | 0 | 0% | 11.8% | 0 | 0% | 11.8% | 0 | 0% | 0.3554% | 0 | 0% | 0.3554% | 0 | 0% | 0.3554% | 0 | 0% | 100% | 0 | 0% | 100% | 0 | 0% | 100% | 0 | 0% | 100% | 0 |  |  | 0 |  |  | 0 |  |  | 0
MADERA 11041990 | 2.9521e-05 | 0 | 0.01208 | 0 | 0.01208 | 0.0025667 | 0.012045 | 0.0052089 | 0% | 99% | 0 | 0% | 99% | 0 | 0% | 99% | 0 | 0% | 99% | 0 | 0% | 62.03% | 0 | 0% | 49.49% | 0 | 0% | 49.49% | 0 | 0% | 49.49% | 0 | 0 | 0% | 2.732% | 0 | 0% | 2.732% | 0 | 0% | 2.732% | 0 | 0% | 0.2971% | 0 | 0% | 0.2971% | 0 | 0% | 0.2971% | 0 | 0% | 0.9224% | 0 | 0% | 0.9224% | 0 | 0% | 0.9224% | 0 | 100% | 0.9184% | 0.00011094 | 0% | 0.9184% | 0 | 0% | 0.9184% | 0 | 0% | 6.849% | 0 | 0% | 6.849% | 0 | 0% | 6.849% | 0 | 0% | 0.6356% | 0 | 0% | 0.6356% | 0 | 0% | 0.6356% | 0 |  |  |  | 0% | 11.8% | 0 | 0% | 11.8% | 0 | 0% | 11.8% | 0 | 0% | 0.3557% | 0 | 0% | 0.3557% | 0 | 0% | 0.3557% | 0 | 0% | 100% | 0 | 0% | 100% | 0 | 0% | 100% | 0 | 0% | 100% | 0 |  |  | 0 |  |  | 0 |  |  | 0
BAY MEADOWS 11049072 | 3.727e-05 | 0 | 0.016538 | 0 | 0.016538 | 0.0047803 | 0.015679 | 0.0066777 | 0% | 99% | 0 | 0% | 99% | 0 | 0% | 99% | 0 | 0% | 99% | 0 | 0% | 64.93% | 0 | 0% | 51.88% | 0 | 0% | 51.88% | 0 | 0% | 51.88% | 0 | 0 | 0% | 3.078% | 0 | 0% | 3.078% | 0 | 0% | 3.078% | 0 | 0% | 0.3357% | 0 | 0% | 0.3357% | 0 | 0% | 0.3357% | 0 | 0% | 0.8748% | 0 | 0% | 0.8748% | 0 | 0% | 0.8748% | 0 | 0% | 0.8898% | 0 | 0% | 0.8898% | 0 | 0% | 0.8898% | 0 | 0% | 6.517% | 0 | 0% | 6.517% | 0 | 0% | 6.517% | 0 | 0% | 0.713% | 0 | 0% | 0.713% | 0 | 0% | 0.713% | 0 |  |  |  | 0% | 11.8% | 0 | 0% | 11.8% | 0 | 0% | 11.8% | 0 | 0% | 0.3619% | 0 | 0% | 0.3619% | 0 | 0% | 0.3619% | 0 | 0% | 100% | 0 | 0% | 100% | 0 | 0% | 100% | 0 | 0% | 100% | 0 |  |  | 0 |  |  | 0 |  |  | 0
JARVIS 1105CB | 3.6828e-05 | 0 | 0.0082421 | 0 | 0.0082421 | 0.0020712 | 0.0072857 | 0.0041675 | 0% | 99% | 0 | 0% | 99% | 0 | 0% | 99% | 0 | 0% | 99% | 0 | 0% | 66.12% | 0 | 0% | 51.64% | 0 | 0% | 51.64% | 0 | 0% | 51.64% | 0 | 0 | 0% | 3.113% | 0 | 0% | 3.113% | 0 | 0% | 3.113% | 0 | 0% | 0.3487% | 0 | 0% | 0.3487% | 0 | 0% | 0.3487% | 0 | 0% | 0.8144% | 0 | 0% | 0.8144% | 0 | 0% | 0.8144% | 0 | 0% | 0.8739% | 0 | 6.69% | 0.8739% | 4.8182e-06 | 0% | 0.8739% | 0 | 0% | 6.181% | 0 | 0% | 6.181% | 0 | 0% | 6.181% | 0 | 0% | 0.5887% | 0 | 0% | 0.5887% | 0 | 0% | 0.5887% | 0 |  |  |  | 0% | 11.8% | 0 | 0% | 11.8% | 0 | 0% | 11.8% | 0 | 0% | 0.3743% | 0 | 0% | 0.3743% | 0 | 0% | 0.3743% | 0 | 0% | 100% | 0 | 0% | 100% | 0 | 0% | 100% | 0 | 0% | 100% | 0 |  |  | 0 |  |  | 0 |  |  | 0
WESTPARK 1104CB | 6.4594e-05 | 0 | 0.079017 | 0 | 0.079017 | 0.020563 | 0.072163 | 0.036965 | 0% | 99% | 0 | 0% | 99% | 0 | 0% | 99% | 0 | 0% | 99% | 0 | 0% | 64.22% | 0 | 0% | 50.82% | 0 | 0% | 50.82% | 0 | 0% | 50.82% | 0 | 0 | 0% | 2.519% | 0 | 0% | 2.519% | 0 | 0% | 2.519% | 0 | 0% | 0.2881% | 0 | 0% | 0.2881% | 0 | 0% | 0.2881% | 0 | 0% | 0.8433% | 0 | 0% | 0.8433% | 0 | 0% | 0.8433% | 0 | 0% | 0.8756% | 0 | 99.84% | 0.8756% | 0.00069079 | 0% | 0.8756% | 0 | 0% | 6.357% | 0 | 0% | 6.357% | 0 | 0% | 6.357% | 0 | 0% | 0.562% | 0 | 0% | 0.562% | 0 | 0% | 0.562% | 0 |  |  |  | 0% | 11.8% | 0 | 0% | 11.8% | 0 | 0% | 11.8% | 0 | 0% | 0.366% | 0 | 0% | 0.366% | 0 | 0% | 0.366% | 0 | 0% | 100% | 0 | 0% | 100% | 0 | 0% | 100% | 0 | 0% | 100% | 0 |  |  | 0 |  |  | 0 |  |  | 0
TIDEWATER 2105CB | 5.2287e-05 | 0 | 0.0855 | 0 | 0.0855 | 0.025694 | 0.079337 | 0.035303 | 0% | 99% | 0 | 0% | 99% | 0 | 0% | 99% | 0 | 0% | 99% | 0 | 0% | 64.73% | 0 | 0% | 50.5% | 0 | 0% | 50.5% | 0 | 0% | 50.5% | 0 | 0 | 0% | 3.079% | 0 | 0% | 3.079% | 0 | 0% | 3.079% | 0 | 0% | 0.3462% | 0 | 0% | 0.3462% | 0 | 0% | 0.3462% | 0 | 0% | 0.8446% | 0 | 0% | 0.8446% | 0 | 0% | 0.8446% | 0 | 90.23% | 0.8794% | 0.00067838 | 0% | 0.8794% | 0 | 0% | 0.8794% | 0 | 0% | 6.34% | 0 | 0% | 6.34% | 0 | 0% | 6.34% | 0 | 0% | 0.4658% | 0 | 0% | 0.4658% | 0 | 0% | 0.4658% | 0 |  |  |  | 0% | 11.8% | 0 | 0% | 11.8% | 0 | 0% | 11.8% | 0 | 0% | 0.3653% | 0 | 0% | 0.3653% | 0 | 0% | 0.3653% | 0 | 0% | 100% | 0 | 0% | 100% | 0 | 0% | 100% | 0 | 0% | 100% | 0 |  |  | 0 |  |  | 0 |  |  | 0
OCEANO 1108CB | 4.2411e-06 | 0 | 0.0034441 | 0 | 0.0034441 | 0.00018764 | 0.0049114 | 0.00055419 | 0% | 99% | 0 | 0% | 99% | 0 | 0% | 99% | 0 | 0% | 99% | 0 | 0% | 49.78% | 0 | 0% | 46.58% | 0 | 0% | 46.58% | 0 | 0% | 46.58% | 0 | 0 | 0% | 2.543% | 0 | 0% | 2.543% | 0 | 0% | 2.543% | 0 | 0% | 0.149% | 0 | 0% | 0.149% | 0 | 0% | 0.149% | 0 | 0% | 1.356% | 0 | 0% | 1.356% | 0 | 0% | 1.356% | 0 | 0% | 1.017% | 0 | 0% | 1.017% | 0 | 0% | 1.017% | 0 | 0% | 9.245% | 0 | 0% | 9.245% | 0 | 0% | 9.245% | 0 | 0% | 0.1542% | 0 | 0% | 0.1542% | 0 | 0% | 0.1542% | 0 |  |  |  | 0% | 11.8% | 0 | 0% | 11.8% | 0 | 0% | 11.8% | 0 | 0% | 0.2739% | 0 | 0% | 0.2739% | 0 | 0% | 0.2739% | 0 | 0% | 100% | 0 | 0% | 100% | 0 | 0% | 100% | 0 | 0% | 100% | 0 |  |  | 0 |  |  | 0 |  |  | 0
PAUL SWEET 2101722422 | 3.1203e-05 | 0 | 0.019581 | 0 | 0.019581 | 0.0077353 | 0.018692 | 0.0057167 | 0% | 99% | 0 | 0% | 99% | 0 | 0% | 99% | 0 | 0% | 99% | 0 | 0% | 63.77% | 0 | 0% | 50.73% | 0 | 0% | 50.73% | 0 | 0% | 50.73% | 0 | 0 | 0% | 3.103% | 0 | 0% | 3.103% | 0 | 0% | 3.103% | 0 | 0% | 0.3312% | 0 | 0% | 0.3312% | 0 | 0% | 0.3312% | 0 | 0% | 0.8891% | 0 | 0% | 0.8891% | 0 | 0% | 0.8891% | 0 | 0% | 0.8998% | 0 | 100% | 0.8998% | 0.00017618 | 0% | 0.8998% | 0 | 0% | 6.614% | 0 | 0% | 6.614% | 0 | 0% | 6.614% | 0 | 0% | 0.9472% | 0 | 0% | 0.9472% | 0 | 0% | 0.9472% | 0 |  |  |  | 0% | 11.8% | 0 | 0% | 11.8% | 0 | 0% | 11.8% | 0 | 0% | 0.3621% | 0 | 0% | 0.3621% | 0 | 0% | 0.3621% | 0 | 0% | 100% | 0 | 0% | 100% | 0 | 0% | 100% | 0 | 0% | 100% | 0 |  |  | 0 |  |  | 0 |  |  | 0
CALIFORNIA AVE 1116CB | 5.2485e-05 | 0 | 0.062503 | 0 | 0.062503 | 0.015266 | 0.057405 | 0.029937 | 0% | 99% | 0 | 0% | 99% | 0 | 0% | 99% | 0 | 0% | 99% | 0 | 0% | 63.64% | 0 | 0% | 49.95% | 0 | 0% | 49.95% | 0 | 0% | 49.95% | 0 | 0 | 0% | 2.678% | 0 | 0% | 2.678% | 0 | 0% | 2.678% | 0 | 0% | 0.3021% | 0 | 0% | 0.3021% | 0 | 0% | 0.3021% | 0 | 0% | 0.8437% | 0 | 0% | 0.8437% | 0 | 0% | 0.8437% | 0 | 99.59% | 0.8692% | 0.00054106 | 0% | 0.8692% | 0 | 0% | 0.8692% | 0 | 0% | 6.334% | 0 | 0% | 6.334% | 0 | 0% | 6.334% | 0 | 0% | 0.6763% | 0 | 0% | 0.6763% | 0 | 0% | 0.6763% | 0 |  |  |  | 0% | 11.8% | 0 | 0% | 11.8% | 0 | 0% | 11.8% | 0 | 0% | 0.3646% | 0 | 0% | 0.3646% | 0 | 0% | 0.3646% | 0 | 0% | 100% | 0 | 0% | 100% | 0 | 0% | 100% | 0 | 0% | 100% | 0 |  |  | 0 |  |  | 0 |  |  | 0
SAN LUIS OBISPO 1105994498 | 4.012e-05 | 0 | 0.016911 | 0 | 0.016911 | 0.007533 | 0.015713 | 0.0045163 | 0% | 99% | 0 | 0% | 99% | 0 | 0% | 99% | 0 | 0% | 99% | 0 | 0% | 63.2% | 0 | 0% | 49.53% | 0 | 0% | 49.53% | 0 | 0% | 49.53% | 0 | 0 | 0% | 2.768% | 0 | 0% | 2.768% | 0 | 0% | 2.768% | 0 | 0% | 0.3008% | 0 | 0% | 0.3008% | 0 | 0% | 0.3008% | 0 | 0% | 0.8631% | 0 | 0% | 0.8631% | 0 | 0% | 0.8631% | 0 | 0% | 0.8776% | 0 | 0% | 0.8776% | 0 | 0% | 0.8776% | 0 | 0% | 6.446% | 0 | 0% | 6.446% | 0 | 0% | 6.446% | 0 | 0% | 1.038% | 0 | 0% | 1.038% | 0 | 0% | 1.038% | 0 |  |  |  | 0% | 11.8% | 0 | 0% | 11.8% | 0 | 0% | 11.8% | 0 | 0% | 0.3635% | 0 | 0% | 0.3635% | 0 | 0% | 0.3635% | 0 | 0% | 100% | 0 | 0% | 100% | 0 | 0% | 100% | 0 | 0% | 100% | 0 |  |  | 0 |  |  | 0 |  |  | 0
AMES 1102LM04 | 2.8531e-05 | 0 | 0.0046028 | 0 | 0.0046028 | 0.00097443 | 0.0045001 | 0.0020819 | 0% | 99% | 0 | 0% | 99% | 0 | 0% | 99% | 0 | 0% | 99% | 0 | 0% | 63.54% | 0 | 0% | 50.52% | 0 | 0% | 50.52% | 0 | 0% | 50.52% | 0 | 0 | 0% | 3.383% | 0 | 0% | 3.383% | 0 | 0% | 3.383% | 0 | 0% | 0.3694% | 0 | 0% | 0.3694% | 0 | 0% | 0.3694% | 0 | 0% | 0.9054% | 0 | 0% | 0.9054% | 0 | 0% | 0.9054% | 0 | 0% | 0.9438% | 0 | 0% | 0.9438% | 0 | 100% | 0.9438% | 4.344e-05 | 0% | 6.796% | 0 | 0% | 6.796% | 0 | 0% | 6.796% | 0 | 0% | 0.5702% | 0 | 0% | 0.5702% | 0 | 0% | 0.5702% | 0 |  |  |  | 0% | 11.8% | 0 | 0% | 11.8% | 0 | 0% | 11.8% | 0 | 0% | 0.3662% | 0 | 0% | 0.3662% | 0 | 0% | 0.3662% | 0 | 0% | 100% | 0 | 0% | 100% | 0 | 0% | 100% | 0 | 0% | 100% | 0 |  |  | 0 |  |  | 0 |  |  | 0
SALINAS 110322384 | 3.3951e-05 | 0 | 0.0084381 | 0 | 0.0084381 | 0.0019272 | 0.0082878 | 0.0036396 | 0% | 99% | 0 | 0% | 99% | 0 | 0% | 99% | 0 | 0% | 99% | 0 | 0% | 64.15% | 0 | 0% | 51.87% | 0 | 0% | 51.87% | 0 | 0% | 51.87% | 0 | 0 | 0% | 2.99% | 0 | 0% | 2.99% | 0 | 0% | 2.99% | 0 | 0% | 0.3198% | 0 | 0% | 0.3198% | 0 | 0% | 0.3198% | 0 | 0% | 0.9147% | 0 | 0% | 0.9147% | 0 | 0% | 0.9147% | 0 | 0% | 0.9144% | 0 | 0% | 0.9144% | 0 | 100% | 0.9144% | 7.7161e-05 | 0% | 6.786% | 0 | 0% | 6.786% | 0 | 0% | 6.786% | 0 | 0% | 0.5551% | 0 | 0% | 0.5551% | 0 | 0% | 0.5551% | 0 |  |  |  | 0% | 11.8% | 0 | 0% | 11.8% | 0 | 0% | 11.8% | 0 | 0% | 0.3582% | 0 | 0% | 0.3582% | 0 | 0% | 0.3582% | 0 | 0% | 100% | 0 | 0% | 100% | 0 | 0% | 100% | 0 | 0% | 100% | 0 |  |  | 0 |  |  | 0 |  |  | 0
PORTOLA 0401CB | 3.1974e-05 | 0 | 0.013975 | 0 | 0.013975 | 0.0057767 | 0.014739 | 0.0024313 | 0% | 99% | 0 | 0% | 99% | 0 | 0% | 99% | 0 | 0% | 99% | 0 | 0% | 63.32% | 0 | 0% | 49.77% | 0 | 0% | 49.77% | 0 | 0% | 49.77% | 0 | 0 | 0% | 3.555% | 0 | 0% | 3.555% | 0 | 0% | 3.555% | 0 | 0% | 0.3901% | 0 | 0% | 0.3901% | 0 | 0% | 0.3901% | 0 | 0% | 0.9833% | 0 | 0% | 0.9833% | 0 | 0% | 0.9833% | 0 | 0% | 1.027% | 0 | 5.877% | 1.027% | 8.4321e-06 | 0.7095% | 1.027% | 1.0179e-06 | 0% | 7.395% | 0 | 0% | 7.395% | 0 | 0% | 7.395% | 0 | 0% | 1.092% | 0 | 0% | 1.092% | 0 | 0% | 1.092% | 0 |  |  |  | 0% | 11.8% | 0 | 0% | 11.8% | 0 | 0% | 11.8% | 0 | 0% | 0.3653% | 0 | 0% | 0.3653% | 0 | 0% | 0.3653% | 0 | 0% | 100% | 0 | 0% | 100% | 0 | 0% | 100% | 0 | 0% | 100% | 0 |  |  | 0 |  |  | 0 |  |  | 0
SF H 110313203 | 4.2198e-05 | 0 | 0.026392 | 0 | 0.026392 | 0.0031258 | 0.029378 | 0.010833 | 0% | 99% | 0 | 0% | 99% | 0 | 0% | 99% | 0 | 0% | 99% | 0 | 0% | 64.84% | 0 | 0% | 52.43% | 0 | 0% | 52.43% | 0 | 0% | 52.43% | 0 | 0 | 0% | 3.93% | 0 | 0% | 3.93% | 0 | 0% | 3.93% | 0 | 0% | 0.4273% | 0 | 0% | 0.4273% | 0 | 0% | 0.4273% | 0 | 0% | 1.032% | 0 | 0% | 1.032% | 0 | 0% | 1.032% | 0 | 0% | 1.067% | 0 | 100% | 1.067% | 0.00028172 | 0% | 1.067% | 0 | 0% | 7.721% | 0 | 0% | 7.721% | 0 | 0% | 7.721% | 0 | 0% | 0.3999% | 0 | 0% | 0.3999% | 0 | 0% | 0.3999% | 0 |  |  |  | 0% | 11.8% | 0 | 0% | 11.8% | 0 | 0% | 11.8% | 0 | 0% | 0.3604% | 0 | 0% | 0.3604% | 0 | 0% | 0.3604% | 0 | 0% | 100% | 0 | 0% | 100% | 0 | 0% | 100% | 0 | 0% | 100% | 0 |  |  | 0 |  |  | 0 |  |  | 0
OAKLAND J 1112CB | 3.2767e-05 | 0 | 0.014542 | 0 | 0.014542 | 0.0009339 | 0.017478 | 0.0054662 | 0% | 99% | 0 | 0% | 99% | 0 | 0% | 99% | 0 | 0% | 99% | 0 | 0% | 64.08% | 0 | 0% | 51% | 0 | 0% | 51% | 0 | 0% | 51% | 0 | 0 | 0% | 4.181% | 0 | 0% | 4.181% | 0 | 0% | 4.181% | 0 | 0% | 0.458% | 0 | 0% | 0.458% | 0 | 0% | 0.458% | 0 | 0% | 1.114% | 0 | 0% | 1.114% | 0 | 0% | 1.114% | 0 | 0% | 1.173% | 0 | 0% | 1.173% | 0 | 98.68% | 1.173% | 0.00016829 | 0% | 8.396% | 0 | 0% | 8.396% | 0 | 0% | 8.396% | 0 | 0% | 0.2231% | 0 | 0% | 0.2231% | 0 | 0% | 0.2231% | 0 |  |  |  | 0% | 11.8% | 0 | 0% | 11.8% | 0 | 0% | 11.8% | 0 | 0% | 0.3621% | 0 | 0% | 0.3621% | 0 | 0% | 0.3621% | 0 | 0% | 100% | 0 | 0% | 100% | 0 | 0% | 100% | 0 | 0% | 100% | 0 |  |  | 0 |  |  | 0 |  |  | 0
OAKLAND X 1109CB | 3.7881e-05 | 0 | 0.025922 | 0 | 0.025922 | 0.0048127 | 0.025598 | 0.012157 | 0% | 99% | 0 | 0% | 99% | 0 | 0% | 99% | 0 | 0% | 99% | 0 | 0% | 64.07% | 0 | 0% | 52.17% | 0 | 0% | 52.17% | 0 | 0% | 52.17% | 0 | 0 | 0% | 3.014% | 0 | 0% | 3.014% | 0 | 0% | 3.014% | 0 | 0% | 0.3208% | 0 | 0% | 0.3208% | 0 | 0% | 0.3208% | 0 | 0% | 0.9159% | 0 | 0% | 0.9159% | 0 | 0% | 0.9159% | 0 | 0% | 0.9064% | 0 | 0% | 0.9064% | 0 | 100% | 0.9064% | 0.00023495 | 0% | 6.768% | 0 | 0% | 6.768% | 0 | 0% | 6.768% | 0 | 0% | 0.5237% | 0 | 0% | 0.5237% | 0 | 0% | 0.5237% | 0 |  |  |  | 0% | 11.8% | 0 | 0% | 11.8% | 0 | 0% | 11.8% | 0 | 0% | 0.3556% | 0 | 0% | 0.3556% | 0 | 0% | 0.3556% | 0 | 0% | 100% | 0 | 0% | 100% | 0 | 0% | 100% | 0 | 0% | 100% | 0 |  |  | 0 |  |  | 0 |  |  | 0
OAKLAND D 1112CR340 | 3.6326e-05 | 0 | 0.027956 | 0 | 0.027956 | 0.0086314 | 0.025673 | 0.011605 | 0% | 99% | 0 | 0% | 99% | 0 | 0% | 99% | 0 | 0% | 99% | 0 | 0% | 64% | 0 | 0% | 51.4% | 0 | 0% | 51.4% | 0 | 0% | 51.4% | 0 | 0 | 0% | 2.834% | 0 | 0% | 2.834% | 0 | 0% | 2.834% | 0 | 0% | 0.303% | 0 | 0% | 0.303% | 0 | 0% | 0.303% | 0 | 0% | 0.8526% | 0 | 0% | 0.8526% | 0 | 0% | 0.8526% | 0 | 80.65% | 0.8501% | 0.00019167 | 18.82% | 0.8501% | 4.4724e-05 | 0% | 0.8501% | 0 | 0% | 6.316% | 0 | 0% | 6.316% | 0 | 0% | 6.316% | 0 | 0% | 0.7882% | 0 | 0% | 0.7882% | 0 | 0% | 0.7882% | 0 |  |  |  | 0% | 11.8% | 0 | 0% | 11.8% | 0 | 0% | 11.8% | 0 | 0% | 0.3601% | 0 | 0% | 0.3601% | 0 | 0% | 0.3601% | 0 | 0% | 100% | 0 | 0% | 100% | 0 | 0% | 100% | 0 | 0% | 100% | 0 |  |  | 0 |  |  | 0 |  |  | 0
CABRILLO 1104CB | 3.8178e-05 | 0 | 0.019704 | 0 | 0.019704 | 0.0029872 | 0.019943 | 0.009428 | 0% | 99% | 0 | 0% | 99% | 0 | 0% | 99% | 0 | 0% | 99% | 0 | 0% | 63.83% | 0 | 0% | 50.08% | 0 | 0% | 50.08% | 0 | 0% | 50.08% | 0 | 0 | 0% | 3.787% | 0 | 0% | 3.787% | 0 | 0% | 3.787% | 0 | 0% | 0.4073% | 0 | 0% | 0.4073% | 0 | 0% | 0.4073% | 0 | 0% | 0.9413% | 0 | 0% | 0.9413% | 0 | 0% | 0.9413% | 0 | 0% | 0.9896% | 0 | 0% | 0.9896% | 0 | 100% | 0.9896% | 0.00019498 | 0% | 7.089% | 0 | 0% | 7.089% | 0 | 0% | 7.089% | 0 | 0% | 0.3785% | 0 | 0% | 0.3785% | 0 | 0% | 0.3785% | 0 |  |  |  | 0% | 11.8% | 0 | 0% | 11.8% | 0 | 0% | 11.8% | 0 | 0% | 0.369% | 0 | 0% | 0.369% | 0 | 0% | 0.369% | 0 | 0% | 100% | 0 | 0% | 100% | 0 | 0% | 100% | 0 | 0% | 100% | 0 |  |  | 0 |  |  | 0 |  |  | 0
EAST STOCKTON 0402549752 | 4.0532e-05 | 0 | 0.01309 | 0 | 0.01309 | 0.0042084 | 0.012914 | 0.0043758 | 0% | 99% | 0 | 0% | 99% | 0 | 0% | 99% | 0 | 0% | 99% | 0 | 0% | 63.23% | 0 | 0% | 50.14% | 0 | 0% | 50.14% | 0 | 0% | 50.14% | 0 | 0 | 0% | 2.76% | 0 | 0% | 2.76% | 0 | 0% | 2.76% | 0 | 0% | 0.3124% | 0 | 0% | 0.3124% | 0 | 0% | 0.3124% | 0 | 0% | 0.9077% | 0 | 0% | 0.9077% | 0 | 0% | 0.9077% | 0 | 1.739% | 0.9323% | 2.1218e-06 | 98.26% | 0.9323% | 0.00011991 | 0% | 0.9323% | 0 | 0% | 6.811% | 0 | 0% | 6.811% | 0 | 0% | 6.811% | 0 | 0% | 0.7502% | 0 | 0% | 0.7502% | 0 | 0% | 0.7502% | 0 |  |  |  | 0% | 11.8% | 0 | 0% | 11.8% | 0 | 0% | 11.8% | 0 | 0% | 0.3613% | 0 | 0% | 0.3613% | 0 | 0% | 0.3613% | 0 | 0% | 100% | 0 | 0% | 100% | 0 | 0% | 100% | 0 | 0% | 100% | 0 |  |  | 0 |  |  | 0 |  |  | 0
SAN MATEO 210155256 | 4.3659e-05 | 0 | 0.019005 | 0 | 0.019005 | 0.0044683 | 0.019572 | 0.0071722 | 0% | 99% | 0 | 0% | 99% | 0 | 0% | 99% | 0 | 0% | 99% | 0 | 0% | 65.01% | 0 | 0% | 51.53% | 0 | 0% | 51.53% | 0 | 0% | 51.53% | 0 | 0 | 0% | 3.477% | 0 | 0% | 3.477% | 0 | 0% | 3.477% | 0 | 0% | 0.3848% | 0 | 0% | 0.3848% | 0 | 0% | 0.3848% | 0 | 0% | 0.9449% | 0 | 0% | 0.9449% | 0 | 0% | 0.9449% | 0 | 0% | 0.9832% | 0 | 0% | 0.9832% | 0 | 0% | 0.9832% | 0 | 0% | 7.089% | 0 | 0% | 7.089% | 0 | 0% | 7.089% | 0 | 0% | 0.5963% | 0 | 0% | 0.5963% | 0 | 0% | 0.5963% | 0 |  |  |  | 0% | 11.8% | 0 | 0% | 11.8% | 0 | 0% | 11.8% | 0 | 0% | 0.3629% | 0 | 0% | 0.3629% | 0 | 0% | 0.3629% | 0 | 0% | 100% | 0 | 0% | 100% | 0 | 0% | 100% | 0 | 0% | 100% | 0 |  |  | 0 |  |  | 0 |  |  | 0
BULLARD 110182586 | 4.1316e-05 | 0 | 0.013482 | 0 | 0.013482 | 0.0041385 | 0.012261 | 0.0057437 | 0% | 99% | 0 | 0% | 99% | 0 | 0% | 99% | 0 | 0% | 99% | 0 | 0% | 63.08% | 0 | 0% | 49.75% | 0 | 0% | 49.75% | 0 | 0% | 49.75% | 0 | 0 | 0% | 2.506% | 0 | 0% | 2.506% | 0 | 0% | 2.506% | 0 | 0% | 0.2766% | 0 | 0% | 0.2766% | 0 | 0% | 0.2766% | 0 | 0% | 0.8401% | 0 | 0% | 0.8401% | 0 | 0% | 0.8401% | 0 | 1.194% | 0.8479% | 1.3645e-06 | 0% | 0.8479% | 0 | 79.2% | 0.8479% | 9.0541e-05 | 0% | 6.267% | 0 | 0% | 6.267% | 0 | 0% | 6.267% | 0 | 0% | 0.8423% | 0 | 0% | 0.8423% | 0 | 0% | 0.8423% | 0 |  |  |  | 0% | 11.8% | 0 | 0% | 11.8% | 0 | 0% | 11.8% | 0 | 0% | 0.3618% | 0 | 0% | 0.3618% | 0 | 0% | 0.3618% | 0 | 0% | 100% | 0 | 0% | 100% | 0 | 0% | 100% | 0 | 0% | 100% | 0 |  |  | 0 |  |  | 0 |  |  | 0
SERRAMONTE 110359766 | 3.2562e-05 | 0 | 0.0086178 | 0 | 0.0086178 | 0.0014151 | 0.010137 | 0.0026023 | 0% | 99% | 0 | 0% | 99% | 0 | 0% | 99% | 0 | 0% | 99% | 0 | 0% | 62.53% | 0 | 0% | 50.75% | 0 | 0% | 50.75% | 0 | 0% | 50.75% | 0 | 0 | 0% | 3.958% | 0 | 0% | 3.958% | 0 | 0% | 3.958% | 0 | 0% | 0.4199% | 0 | 0% | 0.4199% | 0 | 0% | 0.4199% | 0 | 0% | 1.099% | 0 | 0% | 1.099% | 0 | 0% | 1.099% | 0 | 0% | 1.105% | 0 | 48.21% | 1.105% | 4.5914e-05 | 51.79% | 1.105% | 4.9324e-05 | 0% | 8.148% | 0 | 0% | 8.148% | 0 | 0% | 8.148% | 0 | 0% | 0.5021% | 0 | 0% | 0.5021% | 0 | 0% | 0.5021% | 0 |  |  |  | 0% | 11.8% | 0 | 0% | 11.8% | 0 | 0% | 11.8% | 0 | 0% | 0.3529% | 0 | 0% | 0.3529% | 0 | 0% | 0.3529% | 0 | 0% | 100% | 0 | 0% | 100% | 0 | 0% | 100% | 0 | 0% | 100% | 0 |  |  | 0 |  |  | 0 |  |  | 0
PETALUMA C 1106CB | 2.859e-05 | 0 | 0.026575 | 0 | 0.026575 | 0.0067336 | 0.027198 | 0.0097165 | 0% | 99% | 0 | 0% | 99% | 0 | 0% | 99% | 0 | 0% | 99% | 0 | 0% | 62.82% | 0 | 0% | 50.31% | 0 | 0% | 50.31% | 0 | 0% | 50.31% | 0 | 0 | 0% | 3.361% | 0 | 0% | 3.361% | 0 | 0% | 3.361% | 0 | 0% | 0.3573% | 0 | 0% | 0.3573% | 0 | 0% | 0.3573% | 0 | 0% | 0.9484% | 0 | 0% | 0.9484% | 0 | 0% | 0.9484% | 0 | 0% | 0.9506% | 0 | 0% | 0.9506% | 0 | 0% | 0.9506% | 0 | 0% | 7.026% | 0 | 0% | 7.026% | 0 | 0% | 7.026% | 0 | 0% | 0.7089% | 0 | 0% | 0.7089% | 0 | 0% | 0.7089% | 0 |  |  |  | 0% | 11.8% | 0 | 0% | 11.8% | 0 | 0% | 11.8% | 0 | 0% | 0.357% | 0 | 0% | 0.357% | 0 | 0% | 0.357% | 0 | 0% | 100% | 0 | 0% | 100% | 0 | 0% | 100% | 0 | 0% | 100% | 0 |  |  | 0 |  |  | 0 |  |  | 0
COALINGA NO 1 11089860 | 3.2534e-05 | 0 | 0.010785 | 0 | 0.010785 | 0.0016326 | 0.010058 | 0.0060236 | 0% | 99% | 0 | 0% | 99% | 0 | 0% | 99% | 0 | 0% | 99% | 0 | 0% | 62.87% | 0 | 0% | 50.72% | 0 | 0% | 50.72% | 0 | 0% | 50.72% | 0 | 0 | 0% | 2.526% | 0 | 0% | 2.526% | 0 | 0% | 2.526% | 0 | 0% | 0.2751% | 0 | 0% | 0.2751% | 0 | 0% | 0.2751% | 0 | 0% | 0.8629% | 0 | 0% | 0.8629% | 0 | 0% | 0.8629% | 0 | 100% | 0.8526% | 9.1951e-05 | 0% | 0.8526% | 0 | 0% | 0.8526% | 0 | 0% | 6.389% | 0 | 0% | 6.389% | 0 | 0% | 6.389% | 0 | 0% | 0.3545% | 0 | 0% | 0.3545% | 0 | 0% | 0.3545% | 0 |  |  |  | 0% | 11.8% | 0 | 0% | 11.8% | 0 | 0% | 11.8% | 0 | 0% | 0.3568% | 0 | 0% | 0.3568% | 0 | 0% | 0.3568% | 0 | 0% | 100% | 0 | 0% | 100% | 0 | 0% | 100% | 0 | 0% | 100% | 0 |  |  | 0 |  |  | 0 |  |  | 0
VIERRA 170114306 | 3.773e-05 | 0 | 0.012537 | 0 | 0.012537 | 0.0018671 | 0.009244 | 0.0094824 | 0% | 99% | 0 | 0% | 99% | 0 | 0% | 99% | 0 | 0% | 99% | 0 | 0% | 65.48% | 0 | 0% | 51.46% | 0 | 0% | 51.46% | 0 | 0% | 51.46% | 0 | 0 | 0% | 2.114% | 0 | 0% | 2.114% | 0 | 0% | 2.114% | 0 | 0% | 0.2452% | 0 | 0% | 0.2452% | 0 | 0% | 0.2452% | 0 | 0% | 0.6631% | 0 | 0% | 0.6631% | 0 | 0% | 0.6631% | 0 | 0% | 0.6873% | 0 | 0% | 0.6873% | 0 | 12.76% | 0.6873% | 1.0998e-05 | 0% | 4.985% | 0 | 0% | 4.985% | 0 | 0% | 4.985% | 0 | 0% | 0.4068% | 0 | 0% | 0.4068% | 0 | 0% | 0.4068% | 0 |  |  |  | 0% | 11.8% | 0 | 0% | 11.8% | 0 | 0% | 11.8% | 0 | 0% | 0.3698% | 0 | 0% | 0.3698% | 0 | 0% | 0.3698% | 0 | 0% | 100% | 0 | 0% | 100% | 0 | 0% | 100% | 0 | 0% | 100% | 0 |  |  | 0 |  |  | 0 |  |  | 0
FREMONT 1109CB | 2.8321e-05 | 0 | 0.026854 | 0 | 0.026854 | 0.0099704 | 0.024264 | 0.009877 | 0% | 99% | 0 | 0% | 99% | 0 | 0% | 99% | 0 | 0% | 99% | 0 | 0% | 63.84% | 0 | 0% | 50.42% | 0 | 0% | 50.42% | 0 | 0% | 50.42% | 0 | 0 | 0% | 2.965% | 0 | 0% | 2.965% | 0 | 0% | 2.965% | 0 | 0% | 0.3188% | 0 | 0% | 0.3188% | 0 | 0% | 0.3188% | 0 | 0% | 0.8358% | 0 | 0% | 0.8358% | 0 | 0% | 0.8358% | 0 | 0% | 0.8464% | 0 | 0% | 0.8464% | 0 | 5.773% | 0.8464% | 1.3122e-05 | 0% | 6.216% | 0 | 0% | 6.216% | 0 | 0% | 6.216% | 0 | 0% | 0.8028% | 0 | 0% | 0.8028% | 0 | 0% | 0.8028% | 0 |  |  |  | 0% | 11.8% | 0 | 0% | 11.8% | 0 | 0% | 11.8% | 0 | 0% | 0.3636% | 0 | 0% | 0.3636% | 0 | 0% | 0.3636% | 0 | 0% | 100% | 0 | 0% | 100% | 0 | 0% | 100% | 0 | 0% | 100% | 0 |  |  | 0 |  |  | 0 |  |  | 0
STOCKTON A 1102CB | 4.4337e-05 | 0 | 0.045522 | 0 | 0.045522 | 0.0066854 | 0.040999 | 0.0271 | 0% | 99% | 0 | 0% | 99% | 0 | 0% | 99% | 0 | 0% | 99% | 0 | 0% | 64.53% | 0 | 0% | 50.95% | 0 | 0% | 50.95% | 0 | 0% | 50.95% | 0 | 0 | 0% | 2.757% | 0 | 0% | 2.757% | 0 | 0% | 2.757% | 0 | 0% | 0.3142% | 0 | 0% | 0.3142% | 0 | 0% | 0.3142% | 0 | 0% | 0.8193% | 0 | 0% | 0.8193% | 0 | 0% | 0.8193% | 0 | 98.94% | 0.8571% | 0.00038602 | 0% | 0.8571% | 0 | 0% | 0.8571% | 0 | 0% | 6.179% | 0 | 0% | 6.179% | 0 | 0% | 6.179% | 0 | 0% | 0.4188% | 0 | 0% | 0.4188% | 0 | 0% | 0.4188% | 0 |  |  |  | 0% | 11.8% | 0 | 0% | 11.8% | 0 | 0% | 11.8% | 0 | 0% | 0.367% | 0 | 0% | 0.367% | 0 | 0% | 0.367% | 0 | 0% | 100% | 0 | 0% | 100% | 0 | 0% | 100% | 0 | 0% | 100% | 0 |  |  | 0 |  |  | 0 |  |  | 0
CORONA 1102CB | 3.8535e-05 | 0 | 0.010432 | 0 | 0.010432 | 0.0013613 | 0.011363 | 0.0044148 | 0% | 99% | 0 | 0% | 99% | 0 | 0% | 99% | 0 | 0% | 99% | 0 | 0% | 63.89% | 0 | 0% | 49.56% | 0 | 0% | 49.56% | 0 | 0% | 49.56% | 0 | 0 | 0% | 3.905% | 0 | 0% | 3.905% | 0 | 0% | 3.905% | 0 | 0% | 0.4416% | 0 | 0% | 0.4416% | 0 | 0% | 0.4416% | 0 | 0% | 0.9839% | 0 | 42.91% | 0.9839% | 4.4042e-05 | 0% | 0.9839% | 0 | 100% | 1.046% | 0.00010917 | 0% | 1.046% | 0 | 0% | 1.046% | 0 | 0% | 7.432% | 0 | 0% | 7.432% | 0 | 0% | 7.432% | 0 | 0% | 0.3876% | 0 | 0% | 0.3876% | 0 | 0% | 0.3876% | 0 |  |  |  | 0% | 11.8% | 0 | 0% | 11.8% | 0 | 0% | 11.8% | 0 | 0% | 0.3643% | 0 | 0% | 0.3643% | 0 | 0% | 0.3643% | 0 | 0% | 100% | 0 | 0% | 100% | 0 | 0% | 100% | 0 | 0% | 100% | 0 |  |  | 0 |  |  | 0 |  |  | 0
SUISUN 1106CB | 3.9921e-05 | 0 | 0.039744 | 0 | 0.039744 | 0.012424 | 0.038559 | 0.014314 | 0% | 99% | 0 | 0% | 99% | 0 | 0% | 99% | 0 | 0% | 99% | 0 | 0% | 63.14% | 0 | 0% | 50.19% | 0 | 0% | 50.19% | 0 | 0% | 50.19% | 0 | 0 | 0% | 2.979% | 0 | 0% | 2.979% | 0 | 0% | 2.979% | 0 | 0% | 0.3219% | 0 | 0% | 0.3219% | 0 | 0% | 0.3219% | 0 | 0% | 0.8969% | 0 | 0% | 0.8969% | 0 | 0% | 0.8969% | 0 | 0% | 0.8998% | 0 | 0% | 0.8998% | 0 | 71.25% | 0.8998% | 0.0002548 | 0% | 6.659% | 0 | 0% | 6.659% | 0 | 0% | 6.659% | 0 | 0% | 0.5984% | 0 | 0% | 0.5984% | 0 | 0% | 0.5984% | 0 |  |  |  | 0% | 11.8% | 0 | 0% | 11.8% | 0 | 0% | 11.8% | 0 | 0% | 0.3589% | 0 | 0% | 0.3589% | 0 | 0% | 0.3589% | 0 | 0% | 100% | 0 | 0% | 100% | 0 | 0% | 100% | 0 | 0% | 100% | 0 |  |  | 0 |  |  | 0 |  |  | 0
WEST LANE 1103CB | 5.1151e-05 | 0 | 0.036318 | 0 | 0.036318 | 0.0081407 | 0.034306 | 0.017227 | 0% | 99% | 0 | 0% | 99% | 0 | 0% | 99% | 0 | 0% | 99% | 0 | 0% | 63.77% | 0 | 0% | 49.65% | 0 | 0% | 49.65% | 0 | 0% | 49.65% | 0 | 0 | 0% | 2.681% | 0 | 0% | 2.681% | 0 | 0% | 2.681% | 0 | 0% | 0.3159% | 0 | 0% | 0.3159% | 0 | 0% | 0.3159% | 0 | 0% | 0.8522% | 0 | 0% | 0.8522% | 0 | 0% | 0.8522% | 0 | 0% | 0.8982% | 0 | 69.76% | 0.8982% | 0.00022758 | 0% | 0.8982% | 0 | 0% | 6.457% | 0 | 0% | 6.457% | 0 | 0% | 6.457% | 0 | 0% | 0.5296% | 0 | 0% | 0.5296% | 0 | 0% | 0.5296% | 0 |  |  |  | 0% | 11.8% | 0 | 0% | 11.8% | 0 | 0% | 11.8% | 0 | 0% | 0.3658% | 0 | 0% | 0.3658% | 0 | 0% | 0.3658% | 0 | 0% | 100% | 0 | 0% | 100% | 0 | 0% | 100% | 0 | 0% | 100% | 0 |  |  | 0 |  |  | 0 |  |  | 0
BARTON 1105CB | 7.5978e-05 | 0 | 0.027019 | 0 | 0.027019 | 0.0036181 | 0.02574 | 0.015038 | 0% | 99% | 0 | 0% | 99% | 0 | 0% | 99% | 0 | 0% | 99% | 0 | 0% | 63.95% | 0 | 0% | 49.35% | 0 | 0% | 49.35% | 0 | 0% | 49.35% | 0 | 0 | 0% | 2.848% | 0 | 0% | 2.848% | 0 | 0% | 2.848% | 0 | 0% | 0.3369% | 0 | 0% | 0.3369% | 0 | 0% | 0.3369% | 0 | 0% | 0.8494% | 0 | 0% | 0.8494% | 0 | 0% | 0.8494% | 0 | 57.03% | 0.8969% | 0.0001382 | 42.97% | 0.8969% | 0.00010414 | 0% | 0.8969% | 0 | 0% | 6.427% | 0 | 0% | 6.427% | 0 | 0% | 6.427% | 0 | 0% | 0.3942% | 0 | 0% | 0.3942% | 0 | 0% | 0.3942% | 0 |  |  |  | 0% | 11.8% | 0 | 0% | 11.8% | 0 | 0% | 11.8% | 0 | 0% | 0.3646% | 0 | 0% | 0.3646% | 0 | 0% | 0.3646% | 0 | 0% | 100% | 0 | 0% | 100% | 0 | 0% | 100% | 0 | 0% | 100% | 0 |  |  | 0 |  |  | 0 |  |  | 0
LAS POSITAS 2104MR188 | 3.7762e-05 | 0 | 0.055377 | 0 | 0.055377 | 0.010891 | 0.054121 | 0.025987 | 0% | 99% | 0 | 0% | 99% | 0 | 0% | 99% | 0 | 0% | 99% | 0 | 0% | 63.57% | 0 | 0% | 50.93% | 0 | 0% | 50.93% | 0 | 0% | 50.93% | 0 | 0 | 0% | 3.075% | 0 | 0% | 3.075% | 0 | 0% | 3.075% | 0 | 0% | 0.3264% | 0 | 0% | 0.3264% | 0 | 0% | 0.3264% | 0 | 0% | 0.902% | 0 | 0% | 0.902% | 0 | 0% | 0.902% | 0 | 98.49% | 0.8916% | 0.0004863 | 0% | 0.8916% | 0 | 0% | 0.8916% | 0 | 0% | 6.656% | 0 | 0% | 6.656% | 0 | 0% | 6.656% | 0 | 0% | 0.5339% | 0 | 0% | 0.5339% | 0 | 0% | 0.5339% | 0 |  |  |  | 0% | 11.8% | 0 | 0% | 11.8% | 0 | 0% | 11.8% | 0 | 0% | 0.3556% | 0 | 0% | 0.3556% | 0 | 0% | 0.3556% | 0 | 0% | 100% | 0 | 0% | 100% | 0 | 0% | 100% | 0 | 0% | 100% | 0 |  |  | 0 |  |  | 0 |  |  | 0
RADUM 1101CB | 3.7144e-05 | 0 | 0.01092 | 0 | 0.01092 | 0.0026518 | 0.010011 | 0.0052811 | 0% | 99% | 0 | 0% | 99% | 0 | 0% | 99% | 0 | 0% | 99% | 0 | 0% | 64.96% | 0 | 0% | 50.37% | 0 | 0% | 50.37% | 0 | 0% | 50.37% | 0 | 0 | 0% | 3.189% | 0 | 0% | 3.189% | 0 | 0% | 3.189% | 0 | 0% | 0.361% | 0 | 0% | 0.361% | 0 | 0% | 0.361% | 0 | 0% | 0.8297% | 0 | 0% | 0.8297% | 0 | 0% | 0.8297% | 0 | 0% | 0.8786% | 0 | 0% | 0.8786% | 0 | 100% | 0.8786% | 9.5942e-05 | 0% | 6.261% | 0 | 0% | 6.261% | 0 | 0% | 6.261% | 0 | 0% | 0.6557% | 0 | 0% | 0.6557% | 0 | 0% | 0.6557% | 0 |  |  |  | 0% | 11.8% | 0 | 0% | 11.8% | 0 | 0% | 11.8% | 0 | 0% | 0.3689% | 0 | 0% | 0.3689% | 0 | 0% | 0.3689% | 0 | 0% | 100% | 0 | 0% | 100% | 0 | 0% | 100% | 0 | 0% | 100% | 0 |  |  | 0 |  |  | 0 |  |  | 0
STOCKDALE 1110CB | 5.4783e-05 | 0 | 0.045163 | 0 | 0.045163 | 0.0073802 | 0.040374 | 0.026469 | 0% | 99% | 0 | 0% | 99% | 0 | 0% | 99% | 0 | 0% | 99% | 0 | 0% | 64.11% | 0 | 0% | 50.96% | 0 | 0% | 50.96% | 0 | 0% | 50.96% | 0 | 0 | 0% | 2.571% | 0 | 0% | 2.571% | 0 | 0% | 2.571% | 0 | 0% | 0.2871% | 0 | 0% | 0.2871% | 0 | 0% | 0.2871% | 0 | 0% | 0.825% | 0 | 0% | 0.825% | 0 | 0% | 0.825% | 0 | 0% | 0.85% | 0 | 0% | 0.85% | 0 | 100% | 0.85% | 0.00038387 | 0% | 6.199% | 0 | 0% | 6.199% | 0 | 0% | 6.199% | 0 | 0% | 0.3281% | 0 | 0% | 0.3281% | 0 | 0% | 0.3281% | 0 |  |  |  | 0% | 11.8% | 0 | 0% | 11.8% | 0 | 0% | 11.8% | 0 | 0% | 0.3658% | 0 | 0% | 0.3658% | 0 | 0% | 0.3658% | 0 | 0% | 100% | 0 | 0% | 100% | 0 | 0% | 100% | 0 | 0% | 100% | 0 |  |  | 0 |  |  | 0 |  |  | 0
SANTA ROSA A 1110184 | 3.1877e-05 | 0 | 0.016867 | 0 | 0.016867 | 0.0064041 | 0.014876 | 0.0064409 | 0% | 99% | 0 | 0% | 99% | 0 | 0% | 99% | 0 | 0% | 99% | 0 | 0% | 63.46% | 0 | 0% | 50.06% | 0 | 0% | 50.06% | 0 | 0% | 50.06% | 0 | 0 | 0% | 2.831% | 0 | 0% | 2.831% | 0 | 0% | 2.831% | 0 | 0% | 0.3025% | 0 | 0% | 0.3025% | 0 | 0% | 0.3025% | 0 | 0% | 0.8134% | 0 | 0% | 0.8134% | 0 | 0% | 0.8134% | 0 | 0% | 0.8169% | 0 | 0% | 0.8169% | 0 | 0% | 0.8169% | 0 | 0% | 6.032% | 0 | 0% | 6.032% | 0 | 0% | 6.032% | 0 | 0% | 1.026% | 0 | 0% | 1.026% | 0 | 0% | 1.026% | 0 |  |  |  | 0% | 11.8% | 0 | 0% | 11.8% | 0 | 0% | 11.8% | 0 | 0% | 0.3629% | 0 | 0% | 0.3629% | 0 | 0% | 0.3629% | 0 | 0% | 100% | 0 | 0% | 100% | 0 | 0% | 100% | 0 | 0% | 100% | 0 |  |  | 0 |  |  | 0 |  |  | 0
COTTLE 1702CB | 5.2854e-05 | 0 | 0.019833 | 0 | 0.019833 | 0.0035539 | 0.015595 | 0.013446 | 0% | 99% | 0 | 0% | 99% | 0 | 0% | 99% | 0 | 0% | 99% | 0 | 0% | 65.38% | 0 | 0% | 51.89% | 0 | 0% | 51.89% | 0 | 0% | 51.89% | 0 | 0 | 0% | 2.143% | 0 | 0% | 2.143% | 0 | 0% | 2.143% | 0 | 0% | 0.2446% | 0 | 0% | 0.2446% | 0 | 0% | 0.2446% | 0 | 0% | 0.7115% | 0 | 0% | 0.7115% | 0 | 0% | 0.7115% | 0 | 63.13% | 0.7234% | 9.0565e-05 | 0% | 0.7234% | 0 | 0.333% | 0.7234% | 4.7773e-07 | 0% | 5.318% | 0 | 0% | 5.318% | 0 | 0% | 5.318% | 0 | 0% | 0.4828% | 0 | 0% | 0.4828% | 0 | 0% | 0.4828% | 0 |  |  |  | 0% | 11.8% | 0 | 0% | 11.8% | 0 | 0% | 11.8% | 0 | 0% | 0.3655% | 0 | 0% | 0.3655% | 0 | 0% | 0.3655% | 0 | 0% | 100% | 0 | 0% | 100% | 0 | 0% | 100% | 0 | 0% | 100% | 0 |  |  | 0 |  |  | 0 |  |  | 0
WESTPARK 1105CB | 6.2186e-05 | 0 | 0.023363 | 0 | 0.023363 | 0.003775 | 0.019337 | 0.015285 | 0% | 99% | 0 | 0% | 99% | 0 | 0% | 99% | 0 | 0% | 99% | 0 | 0% | 64.5% | 0 | 0% | 50.36% | 0 | 0% | 50.36% | 0 | 0% | 50.36% | 0 | 0 | 0% | 2.625% | 0 | 0% | 2.625% | 0 | 0% | 2.625% | 0 | 0% | 0.2965% | 0 | 0% | 0.2965% | 0 | 0% | 0.2965% | 0 | 0% | 0.7524% | 0 | 0% | 0.7524% | 0 | 0% | 0.7524% | 0 | 0% | 0.79% | 0 | 100% | 0.79% | 0.00018457 | 0% | 0.79% | 0 | 0% | 5.682% | 0 | 0% | 5.682% | 0 | 0% | 5.682% | 0 | 0% | 0.3225% | 0 | 0% | 0.3225% | 0 | 0% | 0.3225% | 0 |  |  |  | 0% | 11.8% | 0 | 0% | 11.8% | 0 | 0% | 11.8% | 0 | 0% | 0.3706% | 0 | 0% | 0.3706% | 0 | 0% | 0.3706% | 0 | 0% | 100% | 0 | 0% | 100% | 0 | 0% | 100% | 0 | 0% | 100% | 0 |  |  | 0 |  |  | 0 |  |  | 0
DALY CITY 110985658 | 3.5549e-05 | 0 | 0.010806 | 0 | 0.010806 | 0.0016019 | 0.012794 | 0.0033647 | 0% | 99% | 0 | 0% | 99% | 0 | 0% | 99% | 0 | 0% | 99% | 0 | 0% | 63.41% | 0 | 0% | 51.04% | 0 | 0% | 51.04% | 0 | 0% | 51.04% | 0 | 0 | 0% | 4.026% | 0 | 0% | 4.026% | 0 | 0% | 4.026% | 0 | 0% | 0.4376% | 0 | 0% | 0.4376% | 0 | 0% | 0.4376% | 0 | 0% | 1.102% | 0 | 0% | 1.102% | 0 | 0% | 1.102% | 0 | 4.756% | 1.136% | 5.8406e-06 | 13.97% | 1.136% | 1.7156e-05 | 80.74% | 1.136% | 9.9161e-05 | 0% | 8.248% | 0 | 0% | 8.248% | 0 | 0% | 8.248% | 0 | 0% | 0.4638% | 0 | 0% | 0.4638% | 0 | 0% | 0.4638% | 0 |  |  |  | 0% | 11.8% | 0 | 0% | 11.8% | 0 | 0% | 11.8% | 0 | 0% | 0.358% | 0 | 0% | 0.358% | 0 | 0% | 0.358% | 0 | 0% | 100% | 0 | 0% | 100% | 0 | 0% | 100% | 0 | 0% | 100% | 0 |  |  | 0 |  |  | 0 |  |  | 0
WEST FRESNO 1106CB | 5.2823e-05 | 0 | 0.019027 | 0 | 0.019027 | 0.0038998 | 0.018294 | 0.0090788 | 0% | 99% | 0 | 0% | 99% | 0 | 0% | 99% | 0 | 0% | 99% | 0 | 0% | 62.39% | 0 | 0% | 49.13% | 0 | 0% | 49.13% | 0 | 0% | 49.13% | 0 | 0 | 0% | 2.638% | 0 | 0% | 2.638% | 0 | 0% | 2.638% | 0 | 0% | 0.2936% | 0 | 0% | 0.2936% | 0 | 0% | 0.2936% | 0 | 0% | 0.8813% | 0 | 0% | 0.8813% | 0 | 0% | 0.8813% | 0 | 0.8452% | 0.8907% | 1.4324e-06 | 0% | 0.8907% | 0 | 0% | 0.8907% | 0 | 0% | 6.582% | 0 | 0% | 6.582% | 0 | 0% | 6.582% | 0 | 0% | 0.5705% | 0 | 0% | 0.5705% | 0 | 0% | 0.5705% | 0 |  |  |  | 0% | 11.8% | 0 | 0% | 11.8% | 0 | 0% | 11.8% | 0 | 0% | 0.3594% | 0 | 0% | 0.3594% | 0 | 0% | 0.3594% | 0 | 0% | 100% | 0 | 0% | 100% | 0 | 0% | 100% | 0 | 0% | 100% | 0 |  |  | 0 |  |  | 0 |  |  | 0
AIRWAYS 1103R2030 | 4.1314e-05 | 0 | 0.015991 | 0 | 0.015991 | 0.0051542 | 0.014022 | 0.0071084 | 0% | 99% | 0 | 0% | 99% | 0 | 0% | 99% | 0 | 0% | 99% | 0 | 0% | 63.93% | 0 | 0% | 50.51% | 0 | 0% | 50.51% | 0 | 0% | 50.51% | 0 | 0 | 0% | 2.599% | 0 | 0% | 2.599% | 0 | 0% | 2.599% | 0 | 0% | 0.2858% | 0 | 0% | 0.2858% | 0 | 0% | 0.2858% | 0 | 0% | 0.8113% | 0 | 0% | 0.8113% | 0 | 0% | 0.8113% | 0 | 98.27% | 0.8252% | 0.00012968 | 1.73% | 0.8252% | 2.2835e-06 | 0% | 0.8252% | 0 | 0% | 6.058% | 0 | 0% | 6.058% | 0 | 0% | 6.058% | 0 | 0% | 0.8569% | 0 | 0% | 0.8569% | 0 | 0% | 0.8569% | 0 |  |  |  | 0% | 11.8% | 0 | 0% | 11.8% | 0 | 0% | 11.8% | 0 | 0% | 0.3647% | 0 | 0% | 0.3647% | 0 | 0% | 0.3647% | 0 | 0% | 100% | 0 | 0% | 100% | 0 | 0% | 100% | 0 | 0% | 100% | 0 |  |  | 0 |  |  | 0 |  |  | 0
EL CERRITO G 1114CB | 3.4881e-05 | 0 | 0.029465 | 0 | 0.029465 | 0.0054987 | 0.030912 | 0.012024 | 0% | 99% | 0 | 0% | 99% | 0 | 0% | 99% | 0 | 0% | 99% | 0 | 0% | 63.36% | 0 | 0% | 50.76% | 0 | 0% | 50.76% | 0 | 0% | 50.76% | 0 | 0 | 0% | 3.468% | 0 | 0% | 3.468% | 0 | 0% | 3.468% | 0 | 0% | 0.3701% | 0 | 0% | 0.3701% | 0 | 0% | 0.3701% | 0 | 0% | 0.9725% | 0 | 0% | 0.9725% | 0 | 0% | 0.9725% | 0 | 0% | 0.9822% | 0 | 0% | 0.9822% | 0 | 0% | 0.9822% | 0 | 0% | 7.228% | 0 | 0% | 7.228% | 0 | 0% | 7.228% | 0 | 0% | 0.3996% | 0 | 0% | 0.3996% | 0 | 0% | 0.3996% | 0 |  |  |  | 0% | 11.8% | 0 | 0% | 11.8% | 0 | 0% | 11.8% | 0 | 0% | 0.3579% | 0 | 0% | 0.3579% | 0 | 0% | 0.3579% | 0 | 0% | 100% | 0 | 0% | 100% | 0 | 0% | 100% | 0 | 0% | 100% | 0 |  |  | 0 |  |  | 0 |  |  | 0
BELMONT 0402CB | 3.2458e-05 | 0 | 0.029859 | 0 | 0.029859 | 0.012885 | 0.028272 | 0.0079259 | 0% | 99% | 0 | 0% | 99% | 0 | 0% | 99% | 0 | 0% | 99% | 0 | 0% | 64.1% | 0 | 0% | 50.32% | 0 | 0% | 50.32% | 0 | 0% | 50.32% | 0 | 0 | 0% | 3.097% | 0 | 0% | 3.097% | 0 | 0% | 3.097% | 0 | 0% | 0.3401% | 0 | 0% | 0.3401% | 0 | 0% | 0.3401% | 0 | 0% | 0.8707% | 0 | 0% | 0.8707% | 0 | 0% | 0.8707% | 0 | 89.97% | 0.8943% | 0.00024024 | 0% | 0.8943% | 0 | 0% | 0.8943% | 0 | 0% | 6.507% | 0 | 0% | 6.507% | 0 | 0% | 6.507% | 0 | 0% | 1.015% | 0 | 0% | 1.015% | 0 | 0% | 1.015% | 0 |  |  |  | 0% | 11.8% | 0 | 0% | 11.8% | 0 | 0% | 11.8% | 0 | 0% | 0.3639% | 0 | 0% | 0.3639% | 0 | 0% | 0.3639% | 0 | 0% | 100% | 0 | 0% | 100% | 0 | 0% | 100% | 0 | 0% | 100% | 0 |  |  | 0 |  |  | 0 |  |  | 0
HICKS 1108CB | 3.9091e-05 | 0 | 0.068841 | 0 | 0.068841 | 0.024652 | 0.060645 | 0.027864 | 0% | 99% | 0 | 0% | 99% | 0 | 0% | 99% | 0 | 0% | 99% | 0 | 0% | 64.58% | 0 | 0% | 50.69% | 0 | 0% | 50.69% | 0 | 0% | 50.69% | 0 | 0 | 0% | 2.614% | 0 | 0% | 2.614% | 0 | 0% | 2.614% | 0 | 0% | 0.2957% | 0 | 0% | 0.2957% | 0 | 0% | 0.2957% | 0 | 0% | 0.8074% | 0 | 0% | 0.8074% | 0 | 0% | 0.8074% | 0 | 0% | 0.8333% | 0 | 0% | 0.8333% | 0 | 100% | 0.8333% | 0.00057368 | 0% | 6.06% | 0 | 0% | 6.06% | 0 | 0% | 6.06% | 0 | 0% | 0.7904% | 0 | 0% | 0.7904% | 0 | 0% | 0.7904% | 0 |  |  |  | 0% | 11.8% | 0 | 0% | 11.8% | 0 | 0% | 11.8% | 0 | 0% | 0.3661% | 0 | 0% | 0.3661% | 0 | 0% | 0.3661% | 0 | 0% | 100% | 0 | 0% | 100% | 0 | 0% | 100% | 0 | 0% | 100% | 0 |  |  | 0 |  |  | 0 |  |  | 0
BOGUE 1102CB | 4.2148e-05 | 0 | 0.042284 | 0 | 0.042284 | 0.015217 | 0.036931 | 0.017364 | 0% | 99% | 0 | 0% | 99% | 0 | 0% | 99% | 0 | 0% | 99% | 0 | 0% | 63.7% | 0 | 0% | 49.45% | 0 | 0% | 49.45% | 0 | 0% | 49.45% | 0 | 0 | 0% | 2.542% | 0 | 0% | 2.542% | 0 | 0% | 2.542% | 0 | 0% | 0.2907% | 0 | 0% | 0.2907% | 0 | 0% | 0.2907% | 0 | 0% | 0.7903% | 0 | 0% | 0.7903% | 0 | 0% | 0.7903% | 0 | 0% | 0.817% | 0 | 0% | 0.817% | 0 | 0% | 0.817% | 0 | 0% | 5.936% | 0 | 0% | 5.936% | 0 | 0% | 5.936% | 0 | 0% | 0.9257% | 0 | 0% | 0.9257% | 0 | 0% | 0.9257% | 0 |  |  |  | 0% | 11.8% | 0 | 0% | 11.8% | 0 | 0% | 11.8% | 0 | 0% | 0.3655% | 0 | 0% | 0.3655% | 0 | 0% | 0.3655% | 0 | 0% | 100% | 0 | 0% | 100% | 0 | 0% | 100% | 0 | 0% | 100% | 0 |  |  | 0 |  |  | 0 |  |  | 0
WOLFE 1110CB | 3.217e-05 | 0 | 0.012826 | 0 | 0.012826 | 0.0049677 | 0.011251 | 0.0048658 | 0% | 99% | 0 | 0% | 99% | 0 | 0% | 99% | 0 | 0% | 99% | 0 | 0% | 64.75% | 0 | 0% | 50.87% | 0 | 0% | 50.87% | 0 | 0% | 50.87% | 0 | 0 | 0% | 2.711% | 0 | 0% | 2.711% | 0 | 0% | 2.711% | 0 | 0% | 0.3003% | 0 | 0% | 0.3003% | 0 | 0% | 0.3003% | 0 | 0% | 0.8109% | 0 | 0% | 0.8109% | 0 | 0% | 0.8109% | 0 | 0% | 0.8394% | 0 | 0% | 0.8394% | 0 | 0% | 0.8394% | 0 | 0% | 6.089% | 0 | 0% | 6.089% | 0 | 0% | 6.089% | 0 | 0% | 0.8996% | 0 | 0% | 0.8996% | 0 | 0% | 0.8996% | 0 |  |  |  | 0% | 11.8% | 0 | 0% | 11.8% | 0 | 0% | 11.8% | 0 | 0% | 0.3681% | 0 | 0% | 0.3681% | 0 | 0% | 0.3681% | 0 | 0% | 100% | 0 | 0% | 100% | 0 | 0% | 100% | 0 | 0% | 100% | 0 |  |  | 0 |  |  | 0 |  |  | 0
CHANNEL 1102CB | 4.5036e-05 | 0 | 0.036445 | 0 | 0.036445 | 0.014806 | 0.031754 | 0.013356 | 0% | 99% | 0 | 0% | 99% | 0 | 0% | 99% | 0 | 0% | 99% | 0 | 0% | 63.89% | 0 | 0% | 49.87% | 0 | 0% | 49.87% | 0 | 0% | 49.87% | 0 | 0 | 0% | 2.466% | 0 | 0% | 2.466% | 0 | 0% | 2.466% | 0 | 0% | 0.2795% | 0 | 0% | 0.2795% | 0 | 0% | 0.2795% | 0 | 0% | 0.7978% | 0 | 0% | 0.7978% | 0 | 0% | 0.7978% | 0 | 84.01% | 0.8226% | 0.00025183 | 15.99% | 0.8226% | 4.7946e-05 | 0% | 0.8226% | 0 | 0% | 5.995% | 0 | 0% | 5.995% | 0 | 0% | 5.995% | 0 | 0% | 1.024% | 0 | 0% | 1.024% | 0 | 0% | 1.024% | 0 |  |  |  | 0% | 11.8% | 0 | 0% | 11.8% | 0 | 0% | 11.8% | 0 | 0% | 0.3663% | 0 | 0% | 0.3663% | 0 | 0% | 0.3663% | 0 | 0% | 100% | 0 | 0% | 100% | 0 | 0% | 100% | 0 | 0% | 100% | 0 |  |  | 0 |  |  | 0 |  |  | 0
TIDEWATER 2107M522R | 3.8772e-05 | 0 | 0.01299 | 0 | 0.01299 | 0.0048042 | 0.011838 | 0.0047158 | 0% | 99% | 0 | 0% | 99% | 0 | 0% | 99% | 0 | 0% | 99% | 0 | 0% | 64.27% | 0 | 0% | 50.66% | 0 | 0% | 50.66% | 0 | 0% | 50.66% | 0 | 0 | 0% | 3.28% | 0 | 0% | 3.28% | 0 | 0% | 3.28% | 0 | 0% | 0.35% | 0 | 0% | 0.35% | 0 | 0% | 0.35% | 0 | 0% | 0.8455% | 0 | 0% | 0.8455% | 0 | 0% | 0.8455% | 0 | 100% | 0.8606% | 0.00011179 | 0% | 0.8606% | 0 | 0% | 0.8606% | 0 | 0% | 6.283% | 0 | 0% | 6.283% | 0 | 0% | 6.283% | 0 | 0% | 0.6928% | 0 | 0% | 0.6928% | 0 | 0% | 0.6928% | 0 |  |  |  | 0% | 11.8% | 0 | 0% | 11.8% | 0 | 0% | 11.8% | 0 | 0% | 0.3648% | 0 | 0% | 0.3648% | 0 | 0% | 0.3648% | 0 | 0% | 100% | 0 | 0% | 100% | 0 | 0% | 100% | 0 | 0% | 100% | 0 |  |  | 0 |  |  | 0 |  |  | 0
CHICO B 11052482 | 5.2759e-05 | 0 | 0.038395 | 0 | 0.038395 | 0.02767 | 0.023538 | 0.011925 | 0% | 99% | 0 | 0% | 99% | 0 | 0% | 99% | 0 | 0% | 99% | 0 | 0% | 64.79% | 0 | 0% | 49.67% | 0 | 0% | 49.67% | 0 | 0% | 49.67% | 0 | 0 | 0% | 1.741% | 0 | 0% | 1.741% | 0 | 0% | 1.741% | 0 | 0% | 0.1968% | 0 | 0% | 0.1968% | 0 | 0% | 0.1968% | 0 | 0% | 0.5599% | 0 | 0% | 0.5599% | 0 | 0% | 0.5599% | 0 | 93.17% | 0.5752% | 0.00020576 | 0% | 0.5752% | 0 | 6.227% | 0.5752% | 1.3753e-05 | 0% | 4.198% | 0 | 0% | 4.198% | 0 | 0% | 4.198% | 0 | 0% | 1.915% | 0 | 0% | 1.915% | 0 | 0% | 1.915% | 0 |  |  |  | 0% | 11.8% | 0 | 0% | 11.8% | 0 | 0% | 11.8% | 0 | 0% | 0.3755% | 0 | 0% | 0.3755% | 0 | 0% | 0.3755% | 0 | 0% | 100% | 0 | 0% | 100% | 0 | 0% | 100% | 0 | 0% | 100% | 0 |  |  | 0 |  |  | 0 |  |  | 0
WEBER 1114832888 | 4.5509e-05 | 0 | 0.019775 | 0 | 0.019775 | 0.0039007 | 0.018792 | 0.0098277 | 0% | 99% | 0 | 0% | 99% | 0 | 0% | 99% | 0 | 0% | 99% | 0 | 0% | 63.49% | 0 | 0% | 49.79% | 0 | 0% | 49.79% | 0 | 0% | 49.79% | 0 | 0 | 0% | 2.833% | 0 | 0% | 2.833% | 0 | 0% | 2.833% | 0 | 0% | 0.3251% | 0 | 0% | 0.3251% | 0 | 0% | 0.3251% | 0 | 0% | 0.8585% | 0 | 0% | 0.8585% | 0 | 0% | 0.8585% | 0 | 0% | 0.8939% | 0 | 100% | 0.8939% | 0.00017677 | 0% | 0.8939% | 0 | 0% | 6.467% | 0 | 0% | 6.467% | 0 | 0% | 6.467% | 0 | 0% | 0.4687% | 0 | 0% | 0.4687% | 0 | 0% | 0.4687% | 0 |  |  |  | 0% | 11.8% | 0 | 0% | 11.8% | 0 | 0% | 11.8% | 0 | 0% | 0.3638% | 0 | 0% | 0.3638% | 0 | 0% | 0.3638% | 0 | 0% | 100% | 0 | 0% | 100% | 0 | 0% | 100% | 0 | 0% | 100% | 0 |  |  | 0 |  |  | 0 |  |  | 0
LAS POSITAS 2109CB | 3.4635e-05 | 0 | 0.015059 | 0 | 0.015059 | 0.0034907 | 0.014225 | 0.0070475 | 0% | 99% | 0 | 0% | 99% | 0 | 0% | 99% | 0 | 0% | 99% | 0 | 0% | 63.99% | 0 | 0% | 50.51% | 0 | 0% | 50.51% | 0 | 0% | 50.51% | 0 | 0 | 0% | 3.064% | 0 | 0% | 3.064% | 0 | 0% | 3.064% | 0 | 0% | 0.3331% | 0 | 0% | 0.3331% | 0 | 0% | 0.3331% | 0 | 0% | 0.8644% | 0 | 0% | 0.8644% | 0 | 0% | 0.8644% | 0 | 100% | 0.8741% | 0.00013162 | 0% | 0.8741% | 0 | 0% | 0.8741% | 0 | 0% | 6.425% | 0 | 0% | 6.425% | 0 | 0% | 6.425% | 0 | 0% | 0.6165% | 0 | 0% | 0.6165% | 0 | 0% | 0.6165% | 0 |  |  |  | 0% | 11.8% | 0 | 0% | 11.8% | 0 | 0% | 11.8% | 0 | 0% | 0.3605% | 0 | 0% | 0.3605% | 0 | 0% | 0.3605% | 0 | 0% | 100% | 0 | 0% | 100% | 0 | 0% | 100% | 0 | 0% | 100% | 0 |  |  | 0 |  |  | 0 |  |  | 0
MILLBRAE 0403CB | 4.3997e-05 | 0 | 0.0078457 | 0 | 0.0078457 | 0.001501 | 0.0087567 | 0.0026449 | 0% | 99% | 0 | 0% | 99% | 0 | 0% | 99% | 0 | 0% | 99% | 0 | 0% | 64.54% | 0 | 0% | 51.69% | 0 | 0% | 51.69% | 0 | 0% | 51.69% | 0 | 0 | 0% | 3.843% | 0 | 0% | 3.843% | 0 | 0% | 3.843% | 0 | 0% | 0.4196% | 0 | 0% | 0.4196% | 0 | 0% | 0.4196% | 0 | 0% | 1.029% | 0 | 0% | 1.029% | 0 | 0% | 1.029% | 0 | 0% | 1.067% | 0 | 0% | 1.067% | 0 | 0% | 1.067% | 0 | 0% | 7.705% | 0 | 0% | 7.705% | 0 | 0% | 7.705% | 0 | 0% | 0.5461% | 0 | 0% | 0.5461% | 0 | 0% | 0.5461% | 0 |  |  |  | 0% | 11.8% | 0 | 0% | 11.8% | 0 | 0% | 11.8% | 0 | 0% | 0.3603% | 0 | 0% | 0.3603% | 0 | 0% | 0.3603% | 0 | 0% | 100% | 0 | 0% | 100% | 0 | 0% | 100% | 0 | 0% | 100% | 0 |  |  | 0 |  |  | 0 |  |  | 0
CLOVIS 1101CB | 4.4367e-05 | 0 | 0.029177 | 0 | 0.029177 | 0.0084401 | 0.02608 | 0.013463 | 0% | 99% | 0 | 0% | 99% | 0 | 0% | 99% | 0 | 0% | 99% | 0 | 0% | 63.89% | 0 | 0% | 50.36% | 0 | 0% | 50.36% | 0 | 0% | 50.36% | 0 | 0 | 0% | 2.618% | 0 | 0% | 2.618% | 0 | 0% | 2.618% | 0 | 0% | 0.2907% | 0 | 0% | 0.2907% | 0 | 0% | 0.2907% | 0 | 0% | 0.8255% | 0 | 0% | 0.8255% | 0 | 0% | 0.8255% | 0 | 96.89% | 0.8436% | 0.00023848 | 3.114% | 0.8436% | 7.6656e-06 | 0% | 0.8436% | 0 | 0% | 6.177% | 0 | 0% | 6.177% | 0 | 0% | 6.177% | 0 | 0% | 0.7746% | 0 | 0% | 0.7746% | 0 | 0% | 0.7746% | 0 |  |  |  | 0% | 11.8% | 0 | 0% | 11.8% | 0 | 0% | 11.8% | 0 | 0% | 0.3647% | 0 | 0% | 0.3647% | 0 | 0% | 0.3647% | 0 | 0% | 100% | 0 | 0% | 100% | 0 | 0% | 100% | 0 | 0% | 100% | 0 |  |  | 0 |  |  | 0 |  |  | 0
BAKERSFIELD 110249648 | 4.7498e-05 | 0 | 0.083788 | 0 | 0.083788 | 0.02531 | 0.077274 | 0.035212 | 0% | 99% | 0 | 0% | 99% | 0 | 0% | 99% | 0 | 0% | 99% | 0 | 0% | 63.37% | 0 | 0% | 50.6% | 0 | 0% | 50.6% | 0 | 0% | 50.6% | 0 | 0 | 0% | 2.487% | 0 | 0% | 2.487% | 0 | 0% | 2.487% | 0 | 0% | 0.2745% | 0 | 0% | 0.2745% | 0 | 0% | 0.2745% | 0 | 0% | 0.854% | 0 | 0% | 0.854% | 0 | 0% | 0.854% | 0 | 0% | 0.8586% | 0 | 0% | 0.8586% | 0 | 0% | 0.8586% | 0 | 0% | 6.364% | 0 | 0% | 6.364% | 0 | 0% | 6.364% | 0 | 0% | 0.5443% | 0 | 0% | 0.5443% | 0 | 0% | 0.5443% | 0 |  |  |  | 0% | 11.8% | 0 | 0% | 11.8% | 0 | 0% | 11.8% | 0 | 0% | 0.3604% | 0 | 0% | 0.3604% | 0 | 0% | 0.3604% | 0 | 0% | 100% | 0 | 0% | 100% | 0 | 0% | 100% | 0 | 0% | 100% | 0 |  |  | 0 |  |  | 0 |  |  | 0
OAKLAND X 0401CB | 3.7137e-05 | 0 | 0.022845 | 0 | 0.022845 | 0.0048176 | 0.023266 | 0.0094908 | 0% | 99% | 0 | 0% | 99% | 0 | 0% | 99% | 0 | 0% | 99% | 0 | 0% | 62.78% | 0 | 0% | 51.27% | 0 | 0% | 51.27% | 0 | 0% | 51.27% | 0 | 0 | 0% | 2.949% | 0 | 0% | 2.949% | 0 | 0% | 2.949% | 0 | 0% | 0.3088% | 0 | 0% | 0.3088% | 0 | 0% | 0.3088% | 0 | 0% | 0.9434% | 0 | 0% | 0.9434% | 0 | 0% | 0.9434% | 0 | 0% | 0.9126% | 0 | 5.792% | 0.9126% | 1.2076e-05 | 93.43% | 0.9126% | 0.00019479 | 0% | 6.924% | 0 | 0% | 6.924% | 0 | 0% | 6.924% | 0 | 0% | 0.5604% | 0 | 0% | 0.5604% | 0 | 0% | 0.5604% | 0 |  |  |  | 0% | 11.8% | 0 | 0% | 11.8% | 0 | 0% | 11.8% | 0 | 0% | 0.35% | 0 | 0% | 0.35% | 0 | 0% | 0.35% | 0 | 0% | 100% | 0 | 0% | 100% | 0 | 0% | 100% | 0 | 0% | 100% | 0 |  |  | 0 |  |  | 0 |  |  | 0
SF M 0405CB | 2.9722e-05 | 0 | 0.013997 | 0 | 0.013997 | 0.0037235 | 0.015807 | 0.003494 | 0% | 99% | 0 | 0% | 99% | 0 | 0% | 99% | 0 | 0% | 99% | 0 | 0% | 62.82% | 0 | 0% | 50.45% | 0 | 0% | 50.45% | 0 | 0% | 50.45% | 0 | 0 | 0% | 3.682% | 0 | 0% | 3.682% | 0 | 0% | 3.682% | 0 | 0% | 0.3986% | 0 | 0% | 0.3986% | 0 | 0% | 0.3986% | 0 | 0% | 1.049% | 0 | 0% | 1.049% | 0 | 0% | 1.049% | 0 | 0% | 1.066% | 0 | 97.93% | 1.066% | 0.00014613 | 2.07% | 1.066% | 3.0881e-06 | 0% | 7.814% | 0 | 0% | 7.814% | 0 | 0% | 7.814% | 0 | 0% | 0.7971% | 0 | 0% | 0.7971% | 0 | 0% | 0.7971% | 0 |  |  |  | 0% | 11.8% | 0 | 0% | 11.8% | 0 | 0% | 11.8% | 0 | 0% | 0.3563% | 0 | 0% | 0.3563% | 0 | 0% | 0.3563% | 0 | 0% | 100% | 0 | 0% | 100% | 0 | 0% | 100% | 0 | 0% | 100% | 0 |  |  | 0 |  |  | 0 |  |  | 0
SULLIVAN 0402CB | 4.0174e-05 | 0 | 0.018092 | 0 | 0.018092 | 0.0049655 | 0.021963 | 0.0028337 | 0% | 99% | 0 | 0% | 99% | 0 | 0% | 99% | 0 | 0% | 99% | 0 | 0% | 63.19% | 0 | 0% | 49.79% | 0 | 0% | 49.79% | 0 | 0% | 49.79% | 0 | 0 | 0% | 4.408% | 0 | 0% | 4.408% | 0 | 0% | 4.408% | 0 | 0% | 0.4811% | 0 | 0% | 0.4811% | 0 | 0% | 0.4811% | 0 | 0% | 1.132% | 0 | 0% | 1.132% | 0 | 0% | 1.132% | 0 | 1.011% | 1.196% | 2.1866e-06 | 98.99% | 1.196% | 0.00021415 | 0% | 1.196% | 0 | 0% | 8.535% | 0 | 0% | 8.535% | 0 | 0% | 8.535% | 0 | 0% | 0.8253% | 0 | 0% | 0.8253% | 0 | 0% | 0.8253% | 0 |  |  |  | 0% | 11.8% | 0 | 0% | 11.8% | 0 | 0% | 11.8% | 0 | 0% | 0.3641% | 0 | 0% | 0.3641% | 0 | 0% | 0.3641% | 0 | 0% | 100% | 0 | 0% | 100% | 0 | 0% | 100% | 0 | 0% | 100% | 0 |  |  | 0 |  |  | 0 |  |  | 0
MABURY 1106XR026 | 3.914e-05 | 0 | 0.030475 | 0 | 0.030475 | 0.0080783 | 0.028282 | 0.013775 | 0% | 99% | 0 | 0% | 99% | 0 | 0% | 99% | 0 | 0% | 99% | 0 | 0% | 65.02% | 0 | 0% | 51.85% | 0 | 0% | 51.85% | 0 | 0% | 51.85% | 0 | 0 | 0% | 2.922% | 0 | 0% | 2.922% | 0 | 0% | 2.922% | 0 | 0% | 0.3195% | 0 | 0% | 0.3195% | 0 | 0% | 0.3195% | 0 | 0% | 0.8582% | 0 | 0% | 0.8582% | 0 | 0% | 0.8582% | 0 | 0% | 0.8797% | 0 | 5.725% | 0.8797% | 1.5348e-05 | 0% | 0.8797% | 0 | 0% | 6.417% | 0 | 0% | 6.417% | 0 | 0% | 6.417% | 0 | 0% | 0.6094% | 0 | 0% | 0.6094% | 0 | 0% | 0.6094% | 0 |  |  |  | 0% | 11.8% | 0 | 0% | 11.8% | 0 | 0% | 11.8% | 0 | 0% | 0.3645% | 0 | 0% | 0.3645% | 0 | 0% | 0.3645% | 0 | 0% | 100% | 0 | 0% | 100% | 0 | 0% | 100% | 0 | 0% | 100% | 0 |  |  | 0 |  |  | 0 |  |  | 0
MOUNTAIN VIEW 1103CB | 4.7702e-05 | 0 | 0.01878 | 0 | 0.01878 | 0.0059833 | 0.016566 | 0.008346 | 0% | 99% | 0 | 0% | 99% | 0 | 0% | 99% | 0 | 0% | 99% | 0 | 0% | 65.29% | 0 | 0% | 51.19% | 0 | 0% | 51.19% | 0 | 0% | 51.19% | 0 | 0 | 0% | 3.069% | 0 | 0% | 3.069% | 0 | 0% | 3.069% | 0 | 0% | 0.3357% | 0 | 0% | 0.3357% | 0 | 0% | 0.3357% | 0 | 0% | 0.8114% | 0 | 0% | 0.8114% | 0 | 0% | 0.8114% | 0 | 0% | 0.8474% | 0 | 0% | 0.8474% | 0 | 100% | 0.8474% | 0.00015915 | 0% | 6.096% | 0 | 0% | 6.096% | 0 | 0% | 6.096% | 0 | 0% | 0.7343% | 0 | 0% | 0.7343% | 0 | 0% | 0.7343% | 0 |  |  |  | 0% | 11.8% | 0 | 0% | 11.8% | 0 | 0% | 11.8% | 0 | 0% | 0.3698% | 0 | 0% | 0.3698% | 0 | 0% | 0.3698% | 0 | 0% | 100% | 0 | 0% | 100% | 0 | 0% | 100% | 0 | 0% | 100% | 0 |  |  | 0 |  |  | 0 |  |  | 0
BAY MEADOWS 1103CB | 3.7264e-05 | 0 | 0.017222 | 0 | 0.017222 | 0.0046636 | 0.016817 | 0.0068537 | 0% | 99% | 0 | 0% | 99% | 0 | 0% | 99% | 0 | 0% | 99% | 0 | 0% | 64.41% | 0 | 0% | 51.18% | 0 | 0% | 51.18% | 0 | 0% | 51.18% | 0 | 0 | 0% | 3.069% | 0 | 0% | 3.069% | 0 | 0% | 3.069% | 0 | 0% | 0.3403% | 0 | 0% | 0.3403% | 0 | 0% | 0.3403% | 0 | 0% | 0.8917% | 0 | 0% | 0.8917% | 0 | 0% | 0.8917% | 0 | 76.91% | 0.9133% | 0.00012097 | 0% | 0.9133% | 0 | 0% | 0.9133% | 0 | 0% | 6.663% | 0 | 0% | 6.663% | 0 | 0% | 6.663% | 0 | 0% | 0.6783% | 0 | 0% | 0.6783% | 0 | 0% | 0.6783% | 0 |  |  |  | 0% | 11.8% | 0 | 0% | 11.8% | 0 | 0% | 11.8% | 0 | 0% | 0.3612% | 0 | 0% | 0.3612% | 0 | 0% | 0.3612% | 0 | 0% | 100% | 0 | 0% | 100% | 0 | 0% | 100% | 0 | 0% | 100% | 0 |  |  | 0 |  |  | 0 |  |  | 0
WEST FRESNO 1105CB | 6.7798e-05 | 0 | 0.047566 | 0 | 0.047566 | 0.0071209 | 0.046243 | 0.024894 | 0% | 99% | 0 | 0% | 99% | 0 | 0% | 99% | 0 | 0% | 99% | 0 | 0% | 63.22% | 0 | 0% | 49.7% | 0 | 0% | 49.7% | 0 | 0% | 49.7% | 0 | 0 | 0% | 2.718% | 0 | 0% | 2.718% | 0 | 0% | 2.718% | 0 | 0% | 0.3083% | 0 | 0% | 0.3083% | 0 | 0% | 0.3083% | 0 | 0% | 0.8928% | 0 | 0% | 0.8928% | 0 | 0% | 0.8928% | 0 | 4.696% | 0.9259% | 2.0684e-05 | 0% | 0.9259% | 0 | 0% | 0.9259% | 0 | 0% | 6.733% | 0 | 0% | 6.733% | 0 | 0% | 6.733% | 0 | 0% | 0.4336% | 0 | 0% | 0.4336% | 0 | 0% | 0.4336% | 0 |  |  |  | 0% | 11.8% | 0 | 0% | 11.8% | 0 | 0% | 11.8% | 0 | 0% | 0.3643% | 0 | 0% | 0.3643% | 0 | 0% | 0.3643% | 0 | 0% | 100% | 0 | 0% | 100% | 0 | 0% | 100% | 0 | 0% | 100% | 0 |  |  | 0 |  |  | 0 |  |  | 0
EVERGREEN 2105XR170 | 4.1573e-05 | 0 | 0.016072 | 0 | 0.016072 | 0.0049246 | 0.013343 | 0.0081764 | 0% | 99% | 0 | 0% | 99% | 0 | 0% | 99% | 0 | 0% | 99% | 0 | 0% | 66.22% | 0 | 0% | 51.66% | 0 | 0% | 51.66% | 0 | 0% | 51.66% | 0 | 0 | 0% | 2.944% | 0 | 0% | 2.944% | 0 | 0% | 2.944% | 0 | 0% | 0.3319% | 0 | 0% | 0.3319% | 0 | 0% | 0.3319% | 0 | 0% | 0.7528% | 0 | 0% | 0.7528% | 0 | 0% | 0.7528% | 0 | 0% | 0.7962% | 0 | 100% | 0.7962% | 0.00012796 | 0% | 0.7962% | 0 | 0% | 5.672% | 0 | 0% | 5.672% | 0 | 0% | 5.672% | 0 | 0% | 0.7033% | 0 | 0% | 0.7033% | 0 | 0% | 0.7033% | 0 |  |  |  | 0% | 11.8% | 0 | 0% | 11.8% | 0 | 0% | 11.8% | 0 | 0% | 0.3714% | 0 | 0% | 0.3714% | 0 | 0% | 0.3714% | 0 | 0% | 100% | 0 | 0% | 100% | 0 | 0% | 100% | 0 | 0% | 100% | 0 |  |  | 0 |  |  | 0 |  |  | 0
BARTON 1111R1200 | 3.8459e-05 | 0 | 0.039256 | 0 | 0.039256 | 0.015875 | 0.033024 | 0.015693 | 0% | 99% | 0 | 0% | 99% | 0 | 0% | 99% | 0 | 0% | 99% | 0 | 0% | 63.53% | 0 | 0% | 49.64% | 0 | 0% | 49.64% | 0 | 0% | 49.64% | 0 | 0 | 0% | 2.391% | 0 | 0% | 2.391% | 0 | 0% | 2.391% | 0 | 0% | 0.2652% | 0 | 0% | 0.2652% | 0 | 0% | 0.2652% | 0 | 0% | 0.7745% | 0 | 0% | 0.7745% | 0 | 0% | 0.7745% | 0 | 1.532% | 0.7908% | 4.7572e-06 | 98.47% | 0.7908% | 0.00030569 | 0% | 0.7908% | 0 | 0% | 5.797% | 0 | 0% | 5.797% | 0 | 0% | 5.797% | 0 | 0% | 1.168% | 0 | 0% | 1.168% | 0 | 0% | 1.168% | 0 |  |  |  | 0% | 11.8% | 0 | 0% | 11.8% | 0 | 0% | 11.8% | 0 | 0% | 0.3666% | 0 | 0% | 0.3666% | 0 | 0% | 0.3666% | 0 | 0% | 100% | 0 | 0% | 100% | 0 | 0% | 100% | 0 | 0% | 100% | 0 |  |  | 0 |  |  | 0 |  |  | 0
RANCHERS COTTON 110149814 | 5.1014e-05 | 0 | 0.026372 | 0 | 0.026372 | 0.0051248 | 0.024063 | 0.014207 | 0% | 99% | 0 | 0% | 99% | 0 | 0% | 99% | 0 | 0% | 99% | 0 | 0% | 63.63% | 0 | 0% | 50.02% | 0 | 0% | 50.02% | 0 | 0% | 50.02% | 0 | 0 | 0% | 2.786% | 0 | 0% | 2.786% | 0 | 0% | 2.786% | 0 | 0% | 0.3081% | 0 | 0% | 0.3081% | 0 | 0% | 0.3081% | 0 | 0% | 0.8394% | 0 | 0% | 0.8394% | 0 | 0% | 0.8394% | 0 | 59.53% | 0.8644% | 0.0001357 | 0% | 0.8644% | 0 | 0% | 0.8644% | 0 | 0% | 6.297% | 0 | 0% | 6.297% | 0 | 0% | 6.297% | 0 | 0% | 0.5395% | 0 | 0% | 0.5395% | 0 | 0% | 0.5395% | 0 |  |  |  | 0% | 11.8% | 0 | 0% | 11.8% | 0 | 0% | 11.8% | 0 | 0% | 0.3656% | 0 | 0% | 0.3656% | 0 | 0% | 0.3656% | 0 | 0% | 100% | 0 | 0% | 100% | 0 | 0% | 100% | 0 | 0% | 100% | 0 |  |  | 0 |  |  | 0 |  |  | 0
STOCKTON A 1106CB | 4.2753e-05 | 0 | 0.088847 | 0 | 0.088847 | 0.019778 | 0.085675 | 0.040746 | 0% | 99% | 0 | 0% | 99% | 0 | 0% | 99% | 0 | 0% | 99% | 0 | 0% | 63.82% | 0 | 0% | 50.49% | 0 | 0% | 50.49% | 0 | 0% | 50.49% | 0 | 0 | 0% | 2.807% | 0 | 0% | 2.807% | 0 | 0% | 2.807% | 0 | 0% | 0.3215% | 0 | 0% | 0.3215% | 0 | 0% | 0.3215% | 0 | 0% | 0.8796% | 0 | 0% | 0.8796% | 0 | 0% | 0.8796% | 0 | 100% | 0.9158% | 0.00081362 | 0% | 0.9158% | 0 | 0% | 0.9158% | 0 | 0% | 6.628% | 0 | 0% | 6.628% | 0 | 0% | 6.628% | 0 | 0% | 0.5431% | 0 | 0% | 0.5431% | 0 | 0% | 0.5431% | 0 |  |  |  | 0% | 11.8% | 0 | 0% | 11.8% | 0 | 0% | 11.8% | 0 | 0% | 0.3641% | 0 | 0% | 0.3641% | 0 | 0% | 0.3641% | 0 | 0% | 100% | 0 | 0% | 100% | 0 | 0% | 100% | 0 | 0% | 100% | 0 |  |  | 0 |  |  | 0 |  |  | 0
SAN MATEO 0407CB | 4.2517e-05 | 0 | 0.018023 | 0 | 0.018023 | 0.0060168 | 0.018396 | 0.0052448 | 0% | 99% | 0 | 0% | 99% | 0 | 0% | 99% | 0 | 0% | 99% | 0 | 0% | 64.06% | 0 | 0% | 50.48% | 0 | 0% | 50.48% | 0 | 0% | 50.48% | 0 | 0 | 0% | 3.406% | 0 | 0% | 3.406% | 0 | 0% | 3.406% | 0 | 0% | 0.3747% | 0 | 0% | 0.3747% | 0 | 0% | 0.3747% | 0 | 0% | 0.9382% | 0 | 0% | 0.9382% | 0 | 0% | 0.9382% | 0 | 0% | 0.9725% | 0 | 0% | 0.9725% | 0 | 0% | 0.9725% | 0 | 0% | 7.034% | 0 | 0% | 7.034% | 0 | 0% | 7.034% | 0 | 0% | 0.8465% | 0 | 0% | 0.8465% | 0 | 0% | 0.8465% | 0 |  |  |  | 0% | 11.8% | 0 | 0% | 11.8% | 0 | 0% | 11.8% | 0 | 0% | 0.3633% | 0 | 0% | 0.3633% | 0 | 0% | 0.3633% | 0 | 0% | 100% | 0 | 0% | 100% | 0 | 0% | 100% | 0 | 0% | 100% | 0 |  |  | 0 |  |  | 0 |  |  | 0
MILPITAS 1109CB | 4.3271e-05 | 0 | 0.04333 | 0 | 0.04333 | 0.011533 | 0.039825 | 0.019954 | 0% | 99% | 0 | 0% | 99% | 0 | 0% | 99% | 0 | 0% | 99% | 0 | 0% | 64.82% | 0 | 0% | 51.21% | 0 | 0% | 51.21% | 0 | 0% | 51.21% | 0 | 0 | 0% | 3.053% | 0 | 0% | 3.053% | 0 | 0% | 3.053% | 0 | 0% | 0.3368% | 0 | 0% | 0.3368% | 0 | 0% | 0.3368% | 0 | 0% | 0.8446% | 0 | 0% | 0.8446% | 0 | 0% | 0.8446% | 0 | 100% | 0.8757% | 0.00037946 | 0% | 0.8757% | 0 | 0% | 0.8757% | 0 | 0% | 6.334% | 0 | 0% | 6.334% | 0 | 0% | 6.334% | 0 | 0% | 0.4912% | 0 | 0% | 0.4912% | 0 | 0% | 0.4912% | 0 |  |  |  | 0% | 11.8% | 0 | 0% | 11.8% | 0 | 0% | 11.8% | 0 | 0% | 0.3665% | 0 | 0% | 0.3665% | 0 | 0% | 0.3665% | 0 | 0% | 100% | 0 | 0% | 100% | 0 | 0% | 100% | 0 | 0% | 100% | 0 |  |  | 0 |  |  | 0 |  |  | 0
MC KEE 1105773372 | 3.2563e-05 | 0 | 0.014604 | 0 | 0.014604 | 0.004504 | 0.014439 | 0.0050926 | 0% | 99% | 0 | 0% | 99% | 0 | 0% | 99% | 0 | 0% | 99% | 0 | 0% | 61.49% | 0 | 0% | 49.73% | 0 | 0% | 49.73% | 0 | 0% | 49.73% | 0 | 0 | 0% | 2.737% | 0 | 0% | 2.737% | 0 | 0% | 2.737% | 0 | 0% | 0.2817% | 0 | 0% | 0.2817% | 0 | 0% | 0.2817% | 0 | 0% | 0.9141% | 0 | 0% | 0.9141% | 0 | 0% | 0.9141% | 0 | 0% | 0.862% | 0 | 0% | 0.862% | 0 | 0% | 0.862% | 0 | 0% | 6.653% | 0 | 0% | 6.653% | 0 | 0% | 6.653% | 0 | 0% | 0.6875% | 0 | 0% | 0.6875% | 0 | 0% | 0.6875% | 0 |  |  |  | 0% | 11.8% | 0 | 0% | 11.8% | 0 | 0% | 11.8% | 0 | 0% | 0.3467% | 0 | 0% | 0.3467% | 0 | 0% | 0.3467% | 0 | 0% | 100% | 0 | 0% | 100% | 0 | 0% | 100% | 0 | 0% | 100% | 0 |  |  | 0 |  |  | 0 |  |  | 0
SARATOGA 1110XR574 | 4.1748e-05 | 0 | 0.037269 | 0 | 0.037269 | 0.020234 | 0.030044 | 0.011061 | 0% | 99% | 0 | 0% | 99% | 0 | 0% | 99% | 0 | 0% | 99% | 0 | 0% | 63.41% | 0 | 0% | 49.71% | 0 | 0% | 49.71% | 0 | 0% | 49.71% | 0 | 0 | 0% | 2.25% | 0 | 0% | 2.25% | 0 | 0% | 2.25% | 0 | 0% | 0.2428% | 0 | 0% | 0.2428% | 0 | 0% | 0.2428% | 0 | 0% | 0.7422% | 0 | 0% | 0.7422% | 0 | 0% | 0.7422% | 0 | 0.5142% | 0.7315% | 1.4019e-06 | 98.98% | 0.7315% | 0.00026986 | 0% | 0.7315% | 0 | 0% | 5.485% | 0 | 0% | 5.485% | 0 | 0% | 5.485% | 0 | 0% | 1.256% | 0 | 0% | 1.256% | 0 | 0% | 1.256% | 0 |  |  |  | 0% | 11.8% | 0 | 0% | 11.8% | 0 | 0% | 11.8% | 0 | 0% | 0.3625% | 0 | 0% | 0.3625% | 0 | 0% | 0.3625% | 0 | 0% | 100% | 0 | 0% | 100% | 0 | 0% | 100% | 0 | 0% | 100% | 0 |  |  | 0 |  |  | 0 |  |  | 0
SAN CARLOS 0401CB | 4.4942e-05 | 0 | 0.0101 | 0 | 0.0101 | 0.0023319 | 0.010578 | 0.003713 | 0% | 99% | 0 | 0% | 99% | 0 | 0% | 99% | 0 | 0% | 99% | 0 | 0% | 64.7% | 0 | 0% | 51.36% | 0 | 0% | 51.36% | 0 | 0% | 51.36% | 0 | 0 | 0% | 3.386% | 0 | 0% | 3.386% | 0 | 0% | 3.386% | 0 | 0% | 0.3766% | 0 | 0% | 0.3766% | 0 | 0% | 0.3766% | 0 | 0% | 0.9532% | 0 | 0% | 0.9532% | 0 | 0% | 0.9532% | 0 | 0% | 0.9869% | 0 | 100% | 0.9869% | 9.968e-05 | 0% | 0.9869% | 0 | 0% | 7.145% | 0 | 0% | 7.145% | 0 | 0% | 7.145% | 0 | 0% | 0.5417% | 0 | 0% | 0.5417% | 0 | 0% | 0.5417% | 0 |  |  |  | 0% | 11.8% | 0 | 0% | 11.8% | 0 | 0% | 11.8% | 0 | 0% | 0.3605% | 0 | 0% | 0.3605% | 0 | 0% | 0.3605% | 0 | 0% | 100% | 0 | 0% | 100% | 0 | 0% | 100% | 0 | 0% | 100% | 0 |  |  | 0 |  |  | 0 |  |  | 0
COLUMBUS 1106CB | 4.7768e-05 | 0 | 0.08031 | 0 | 0.08031 | 0.01511 | 0.078833 | 0.038239 | 0% | 99% | 0 | 0% | 99% | 0 | 0% | 99% | 0 | 0% | 99% | 0 | 0% | 62.92% | 0 | 0% | 50.79% | 0 | 0% | 50.79% | 0 | 0% | 50.79% | 0 | 0 | 0% | 2.637% | 0 | 0% | 2.637% | 0 | 0% | 2.637% | 0 | 0% | 0.2855% | 0 | 0% | 0.2855% | 0 | 0% | 0.2855% | 0 | 0% | 0.9114% | 0 | 0% | 0.9114% | 0 | 0% | 0.9114% | 0 | 0% | 0.9112% | 0 | 0% | 0.9112% | 0 | 0% | 0.9112% | 0 | 0% | 6.782% | 0 | 0% | 6.782% | 0 | 0% | 6.782% | 0 | 0% | 0.3338% | 0 | 0% | 0.3338% | 0 | 0% | 0.3338% | 0 |  |  |  | 0% | 11.8% | 0 | 0% | 11.8% | 0 | 0% | 11.8% | 0 | 0% | 0.3576% | 0 | 0% | 0.3576% | 0 | 0% | 0.3576% | 0 | 0% | 100% | 0 | 0% | 100% | 0 | 0% | 100% | 0 | 0% | 100% | 0 |  |  | 0 |  |  | 0 |  |  | 0
HICKS 1111CB | 4.0454e-05 | 0 | 0.077212 | 0 | 0.077212 | 0.028002 | 0.068987 | 0.030097 | 0% | 99% | 0 | 0% | 99% | 0 | 0% | 99% | 0 | 0% | 99% | 0 | 0% | 64.05% | 0 | 0% | 50.7% | 0 | 0% | 50.7% | 0 | 0% | 50.7% | 0 | 0 | 0% | 2.625% | 0 | 0% | 2.625% | 0 | 0% | 2.625% | 0 | 0% | 0.2886% | 0 | 0% | 0.2886% | 0 | 0% | 0.2886% | 0 | 0% | 0.8216% | 0 | 0% | 0.8216% | 0 | 0% | 0.8216% | 0 | 0% | 0.8276% | 0 | 18.97% | 0.8276% | 0.00012123 | 80.81% | 0.8276% | 0.00051638 | 0% | 6.112% | 0 | 0% | 6.112% | 0 | 0% | 6.112% | 0 | 0% | 0.7915% | 0 | 0% | 0.7915% | 0 | 0% | 0.7915% | 0 |  |  |  | 0% | 11.8% | 0 | 0% | 11.8% | 0 | 0% | 11.8% | 0 | 0% | 0.362% | 0 | 0% | 0.362% | 0 | 0% | 0.362% | 0 | 0% | 100% | 0 | 0% | 100% | 0 | 0% | 100% | 0 | 0% | 100% | 0 |  |  | 0 |  |  | 0 |  |  | 0
WEST FRESNO 110493599 | 5.0003e-05 | 0 | 0.029735 | 0 | 0.029735 | 0.005777 | 0.027446 | 0.015726 | 0% | 99% | 0 | 0% | 99% | 0 | 0% | 99% | 0 | 0% | 99% | 0 | 0% | 63.54% | 0 | 0% | 50.18% | 0 | 0% | 50.18% | 0 | 0% | 50.18% | 0 | 0 | 0% | 2.651% | 0 | 0% | 2.651% | 0 | 0% | 2.651% | 0 | 0% | 0.2975% | 0 | 0% | 0.2975% | 0 | 0% | 0.2975% | 0 | 0% | 0.8491% | 0 | 0% | 0.8491% | 0 | 0% | 0.8491% | 0 | 35.18% | 0.8745% | 9.1465e-05 | 0% | 0.8745% | 0 | 0% | 0.8745% | 0 | 0% | 6.378% | 0 | 0% | 6.378% | 0 | 0% | 6.378% | 0 | 0% | 0.5231% | 0 | 0% | 0.5231% | 0 | 0% | 0.5231% | 0 |  |  |  | 0% | 11.8% | 0 | 0% | 11.8% | 0 | 0% | 11.8% | 0 | 0% | 0.3648% | 0 | 0% | 0.3648% | 0 | 0% | 0.3648% | 0 | 0% | 100% | 0 | 0% | 100% | 0 | 0% | 100% | 0 | 0% | 100% | 0 |  |  | 0 |  |  | 0 |  |  | 0
MC KEE 1107CB | 3.949e-05 | 0 | 0.05714 | 0 | 0.05714 | 0.018315 | 0.051106 | 0.024642 | 0% | 99% | 0 | 0% | 99% | 0 | 0% | 99% | 0 | 0% | 99% | 0 | 0% | 64.95% | 0 | 0% | 51.16% | 0 | 0% | 51.16% | 0 | 0% | 51.16% | 0 | 0 | 0% | 2.842% | 0 | 0% | 2.842% | 0 | 0% | 2.842% | 0 | 0% | 0.3164% | 0 | 0% | 0.3164% | 0 | 0% | 0.3164% | 0 | 0% | 0.8211% | 0 | 0% | 0.8211% | 0 | 0% | 0.8211% | 0 | 37.41% | 0.8492% | 0.00018154 | 0% | 0.8492% | 0 | 0% | 0.8492% | 0 | 0% | 6.156% | 0 | 0% | 6.156% | 0 | 0% | 6.156% | 0 | 0% | 0.7202% | 0 | 0% | 0.7202% | 0 | 0% | 0.7202% | 0 |  |  |  | 0% | 11.8% | 0 | 0% | 11.8% | 0 | 0% | 11.8% | 0 | 0% | 0.3667% | 0 | 0% | 0.3667% | 0 | 0% | 0.3667% | 0 | 0% | 100% | 0 | 0% | 100% | 0 | 0% | 100% | 0 | 0% | 100% | 0 |  |  | 0 |  |  | 0 |  |  | 0
SAN LEANDRO U 1105MR803 | 3.6264e-05 | 0 | 0.018362 | 0 | 0.018362 | 0.0032491 | 0.018056 | 0.0089254 | 0% | 99% | 0 | 0% | 99% | 0 | 0% | 99% | 0 | 0% | 99% | 0 | 0% | 64.56% | 0 | 0% | 52.25% | 0 | 0% | 52.25% | 0 | 0% | 52.25% | 0 | 0 | 0% | 2.99% | 0 | 0% | 2.99% | 0 | 0% | 2.99% | 0 | 0% | 0.3235% | 0 | 0% | 0.3235% | 0 | 0% | 0.3235% | 0 | 0% | 0.9097% | 0 | 0% | 0.9097% | 0 | 0% | 0.9097% | 0 | 0% | 0.9166% | 0 | 86.88% | 0.9166% | 0.00014623 | 0% | 0.9166% | 0 | 0% | 6.767% | 0 | 0% | 6.767% | 0 | 0% | 6.767% | 0 | 0% | 0.4503% | 0 | 0% | 0.4503% | 0 | 0% | 0.4503% | 0 |  |  |  | 0% | 11.8% | 0 | 0% | 11.8% | 0 | 0% | 11.8% | 0 | 0% | 0.3592% | 0 | 0% | 0.3592% | 0 | 0% | 0.3592% | 0 | 0% | 100% | 0 | 0% | 100% | 0 | 0% | 100% | 0 | 0% | 100% | 0 |  |  | 0 |  |  | 0 |  |  | 0
FIGARDEN 2109CB | 3.8796e-05 | 0 | 0.012296 | 0 | 0.012296 | 0.0062069 | 0.0093381 | 0.0046995 | 0% | 99% | 0 | 0% | 99% | 0 | 0% | 99% | 0 | 0% | 99% | 0 | 0% | 64.1% | 0 | 0% | 49.94% | 0 | 0% | 49.94% | 0 | 0% | 49.94% | 0 | 0 | 0% | 2.076% | 0 | 0% | 2.076% | 0 | 0% | 2.076% | 0 | 0% | 0.2287% | 0 | 0% | 0.2287% | 0 | 0% | 0.2287% | 0 | 0% | 0.7017% | 0 | 0% | 0.7017% | 0 | 0% | 0.7017% | 0 | 0% | 0.7127% | 0 | 0% | 0.7127% | 0 | 100% | 0.7127% | 8.7633e-05 | 0% | 5.246% | 0 | 0% | 5.246% | 0 | 0% | 5.246% | 0 | 0% | 1.419% | 0 | 0% | 1.419% | 0 | 0% | 1.419% | 0 |  |  |  | 0% | 11.8% | 0 | 0% | 11.8% | 0 | 0% | 11.8% | 0 | 0% | 0.3692% | 0 | 0% | 0.3692% | 0 | 0% | 0.3692% | 0 | 0% | 100% | 0 | 0% | 100% | 0 | 0% | 100% | 0 | 0% | 100% | 0 |  |  | 0 |  |  | 0 |  |  | 0
WASCO 11041269 | 3.873e-05 | 0 | 0.024892 | 0 | 0.024892 | 0.0075322 | 0.02406 | 0.0093924 | 0% | 99% | 0 | 0% | 99% | 0 | 0% | 99% | 0 | 0% | 99% | 0 | 0% | 61.82% | 0 | 0% | 49.48% | 0 | 0% | 49.48% | 0 | 0% | 49.48% | 0 | 0 | 0% | 2.558% | 0 | 0% | 2.558% | 0 | 0% | 2.558% | 0 | 0% | 0.2733% | 0 | 0% | 0.2733% | 0 | 0% | 0.2733% | 0 | 0% | 0.8949% | 0 | 0% | 0.8949% | 0 | 0% | 0.8949% | 0 | 0% | 0.8766% | 0 | 0% | 0.8766% | 0 | 100% | 0.8766% | 0.00021819 | 0% | 6.61% | 0 | 0% | 6.61% | 0 | 0% | 6.61% | 0 | 0% | 0.7376% | 0 | 0% | 0.7376% | 0 | 0% | 0.7376% | 0 |  |  |  | 0% | 11.8% | 0 | 0% | 11.8% | 0 | 0% | 11.8% | 0 | 0% | 0.3546% | 0 | 0% | 0.3546% | 0 | 0% | 0.3546% | 0 | 0% | 100% | 0 | 0% | 100% | 0 | 0% | 100% | 0 | 0% | 100% | 0 |  |  | 0 |  |  | 0 |  |  | 0
MC KEE 1112XR256 | 3.474e-05 | 0 | 0.012098 | 0 | 0.012098 | 0.004008 | 0.011112 | 0.0047994 | 0% | 99% | 0 | 0% | 99% | 0 | 0% | 99% | 0 | 0% | 99% | 0 | 0% | 63.73% | 0 | 0% | 50.17% | 0 | 0% | 50.17% | 0 | 0% | 50.17% | 0 | 0 | 0% | 2.644% | 0 | 0% | 2.644% | 0 | 0% | 2.644% | 0 | 0% | 0.2968% | 0 | 0% | 0.2968% | 0 | 0% | 0.2968% | 0 | 0% | 0.8379% | 0 | 0% | 0.8379% | 0 | 0% | 0.8379% | 0 | 0% | 0.8513% | 0 | 86.69% | 0.8513% | 8.9286e-05 | 0% | 0.8513% | 0 | 0% | 6.256% | 0 | 0% | 6.256% | 0 | 0% | 6.256% | 0 | 0% | 0.7429% | 0 | 0% | 0.7429% | 0 | 0% | 0.7429% | 0 |  |  |  | 0% | 11.8% | 0 | 0% | 11.8% | 0 | 0% | 11.8% | 0 | 0% | 0.3616% | 0 | 0% | 0.3616% | 0 | 0% | 0.3616% | 0 | 0% | 100% | 0 | 0% | 100% | 0 | 0% | 100% | 0 | 0% | 100% | 0 |  |  | 0 |  |  | 0 |  |  | 0
MANTECA 1702CB | 4.4621e-05 | 0 | 0.082704 | 0 | 0.082704 | 0.010924 | 0.065795 | 0.059461 | 0% | 99% | 0 | 0% | 99% | 0 | 0% | 99% | 0 | 0% | 99% | 0 | 0% | 65.58% | 0 | 0% | 53.17% | 0 | 0% | 53.17% | 0 | 0% | 53.17% | 0 | 0 | 0% | 2.217% | 0 | 0% | 2.217% | 0 | 0% | 2.217% | 0 | 0% | 0.2376% | 0 | 0% | 0.2376% | 0 | 0% | 0.2376% | 0 | 0% | 0.7322% | 0 | 0% | 0.7322% | 0 | 0% | 0.7322% | 0 | 29.67% | 0.7217% | 0.00017712 | 0% | 0.7217% | 0 | 0% | 0.7217% | 0 | 0% | 5.412% | 0 | 0% | 5.412% | 0 | 0% | 5.412% | 0 | 0% | 0.3541% | 0 | 0% | 0.3541% | 0 | 0% | 0.3541% | 0 |  |  |  | 0% | 11.8% | 0 | 0% | 11.8% | 0 | 0% | 11.8% | 0 | 0% | 0.3622% | 0 | 0% | 0.3622% | 0 | 0% | 0.3622% | 0 | 0% | 100% | 0 | 0% | 100% | 0 | 0% | 100% | 0 | 0% | 100% | 0 |  |  | 0 |  |  | 0 |  |  | 0
WOODSIDE 11029046 | 4.5516e-05 | 0 | 0.030049 | 0 | 0.030049 | 0.013941 | 0.025783 | 0.0097624 | 0% | 99% | 0 | 0% | 99% | 0 | 0% | 99% | 0 | 0% | 99% | 0 | 0% | 64.24% | 0 | 0% | 49.99% | 0 | 0% | 49.99% | 0 | 0% | 49.99% | 0 | 0 | 0% | 2.789% | 0 | 0% | 2.789% | 0 | 0% | 2.789% | 0 | 0% | 0.3074% | 0 | 0% | 0.3074% | 0 | 0% | 0.3074% | 0 | 0% | 0.7848% | 0 | 0% | 0.7848% | 0 | 0% | 0.7848% | 0 | 0% | 0.8059% | 0 | 0% | 0.8059% | 0 | 0% | 0.8059% | 0 | 0% | 5.866% | 0 | 0% | 5.866% | 0 | 0% | 5.866% | 0 | 0% | 1.135% | 0 | 0% | 1.135% | 0 | 0% | 1.135% | 0 |  |  |  | 0% | 11.8% | 0 | 0% | 11.8% | 0 | 0% | 11.8% | 0 | 0% | 0.367% | 0 | 0% | 0.367% | 0 | 0% | 0.367% | 0 | 0% | 100% | 0 | 0% | 100% | 0 | 0% | 100% | 0 | 0% | 100% | 0 |  |  | 0 |  |  | 0 |  |  | 0
MOUNTAIN VIEW 1108CB | 4.173e-05 | 0 | 0.023648 | 0 | 0.023648 | 0.0064271 | 0.022408 | 0.010109 | 0% | 99% | 0 | 0% | 99% | 0 | 0% | 99% | 0 | 0% | 99% | 0 | 0% | 64.01% | 0 | 0% | 50.86% | 0 | 0% | 50.86% | 0 | 0% | 50.86% | 0 | 0 | 0% | 2.987% | 0 | 0% | 2.987% | 0 | 0% | 2.987% | 0 | 0% | 0.3219% | 0 | 0% | 0.3219% | 0 | 0% | 0.3219% | 0 | 0% | 0.873% | 0 | 0% | 0.873% | 0 | 0% | 0.873% | 0 | 0% | 0.883% | 0 | 0% | 0.883% | 0 | 100% | 0.883% | 0.00020882 | 0% | 6.497% | 0 | 0% | 6.497% | 0 | 0% | 6.497% | 0 | 0% | 0.6054% | 0 | 0% | 0.6054% | 0 | 0% | 0.6054% | 0 |  |  |  | 0% | 11.8% | 0 | 0% | 11.8% | 0 | 0% | 11.8% | 0 | 0% | 0.3615% | 0 | 0% | 0.3615% | 0 | 0% | 0.3615% | 0 | 0% | 100% | 0 | 0% | 100% | 0 | 0% | 100% | 0 | 0% | 100% | 0 |  |  | 0 |  |  | 0 |  |  | 0
MILPITAS 1106CB | 4.5771e-05 | 0 | 0.026406 | 0 | 0.026406 | 0.005981 | 0.025169 | 0.012339 | 0% | 99% | 0 | 0% | 99% | 0 | 0% | 99% | 0 | 0% | 99% | 0 | 0% | 65.26% | 0 | 0% | 51.12% | 0 | 0% | 51.12% | 0 | 0% | 51.12% | 0 | 0 | 0% | 3.204% | 0 | 0% | 3.204% | 0 | 0% | 3.204% | 0 | 0% | 0.3631% | 0 | 0% | 0.3631% | 0 | 0% | 0.3631% | 0 | 0% | 0.8649% | 0 | 0% | 0.8649% | 0 | 0% | 0.8649% | 0 | 100% | 0.9155% | 0.00024176 | 0% | 0.9155% | 0 | 0% | 0.9155% | 0 | 0% | 6.533% | 0 | 0% | 6.533% | 0 | 0% | 6.533% | 0 | 0% | 0.429% | 0 | 0% | 0.429% | 0 | 0% | 0.429% | 0 |  |  |  | 0% | 11.8% | 0 | 0% | 11.8% | 0 | 0% | 11.8% | 0 | 0% | 0.368% | 0 | 0% | 0.368% | 0 | 0% | 0.368% | 0 | 0% | 100% | 0 | 0% | 100% | 0 | 0% | 100% | 0 | 0% | 100% | 0 |  |  | 0 |  |  | 0 |  |  | 0
PETALUMA C 1102CB | 4.2e-05 | 0 | 0.026594 | 0 | 0.026594 | 0.003456 | 0.028382 | 0.011965 | 0% | 99% | 0 | 0% | 99% | 0 | 0% | 99% | 0 | 0% | 99% | 0 | 0% | 63.72% | 0 | 0% | 50.01% | 0 | 0% | 50.01% | 0 | 0% | 50.01% | 0 | 0 | 0% | 3.564% | 0 | 0% | 3.564% | 0 | 0% | 3.564% | 0 | 0% | 0.4031% | 0 | 0% | 0.4031% | 0 | 0% | 0.4031% | 0 | 0% | 0.965% | 0 | 0% | 0.965% | 0 | 0% | 0.965% | 0 | 0% | 1.015% | 0 | 0% | 1.015% | 0 | 0% | 1.015% | 0 | 0% | 7.272% | 0 | 0% | 7.272% | 0 | 0% | 7.272% | 0 | 0% | 0.3883% | 0 | 0% | 0.3883% | 0 | 0% | 0.3883% | 0 |  |  |  | 0% | 11.8% | 0 | 0% | 11.8% | 0 | 0% | 11.8% | 0 | 0% | 0.3625% | 0 | 0% | 0.3625% | 0 | 0% | 0.3625% | 0 | 0% | 100% | 0 | 0% | 100% | 0 | 0% | 100% | 0 | 0% | 100% | 0 |  |  | 0 |  |  | 0 |  |  | 0
MALAGA 1110R9547 | 3.8569e-05 | 0 | 0.032305 | 0 | 0.032305 | 0.013858 | 0.026371 | 0.012994 | 0% | 99% | 0 | 0% | 99% | 0 | 0% | 99% | 0 | 0% | 99% | 0 | 0% | 63.63% | 0 | 0% | 49.66% | 0 | 0% | 49.66% | 0 | 0% | 49.66% | 0 | 0 | 0% | 2.377% | 0 | 0% | 2.377% | 0 | 0% | 2.377% | 0 | 0% | 0.2618% | 0 | 0% | 0.2618% | 0 | 0% | 0.2618% | 0 | 0% | 0.7517% | 0 | 0% | 0.7517% | 0 | 0% | 0.7517% | 0 | 0% | 0.765% | 0 | 100% | 0.765% | 0.00024714 | 0% | 0.765% | 0 | 0% | 5.617% | 0 | 0% | 5.617% | 0 | 0% | 5.617% | 0 | 0% | 1.185% | 0 | 0% | 1.185% | 0 | 0% | 1.185% | 0 |  |  |  | 0% | 11.8% | 0 | 0% | 11.8% | 0 | 0% | 11.8% | 0 | 0% | 0.3673% | 0 | 0% | 0.3673% | 0 | 0% | 0.3673% | 0 | 0% | 100% | 0 | 0% | 100% | 0 | 0% | 100% | 0 | 0% | 100% | 0 |  |  | 0 |  |  | 0 |  |  | 0
CANAL 1104CB | 4.4009e-05 | 0 | 0.036989 | 0 | 0.036989 | 0.0031586 | 0.038159 | 0.019622 | 0% | 99% | 0 | 0% | 99% | 0 | 0% | 99% | 0 | 0% | 99% | 0 | 0% | 63.35% | 0 | 0% | 50.74% | 0 | 0% | 50.74% | 0 | 0% | 50.74% | 0 | 0 | 0% | 2.907% | 0 | 0% | 2.907% | 0 | 0% | 2.907% | 0 | 0% | 0.3244% | 0 | 0% | 0.3244% | 0 | 0% | 0.3244% | 0 | 0% | 0.9463% | 0 | 0% | 0.9463% | 0 | 0% | 0.9463% | 0 | 0% | 0.9716% | 0 | 0% | 0.9716% | 0 | 0% | 0.9716% | 0 | 0% | 7.102% | 0 | 0% | 7.102% | 0 | 0% | 7.102% | 0 | 0% | 0.2403% | 0 | 0% | 0.2403% | 0 | 0% | 0.2403% | 0 |  |  |  | 0% | 11.8% | 0 | 0% | 11.8% | 0 | 0% | 11.8% | 0 | 0% | 0.36% | 0 | 0% | 0.36% | 0 | 0% | 0.36% | 0 | 0% | 100% | 0 | 0% | 100% | 0 | 0% | 100% | 0 | 0% | 100% | 0 |  |  | 0 |  |  | 0 |  |  | 0
HICKS 2102CB | 4.7344e-05 | 0 | 0.022497 | 0 | 0.022497 | 0.0061255 | 0.019687 | 0.011252 | 0% | 99% | 0 | 0% | 99% | 0 | 0% | 99% | 0 | 0% | 99% | 0 | 0% | 65.56% | 0 | 0% | 51.14% | 0 | 0% | 51.14% | 0 | 0% | 51.14% | 0 | 0 | 0% | 2.86% | 0 | 0% | 2.86% | 0 | 0% | 2.86% | 0 | 0% | 0.3279% | 0 | 0% | 0.3279% | 0 | 0% | 0.3279% | 0 | 0% | 0.7879% | 0 | 0% | 0.7879% | 0 | 0% | 0.7879% | 0 | 0% | 0.8279% | 0 | 0% | 0.8279% | 0 | 100% | 0.8279% | 0.00018625 | 0% | 5.935% | 0 | 0% | 5.935% | 0 | 0% | 5.935% | 0 | 0% | 0.6069% | 0 | 0% | 0.6069% | 0 | 0% | 0.6069% | 0 |  |  |  | 0% | 11.8% | 0 | 0% | 11.8% | 0 | 0% | 11.8% | 0 | 0% | 0.3679% | 0 | 0% | 0.3679% | 0 | 0% | 0.3679% | 0 | 0% | 100% | 0 | 0% | 100% | 0 | 0% | 100% | 0 | 0% | 100% | 0 |  |  | 0 |  |  | 0 |  |  | 0
MABURY 1104XR274 | 3.8003e-05 | 0 | 0.02611 | 0 | 0.02611 | 0.013674 | 0.020739 | 0.0086052 | 0% | 99% | 0 | 0% | 99% | 0 | 0% | 99% | 0 | 0% | 99% | 0 | 0% | 64.63% | 0 | 0% | 50.61% | 0 | 0% | 50.61% | 0 | 0% | 50.61% | 0 | 0 | 0% | 2.324% | 0 | 0% | 2.324% | 0 | 0% | 2.324% | 0 | 0% | 0.2561% | 0 | 0% | 0.2561% | 0 | 0% | 0.2561% | 0 | 0% | 0.7325% | 0 | 0% | 0.7325% | 0 | 0% | 0.7325% | 0 | 0% | 0.7447% | 0 | 0% | 0.7447% | 0 | 0% | 0.7447% | 0 | 0% | 5.47% | 0 | 0% | 5.47% | 0 | 0% | 5.47% | 0 | 0% | 1.217% | 0 | 0% | 1.217% | 0 | 0% | 1.217% | 0 |  |  |  | 0% | 11.8% | 0 | 0% | 11.8% | 0 | 0% | 11.8% | 0 | 0% | 0.368% | 0 | 0% | 0.368% | 0 | 0% | 0.368% | 0 | 0% | 100% | 0 | 0% | 100% | 0 | 0% | 100% | 0 | 0% | 100% | 0 |  |  | 0 |  |  | 0 |  |  | 0
WEST LANE 110195948 | 4.4035e-05 | 0 | 0.03785 | 0 | 0.03785 | 0.012587 | 0.033605 | 0.01617 | 0% | 99% | 0 | 0% | 99% | 0 | 0% | 99% | 0 | 0% | 99% | 0 | 0% | 64.34% | 0 | 0% | 50.54% | 0 | 0% | 50.54% | 0 | 0% | 50.54% | 0 | 0 | 0% | 2.626% | 0 | 0% | 2.626% | 0 | 0% | 2.626% | 0 | 0% | 0.3002% | 0 | 0% | 0.3002% | 0 | 0% | 0.3002% | 0 | 0% | 0.8086% | 0 | 0% | 0.8086% | 0 | 0% | 0.8086% | 0 | 23.8% | 0.8437% | 7.602e-05 | 76.2% | 0.8437% | 0.00024334 | 0% | 0.8437% | 0 | 0% | 6.094% | 0 | 0% | 6.094% | 0 | 0% | 6.094% | 0 | 0% | 0.7898% | 0 | 0% | 0.7898% | 0 | 0% | 0.7898% | 0 |  |  |  | 0% | 11.8% | 0 | 0% | 11.8% | 0 | 0% | 11.8% | 0 | 0% | 0.3673% | 0 | 0% | 0.3673% | 0 | 0% | 0.3673% | 0 | 0% | 100% | 0 | 0% | 100% | 0 | 0% | 100% | 0 | 0% | 100% | 0 |  |  | 0 |  |  | 0 |  |  | 0
JARVIS 1109CB | 3.7499e-05 | 0 | 0.026202 | 0 | 0.026202 | 0.0044992 | 0.023628 | 0.015042 | 0% | 99% | 0 | 0% | 99% | 0 | 0% | 99% | 0 | 0% | 99% | 0 | 0% | 66.3% | 0 | 0% | 52.55% | 0 | 0% | 52.55% | 0 | 0% | 52.55% | 0 | 0 | 0% | 3.189% | 0 | 0% | 3.189% | 0 | 0% | 3.189% | 0 | 0% | 0.3512% | 0 | 0% | 0.3512% | 0 | 0% | 0.3512% | 0 | 0% | 0.8294% | 0 | 0% | 0.8294% | 0 | 0% | 0.8294% | 0 | 0% | 0.8751% | 0 | 0% | 0.8751% | 0 | 0% | 0.8751% | 0 | 0% | 6.253% | 0 | 0% | 6.253% | 0 | 0% | 6.253% | 0 | 0% | 0.4309% | 0 | 0% | 0.4309% | 0 | 0% | 0.4309% | 0 |  |  |  | 0% | 11.8% | 0 | 0% | 11.8% | 0 | 0% | 11.8% | 0 | 0% | 0.371% | 0 | 0% | 0.371% | 0 | 0% | 0.371% | 0 | 0% | 100% | 0 | 0% | 100% | 0 | 0% | 100% | 0 | 0% | 100% | 0 |  |  | 0 |  |  | 0 |  |  | 0
HICKS 1114XR182 | 3.7355e-05 | 0 | 0.03251 | 0 | 0.03251 | 0.01355 | 0.028272 | 0.011743 | 0% | 99% | 0 | 0% | 99% | 0 | 0% | 99% | 0 | 0% | 99% | 0 | 0% | 63.72% | 0 | 0% | 50.13% | 0 | 0% | 50.13% | 0 | 0% | 50.13% | 0 | 0 | 0% | 2.447% | 0 | 0% | 2.447% | 0 | 0% | 2.447% | 0 | 0% | 0.2706% | 0 | 0% | 0.2706% | 0 | 0% | 0.2706% | 0 | 0% | 0.7959% | 0 | 0% | 0.7959% | 0 | 0% | 0.7959% | 0 | 0% | 0.7983% | 0 | 87.3% | 0.7983% | 0.00022656 | 12.7% | 0.7983% | 3.296e-05 | 0% | 5.918% | 0 | 0% | 5.918% | 0 | 0% | 5.918% | 0 | 0% | 0.9473% | 0 | 0% | 0.9473% | 0 | 0% | 0.9473% | 0 |  |  |  | 0% | 11.8% | 0 | 0% | 11.8% | 0 | 0% | 11.8% | 0 | 0% | 0.362% | 0 | 0% | 0.362% | 0 | 0% | 0.362% | 0 | 0% | 100% | 0 | 0% | 100% | 0 | 0% | 100% | 0 | 0% | 100% | 0 |  |  | 0 |  |  | 0 |  |  | 0
LLAGAS 2105CB | 4.6877e-05 | 0 | 0.023335 | 0 | 0.023335 | 0.0030667 | 0.021489 | 0.013897 | 0% | 99% | 0 | 0% | 99% | 0 | 0% | 99% | 0 | 0% | 99% | 0 | 0% | 66.04% | 0 | 0% | 52.02% | 0 | 0% | 52.02% | 0 | 0% | 52.02% | 0 | 0 | 0% | 2.995% | 0 | 0% | 2.995% | 0 | 0% | 2.995% | 0 | 0% | 0.3432% | 0 | 0% | 0.3432% | 0 | 0% | 0.3432% | 0 | 0% | 0.8298% | 0 | 0% | 0.8298% | 0 | 0% | 0.8298% | 0 | 100% | 0.8728% | 0.00020368 | 0% | 0.8728% | 0 | 0% | 0.8728% | 0 | 0% | 6.252% | 0 | 0% | 6.252% | 0 | 0% | 6.252% | 0 | 0% | 0.3574% | 0 | 0% | 0.3574% | 0 | 0% | 0.3574% | 0 |  |  |  | 0% | 11.8% | 0 | 0% | 11.8% | 0 | 0% | 11.8% | 0 | 0% | 0.3662% | 0 | 0% | 0.3662% | 0 | 0% | 0.3662% | 0 | 0% | 100% | 0 | 0% | 100% | 0 | 0% | 100% | 0 | 0% | 100% | 0 |  |  | 0 |  |  | 0 |  |  | 0
CLOVIS 110599912 | 4.3192e-05 | 0 | 0.04214 | 0 | 0.04214 | 0.013464 | 0.037428 | 0.018555 | 0% | 99% | 0 | 0% | 99% | 0 | 0% | 99% | 0 | 0% | 99% | 0 | 0% | 64% | 0 | 0% | 50.03% | 0 | 0% | 50.03% | 0 | 0% | 50.03% | 0 | 0 | 0% | 2.551% | 0 | 0% | 2.551% | 0 | 0% | 2.551% | 0 | 0% | 0.2897% | 0 | 0% | 0.2897% | 0 | 0% | 0.2897% | 0 | 0% | 0.8158% | 0 | 0% | 0.8158% | 0 | 0% | 0.8158% | 0 | 100% | 0.8476% | 0.00035718 | 0% | 0.8476% | 0 | 0% | 0.8476% | 0 | 0% | 6.145% | 0 | 0% | 6.145% | 0 | 0% | 6.145% | 0 | 0% | 0.8701% | 0 | 0% | 0.8701% | 0 | 0% | 0.8701% | 0 |  |  |  | 0% | 11.8% | 0 | 0% | 11.8% | 0 | 0% | 11.8% | 0 | 0% | 0.3675% | 0 | 0% | 0.3675% | 0 | 0% | 0.3675% | 0 | 0% | 100% | 0 | 0% | 100% | 0 | 0% | 100% | 0 | 0% | 100% | 0 |  |  | 0 |  |  | 0 |  |  | 0
ASHLAN AVE 2118CB | 4.5462e-05 | 0 | 0.045693 | 0 | 0.045693 | 0.0182 | 0.03812 | 0.018984 | 0% | 99% | 0 | 0% | 99% | 0 | 0% | 99% | 0 | 0% | 99% | 0 | 0% | 63.93% | 0 | 0% | 49.79% | 0 | 0% | 49.79% | 0 | 0% | 49.79% | 0 | 0 | 0% | 2.245% | 0 | 0% | 2.245% | 0 | 0% | 2.245% | 0 | 0% | 0.2558% | 0 | 0% | 0.2558% | 0 | 0% | 0.2558% | 0 | 0% | 0.7637% | 0 | 0% | 0.7637% | 0 | 0% | 0.7637% | 0 | 0% | 0.7851% | 0 | 0% | 0.7851% | 0 | 98.26% | 0.7851% | 0.00035249 | 0% | 5.738% | 0 | 0% | 5.738% | 0 | 0% | 5.738% | 0 | 0% | 1.103% | 0 | 0% | 1.103% | 0 | 0% | 1.103% | 0 |  |  |  | 0% | 11.8% | 0 | 0% | 11.8% | 0 | 0% | 11.8% | 0 | 0% | 0.3672% | 0 | 0% | 0.3672% | 0 | 0% | 0.3672% | 0 | 0% | 100% | 0 | 0% | 100% | 0 | 0% | 100% | 0 | 0% | 100% | 0 |  |  | 0 |  |  | 0 |  |  | 0
STONE 1101XR470 | 3.8185e-05 | 0 | 0.033248 | 0 | 0.033248 | 0.020182 | 0.025298 | 0.0093203 | 0% | 99% | 0 | 0% | 99% | 0 | 0% | 99% | 0 | 0% | 99% | 0 | 0% | 63.97% | 0 | 0% | 49.67% | 0 | 0% | 49.67% | 0 | 0% | 49.67% | 0 | 0 | 0% | 2.177% | 0 | 0% | 2.177% | 0 | 0% | 2.177% | 0 | 0% | 0.2401% | 0 | 0% | 0.2401% | 0 | 0% | 0.2401% | 0 | 0% | 0.6982% | 0 | 0% | 0.6982% | 0 | 0% | 0.6982% | 0 | 0% | 0.7023% | 0 | 99.34% | 0.7023% | 0.00023193 | 0.6637% | 0.7023% | 1.5497e-06 | 0% | 5.195% | 0 | 0% | 5.195% | 0 | 0% | 5.195% | 0 | 0% | 1.459% | 0 | 0% | 1.459% | 0 | 0% | 1.459% | 0 |  |  |  | 0% | 11.8% | 0 | 0% | 11.8% | 0 | 0% | 11.8% | 0 | 0% | 0.3674% | 0 | 0% | 0.3674% | 0 | 0% | 0.3674% | 0 | 0% | 100% | 0 | 0% | 100% | 0 | 0% | 100% | 0 | 0% | 100% | 0 |  |  | 0 |  |  | 0 |  |  | 0
SYCAMORE CREEK 1107CB | 4.3489e-05 | 0 | 0.037934 | 0 | 0.037934 | 0.017786 | 0.028473 | 0.016266 | 0% | 99% | 0 | 0% | 99% | 0 | 0% | 99% | 0 | 0% | 99% | 0 | 0% | 64.8% | 0 | 0% | 50.45% | 0 | 0% | 50.45% | 0 | 0% | 50.45% | 0 | 0 | 0% | 2.345% | 0 | 0% | 2.345% | 0 | 0% | 2.345% | 0 | 0% | 0.2598% | 0 | 0% | 0.2598% | 0 | 0% | 0.2598% | 0 | 0% | 0.6877% | 0 | 0% | 0.6877% | 0 | 0% | 0.6877% | 0 | 37.53% | 0.7105% | 0.00010114 | 0% | 0.7105% | 0 | 58.19% | 0.7105% | 0.00015684 | 0% | 5.156% | 0 | 0% | 5.156% | 0 | 0% | 5.156% | 0 | 0% | 1.251% | 0 | 0% | 1.251% | 0 | 0% | 1.251% | 0 |  |  |  | 0% | 11.8% | 0 | 0% | 11.8% | 0 | 0% | 11.8% | 0 | 0% | 0.3718% | 0 | 0% | 0.3718% | 0 | 0% | 0.3718% | 0 | 0% | 100% | 0 | 0% | 100% | 0 | 0% | 100% | 0 | 0% | 100% | 0 |  |  | 0 |  |  | 0 |  |  | 0
HAMMER 1105CB | 4.3732e-05 | 0 | 0.048116 | 0 | 0.048116 | 0.021216 | 0.041297 | 0.016795 | 0% | 99% | 0 | 0% | 99% | 0 | 0% | 99% | 0 | 0% | 99% | 0 | 0% | 63.76% | 0 | 0% | 49.88% | 0 | 0% | 49.88% | 0 | 0% | 49.88% | 0 | 0 | 0% | 2.396% | 0 | 0% | 2.396% | 0 | 0% | 2.396% | 0 | 0% | 0.2735% | 0 | 0% | 0.2735% | 0 | 0% | 0.2735% | 0 | 0% | 0.7831% | 0 | 0% | 0.7831% | 0 | 0% | 0.7831% | 0 | 0% | 0.8077% | 0 | 0.2772% | 0.8077% | 1.0771e-06 | 0% | 0.8077% | 0 | 0% | 5.885% | 0 | 0% | 5.885% | 0 | 0% | 5.885% | 0 | 0% | 1.064% | 0 | 0% | 1.064% | 0 | 0% | 1.064% | 0 |  |  |  | 0% | 11.8% | 0 | 0% | 11.8% | 0 | 0% | 11.8% | 0 | 0% | 0.3666% | 0 | 0% | 0.3666% | 0 | 0% | 0.3666% | 0 | 0% | 100% | 0 | 0% | 100% | 0 | 0% | 100% | 0 | 0% | 100% | 0 |  |  | 0 |  |  | 0 |  |  | 0
SALINAS 1106CB | 4.1703e-05 | 0 | 0.038831 | 0 | 0.038831 | 0.006032 | 0.03975 | 0.018227 | 0% | 99% | 0 | 0% | 99% | 0 | 0% | 99% | 0 | 0% | 99% | 0 | 0% | 65.22% | 0 | 0% | 52.14% | 0 | 0% | 52.14% | 0 | 0% | 52.14% | 0 | 0 | 0% | 3.185% | 0 | 0% | 3.185% | 0 | 0% | 3.185% | 0 | 0% | 0.3573% | 0 | 0% | 0.3573% | 0 | 0% | 0.3573% | 0 | 0% | 0.945% | 0 | 0% | 0.945% | 0 | 0% | 0.945% | 0 | 0% | 0.9882% | 0 | 0% | 0.9882% | 0 | 7.768% | 0.9882% | 2.9809e-05 | 0% | 7.123% | 0 | 0% | 7.123% | 0 | 0% | 7.123% | 0 | 0% | 0.3983% | 0 | 0% | 0.3983% | 0 | 0% | 0.3983% | 0 |  |  |  | 0% | 11.8% | 0 | 0% | 11.8% | 0 | 0% | 11.8% | 0 | 0% | 0.365% | 0 | 0% | 0.365% | 0 | 0% | 0.365% | 0 | 0% | 100% | 0 | 0% | 100% | 0 | 0% | 100% | 0 | 0% | 100% | 0 |  |  | 0 |  |  | 0 |  |  | 0
BAKERSFIELD 210637524 | 6.2473e-05 | 0 | 0.072013 | 0 | 0.072013 | 0.01306 | 0.062495 | 0.043151 | 0% | 99% | 0 | 0% | 99% | 0 | 0% | 99% | 0 | 0% | 99% | 0 | 0% | 64.89% | 0 | 0% | 51.52% | 0 | 0% | 51.52% | 0 | 0% | 51.52% | 0 | 0 | 0% | 2.506% | 0 | 0% | 2.506% | 0 | 0% | 2.506% | 0 | 0% | 0.2836% | 0 | 0% | 0.2836% | 0 | 0% | 0.2836% | 0 | 0% | 0.7975% | 0 | 0% | 0.7975% | 0 | 0% | 0.7975% | 0 | 0% | 0.8254% | 0 | 0.0473% | 0.8254% | 2.8116e-07 | 0% | 0.8254% | 0 | 0% | 5.997% | 0 | 0% | 5.997% | 0 | 0% | 5.997% | 0 | 0% | 0.3718% | 0 | 0% | 0.3718% | 0 | 0% | 0.3718% | 0 |  |  |  | 0% | 11.8% | 0 | 0% | 11.8% | 0 | 0% | 11.8% | 0 | 0% | 0.3667% | 0 | 0% | 0.3667% | 0 | 0% | 0.3667% | 0 | 0% | 100% | 0 | 0% | 100% | 0 | 0% | 100% | 0 | 0% | 100% | 0 |  |  | 0 |  |  | 0 |  |  | 0
HILLSDALE 040344318 | 3.1721e-05 | 0 | 0.013407 | 0 | 0.013407 | 0.0054298 | 0.012873 | 0.0038017 | 0% | 99% | 0 | 0% | 99% | 0 | 0% | 99% | 0 | 0% | 99% | 0 | 0% | 64.27% | 0 | 0% | 50.62% | 0 | 0% | 50.62% | 0 | 0% | 50.62% | 0 | 0 | 0% | 3.184% | 0 | 0% | 3.184% | 0 | 0% | 3.184% | 0 | 0% | 0.3499% | 0 | 0% | 0.3499% | 0 | 0% | 0.3499% | 0 | 0% | 0.8809% | 0 | 0% | 0.8809% | 0 | 0% | 0.8809% | 0 | 100% | 0.9091% | 0.00012189 | 0% | 0.9091% | 0 | 0% | 0.9091% | 0 | 0% | 6.592% | 0 | 0% | 6.592% | 0 | 0% | 6.592% | 0 | 0% | 1.017% | 0 | 0% | 1.017% | 0 | 0% | 1.017% | 0 |  |  |  | 0% | 11.8% | 0 | 0% | 11.8% | 0 | 0% | 11.8% | 0 | 0% | 0.3645% | 0 | 0% | 0.3645% | 0 | 0% | 0.3645% | 0 | 0% | 100% | 0 | 0% | 100% | 0 | 0% | 100% | 0 | 0% | 100% | 0 |  |  | 0 |  |  | 0 |  |  | 0
FRUITVALE 1106CB | 4.5887e-05 | 0 | 0.078121 | 0 | 0.078121 | 0.01863 | 0.065596 | 0.044576 | 0% | 99% | 0 | 0% | 99% | 0 | 0% | 99% | 0 | 0% | 99% | 0 | 0% | 64.69% | 0 | 0% | 51.05% | 0 | 0% | 51.05% | 0 | 0% | 51.05% | 0 | 0 | 0% | 2.564% | 0 | 0% | 2.564% | 0 | 0% | 2.564% | 0 | 0% | 0.287% | 0 | 0% | 0.287% | 0 | 0% | 0.287% | 0 | 0% | 0.7725% | 0 | 0% | 0.7725% | 0 | 0% | 0.7725% | 0 | 0% | 0.806% | 0 | 100% | 0.806% | 0.00062965 | 0% | 0.806% | 0 | 0% | 5.822% | 0 | 0% | 5.822% | 0 | 0% | 5.822% | 0 | 0% | 0.4729% | 0 | 0% | 0.4729% | 0 | 0% | 0.4729% | 0 |  |  |  | 0% | 11.8% | 0 | 0% | 11.8% | 0 | 0% | 11.8% | 0 | 0% | 0.3701% | 0 | 0% | 0.3701% | 0 | 0% | 0.3701% | 0 | 0% | 100% | 0 | 0% | 100% | 0 | 0% | 100% | 0 | 0% | 100% | 0 |  |  | 0 |  |  | 0 |  |  | 0
PAUL SWEET 210438286 | 2.6892e-05 | 0 | 0.019984 | 0 | 0.019984 | 0.0068915 | 0.018514 | 0.0075426 | 0% | 99% | 0 | 0% | 99% | 0 | 0% | 99% | 0 | 0% | 99% | 0 | 0% | 64.37% | 0 | 0% | 51.03% | 0 | 0% | 51.03% | 0 | 0% | 51.03% | 0 | 0 | 0% | 2.951% | 0 | 0% | 2.951% | 0 | 0% | 2.951% | 0 | 0% | 0.3186% | 0 | 0% | 0.3186% | 0 | 0% | 0.3186% | 0 | 0% | 0.8573% | 0 | 0% | 0.8573% | 0 | 0% | 0.8573% | 0 | 0% | 0.874% | 0 | 98.96% | 0.874% | 0.00017284 | 0% | 0.874% | 0 | 0% | 6.396% | 0 | 0% | 6.396% | 0 | 0% | 6.396% | 0 | 0% | 0.8464% | 0 | 0% | 0.8464% | 0 | 0% | 0.8464% | 0 |  |  |  | 0% | 11.8% | 0 | 0% | 11.8% | 0 | 0% | 11.8% | 0 | 0% | 0.3641% | 0 | 0% | 0.3641% | 0 | 0% | 0.3641% | 0 | 0% | 100% | 0 | 0% | 100% | 0 | 0% | 100% | 0 | 0% | 100% | 0 |  |  | 0 |  |  | 0 |  |  | 0
GRANT 1106MR664 | 3.3949e-05 | 0 | 0.041593 | 0 | 0.041593 | 0.0082231 | 0.039971 | 0.02039 | 0% | 99% | 0 | 0% | 99% | 0 | 0% | 99% | 0 | 0% | 99% | 0 | 0% | 64.74% | 0 | 0% | 52.02% | 0 | 0% | 52.02% | 0 | 0% | 52.02% | 0 | 0 | 0% | 2.959% | 0 | 0% | 2.959% | 0 | 0% | 2.959% | 0 | 0% | 0.3218% | 0 | 0% | 0.3218% | 0 | 0% | 0.3218% | 0 | 0% | 0.8877% | 0 | 0% | 0.8877% | 0 | 0% | 0.8877% | 0 | 0% | 0.9043% | 0 | 34.72% | 0.9043% | 0.00013058 | 64.99% | 0.9043% | 0.00024444 | 0% | 6.628% | 0 | 0% | 6.628% | 0 | 0% | 6.628% | 0 | 0% | 0.4732% | 0 | 0% | 0.4732% | 0 | 0% | 0.4732% | 0 |  |  |  | 0% | 11.8% | 0 | 0% | 11.8% | 0 | 0% | 11.8% | 0 | 0% | 0.3624% | 0 | 0% | 0.3624% | 0 | 0% | 0.3624% | 0 | 0% | 100% | 0 | 0% | 100% | 0 | 0% | 100% | 0 | 0% | 100% | 0 |  |  | 0 |  |  | 0 |  |  | 0
MAGUNDEN 110188892 | 4.8677e-05 | 0 | 0.075076 | 0 | 0.075076 | 0.023651 | 0.069988 | 0.03016 | 0% | 99% | 0 | 0% | 99% | 0 | 0% | 99% | 0 | 0% | 99% | 0 | 0% | 63.5% | 0 | 0% | 50.33% | 0 | 0% | 50.33% | 0 | 0% | 50.33% | 0 | 0 | 0% | 2.466% | 0 | 0% | 2.466% | 0 | 0% | 2.466% | 0 | 0% | 0.279% | 0 | 0% | 0.279% | 0 | 0% | 0.279% | 0 | 0% | 0.858% | 0 | 0% | 0.858% | 0 | 0% | 0.858% | 0 | 0% | 0.8767% | 0 | 0% | 0.8767% | 0 | 0% | 0.8767% | 0 | 0% | 6.433% | 0 | 0% | 6.433% | 0 | 0% | 6.433% | 0 | 0% | 0.5606% | 0 | 0% | 0.5606% | 0 | 0% | 0.5606% | 0 |  |  |  | 0% | 11.8% | 0 | 0% | 11.8% | 0 | 0% | 11.8% | 0 | 0% | 0.3625% | 0 | 0% | 0.3625% | 0 | 0% | 0.3625% | 0 | 0% | 100% | 0 | 0% | 100% | 0 | 0% | 100% | 0 | 0% | 100% | 0 |  |  | 0 |  |  | 0 |  |  | 0
ASHLAN AVE 1103CB | 5.1589e-05 | 0 | 0.080186 | 0 | 0.080186 | 0.031382 | 0.067874 | 0.032972 | 0% | 99% | 0 | 0% | 99% | 0 | 0% | 99% | 0 | 0% | 99% | 0 | 0% | 63.68% | 0 | 0% | 49.58% | 0 | 0% | 49.58% | 0 | 0% | 49.58% | 0 | 0 | 0% | 2.281% | 0 | 0% | 2.281% | 0 | 0% | 2.281% | 0 | 0% | 0.2601% | 0 | 0% | 0.2601% | 0 | 0% | 0.2601% | 0 | 0% | 0.7761% | 0 | 0% | 0.7761% | 0 | 0% | 0.7761% | 0 | 0% | 0.8021% | 0 | 0% | 0.8021% | 0 | 96.08% | 0.8021% | 0.00061793 | 0% | 5.845% | 0 | 0% | 5.845% | 0 | 0% | 5.845% | 0 | 0% | 1.083% | 0 | 0% | 1.083% | 0 | 0% | 1.083% | 0 |  |  |  | 0% | 11.8% | 0 | 0% | 11.8% | 0 | 0% | 11.8% | 0 | 0% | 0.3682% | 0 | 0% | 0.3682% | 0 | 0% | 0.3682% | 0 | 0% | 100% | 0 | 0% | 100% | 0 | 0% | 100% | 0 | 0% | 100% | 0 |  |  | 0 |  |  | 0 |  |  | 0
MANCHESTER 111255406 | 5.1968e-05 | 0 | 0.081843 | 0 | 0.081843 | 0.030336 | 0.0739 | 0.030725 | 0% | 99% | 0 | 0% | 99% | 0 | 0% | 99% | 0 | 0% | 99% | 0 | 0% | 63.16% | 0 | 0% | 49.42% | 0 | 0% | 49.42% | 0 | 0% | 49.42% | 0 | 0 | 0% | 2.345% | 0 | 0% | 2.345% | 0 | 0% | 2.345% | 0 | 0% | 0.267% | 0 | 0% | 0.267% | 0 | 0% | 0.267% | 0 | 0% | 0.831% | 0 | 0% | 0.831% | 0 | 0% | 0.831% | 0 | 0% | 0.8524% | 0 | 0% | 0.8524% | 0 | 12.07% | 0.8524% | 8.4195e-05 | 0% | 6.246% | 0 | 0% | 6.246% | 0 | 0% | 6.246% | 0 | 0% | 1.012% | 0 | 0% | 1.012% | 0 | 0% | 1.012% | 0 |  |  |  | 0% | 11.8% | 0 | 0% | 11.8% | 0 | 0% | 11.8% | 0 | 0% | 0.365% | 0 | 0% | 0.365% | 0 | 0% | 0.365% | 0 | 0% | 100% | 0 | 0% | 100% | 0 | 0% | 100% | 0 | 0% | 100% | 0 |  |  | 0 |  |  | 0 |  |  | 0
WOODLAND 111222552 | 4.3752e-05 | 0 | 0.05825 | 0 | 0.05825 | 0.02634 | 0.050021 | 0.019697 | 0% | 99% | 0 | 0% | 99% | 0 | 0% | 99% | 0 | 0% | 99% | 0 | 0% | 62.6% | 0 | 0% | 49.33% | 0 | 0% | 49.33% | 0 | 0% | 49.33% | 0 | 0 | 0% | 2.219% | 0 | 0% | 2.219% | 0 | 0% | 2.219% | 0 | 0% | 0.2423% | 0 | 0% | 0.2423% | 0 | 0% | 0.2423% | 0 | 0% | 0.7798% | 0 | 0% | 0.7798% | 0 | 0% | 0.7798% | 0 | 0% | 0.7565% | 0 | 0% | 0.7565% | 0 | 0% | 0.7565% | 0 | 0% | 5.736% | 0 | 0% | 5.736% | 0 | 0% | 5.736% | 0 | 0% | 1.111% | 0 | 0% | 1.111% | 0 | 0% | 1.111% | 0 |  |  |  | 0% | 11.8% | 0 | 0% | 11.8% | 0 | 0% | 11.8% | 0 | 0% | 0.3562% | 0 | 0% | 0.3562% | 0 | 0% | 0.3562% | 0 | 0% | 100% | 0 | 0% | 100% | 0 | 0% | 100% | 0 | 0% | 100% | 0 |  |  | 0 |  |  | 0 |  |  | 0
CHANNEL 1101CB | 4.6978e-05 | 0 | 0.044034 | 0 | 0.044034 | 0.012839 | 0.039996 | 0.019791 | 0% | 99% | 0 | 0% | 99% | 0 | 0% | 99% | 0 | 0% | 99% | 0 | 0% | 64.01% | 0 | 0% | 50.14% | 0 | 0% | 50.14% | 0 | 0% | 50.14% | 0 | 0 | 0% | 2.529% | 0 | 0% | 2.529% | 0 | 0% | 2.529% | 0 | 0% | 0.2902% | 0 | 0% | 0.2902% | 0 | 0% | 0.2902% | 0 | 0% | 0.8252% | 0 | 0% | 0.8252% | 0 | 0% | 0.8252% | 0 | 99.7% | 0.856% | 0.0003758 | 0.3023% | 0.856% | 1.1394e-06 | 0% | 0.856% | 0 | 0% | 6.218% | 0 | 0% | 6.218% | 0 | 0% | 6.218% | 0 | 0% | 0.7414% | 0 | 0% | 0.7414% | 0 | 0% | 0.7414% | 0 |  |  |  | 0% | 11.8% | 0 | 0% | 11.8% | 0 | 0% | 11.8% | 0 | 0% | 0.3656% | 0 | 0% | 0.3656% | 0 | 0% | 0.3656% | 0 | 0% | 100% | 0 | 0% | 100% | 0 | 0% | 100% | 0 | 0% | 100% | 0 |  |  | 0 |  |  | 0 |  |  | 0
BARTON 1114CB | 4.7926e-05 | 0 | 0.096764 | 0 | 0.096764 | 0.036108 | 0.085277 | 0.038218 | 0% | 99% | 0 | 0% | 99% | 0 | 0% | 99% | 0 | 0% | 99% | 0 | 0% | 63.41% | 0 | 0% | 49.58% | 0 | 0% | 49.58% | 0 | 0% | 49.58% | 0 | 0 | 0% | 2.449% | 0 | 0% | 2.449% | 0 | 0% | 2.449% | 0 | 0% | 0.2744% | 0 | 0% | 0.2744% | 0 | 0% | 0.2744% | 0 | 0% | 0.8111% | 0 | 0% | 0.8111% | 0 | 0% | 0.8111% | 0 | 100% | 0.8308% | 0.00080396 | 0% | 0.8308% | 0 | 0% | 0.8308% | 0 | 0% | 6.083% | 0 | 0% | 6.083% | 0 | 0% | 6.083% | 0 | 0% | 1.033% | 0 | 0% | 1.033% | 0 | 0% | 1.033% | 0 |  |  |  | 0% | 11.8% | 0 | 0% | 11.8% | 0 | 0% | 11.8% | 0 | 0% | 0.3658% | 0 | 0% | 0.3658% | 0 | 0% | 0.3658% | 0 | 0% | 100% | 0 | 0% | 100% | 0 | 0% | 100% | 0 | 0% | 100% | 0 |  |  | 0 |  |  | 0 |  |  | 0
HICKS 1115CB | 3.4651e-05 | 0 | 0.059404 | 0 | 0.059404 | 0.024786 | 0.052274 | 0.020925 | 0% | 99% | 0 | 0% | 99% | 0 | 0% | 99% | 0 | 0% | 99% | 0 | 0% | 63.47% | 0 | 0% | 50.19% | 0 | 0% | 50.19% | 0 | 0% | 50.19% | 0 | 0 | 0% | 2.458% | 0 | 0% | 2.458% | 0 | 0% | 2.458% | 0 | 0% | 0.2669% | 0 | 0% | 0.2669% | 0 | 0% | 0.2669% | 0 | 0% | 0.8084% | 0 | 0% | 0.8084% | 0 | 0% | 0.8084% | 0 | 0% | 0.802% | 0 | 50.06% | 0.802% | 0.00023853 | 49.47% | 0.802% | 0.00023569 | 0% | 5.988% | 0 | 0% | 5.988% | 0 | 0% | 5.988% | 0 | 0% | 0.9275% | 0 | 0% | 0.9275% | 0 | 0% | 0.9275% | 0 |  |  |  | 0% | 11.8% | 0 | 0% | 11.8% | 0 | 0% | 11.8% | 0 | 0% | 0.3602% | 0 | 0% | 0.3602% | 0 | 0% | 0.3602% | 0 | 0% | 100% | 0 | 0% | 100% | 0 | 0% | 100% | 0 | 0% | 100% | 0 |  |  | 0 |  |  | 0 |  |  | 0
SF H 0404CB | 4.4732e-05 | 0 | 0.01229 | 0 | 0.01229 | 0.0015613 | 0.014153 | 0.0045739 | 0% | 99% | 0 | 0% | 99% | 0 | 0% | 99% | 0 | 0% | 99% | 0 | 0% | 63.74% | 0 | 0% | 51.81% | 0 | 0% | 51.81% | 0 | 0% | 51.81% | 0 | 0 | 0% | 3.836% | 0 | 0% | 3.836% | 0 | 0% | 3.836% | 0 | 0% | 0.4128% | 0 | 0% | 0.4128% | 0 | 0% | 0.4128% | 0 | 0% | 1.06% | 0 | 0% | 1.06% | 0 | 0% | 1.06% | 0 | 6.129% | 1.07% | 8.0608e-06 | 93.87% | 1.07% | 0.00012346 | 0% | 1.07% | 0 | 0% | 7.869% | 0 | 0% | 7.869% | 0 | 0% | 7.869% | 0 | 0% | 0.4009% | 0 | 0% | 0.4009% | 0 | 0% | 0.4009% | 0 |  |  |  | 0% | 11.8% | 0 | 0% | 11.8% | 0 | 0% | 11.8% | 0 | 0% | 0.3534% | 0 | 0% | 0.3534% | 0 | 0% | 0.3534% | 0 | 0% | 100% | 0 | 0% | 100% | 0 | 0% | 100% | 0 | 0% | 100% | 0 |  |  | 0 |  |  | 0 |  |  | 0
OAKLAND J 1104CB | 5.439e-05 | 0 | 0.016239 | 0 | 0.016239 | 0.00072457 | 0.019511 | 0.0065707 | 0% | 99% | 0 | 0% | 99% | 0 | 0% | 99% | 0 | 0% | 99% | 0 | 0% | 63.31% | 0 | 0% | 50.41% | 0 | 0% | 50.41% | 0 | 0% | 50.41% | 0 | 0 | 0% | 4.024% | 0 | 0% | 4.024% | 0 | 0% | 4.024% | 0 | 0% | 0.4418% | 0 | 0% | 0.4418% | 0 | 0% | 0.4418% | 0 | 0% | 1.107% | 0 | 0% | 1.107% | 0 | 0% | 1.107% | 0 | 0% | 1.159% | 0 | 0% | 1.159% | 0 | 97.35% | 1.159% | 0.00018321 | 0% | 8.34% | 0 | 0% | 8.34% | 0 | 0% | 8.34% | 0 | 0% | 0.1905% | 0 | 0% | 0.1905% | 0 | 0% | 0.1905% | 0 |  |  |  | 0% | 11.8% | 0 | 0% | 11.8% | 0 | 0% | 11.8% | 0 | 0% | 0.3607% | 0 | 0% | 0.3607% | 0 | 0% | 0.3607% | 0 | 0% | 100% | 0 | 0% | 100% | 0 | 0% | 100% | 0 | 0% | 100% | 0 |  |  | 0 |  |  | 0 |  |  | 0
SF H 1111CB | 5.3172e-05 | 0 | 0.015605 | 0 | 0.015605 | 0.0020826 | 0.01799 | 0.0056867 | 0% | 99% | 0 | 0% | 99% | 0 | 0% | 99% | 0 | 0% | 99% | 0 | 0% | 63.43% | 0 | 0% | 51.08% | 0 | 0% | 51.08% | 0 | 0% | 51.08% | 0 | 0 | 0% | 3.844% | 0 | 0% | 3.844% | 0 | 0% | 3.844% | 0 | 0% | 0.4165% | 0 | 0% | 0.4165% | 0 | 0% | 0.4165% | 0 | 0% | 1.06% | 0 | 0% | 1.06% | 0 | 0% | 1.06% | 0 | 53.5% | 1.083% | 9.0385e-05 | 46.26% | 1.083% | 7.8145e-05 | 0% | 1.083% | 0 | 0% | 7.908% | 0 | 0% | 7.908% | 0 | 0% | 7.908% | 0 | 0% | 0.4397% | 0 | 0% | 0.4397% | 0 | 0% | 0.4397% | 0 |  |  |  | 0% | 11.8% | 0 | 0% | 11.8% | 0 | 0% | 11.8% | 0 | 0% | 0.356% | 0 | 0% | 0.356% | 0 | 0% | 0.356% | 0 | 0% | 100% | 0 | 0% | 100% | 0 | 0% | 100% | 0 | 0% | 100% | 0 |  |  | 0 |  |  | 0 |  |  | 0
BARTON 1108CB | 5.1781e-05 | 0 | 0.035236 | 0 | 0.035236 | 0.0085967 | 0.033408 | 0.016161 | 0% | 99% | 0 | 0% | 99% | 0 | 0% | 99% | 0 | 0% | 99% | 0 | 0% | 63.45% | 0 | 0% | 49.89% | 0 | 0% | 49.89% | 0 | 0% | 49.89% | 0 | 0 | 0% | 2.615% | 0 | 0% | 2.615% | 0 | 0% | 2.615% | 0 | 0% | 0.2967% | 0 | 0% | 0.2967% | 0 | 0% | 0.2967% | 0 | 0% | 0.8706% | 0 | 0% | 0.8706% | 0 | 0% | 0.8706% | 0 | 100% | 0.8997% | 0.00031704 | 0% | 0.8997% | 0 | 0% | 0.8997% | 0 | 0% | 6.554% | 0 | 0% | 6.554% | 0 | 0% | 6.554% | 0 | 0% | 0.6815% | 0 | 0% | 0.6815% | 0 | 0% | 0.6815% | 0 |  |  |  | 0% | 11.8% | 0 | 0% | 11.8% | 0 | 0% | 11.8% | 0 | 0% | 0.3647% | 0 | 0% | 0.3647% | 0 | 0% | 0.3647% | 0 | 0% | 100% | 0 | 0% | 100% | 0 | 0% | 100% | 0 | 0% | 100% | 0 |  |  | 0 |  |  | 0 |  |  | 0
OAKLAND D 1111CB | 4.9479e-05 | 0 | 0.04356 | 0 | 0.04356 | 0.0046539 | 0.044874 | 0.022379 | 0% | 99% | 0 | 0% | 99% | 0 | 0% | 99% | 0 | 0% | 99% | 0 | 0% | 64.9% | 0 | 0% | 52.48% | 0 | 0% | 52.48% | 0 | 0% | 52.48% | 0 | 0 | 0% | 3.277% | 0 | 0% | 3.277% | 0 | 0% | 3.277% | 0 | 0% | 0.3558% | 0 | 0% | 0.3558% | 0 | 0% | 0.3558% | 0 | 0% | 0.9498% | 0 | 0% | 0.9498% | 0 | 0% | 0.9498% | 0 | 16.46% | 0.9718% | 6.9688e-05 | 44.04% | 0.9718% | 0.00018642 | 0% | 0.9718% | 0 | 0% | 7.099% | 0 | 0% | 7.099% | 0 | 0% | 7.099% | 0 | 0% | 0.2858% | 0 | 0% | 0.2858% | 0 | 0% | 0.2858% | 0 |  |  |  | 0% | 11.8% | 0 | 0% | 11.8% | 0 | 0% | 11.8% | 0 | 0% | 0.3608% | 0 | 0% | 0.3608% | 0 | 0% | 0.3608% | 0 | 0% | 100% | 0 | 0% | 100% | 0 | 0% | 100% | 0 | 0% | 100% | 0 |  |  | 0 |  |  | 0 |  |  | 0
VIRGINIA 0401CB | 4.6845e-05 | 0 | 0.012886 | 0 | 0.012886 | 0.0015311 | 0.014107 | 0.0056339 | 0% | 99% | 0 | 0% | 99% | 0 | 0% | 99% | 0 | 0% | 99% | 0 | 0% | 63.35% | 0 | 0% | 51.42% | 0 | 0% | 51.42% | 0 | 0% | 51.42% | 0 | 0 | 0% | 3.325% | 0 | 0% | 3.325% | 0 | 0% | 3.325% | 0 | 0% | 0.3593% | 0 | 0% | 0.3593% | 0 | 0% | 0.3593% | 0 | 0% | 1.003% | 0 | 0% | 1.003% | 0 | 0% | 1.003% | 0 | 0% | 1.001% | 0 | 0% | 1.001% | 0 | 0% | 1.001% | 0 | 0% | 7.432% | 0 | 0% | 7.432% | 0 | 0% | 7.432% | 0 | 0% | 0.2817% | 0 | 0% | 0.2817% | 0 | 0% | 0.2817% | 0 |  |  |  | 0% | 11.8% | 0 | 0% | 11.8% | 0 | 0% | 11.8% | 0 | 0% | 0.352% | 0 | 0% | 0.352% | 0 | 0% | 0.352% | 0 | 0% | 100% | 0 | 0% | 100% | 0 | 0% | 100% | 0 | 0% | 100% | 0 |  |  | 0 |  |  | 0 |  |  | 0
RICHMOND R 1120CB | 4.6225e-05 | 0 | 0.018614 | 0 | 0.018614 | 0.0016678 | 0.020028 | 0.0090305 | 0% | 99% | 0 | 0% | 99% | 0 | 0% | 99% | 0 | 0% | 99% | 0 | 0% | 64.38% | 0 | 0% | 51.16% | 0 | 0% | 51.16% | 0 | 0% | 51.16% | 0 | 0 | 0% | 3.743% | 0 | 0% | 3.743% | 0 | 0% | 3.743% | 0 | 0% | 0.4139% | 0 | 0% | 0.4139% | 0 | 0% | 0.4139% | 0 | 0% | 0.9792% | 0 | 0% | 0.9792% | 0 | 0% | 0.9792% | 0 | 0% | 1.024% | 0 | 0% | 1.024% | 0 | 0% | 1.024% | 0 | 0% | 7.358% | 0 | 0% | 7.358% | 0 | 0% | 7.358% | 0 | 0% | 0.2445% | 0 | 0% | 0.2445% | 0 | 0% | 0.2445% | 0 |  |  |  | 0% | 11.8% | 0 | 0% | 11.8% | 0 | 0% | 11.8% | 0 | 0% | 0.3625% | 0 | 0% | 0.3625% | 0 | 0% | 0.3625% | 0 | 0% | 100% | 0 | 0% | 100% | 0 | 0% | 100% | 0 | 0% | 100% | 0 |  |  | 0 |  |  | 0 |  |  | 0
EL CERRITO G 1110BR238 | 4.0651e-05 | 0 | 0.0097993 | 0 | 0.0097993 | 0.0021053 | 0.009969 | 0.0041019 | 0% | 99% | 0 | 0% | 99% | 0 | 0% | 99% | 0 | 0% | 99% | 0 | 0% | 63.53% | 0 | 0% | 50.94% | 0 | 0% | 50.94% | 0 | 0% | 50.94% | 0 | 0 | 0% | 3.116% | 0 | 0% | 3.116% | 0 | 0% | 3.116% | 0 | 0% | 0.3363% | 0 | 0% | 0.3363% | 0 | 0% | 0.3363% | 0 | 0% | 0.9384% | 0 | 0% | 0.9384% | 0 | 0% | 0.9384% | 0 | 0% | 0.9474% | 0 | 0% | 0.9474% | 0 | 63.92% | 0.9474% | 5.9343e-05 | 0% | 6.987% | 0 | 0% | 6.987% | 0 | 0% | 6.987% | 0 | 0% | 0.5013% | 0 | 0% | 0.5013% | 0 | 0% | 0.5013% | 0 |  |  |  | 0% | 11.8% | 0 | 0% | 11.8% | 0 | 0% | 11.8% | 0 | 0% | 0.3587% | 0 | 0% | 0.3587% | 0 | 0% | 0.3587% | 0 | 0% | 100% | 0 | 0% | 100% | 0 | 0% | 100% | 0 | 0% | 100% | 0 |  |  | 0 |  |  | 0 |  |  | 0
CALIFORNIA AVE 1117CB | 6.7535e-05 | 0 | 0.0070084 | 0 | 0.0070084 | 0.00095709 | 0.0067568 | 0.0038553 | 0% | 99% | 0 | 0% | 99% | 0 | 0% | 99% | 0 | 0% | 99% | 0 | 0% | 63.23% | 0 | 0% | 49.53% | 0 | 0% | 49.53% | 0 | 0% | 49.53% | 0 | 0 | 0% | 2.786% | 0 | 0% | 2.786% | 0 | 0% | 2.786% | 0 | 0% | 0.3099% | 0 | 0% | 0.3099% | 0 | 0% | 0.3099% | 0 | 0% | 0.892% | 0 | 0% | 0.892% | 0 | 0% | 0.892% | 0 | 100% | 0.9356% | 6.5574e-05 | 0% | 0.9356% | 0 | 0% | 0.9356% | 0 | 0% | 6.761% | 0 | 0% | 6.761% | 0 | 0% | 6.761% | 0 | 0% | 0.4143% | 0 | 0% | 0.4143% | 0 | 0% | 0.4143% | 0 |  |  |  | 0% | 11.8% | 0 | 0% | 11.8% | 0 | 0% | 11.8% | 0 | 0% | 0.3689% | 0 | 0% | 0.3689% | 0 | 0% | 0.3689% | 0 | 0% | 100% | 0 | 0% | 100% | 0 | 0% | 100% | 0 | 0% | 100% | 0 |  |  | 0 |  |  | 0 |  |  | 0
STAGG 2106CB | 6.4543e-05 | 0 | 0.019874 | 0 | 0.019874 | 0.0032386 | 0.019043 | 0.010526 | 0% | 99% | 0 | 0% | 99% | 0 | 0% | 99% | 0 | 0% | 99% | 0 | 0% | 64.19% | 0 | 0% | 49.53% | 0 | 0% | 49.53% | 0 | 0% | 49.53% | 0 | 0 | 0% | 2.861% | 0 | 0% | 2.861% | 0 | 0% | 2.861% | 0 | 0% | 0.3386% | 0 | 0% | 0.3386% | 0 | 0% | 0.3386% | 0 | 0% | 0.8515% | 0 | 0% | 0.8515% | 0 | 0% | 0.8515% | 0 | 12% | 0.9056% | 2.1593e-05 | 0% | 0.9056% | 0 | 0% | 0.9056% | 0 | 0% | 6.466% | 0 | 0% | 6.466% | 0 | 0% | 6.466% | 0 | 0% | 0.3796% | 0 | 0% | 0.3796% | 0 | 0% | 0.3796% | 0 |  |  |  | 0% | 11.8% | 0 | 0% | 11.8% | 0 | 0% | 11.8% | 0 | 0% | 0.3662% | 0 | 0% | 0.3662% | 0 | 0% | 0.3662% | 0 | 0% | 100% | 0 | 0% | 100% | 0 | 0% | 100% | 0 | 0% | 100% | 0 |  |  | 0 |  |  | 0 |  |  | 0
STOCKTON A 1109CB | 6.2426e-05 | 0 | 0.011523 | 0 | 0.011523 | 0.0033578 | 0.011073 | 0.0045905 | 0% | 99% | 0 | 0% | 99% | 0 | 0% | 99% | 0 | 0% | 99% | 0 | 0% | 63.39% | 0 | 0% | 49.72% | 0 | 0% | 49.72% | 0 | 0% | 49.72% | 0 | 0 | 0% | 2.491% | 0 | 0% | 2.491% | 0 | 0% | 2.491% | 0 | 0% | 0.2905% | 0 | 0% | 0.2905% | 0 | 0% | 0.2905% | 0 | 0% | 0.8731% | 0 | 0% | 0.8731% | 0 | 0% | 0.8731% | 0 | 100% | 0.911% | 0.00010497 | 0% | 0.911% | 0 | 0% | 0.911% | 0 | 0% | 6.606% | 0 | 0% | 6.606% | 0 | 0% | 6.606% | 0 | 0% | 0.7027% | 0 | 0% | 0.7027% | 0 | 0% | 0.7027% | 0 |  |  |  | 0% | 11.8% | 0 | 0% | 11.8% | 0 | 0% | 11.8% | 0 | 0% | 0.3647% | 0 | 0% | 0.3647% | 0 | 0% | 0.3647% | 0 | 0% | 100% | 0 | 0% | 100% | 0 | 0% | 100% | 0 | 0% | 100% | 0 |  |  | 0 |  |  | 0 |  |  | 0
HUNTERS POINT (P) 1108CB | 6.2164e-05 | 0 | 0.014483 | 0 | 0.014483 | 0.0011438 | 0.017304 | 0.0054599 | 0% | 99% | 0 | 0% | 99% | 0 | 0% | 99% | 0 | 0% | 99% | 0 | 0% | 62.8% | 0 | 0% | 49.94% | 0 | 0% | 49.94% | 0 | 0% | 49.94% | 0 | 0 | 0% | 3.938% | 0 | 0% | 3.938% | 0 | 0% | 3.938% | 0 | 0% | 0.4306% | 0 | 0% | 0.4306% | 0 | 0% | 0.4306% | 0 | 0% | 1.103% | 0 | 0% | 1.103% | 0 | 0% | 1.103% | 0 | 66.91% | 1.151% | 0.00011157 | 32.97% | 1.151% | 5.4973e-05 | 0% | 1.151% | 0 | 0% | 8.31% | 0 | 0% | 8.31% | 0 | 0% | 8.31% | 0 | 0% | 0.3069% | 0 | 0% | 0.3069% | 0 | 0% | 0.3069% | 0 |  |  |  | 0% | 11.8% | 0 | 0% | 11.8% | 0 | 0% | 11.8% | 0 | 0% | 0.3608% | 0 | 0% | 0.3608% | 0 | 0% | 0.3608% | 0 | 0% | 100% | 0 | 0% | 100% | 0 | 0% | 100% | 0 | 0% | 100% | 0 |  |  | 0 |  |  | 0 |  |  | 0
CALIFORNIA AVE 1110CB | 5.8122e-05 | 0 | 0.070253 | 0 | 0.070253 | 0.015103 | 0.066814 | 0.034054 | 0% | 99% | 0 | 0% | 99% | 0 | 0% | 99% | 0 | 0% | 99% | 0 | 0% | 63.61% | 0 | 0% | 50.17% | 0 | 0% | 50.17% | 0 | 0% | 50.17% | 0 | 0 | 0% | 2.665% | 0 | 0% | 2.665% | 0 | 0% | 2.665% | 0 | 0% | 0.3006% | 0 | 0% | 0.3006% | 0 | 0% | 0.3006% | 0 | 0% | 0.8771% | 0 | 0% | 0.8771% | 0 | 0% | 0.8771% | 0 | 100% | 0.91% | 0.00063931 | 0% | 0.91% | 0 | 0% | 0.91% | 0 | 0% | 6.614% | 0 | 0% | 6.614% | 0 | 0% | 6.614% | 0 | 0% | 0.6075% | 0 | 0% | 0.6075% | 0 | 0% | 0.6075% | 0 |  |  |  | 0% | 11.8% | 0 | 0% | 11.8% | 0 | 0% | 11.8% | 0 | 0% | 0.366% | 0 | 0% | 0.366% | 0 | 0% | 0.366% | 0 | 0% | 100% | 0 | 0% | 100% | 0 | 0% | 100% | 0 | 0% | 100% | 0 |  |  | 0 |  |  | 0 |  |  | 0
MONARCH 0402CB | 5.5592e-05 | 0 | 0.021676 | 0 | 0.021676 | 0.0054003 | 0.022815 | 0.0075671 | 0% | 99% | 0 | 0% | 99% | 0 | 0% | 99% | 0 | 0% | 99% | 0 | 0% | 62.99% | 0 | 0% | 49.69% | 0 | 0% | 49.69% | 0 | 0% | 49.69% | 0 | 0 | 0% | 2.801% | 0 | 0% | 2.801% | 0 | 0% | 2.801% | 0 | 0% | 0.326% | 0 | 0% | 0.326% | 0 | 0% | 0.326% | 0 | 0% | 0.9609% | 0 | 0% | 0.9609% | 0 | 0% | 0.9609% | 0 | 100% | 1.006% | 0.00021798 | 0% | 1.006% | 0 | 0% | 1.006% | 0 | 0% | 7.273% | 0 | 0% | 7.273% | 0 | 0% | 7.273% | 0 | 0% | 0.6268% | 0 | 0% | 0.6268% | 0 | 0% | 0.6268% | 0 |  |  |  | 0% | 11.8% | 0 | 0% | 11.8% | 0 | 0% | 11.8% | 0 | 0% | 0.3625% | 0 | 0% | 0.3625% | 0 | 0% | 0.3625% | 0 | 0% | 100% | 0 | 0% | 100% | 0 | 0% | 100% | 0 | 0% | 100% | 0 |  |  | 0 |  |  | 0 |  |  | 0
OAKLAND D 1106CB | 5.3085e-05 | 0 | 0.012553 | 0 | 0.012553 | 0.0014826 | 0.01284 | 0.0063994 | 0% | 99% | 0 | 0% | 99% | 0 | 0% | 99% | 0 | 0% | 99% | 0 | 0% | 64.55% | 0 | 0% | 52.37% | 0 | 0% | 52.37% | 0 | 0% | 52.37% | 0 | 0 | 0% | 3.135% | 0 | 0% | 3.135% | 0 | 0% | 3.135% | 0 | 0% | 0.339% | 0 | 0% | 0.339% | 0 | 0% | 0.339% | 0 | 0% | 0.9397% | 0 | 0% | 0.9397% | 0 | 0% | 0.9397% | 0 | 83.81% | 0.9453% | 9.945e-05 | 0% | 0.9453% | 0 | 0% | 0.9453% | 0 | 0% | 6.984% | 0 | 0% | 6.984% | 0 | 0% | 6.984% | 0 | 0% | 0.2832% | 0 | 0% | 0.2832% | 0 | 0% | 0.2832% | 0 |  |  |  | 0% | 11.8% | 0 | 0% | 11.8% | 0 | 0% | 11.8% | 0 | 0% | 0.3571% | 0 | 0% | 0.3571% | 0 | 0% | 0.3571% | 0 | 0% | 100% | 0 | 0% | 100% | 0 | 0% | 100% | 0 | 0% | 100% | 0 |  |  | 0 |  |  | 0 |  |  | 0
POTRERO PP (A) 110198694 | 5.2804e-05 | 0 | 0.012756 | 0 | 0.012756 | 0.00097575 | 0.015613 | 0.0044682 | 0% | 99% | 0 | 0% | 99% | 0 | 0% | 99% | 0 | 0% | 99% | 0 | 0% | 63.09% | 0 | 0% | 50.98% | 0 | 0% | 50.98% | 0 | 0% | 50.98% | 0 | 0 | 0% | 4.006% | 0 | 0% | 4.006% | 0 | 0% | 4.006% | 0 | 0% | 0.4352% | 0 | 0% | 0.4352% | 0 | 0% | 0.4352% | 0 | 0% | 1.125% | 0 | 0% | 1.125% | 0 | 0% | 1.125% | 0 | 100% | 1.152% | 0.00014692 | 0% | 1.152% | 0 | 0% | 1.152% | 0 | 0% | 8.399% | 0 | 0% | 8.399% | 0 | 0% | 8.399% | 0 | 0% | 0.3033% | 0 | 0% | 0.3033% | 0 | 0% | 0.3033% | 0 |  |  |  | 0% | 11.8% | 0 | 0% | 11.8% | 0 | 0% | 11.8% | 0 | 0% | 0.3538% | 0 | 0% | 0.3538% | 0 | 0% | 0.3538% | 0 | 0% | 100% | 0 | 0% | 100% | 0 | 0% | 100% | 0 | 0% | 100% | 0 |  |  | 0 |  |  | 0 |  |  | 0
OAKLAND J 1117CB | 5.2583e-05 | 0 | 0.018875 | 0 | 0.018875 | 0.001116 | 0.02165 | 0.0083923 | 0% | 99% | 0 | 0% | 99% | 0 | 0% | 99% | 0 | 0% | 99% | 0 | 0% | 63.68% | 0 | 0% | 51.13% | 0 | 0% | 51.13% | 0 | 0% | 51.13% | 0 | 0 | 0% | 3.776% | 0 | 0% | 3.776% | 0 | 0% | 3.776% | 0 | 0% | 0.4131% | 0 | 0% | 0.4131% | 0 | 0% | 0.4131% | 0 | 0% | 1.055% | 0 | 0% | 1.055% | 0 | 0% | 1.055% | 0 | 0% | 1.09% | 0 | 0% | 1.09% | 0 | 53.86% | 1.09% | 0.00011084 | 0% | 7.911% | 0 | 0% | 7.911% | 0 | 0% | 7.911% | 0 | 0% | 0.2167% | 0 | 0% | 0.2167% | 0 | 0% | 0.2167% | 0 |  |  |  | 0% | 11.8% | 0 | 0% | 11.8% | 0 | 0% | 11.8% | 0 | 0% | 0.3588% | 0 | 0% | 0.3588% | 0 | 0% | 0.3588% | 0 | 0% | 100% | 0 | 0% | 100% | 0 | 0% | 100% | 0 | 0% | 100% | 0 |  |  | 0 |  |  | 0 |  |  | 0
STOCKTON A 110444086 | 5.2527e-05 | 0 | 0.044653 | 0 | 0.044653 | 0.010313 | 0.043371 | 0.020027 | 0% | 99% | 0 | 0% | 99% | 0 | 0% | 99% | 0 | 0% | 99% | 0 | 0% | 64.06% | 0 | 0% | 50.82% | 0 | 0% | 50.82% | 0 | 0% | 50.82% | 0 | 0 | 0% | 2.762% | 0 | 0% | 2.762% | 0 | 0% | 2.762% | 0 | 0% | 0.316% | 0 | 0% | 0.316% | 0 | 0% | 0.316% | 0 | 0% | 0.8873% | 0 | 0% | 0.8873% | 0 | 0% | 0.8873% | 0 | 93.8% | 0.9261% | 0.00038786 | 5.014% | 0.9261% | 2.0734e-05 | 0% | 0.9261% | 0 | 0% | 6.696% | 0 | 0% | 6.696% | 0 | 0% | 6.696% | 0 | 0% | 0.5712% | 0 | 0% | 0.5712% | 0 | 0% | 0.5712% | 0 |  |  |  | 0% | 11.8% | 0 | 0% | 11.8% | 0 | 0% | 11.8% | 0 | 0% | 0.3649% | 0 | 0% | 0.3649% | 0 | 0% | 0.3649% | 0 | 0% | 100% | 0 | 0% | 100% | 0 | 0% | 100% | 0 | 0% | 100% | 0 |  |  | 0 |  |  | 0 |  |  | 0
BERESFORD 0401CB | 5.2211e-05 | 0 | 0.0046187 | 0 | 0.0046187 | 0.0011513 | 0.0047898 | 0.0016833 | 0% | 99% | 0 | 0% | 99% | 0 | 0% | 99% | 0 | 0% | 99% | 0 | 0% | 64.7% | 0 | 0% | 51.55% | 0 | 0% | 51.55% | 0 | 0% | 51.55% | 0 | 0 | 0% | 3.292% | 0 | 0% | 3.292% | 0 | 0% | 3.292% | 0 | 0% | 0.3625% | 0 | 0% | 0.3625% | 0 | 0% | 0.3625% | 0 | 0% | 0.9451% | 0 | 0% | 0.9451% | 0 | 0% | 0.9451% | 0 | 0% | 0.9746% | 0 | 0% | 0.9746% | 0 | 0% | 0.9746% | 0 | 0% | 7.076% | 0 | 0% | 7.076% | 0 | 0% | 7.076% | 0 | 0% | 0.6478% | 0 | 0% | 0.6478% | 0 | 0% | 0.6478% | 0 |  |  |  | 0% | 11.8% | 0 | 0% | 11.8% | 0 | 0% | 11.8% | 0 | 0% | 0.3608% | 0 | 0% | 0.3608% | 0 | 0% | 0.3608% | 0 | 0% | 100% | 0 | 0% | 100% | 0 | 0% | 100% | 0 | 0% | 100% | 0 |  |  | 0 |  |  | 0 |  |  | 0
BULLARD 1103CB | 5.201e-05 | 0 | 0.053972 | 0 | 0.053972 | 0.016933 | 0.043751 | 0.028412 | 0% | 99% | 0 | 0% | 99% | 0 | 0% | 99% | 0 | 0% | 99% | 0 | 0% | 65.04% | 0 | 0% | 50.58% | 0 | 0% | 50.58% | 0 | 0% | 50.58% | 0 | 0 | 0% | 2.506% | 0 | 0% | 2.506% | 0 | 0% | 2.506% | 0 | 0% | 0.2828% | 0 | 0% | 0.2828% | 0 | 0% | 0.2828% | 0 | 0% | 0.7429% | 0 | 0% | 0.7429% | 0 | 0% | 0.7429% | 0 | 0% | 0.7863% | 0 | 0% | 0.7863% | 0 | 0% | 0.7863% | 0 | 0% | 5.628% | 0 | 0% | 5.628% | 0 | 0% | 5.628% | 0 | 0% | 0.826% | 0 | 0% | 0.826% | 0 | 0% | 0.826% | 0 |  |  |  | 0% | 11.8% | 0 | 0% | 11.8% | 0 | 0% | 11.8% | 0 | 0% | 0.3739% | 0 | 0% | 0.3739% | 0 | 0% | 0.3739% | 0 | 0% | 100% | 0 | 0% | 100% | 0 | 0% | 100% | 0 | 0% | 100% | 0 |  |  | 0 |  |  | 0 |  |  | 0
SAN CARLOS 1104CB | 5.0952e-05 | 0 | 0.014134 | 0 | 0.014134 | 0.0039036 | 0.014033 | 0.0053948 | 0% | 99% | 0 | 0% | 99% | 0 | 0% | 99% | 0 | 0% | 99% | 0 | 0% | 64.24% | 0 | 0% | 50.64% | 0 | 0% | 50.64% | 0 | 0% | 50.64% | 0 | 0 | 0% | 3.086% | 0 | 0% | 3.086% | 0 | 0% | 3.086% | 0 | 0% | 0.3471% | 0 | 0% | 0.3471% | 0 | 0% | 0.3471% | 0 | 0% | 0.8923% | 0 | 0% | 0.8923% | 0 | 5.841% | 0.8923% | 7.3659e-06 | 0% | 0.9135% | 0 | 72.59% | 0.9135% | 9.3726e-05 | 0% | 0.9135% | 0 | 0% | 6.662% | 0 | 0% | 6.662% | 0 | 0% | 6.662% | 0 | 0% | 0.6796% | 0 | 0% | 0.6796% | 0 | 0% | 0.6796% | 0 |  |  |  | 0% | 11.8% | 0 | 0% | 11.8% | 0 | 0% | 11.8% | 0 | 0% | 0.3591% | 0 | 0% | 0.3591% | 0 | 0% | 0.3591% | 0 | 0% | 100% | 0 | 0% | 100% | 0 | 0% | 100% | 0 | 0% | 100% | 0 |  |  | 0 |  |  | 0 |  |  | 0
SAN JOSE B 1116CB | 4.9958e-05 | 0 | 0.039945 | 0 | 0.039945 | 0.020279 | 0.031613 | 0.014047 | 0% | 99% | 0 | 0% | 99% | 0 | 0% | 99% | 0 | 0% | 99% | 0 | 0% | 65.27% | 0 | 0% | 50.65% | 0 | 0% | 50.65% | 0 | 0% | 50.65% | 0 | 0 | 0% | 2.492% | 0 | 0% | 2.492% | 0 | 0% | 2.492% | 0 | 0% | 0.2787% | 0 | 0% | 0.2787% | 0 | 0% | 0.2787% | 0 | 0% | 0.7239% | 0 | 0% | 0.7239% | 0 | 0% | 0.7239% | 0 | 0% | 0.7559% | 0 | 0% | 0.7559% | 0 | 100% | 0.7559% | 0.00030195 | 0% | 5.45% | 0 | 0% | 5.45% | 0 | 0% | 5.45% | 0 | 0% | 1.192% | 0 | 0% | 1.192% | 0 | 0% | 1.192% | 0 |  |  |  | 0% | 11.8% | 0 | 0% | 11.8% | 0 | 0% | 11.8% | 0 | 0% | 0.3721% | 0 | 0% | 0.3721% | 0 | 0% | 0.3721% | 0 | 0% | 100% | 0 | 0% | 100% | 0 | 0% | 100% | 0 | 0% | 100% | 0 |  |  | 0 |  |  | 0 |  |  | 0
EAST STOCKTON 0402CB | 4.806e-05 | 0 | 0.043783 | 0 | 0.043783 | 0.013103 | 0.043471 | 0.015701 | 0% | 99% | 0 | 0% | 99% | 0 | 0% | 99% | 0 | 0% | 99% | 0 | 0% | 63.53% | 0 | 0% | 49.94% | 0 | 0% | 49.94% | 0 | 0% | 49.94% | 0 | 0 | 0% | 2.747% | 0 | 0% | 2.747% | 0 | 0% | 2.747% | 0 | 0% | 0.3176% | 0 | 0% | 0.3176% | 0 | 0% | 0.3176% | 0 | 0% | 0.903% | 0 | 0% | 0.903% | 0 | 0% | 0.903% | 0 | 0% | 0.9417% | 0 | 100% | 0.9417% | 0.00041229 | 0% | 0.9417% | 0 | 0% | 6.815% | 0 | 0% | 6.815% | 0 | 0% | 6.815% | 0 | 0% | 0.6736% | 0 | 0% | 0.6736% | 0 | 0% | 0.6736% | 0 |  |  |  | 0% | 11.8% | 0 | 0% | 11.8% | 0 | 0% | 11.8% | 0 | 0% | 0.3634% | 0 | 0% | 0.3634% | 0 | 0% | 0.3634% | 0 | 0% | 100% | 0 | 0% | 100% | 0 | 0% | 100% | 0 | 0% | 100% | 0 |  |  | 0 |  |  | 0 |  |  | 0
EAST GRAND 1101CB | 4.7703e-05 | 0 | 0.010996 | 0 | 0.010996 | 0.00074468 | 0.013012 | 0.0043951 | 0% | 99% | 0 | 0% | 99% | 0 | 0% | 99% | 0 | 0% | 99% | 0 | 0% | 64.67% | 0 | 0% | 52.09% | 0 | 0% | 52.09% | 0 | 0% | 52.09% | 0 | 0 | 0% | 4.145% | 0 | 0% | 4.145% | 0 | 0% | 4.145% | 0 | 0% | 0.4523% | 0 | 0% | 0.4523% | 0 | 0% | 0.4523% | 0 | 0% | 1.091% | 0 | 0% | 1.091% | 0 | 0% | 1.091% | 0 | 0% | 1.141% | 0 | 0% | 1.141% | 0 | 4.924% | 1.141% | 6.1803e-06 | 0% | 8.2% | 0 | 0% | 8.2% | 0 | 0% | 8.2% | 0 | 0% | 0.2765% | 0 | 0% | 0.2765% | 0 | 0% | 0.2765% | 0 |  |  |  | 0% | 11.8% | 0 | 0% | 11.8% | 0 | 0% | 11.8% | 0 | 0% | 0.3611% | 0 | 0% | 0.3611% | 0 | 0% | 0.3611% | 0 | 0% | 100% | 0 | 0% | 100% | 0 | 0% | 100% | 0 | 0% | 100% | 0 |  |  | 0 |  |  | 0 |  |  | 0
BARTON 1111CB | 4.6379e-05 | 0 | 0.068012 | 0 | 0.068012 | 0.024904 | 0.060773 | 0.026595 | 0% | 99% | 0 | 0% | 99% | 0 | 0% | 99% | 0 | 0% | 99% | 0 | 0% | 63.53% | 0 | 0% | 49.71% | 0 | 0% | 49.71% | 0 | 0% | 49.71% | 0 | 0 | 0% | 2.476% | 0 | 0% | 2.476% | 0 | 0% | 2.476% | 0 | 0% | 0.2796% | 0 | 0% | 0.2796% | 0 | 0% | 0.2796% | 0 | 0% | 0.8209% | 0 | 0% | 0.8209% | 0 | 0% | 0.8209% | 0 | 93.12% | 0.8438% | 0.0005344 | 6.79% | 0.8438% | 3.8967e-05 | 0% | 0.8438% | 0 | 0% | 6.164% | 0 | 0% | 6.164% | 0 | 0% | 6.164% | 0 | 0% | 1.013% | 0 | 0% | 1.013% | 0 | 0% | 1.013% | 0 |  |  |  | 0% | 11.8% | 0 | 0% | 11.8% | 0 | 0% | 11.8% | 0 | 0% | 0.3657% | 0 | 0% | 0.3657% | 0 | 0% | 0.3657% | 0 | 0% | 100% | 0 | 0% | 100% | 0 | 0% | 100% | 0 | 0% | 100% | 0 |  |  | 0 |  |  | 0 |  |  | 0
SAN JOSE A 0405CB | 4.5419e-05 | 0 | 0.013599 | 0 | 0.013599 | 0.0058494 | 0.01184 | 0.0047589 | 0% | 99% | 0 | 0% | 99% | 0 | 0% | 99% | 0 | 0% | 99% | 0 | 0% | 65.05% | 0 | 0% | 51.04% | 0 | 0% | 51.04% | 0 | 0% | 51.04% | 0 | 0 | 0% | 2.597% | 0 | 0% | 2.597% | 0 | 0% | 2.597% | 0 | 0% | 0.293% | 0 | 0% | 0.293% | 0 | 0% | 0.293% | 0 | 0% | 0.794% | 0 | 0% | 0.794% | 0 | 0% | 0.794% | 0 | 0% | 0.8209% | 0 | 0% | 0.8209% | 0 | 0.6698% | 0.8209% | 7.4774e-07 | 0% | 5.961% | 0 | 0% | 5.961% | 0 | 0% | 5.961% | 0 | 0% | 0.9445% | 0 | 0% | 0.9445% | 0 | 0% | 0.9445% | 0 |  |  |  | 0% | 11.8% | 0 | 0% | 11.8% | 0 | 0% | 11.8% | 0 | 0% | 0.3669% | 0 | 0% | 0.3669% | 0 | 0% | 0.3669% | 0 | 0% | 100% | 0 | 0% | 100% | 0 | 0% | 100% | 0 | 0% | 100% | 0 |  |  | 0 |  |  | 0 |  |  | 0
OAKLAND J 1102CB | 4.4084e-05 | 0 | 0.034573 | 0 | 0.034573 | 0.0034252 | 0.036844 | 0.016802 | 0% | 99% | 0 | 0% | 99% | 0 | 0% | 99% | 0 | 0% | 99% | 0 | 0% | 64.57% | 0 | 0% | 52% | 0 | 0% | 52% | 0 | 0% | 52% | 0 | 0 | 0% | 3.522% | 0 | 0% | 3.522% | 0 | 0% | 3.522% | 0 | 0% | 0.3844% | 0 | 0% | 0.3844% | 0 | 0% | 0.3844% | 0 | 0% | 0.9802% | 0 | 0% | 0.9802% | 0 | 0% | 0.9802% | 0 | 0% | 1.01% | 0 | 0% | 1.01% | 0 | 99.49% | 1.01% | 0.00034736 | 0% | 7.336% | 0 | 0% | 7.336% | 0 | 0% | 7.336% | 0 | 0% | 0.3211% | 0 | 0% | 0.3211% | 0 | 0% | 0.3211% | 0 |  |  |  | 0% | 11.8% | 0 | 0% | 11.8% | 0 | 0% | 11.8% | 0 | 55.56% | 0.3607% | 6.929e-05 | 0% | 0.3607% | 0 | 0% | 0.3607% | 0 | 0% | 100% | 0 | 0% | 100% | 0 | 0% | 100% | 0 | 0% | 100% | 0 |  |  | 0 |  |  | 0 |  |  | 0
OAKLAND C 1120CB | 4.3594e-05 | 0 | 0.019408 | 0 | 0.019408 | 0.0010239 | 0.023979 | 0.0070354 | 0% | 99% | 0 | 0% | 99% | 0 | 0% | 99% | 0 | 0% | 99% | 0 | 0% | 62.92% | 0 | 0% | 49.77% | 0 | 0% | 49.77% | 0 | 0% | 49.77% | 0 | 0 | 0% | 4.268% | 0 | 0% | 4.268% | 0 | 0% | 4.268% | 0 | 0% | 0.4679% | 0 | 0% | 0.4679% | 0 | 0% | 0.4679% | 0 | 0% | 1.14% | 0 | 0% | 1.14% | 0 | 0% | 1.14% | 0 | 30.8% | 1.202% | 7.1841e-05 | 68.96% | 1.202% | 0.00016083 | 0% | 1.202% | 0 | 0% | 8.602% | 0 | 0% | 8.602% | 0 | 0% | 8.602% | 0 | 0% | 0.2131% | 0 | 0% | 0.2131% | 0 | 0% | 0.2131% | 0 |  |  |  | 0% | 11.8% | 0 | 0% | 11.8% | 0 | 0% | 11.8% | 0 | 0% | 0.3619% | 0 | 0% | 0.3619% | 0 | 0% | 0.3619% | 0 | 0% | 100% | 0 | 0% | 100% | 0 | 0% | 100% | 0 | 0% | 100% | 0 |  |  | 0 |  |  | 0 |  |  | 0
SF H 1106CB | 4.3497e-05 | 0 | 0.01591 | 0 | 0.01591 | 0.0022955 | 0.017639 | 0.006329 | 0% | 99% | 0 | 0% | 99% | 0 | 0% | 99% | 0 | 0% | 99% | 0 | 0% | 64.12% | 0 | 0% | 51.84% | 0 | 0% | 51.84% | 0 | 0% | 51.84% | 0 | 0 | 0% | 3.818% | 0 | 0% | 3.818% | 0 | 0% | 3.818% | 0 | 0% | 0.411% | 0 | 0% | 0.411% | 0 | 0% | 0.411% | 0 | 0% | 1.019% | 0 | 0% | 1.019% | 0 | 0% | 1.019% | 0 | 8.997% | 1.038% | 1.4865e-05 | 91% | 1.038% | 0.00015036 | 0% | 1.038% | 0 | 0% | 7.587% | 0 | 0% | 7.587% | 0 | 0% | 7.587% | 0 | 0% | 0.4614% | 0 | 0% | 0.4614% | 0 | 0% | 0.4614% | 0 |  |  |  | 0% | 11.8% | 0 | 0% | 11.8% | 0 | 0% | 11.8% | 0 | 0% | 0.3571% | 0 | 0% | 0.3571% | 0 | 0% | 0.3571% | 0 | 0% | 100% | 0 | 0% | 100% | 0 | 0% | 100% | 0 | 0% | 100% | 0 |  |  | 0 |  |  | 0 |  |  | 0
OAKLAND D 1130CB | 4.3267e-05 | 0 | 0.037686 | 0 | 0.037686 | 0.0050721 | 0.03822 | 0.018919 | 0% | 99% | 0 | 0% | 99% | 0 | 0% | 99% | 0 | 0% | 99% | 0 | 0% | 64.83% | 0 | 0% | 52.45% | 0 | 0% | 52.45% | 0 | 0% | 52.45% | 0 | 0 | 0% | 3.225% | 0 | 0% | 3.225% | 0 | 0% | 3.225% | 0 | 0% | 0.3481% | 0 | 0% | 0.3481% | 0 | 0% | 0.3481% | 0 | 0% | 0.9361% | 0 | 0% | 0.9361% | 0 | 0% | 0.9361% | 0 | 28.57% | 0.9535% | 0.00010265 | 70.52% | 0.9535% | 0.00025342 | 0% | 0.9535% | 0 | 0% | 6.985% | 0 | 0% | 6.985% | 0 | 0% | 6.985% | 0 | 0% | 0.3646% | 0 | 0% | 0.3646% | 0 | 0% | 0.3646% | 0 |  |  |  | 0% | 11.8% | 0 | 0% | 11.8% | 0 | 0% | 11.8% | 0 | 0% | 0.3607% | 0 | 0% | 0.3607% | 0 | 0% | 0.3607% | 0 | 0% | 100% | 0 | 0% | 100% | 0 | 0% | 100% | 0 | 0% | 100% | 0 |  |  | 0 |  |  | 0 |  |  | 0
SF E 0408CB | 4.3241e-05 | 0 | 0.01188 | 0 | 0.01188 | 0.0014301 | 0.014317 | 0.0038648 | 0% | 99% | 0 | 0% | 99% | 0 | 0% | 99% | 0 | 0% | 99% | 0 | 0% | 63.22% | 0 | 0% | 51.01% | 0 | 0% | 51.01% | 0 | 0% | 51.01% | 0 | 0 | 0% | 3.985% | 0 | 0% | 3.985% | 0 | 0% | 3.985% | 0 | 0% | 0.4339% | 0 | 0% | 0.4339% | 0 | 0% | 0.4339% | 0 | 0% | 1.107% | 0 | 0% | 1.107% | 0 | 0% | 1.107% | 0 | 95.91% | 1.133% | 0.00012914 | 4.094% | 1.133% | 5.5131e-06 | 0% | 1.133% | 0 | 0% | 8.265% | 0 | 0% | 8.265% | 0 | 0% | 8.265% | 0 | 0% | 0.4216% | 0 | 0% | 0.4216% | 0 | 0% | 0.4216% | 0 |  |  |  | 0% | 11.8% | 0 | 0% | 11.8% | 0 | 0% | 11.8% | 0 | 0% | 0.3543% | 0 | 0% | 0.3543% | 0 | 0% | 0.3543% | 0 | 0% | 100% | 0 | 0% | 100% | 0 | 0% | 100% | 0 | 0% | 100% | 0 |  |  | 0 |  |  | 0 |  |  | 0
EL CERRITO G 1110BR126 | 4.3032e-05 | 0 | 0.0031479 | 0 | 0.0031479 | 0.00024009 | 0.0037807 | 0.0011756 | 0% | 99% | 0 | 0% | 99% | 0 | 0% | 99% | 0 | 0% | 99% | 0 | 0% | 63.72% | 0 | 0% | 51.15% | 0 | 0% | 51.15% | 0 | 0% | 51.15% | 0 | 0 | 0% | 4.15% | 0 | 0% | 4.15% | 0 | 0% | 4.15% | 0 | 0% | 0.4469% | 0 | 0% | 0.4469% | 0 | 0% | 0.4469% | 0 | 0% | 1.112% | 0 | 0% | 1.112% | 0 | 0% | 1.112% | 0 | 0% | 1.158% | 0 | 0% | 1.158% | 0 | 100% | 1.158% | 3.6465e-05 | 0% | 8.349% | 0 | 0% | 8.349% | 0 | 0% | 8.349% | 0 | 0% | 0.2253% | 0 | 0% | 0.2253% | 0 | 0% | 0.2253% | 0 |  |  |  | 0% | 11.8% | 0 | 0% | 11.8% | 0 | 0% | 11.8% | 0 | 0% | 0.3602% | 0 | 0% | 0.3602% | 0 | 0% | 0.3602% | 0 | 0% | 100% | 0 | 0% | 100% | 0 | 0% | 100% | 0 | 0% | 100% | 0 |  |  | 0 |  |  | 0 |  |  | 0
SF N 11026213 | 4.2281e-05 | 0 | 0.011437 | 0 | 0.011437 | 0.0010771 | 0.015602 | 0.0021996 | 0% | 99% | 0 | 0% | 99% | 0 | 0% | 99% | 0 | 0% | 99% | 0 | 0% | 61.46% | 0 | 0% | 49.2% | 0 | 0% | 49.2% | 0 | 0% | 49.2% | 0 | 0 | 0% | 4.605% | 0 | 0% | 4.605% | 0 | 0% | 4.605% | 0 | 0% | 0.4981% | 0 | 0% | 0.4981% | 0 | 0% | 0.4981% | 0 | 0% | 1.273% | 0 | 0% | 1.273% | 0 | 0% | 1.273% | 0 | 0% | 1.324% | 0 | 0% | 1.324% | 0 | 0% | 1.324% | 0 | 0% | 9.564% | 0 | 0% | 9.564% | 0 | 0% | 9.564% | 0 | 0% | 0.3962% | 0 | 0% | 0.3962% | 0 | 0% | 0.3962% | 0 |  |  |  | 0% | 11.8% | 0 | 0% | 11.8% | 0 | 0% | 11.8% | 0 | 0% | 0.3561% | 0 | 0% | 0.3561% | 0 | 0% | 0.3561% | 0 | 0% | 100% | 0 | 0% | 100% | 0 | 0% | 100% | 0 | 0% | 100% | 0 |  |  | 0 |  |  | 0 |  |  | 0
OAKLAND J 0409CB | 4.1858e-05 | 0 | 0.014847 | 0 | 0.014847 | 0.0015146 | 0.01707 | 0.0059241 | 0% | 99% | 0 | 0% | 99% | 0 | 0% | 99% | 0 | 0% | 99% | 0 | 0% | 62.3% | 0 | 0% | 50.91% | 0 | 0% | 50.91% | 0 | 0% | 50.91% | 0 | 0 | 0% | 3.601% | 0 | 0% | 3.601% | 0 | 0% | 3.601% | 0 | 0% | 0.3816% | 0 | 0% | 0.3816% | 0 | 0% | 0.3816% | 0 | 0% | 1.062% | 0 | 0% | 1.062% | 0 | 0% | 1.062% | 0 | 0% | 1.051% | 0 | 0% | 1.051% | 0 | 22.65% | 1.051% | 3.536e-05 | 0% | 7.843% | 0 | 0% | 7.843% | 0 | 0% | 7.843% | 0 | 0% | 0.3096% | 0 | 0% | 0.3096% | 0 | 0% | 0.3096% | 0 |  |  |  | 0% | 11.8% | 0 | 0% | 11.8% | 0 | 0% | 11.8% | 0 | 0% | 0.3493% | 0 | 0% | 0.3493% | 0 | 0% | 0.3493% | 0 | 0% | 100% | 0 | 0% | 100% | 0 | 0% | 100% | 0 | 0% | 100% | 0 |  |  | 0 |  |  | 0 |  |  | 0
EAST STOCKTON 110214316 | 4.1426e-05 | 0 | 0.044716 | 0 | 0.044716 | 0.012485 | 0.044194 | 0.017136 | 0% | 99% | 0 | 0% | 99% | 0 | 0% | 99% | 0 | 0% | 99% | 0 | 0% | 63.38% | 0 | 0% | 50.25% | 0 | 0% | 50.25% | 0 | 0% | 50.25% | 0 | 0 | 0% | 2.712% | 0 | 0% | 2.712% | 0 | 0% | 2.712% | 0 | 0% | 0.3083% | 0 | 0% | 0.3083% | 0 | 0% | 0.3083% | 0 | 0% | 0.9044% | 0 | 0% | 0.9044% | 0 | 0% | 0.9044% | 0 | 0% | 0.932% | 0 | 100% | 0.932% | 0.00041675 | 0% | 0.932% | 0 | 0% | 6.797% | 0 | 0% | 6.797% | 0 | 0% | 6.797% | 0 | 0% | 0.6432% | 0 | 0% | 0.6432% | 0 | 0% | 0.6432% | 0 |  |  |  | 0% | 11.8% | 0 | 0% | 11.8% | 0 | 0% | 11.8% | 0 | 0% | 0.362% | 0 | 0% | 0.362% | 0 | 0% | 0.362% | 0 | 0% | 100% | 0 | 0% | 100% | 0 | 0% | 100% | 0 | 0% | 100% | 0 |  |  | 0 |  |  | 0 |  |  | 0
STONE 1110CB | 4.112e-05 | 0 | 0.04666 | 0 | 0.04666 | 0.018889 | 0.039707 | 0.018427 | 0% | 99% | 0 | 0% | 99% | 0 | 0% | 99% | 0 | 0% | 99% | 0 | 0% | 65.03% | 0 | 0% | 51.03% | 0 | 0% | 51.03% | 0 | 0% | 51.03% | 0 | 0 | 0% | 2.623% | 0 | 0% | 2.623% | 0 | 0% | 2.623% | 0 | 0% | 0.2937% | 0 | 0% | 0.2937% | 0 | 0% | 0.2937% | 0 | 0% | 0.7804% | 0 | 0% | 0.7804% | 0 | 0% | 0.7804% | 0 | 0% | 0.8097% | 0 | 86.79% | 0.8097% | 0.00032791 | 9.105% | 0.8097% | 3.4397e-05 | 0% | 5.864% | 0 | 0% | 5.864% | 0 | 0% | 5.864% | 0 | 0% | 0.9364% | 0 | 0% | 0.9364% | 0 | 0% | 0.9364% | 0 |  |  |  | 0% | 11.8% | 0 | 0% | 11.8% | 0 | 0% | 11.8% | 0 | 0% | 0.3689% | 0 | 0% | 0.3689% | 0 | 0% | 0.3689% | 0 | 0% | 100% | 0 | 0% | 100% | 0 | 0% | 100% | 0 | 0% | 100% | 0 |  |  | 0 |  |  | 0 |  |  | 0
SAN LEANDRO U 1104CB | 4.1067e-05 | 0 | 0.03881 | 0 | 0.03881 | 0.0029472 | 0.037221 | 0.023897 | 0% | 99% | 0 | 0% | 99% | 0 | 0% | 99% | 0 | 0% | 99% | 0 | 0% | 66.39% | 0 | 0% | 53.66% | 0 | 0% | 53.66% | 0 | 0% | 53.66% | 0 | 0 | 0% | 3.09% | 0 | 0% | 3.09% | 0 | 0% | 3.09% | 0 | 0% | 0.3411% | 0 | 0% | 0.3411% | 0 | 0% | 0.3411% | 0 | 0% | 0.8826% | 0 | 0% | 0.8826% | 0 | 0% | 0.8826% | 0 | 0% | 0.9191% | 0 | 30.52% | 0.9191% | 0.00010885 | 0% | 0.9191% | 0 | 0% | 6.636% | 0 | 0% | 6.636% | 0 | 0% | 6.636% | 0 | 0% | 0.2324% | 0 | 0% | 0.2324% | 0 | 0% | 0.2324% | 0 |  |  |  | 0% | 11.8% | 0 | 0% | 11.8% | 0 | 0% | 11.8% | 0 | 0% | 0.3662% | 0 | 0% | 0.3662% | 0 | 0% | 0.3662% | 0 | 0% | 100% | 0 | 0% | 100% | 0 | 0% | 100% | 0 | 0% | 100% | 0 |  |  | 0 |  |  | 0 |  |  | 0
EL CERRITO G 1104CB | 4.0912e-05 | 0 | 0.029107 | 0 | 0.029107 | 0.0066179 | 0.029048 | 0.012382 | 0% | 99% | 0 | 0% | 99% | 0 | 0% | 99% | 0 | 0% | 99% | 0 | 0% | 63.84% | 0 | 0% | 51.35% | 0 | 0% | 51.35% | 0 | 0% | 51.35% | 0 | 0 | 0% | 3.038% | 0 | 0% | 3.038% | 0 | 0% | 3.038% | 0 | 0% | 0.3277% | 0 | 0% | 0.3277% | 0 | 0% | 0.3277% | 0 | 0% | 0.9207% | 0 | 0% | 0.9207% | 0 | 0% | 0.9207% | 0 | 0% | 0.9259% | 0 | 27.74% | 0.9259% | 7.4753e-05 | 48.34% | 0.9259% | 0.00013026 | 0% | 6.845% | 0 | 0% | 6.845% | 0 | 0% | 6.845% | 0 | 0% | 0.5174% | 0 | 0% | 0.5174% | 0 | 0% | 0.5174% | 0 |  |  |  | 0% | 11.8% | 0 | 0% | 11.8% | 0 | 0% | 11.8% | 0 | 0% | 0.3586% | 0 | 0% | 0.3586% | 0 | 0% | 0.3586% | 0 | 0% | 100% | 0 | 0% | 100% | 0 | 0% | 100% | 0 | 0% | 100% | 0 |  |  | 0 |  |  | 0 |  |  | 0
RICHMOND R 1128BR130 | 4.083e-05 | 0 | 0.013406 | 0 | 0.013406 | 0.0016757 | 0.014229 | 0.0062252 | 0% | 99% | 0 | 0% | 99% | 0 | 0% | 99% | 0 | 0% | 99% | 0 | 0% | 63.53% | 0 | 0% | 51.79% | 0 | 0% | 51.79% | 0 | 0% | 51.79% | 0 | 0 | 0% | 3.218% | 0 | 0% | 3.218% | 0 | 0% | 3.218% | 0 | 0% | 0.3444% | 0 | 0% | 0.3444% | 0 | 0% | 0.3444% | 0 | 0% | 0.9724% | 0 | 0% | 0.9724% | 0 | 0% | 0.9724% | 0 | 0% | 0.9593% | 0 | 0% | 0.9593% | 0 | 0% | 0.9593% | 0 | 0% | 7.174% | 0 | 0% | 7.174% | 0 | 0% | 7.174% | 0 | 0% | 0.3038% | 0 | 0% | 0.3038% | 0 | 0% | 0.3038% | 0 |  |  |  | 0% | 11.8% | 0 | 0% | 11.8% | 0 | 0% | 11.8% | 0 | 0% | 0.351% | 0 | 0% | 0.351% | 0 | 0% | 0.351% | 0 | 0% | 100% | 0 | 0% | 100% | 0 | 0% | 100% | 0 | 0% | 100% | 0 |  |  | 0 |  |  | 0 |  |  | 0
BAY MEADOWS 110339666 | 4.0646e-05 | 0 | 0.004218 | 0 | 0.004218 | 0.0010488 | 0.0043186 | 0.0015955 | 0% | 99% | 0 | 0% | 99% | 0 | 0% | 99% | 0 | 0% | 99% | 0 | 0% | 63.96% | 0 | 0% | 50.83% | 0 | 0% | 50.83% | 0 | 0% | 50.83% | 0 | 0 | 0% | 3.305% | 0 | 0% | 3.305% | 0 | 0% | 3.305% | 0 | 0% | 0.3628% | 0 | 0% | 0.3628% | 0 | 0% | 0.3628% | 0 | 0% | 0.932% | 0 | 0% | 0.932% | 0 | 0% | 0.932% | 0 | 64.07% | 0.9499% | 2.5672e-05 | 0% | 0.9499% | 0 | 0% | 0.9499% | 0 | 0% | 6.946% | 0 | 0% | 6.946% | 0 | 0% | 6.946% | 0 | 0% | 0.6042% | 0 | 0% | 0.6042% | 0 | 0% | 0.6042% | 0 |  |  |  | 0% | 11.8% | 0 | 0% | 11.8% | 0 | 0% | 11.8% | 0 | 0% | 0.3589% | 0 | 0% | 0.3589% | 0 | 0% | 0.3589% | 0 | 0% | 100% | 0 | 0% | 100% | 0 | 0% | 100% | 0 | 0% | 100% | 0 |  |  | 0 |  |  | 0 |  |  | 0
MARINA (F) 0408CB | 4.0574e-05 | 0 | 0.0023469 | 0 | 0.0023469 | 0.0002104 | 0.0031003 | 0.00056338 | 0% | 99% | 0 | 0% | 99% | 0 | 0% | 99% | 0 | 0% | 99% | 0 | 0% | 61.15% | 0 | 0% | 49.18% | 0 | 0% | 49.18% | 0 | 0% | 49.18% | 0 | 0 | 0% | 4.424% | 0 | 0% | 4.424% | 0 | 0% | 4.424% | 0 | 0% | 0.4706% | 0 | 0% | 0.4706% | 0 | 0% | 0.4706% | 0 | 0% | 1.23% | 0 | 0% | 1.23% | 0 | 0% | 1.23% | 0 | 0.7289% | 1.261% | 2.1564e-07 | 0% | 1.261% | 0 | 0% | 1.261% | 0 | 0% | 9.194% | 0 | 0% | 9.194% | 0 | 0% | 9.194% | 0 | 0% | 0.3614% | 0 | 0% | 0.3614% | 0 | 0% | 0.3614% | 0 |  |  |  | 0% | 11.8% | 0 | 0% | 11.8% | 0 | 0% | 11.8% | 0 | 0% | 0.3535% | 0 | 0% | 0.3535% | 0 | 0% | 0.3535% | 0 | 0% | 100% | 0 | 0% | 100% | 0 | 0% | 100% | 0 | 0% | 100% | 0 |  |  | 0 |  |  | 0 |  |  | 0
EL PATIO 1104CB | 4.0351e-05 | 0 | 0.052308 | 0 | 0.052308 | 0.027762 | 0.042932 | 0.015655 | 0% | 99% | 0 | 0% | 99% | 0 | 0% | 99% | 0 | 0% | 99% | 0 | 0% | 63.4% | 0 | 0% | 49.86% | 0 | 0% | 49.86% | 0 | 0% | 49.86% | 0 | 0 | 0% | 2.279% | 0 | 0% | 2.279% | 0 | 0% | 2.279% | 0 | 0% | 0.245% | 0 | 0% | 0.245% | 0 | 0% | 0.245% | 0 | 0% | 0.7555% | 0 | 0% | 0.7555% | 0 | 0% | 0.7555% | 0 | 66% | 0.7441% | 0.00025688 | 34% | 0.7441% | 0.00013235 | 0% | 0.7441% | 0 | 0% | 5.583% | 0 | 0% | 5.583% | 0 | 0% | 5.583% | 0 | 0% | 1.235% | 0 | 0% | 1.235% | 0 | 0% | 1.235% | 0 |  |  |  | 0% | 11.8% | 0 | 0% | 11.8% | 0 | 0% | 11.8% | 0 | 0% | 0.3621% | 0 | 0% | 0.3621% | 0 | 0% | 0.3621% | 0 | 0% | 100% | 0 | 0% | 100% | 0 | 0% | 100% | 0 | 0% | 100% | 0 |  |  | 0 |  |  | 0 |  |  | 0
SF K 0405CB | 3.8138e-05 | 0 | 0.012717 | 0 | 0.012717 | 0.0014889 | 0.017462 | 0.0020416 | 0% | 99% | 0 | 0% | 99% | 0 | 0% | 99% | 0 | 0% | 99% | 0 | 0% | 60.7% | 0 | 0% | 48.67% | 0 | 0% | 48.67% | 0 | 0% | 48.67% | 0 | 0 | 0% | 4.489% | 0 | 0% | 4.489% | 0 | 0% | 4.489% | 0 | 0% | 0.4826% | 0 | 0% | 0.4826% | 0 | 0% | 0.4826% | 0 | 0% | 1.28% | 0 | 0% | 1.28% | 0 | 0% | 1.28% | 0 | 0% | 1.315% | 0 | 0% | 1.315% | 0 | 0% | 1.315% | 0 | 0% | 9.582% | 0 | 0% | 9.582% | 0 | 0% | 9.582% | 0 | 0% | 0.4342% | 0 | 0% | 0.4342% | 0 | 0% | 0.4342% | 0 |  |  |  | 0% | 11.8% | 0 | 0% | 11.8% | 0 | 0% | 11.8% | 0 | 0% | 0.3522% | 0 | 0% | 0.3522% | 0 | 0% | 0.3522% | 0 | 0% | 100% | 0 | 0% | 100% | 0 | 0% | 100% | 0 | 0% | 100% | 0 |  |  | 0 |  |  | 0 |  |  | 0
OAKLAND D 1110CR158 | 3.7786e-05 | 0 | 0.0017356 | 0 | 0.0017356 | 0.00047527 | 0.0016746 | 0.00071525 | 0% | 99% | 0 | 0% | 99% | 0 | 0% | 99% | 0 | 0% | 99% | 0 | 0% | 63.75% | 0 | 0% | 51.35% | 0 | 0% | 51.35% | 0 | 0% | 51.35% | 0 | 0 | 0% | 3.037% | 0 | 0% | 3.037% | 0 | 0% | 3.037% | 0 | 0% | 0.324% | 0 | 0% | 0.324% | 0 | 0% | 0.324% | 0 | 0% | 0.8928% | 0 | 0% | 0.8928% | 0 | 0% | 0.8928% | 0 | 100% | 0.8957% | 1.5547e-05 | 0% | 0.8957% | 0 | 0% | 0.8957% | 0 | 0% | 6.626% | 0 | 0% | 6.626% | 0 | 0% | 6.626% | 0 | 0% | 0.8452% | 0 | 0% | 0.8452% | 0 | 0% | 0.8452% | 0 |  |  |  | 0% | 11.8% | 0 | 0% | 11.8% | 0 | 0% | 11.8% | 0 | 0% | 0.36% | 0 | 0% | 0.36% | 0 | 0% | 0.36% | 0 | 0% | 100% | 0 | 0% | 100% | 0 | 0% | 100% | 0 | 0% | 100% | 0 |  |  | 0 |  |  | 0 |  |  | 0
SAN LEANDRO U 1102CB | 3.7033e-05 | 0 | 0.042085 | 0 | 0.042085 | 0.010108 | 0.038528 | 0.020837 | 0% | 99% | 0 | 0% | 99% | 0 | 0% | 99% | 0 | 0% | 99% | 0 | 0% | 65.34% | 0 | 0% | 52.6% | 0 | 0% | 52.6% | 0 | 0% | 52.6% | 0 | 0 | 0% | 2.864% | 0 | 0% | 2.864% | 0 | 0% | 2.864% | 0 | 0% | 0.3092% | 0 | 0% | 0.3092% | 0 | 0% | 0.3092% | 0 | 0% | 0.8464% | 0 | 0% | 0.8464% | 0 | 0% | 0.8464% | 0 | 0% | 0.8594% | 0 | 3.904% | 0.8594% | 1.4118e-05 | 0.5535% | 0.8594% | 2.0017e-06 | 0% | 6.309% | 0 | 0% | 6.309% | 0 | 0% | 6.309% | 0 | 0% | 0.5671% | 0 | 0% | 0.5671% | 0 | 0% | 0.5671% | 0 |  |  |  | 0% | 11.8% | 0 | 0% | 11.8% | 0 | 0% | 11.8% | 0 | 0% | 0.3637% | 0 | 0% | 0.3637% | 0 | 0% | 0.3637% | 0 | 0% | 100% | 0 | 0% | 100% | 0 | 0% | 100% | 0 | 0% | 100% | 0 |  |  | 0 |  |  | 0 |  |  | 0
SF L 0408CB | 3.5566e-05 | 0 | 0.011163 | 0 | 0.011163 | 0.0016585 | 0.014791 | 0.0019785 | 0% | 99% | 0 | 0% | 99% | 0 | 0% | 99% | 0 | 0% | 99% | 0 | 0% | 61.08% | 0 | 0% | 48.95% | 0 | 0% | 48.95% | 0 | 0% | 48.95% | 0 | 0 | 0% | 4.385% | 0 | 0% | 4.385% | 0 | 0% | 4.385% | 0 | 0% | 0.4696% | 0 | 0% | 0.4696% | 0 | 0% | 0.4696% | 0 | 0% | 1.235% | 0 | 0% | 1.235% | 0 | 0% | 1.235% | 0 | 0% | 1.266% | 0 | 0% | 1.266% | 0 | 79.98% | 1.266% | 0.00011303 | 0% | 9.234% | 0 | 0% | 9.234% | 0 | 0% | 9.234% | 0 | 0% | 0.4895% | 0 | 0% | 0.4895% | 0 | 0% | 0.4895% | 0 |  |  |  | 0% | 11.8% | 0 | 0% | 11.8% | 0 | 0% | 11.8% | 0 | 0% | 0.3533% | 0 | 0% | 0.3533% | 0 | 0% | 0.3533% | 0 | 0% | 100% | 0 | 0% | 100% | 0 | 0% | 100% | 0 | 0% | 100% | 0 |  |  | 0 |  |  | 0 |  |  | 0
MISSION (X) 111641380 | 3.49e-05 | 0 | 0.010568 | 0 | 0.010568 | 0.0013695 | 0.013468 | 0.0026083 | 0% | 99% | 0 | 0% | 99% | 0 | 0% | 99% | 0 | 0% | 99% | 0 | 0% | 61.91% | 0 | 0% | 49.64% | 0 | 0% | 49.64% | 0 | 0% | 49.64% | 0 | 0 | 0% | 4.366% | 0 | 0% | 4.366% | 0 | 0% | 4.366% | 0 | 0% | 0.4675% | 0 | 0% | 0.4675% | 0 | 0% | 0.4675% | 0 | 0% | 1.188% | 0 | 0% | 1.188% | 0 | 0% | 1.188% | 0 | 0% | 1.228% | 0 | 0% | 1.228% | 0 | 0% | 1.228% | 0 | 0% | 8.905% | 0 | 0% | 8.905% | 0 | 0% | 8.905% | 0 | 0% | 0.4552% | 0 | 0% | 0.4552% | 0 | 0% | 0.4552% | 0 |  |  |  | 0% | 11.8% | 0 | 0% | 11.8% | 0 | 0% | 11.8% | 0 | 0% | 0.3573% | 0 | 0% | 0.3573% | 0 | 0% | 0.3573% | 0 | 0% | 100% | 0 | 0% | 100% | 0 | 0% | 100% | 0 | 0% | 100% | 0 |  |  | 0 |  |  | 0 |  |  | 0
MISSION (X) 110969980 | 3.381e-05 | 0 | 0.0028184 | 0 | 0.0028184 | 0.00032702 | 0.00366 | 0.00066551 | 0% | 99% | 0 | 0% | 99% | 0 | 0% | 99% | 0 | 0% | 99% | 0 | 0% | 61.13% | 0 | 0% | 49.33% | 0 | 0% | 49.33% | 0 | 0% | 49.33% | 0 | 0 | 0% | 4.373% | 0 | 0% | 4.373% | 0 | 0% | 4.373% | 0 | 0% | 0.4631% | 0 | 0% | 0.4631% | 0 | 0% | 0.4631% | 0 | 0% | 1.212% | 0 | 0% | 1.212% | 0 | 0% | 1.212% | 0 | 15.46% | 1.236% | 5.3841e-06 | 0% | 1.236% | 0 | 0% | 1.236% | 0 | 0% | 9.042% | 0 | 0% | 9.042% | 0 | 0% | 9.042% | 0 | 0% | 0.4627% | 0 | 0% | 0.4627% | 0 | 0% | 0.4627% | 0 |  |  |  | 0% | 11.8% | 0 | 0% | 11.8% | 0 | 0% | 11.8% | 0 | 0% | 0.3532% | 0 | 0% | 0.3532% | 0 | 0% | 0.3532% | 0 | 0% | 100% | 0 | 0% | 100% | 0 | 0% | 100% | 0 | 0% | 100% | 0 |  |  | 0 |  |  | 0 |  |  | 0
GRANT 1108MR353 | 3.1301e-05 | 0 | 0.050717 | 0 | 0.050717 | 0.013719 | 0.047818 | 0.022184 | 0% | 99% | 0 | 0% | 99% | 0 | 0% | 99% | 0 | 0% | 99% | 0 | 0% | 63.86% | 0 | 0% | 51.5% | 0 | 0% | 51.5% | 0 | 0% | 51.5% | 0 | 0 | 0% | 2.736% | 0 | 0% | 2.736% | 0 | 0% | 2.736% | 0 | 0% | 0.2913% | 0 | 0% | 0.2913% | 0 | 0% | 0.2913% | 0 | 0% | 0.8728% | 0 | 0% | 0.8728% | 0 | 0% | 0.8728% | 0 | 0% | 0.8636% | 0 | 86.05% | 0.8636% | 0.00037689 | 13.84% | 0.8636% | 6.0595e-05 | 0% | 6.458% | 0 | 0% | 6.458% | 0 | 0% | 6.458% | 0 | 0% | 0.6896% | 0 | 0% | 0.6896% | 0 | 0% | 0.6896% | 0 |  |  |  | 0% | 11.8% | 0 | 0% | 11.8% | 0 | 0% | 11.8% | 0 | 0% | 0.3581% | 0 | 0% | 0.3581% | 0 | 0% | 0.3581% | 0 | 0% | 100% | 0 | 0% | 100% | 0 | 0% | 100% | 0 | 0% | 100% | 0 |  |  | 0 |  |  | 0 |  |  | 0
MOSHER 211010062 | 8.7769e-05 | 0 | 0.00074657 | 0 | 0.00074657 | 3.7844e-05 | 0.00074481 | 0.00044975 | 0% | 99% | 0 | 0% | 99% | 0 | 0% | 99% | 0 | 0% | 99% | 0 | 0% | 64.06% | 0 | 0% | 49.81% | 0 | 0% | 49.81% | 0 | 0% | 49.81% | 0 | 0 | 0% | 2.825% | 0 | 0% | 2.825% | 0 | 0% | 2.825% | 0 | 0% | 0.3333% | 0 | 0% | 0.3333% | 0 | 0% | 0.3333% | 0 | 0% | 0.893% | 0 | 0% | 0.893% | 0 | 0% | 0.893% | 0 | 53.16% | 0.9506% | 3.7729e-06 | 0% | 0.9506% | 0 | 0% | 0.9506% | 0 | 0% | 6.802% | 0 | 0% | 6.802% | 0 | 0% | 6.802% | 0 | 0% | 0.1464% | 0 | 0% | 0.1464% | 0 | 0% | 0.1464% | 0 |  |  |  | 0% | 11.8% | 0 | 0% | 11.8% | 0 | 0% | 11.8% | 0 | 0% | 0.3662% | 0 | 0% | 0.3662% | 0 | 0% | 0.3662% | 0 | 0% | 100% | 0 | 0% | 100% | 0 | 0% | 100% | 0 | 0% | 100% | 0 |  |  | 0 |  |  | 0 |  |  | 0
SAN RAMON 2111MR293 | 8.7247e-05 | 0 | 0.00051949 | 0 | 0.00051949 | 2.4556e-05 | 0.00057142 | 0.00026157 | 0% | 99% | 0 | 0% | 99% | 0 | 0% | 99% | 0 | 0% | 99% | 0 | 0% | 64.18% | 0 | 0% | 50.72% | 0 | 0% | 50.72% | 0 | 0% | 50.72% | 0 | 0 | 0% | 3.613% | 0 | 0% | 3.613% | 0 | 0% | 3.613% | 0 | 0% | 0.4038% | 0 | 0% | 0.4038% | 0 | 0% | 0.4038% | 0 | 0% | 0.9939% | 0 | 0% | 0.9939% | 0 | 0% | 0.9939% | 0 | 0% | 1.03% | 0 | 0% | 1.03% | 0 | 0% | 1.03% | 0 | 0% | 7.453% | 0 | 0% | 7.453% | 0 | 0% | 7.453% | 0 | 0% | 0.1355% | 0 | 0% | 0.1355% | 0 | 0% | 0.1355% | 0 |  |  |  | 0% | 11.8% | 0 | 0% | 11.8% | 0 | 0% | 11.8% | 0 | 0% | 0.3585% | 0 | 0% | 0.3585% | 0 | 0% | 0.3585% | 0 | 0% | 100% | 0 | 0% | 100% | 0 | 0% | 100% | 0 | 0% | 100% | 0 |  |  | 0 |  |  | 0 |  |  | 0
PINEDALE 210653722 | 8.7228e-05 | 0 | 0.0010388 | 0 | 0.0010388 | 0.0002785 | 0.00084338 | 0.00059286 | 0% | 99% | 0 | 0% | 99% | 0 | 0% | 99% | 0 | 0% | 99% | 0 | 0% | 64.98% | 0 | 0% | 49.86% | 0 | 0% | 49.86% | 0 | 0% | 49.86% | 0 | 0 | 0% | 2.204% | 0 | 0% | 2.204% | 0 | 0% | 2.204% | 0 | 0% | 0.2733% | 0 | 0% | 0.2733% | 0 | 0% | 0.2733% | 0 | 0% | 0.7017% | 0 | 0% | 0.7017% | 0 | 0% | 0.7017% | 0 | 0% | 0.7308% | 0 | 0% | 0.7308% | 0 | 0% | 0.7308% | 0 | 0% | 5.282% | 0 | 0% | 5.282% | 0 | 0% | 5.282% | 0 | 0% | 0.7017% | 0 | 0% | 0.7017% | 0 | 0% | 0.7017% | 0 |  |  |  | 0% | 11.8% | 0 | 0% | 11.8% | 0 | 0% | 11.8% | 0 | 0% | 0.3639% | 0 | 0% | 0.3639% | 0 | 0% | 0.3639% | 0 | 0% | 100% | 0 | 0% | 100% | 0 | 0% | 100% | 0 | 0% | 100% | 0 |  |  | 0 |  |  | 0 |  |  | 0
STOCKDALE 2115CB | 8.1934e-05 | 0 | 0.0034847 | 0 | 0.0034847 | 0.0003805 | 0.0028354 | 0.0025365 | 0% | 99% | 0 | 0% | 99% | 0 | 0% | 99% | 0 | 0% | 99% | 0 | 0% | 65.96% | 0 | 0% | 51.7% | 0 | 0% | 51.7% | 0 | 0% | 51.7% | 0 | 0 | 0% | 2.738% | 0 | 0% | 2.738% | 0 | 0% | 2.738% | 0 | 0% | 0.3088% | 0 | 0% | 0.3088% | 0 | 0% | 0.3088% | 0 | 0% | 0.7366% | 0 | 0% | 0.7366% | 0 | 0% | 0.7366% | 0 | 0% | 0.7802% | 0 | 0% | 0.7802% | 0 | 94.52% | 0.7802% | 2.5699e-05 | 0% | 5.569% | 0 | 0% | 5.569% | 0 | 0% | 5.569% | 0 | 0% | 0.206% | 0 | 0% | 0.206% | 0 | 0% | 0.206% | 0 |  |  |  | 0% | 11.8% | 0 | 0% | 11.8% | 0 | 0% | 11.8% | 0 | 0% | 0.3722% | 0 | 0% | 0.3722% | 0 | 0% | 0.3722% | 0 | 0% | 100% | 0 | 0% | 100% | 0 | 0% | 100% | 0 | 0% | 100% | 0 |  |  | 0 |  |  | 0 |  |  | 0
BULLARD 110382776 | 8.1013e-05 | 0 | 0.0015849 | 0 | 0.0015849 | 0.00023459 | 0.001514 | 0.00086771 | 0% | 99% | 0 | 0% | 99% | 0 | 0% | 99% | 0 | 0% | 99% | 0 | 0% | 62.92% | 0 | 0% | 48.6% | 0 | 0% | 48.6% | 0 | 0% | 48.6% | 0 | 0 | 0% | 2.38% | 0 | 0% | 2.38% | 0 | 0% | 2.38% | 0 | 0% | 0.2864% | 0 | 0% | 0.2864% | 0 | 0% | 0.2864% | 0 | 0% | 0.8528% | 0 | 0% | 0.8528% | 0 | 0% | 0.8528% | 0 | 0% | 0.8931% | 0 | 0% | 0.8931% | 0 | 0% | 0.8931% | 0 | 0% | 6.465% | 0 | 0% | 6.465% | 0 | 0% | 6.465% | 0 | 0% | 0.4199% | 0 | 0% | 0.4199% | 0 | 0% | 0.4199% | 0 |  |  |  | 0% | 11.8% | 0 | 0% | 11.8% | 0 | 0% | 11.8% | 0 | 0% | 0.3637% | 0 | 0% | 0.3637% | 0 | 0% | 0.3637% | 0 | 0% | 100% | 0 | 0% | 100% | 0 | 0% | 100% | 0 | 0% | 100% | 0 |  |  | 0 |  |  | 0 |  |  | 0
NAPA 1102CB | 7.9858e-05 | 0 | 0.0037632 | 0 | 0.0037632 | 0.0010258 | 0.0040681 | 0.0011182 | 0% | 99% | 0 | 0% | 99% | 0 | 0% | 99% | 0 | 0% | 99% | 0 | 0% | 64% | 0 | 0% | 49.6% | 0 | 0% | 49.6% | 0 | 0% | 49.6% | 0 | 0 | 0% | 3.889% | 0 | 0% | 3.889% | 0 | 0% | 3.889% | 0 | 0% | 0.4318% | 0 | 0% | 0.4318% | 0 | 0% | 0.4318% | 0 | 0% | 0.9841% | 0 | 0% | 0.9841% | 0 | 0% | 0.9841% | 0 | 100% | 1.04% | 3.9128e-05 | 0% | 1.04% | 0 | 0% | 1.04% | 0 | 0% | 7.418% | 0 | 0% | 7.418% | 0 | 0% | 7.418% | 0 | 0% | 0.7498% | 0 | 0% | 0.7498% | 0 | 0% | 0.7498% | 0 |  |  |  | 0% | 11.8% | 0 | 0% | 11.8% | 0 | 0% | 11.8% | 0 | 0% | 0.3653% | 0 | 0% | 0.3653% | 0 | 0% | 0.3653% | 0 | 0% | 100% | 0 | 0% | 100% | 0 | 0% | 100% | 0 | 0% | 100% | 0 |  |  | 0 |  |  | 0 |  |  | 0
MOSHER 2110CB | 7.9694e-05 | 0 | 0.0282 | 0 | 0.0282 | 0.0039314 | 0.02704 | 0.01558 | 0% | 99% | 0 | 0% | 99% | 0 | 0% | 99% | 0 | 0% | 99% | 0 | 0% | 64.52% | 0 | 0% | 50.05% | 0 | 0% | 50.05% | 0 | 0% | 50.05% | 0 | 0 | 0% | 2.829% | 0 | 0% | 2.829% | 0 | 0% | 2.829% | 0 | 0% | 0.3331% | 0 | 0% | 0.3331% | 0 | 0% | 0.3331% | 0 | 0% | 0.8591% | 0 | 0% | 0.8591% | 0 | 0% | 0.8591% | 0 | 13.33% | 0.9177% | 3.4485e-05 | 0% | 0.9177% | 0 | 0% | 0.9177% | 0 | 0% | 6.541% | 0 | 0% | 6.541% | 0 | 0% | 6.541% | 0 | 0% | 0.3276% | 0 | 0% | 0.3276% | 0 | 0% | 0.3276% | 0 |  |  |  | 0% | 11.8% | 0 | 0% | 11.8% | 0 | 0% | 11.8% | 0 | 0% | 0.3682% | 0 | 0% | 0.3682% | 0 | 0% | 0.3682% | 0 | 0% | 100% | 0 | 0% | 100% | 0 | 0% | 100% | 0 | 0% | 100% | 0 |  |  | 0 |  |  | 0 |  |  | 0
PINEDALE 2106R3270 | 7.8178e-05 | 0 | 0.027397 | 0 | 0.027397 | 0.0055838 | 0.022409 | 0.017233 | 0% | 99% | 0 | 0% | 99% | 0 | 0% | 99% | 0 | 0% | 99% | 0 | 0% | 64.88% | 0 | 0% | 49.9% | 0 | 0% | 49.9% | 0 | 0% | 49.9% | 0 | 0 | 0% | 2.459% | 0 | 0% | 2.459% | 0 | 0% | 2.459% | 0 | 0% | 0.2884% | 0 | 0% | 0.2884% | 0 | 0% | 0.2884% | 0 | 0% | 0.7332% | 0 | 0% | 0.7332% | 0 | 0% | 0.7332% | 0 | 0% | 0.7801% | 0 | 0% | 0.7801% | 0 | 0% | 0.7801% | 0 | 0% | 5.568% | 0 | 0% | 5.568% | 0 | 0% | 5.568% | 0 | 0% | 0.541% | 0 | 0% | 0.541% | 0 | 0% | 0.541% | 0 |  |  |  | 0% | 11.8% | 0 | 0% | 11.8% | 0 | 0% | 11.8% | 0 | 0% | 0.3718% | 0 | 0% | 0.3718% | 0 | 0% | 0.3718% | 0 | 0% | 100% | 0 | 0% | 100% | 0 | 0% | 100% | 0 | 0% | 100% | 0 |  |  | 0 |  |  | 0 |  |  | 0
FIGARDEN 210392114 | 7.6064e-05 | 0 | 0.016046 | 0 | 0.016046 | 0.0030237 | 0.01418 | 0.0092842 | 0% | 99% | 0 | 0% | 99% | 0 | 0% | 99% | 0 | 0% | 99% | 0 | 0% | 64.51% | 0 | 0% | 49.63% | 0 | 0% | 49.63% | 0 | 0% | 49.63% | 0 | 0 | 0% | 2.58% | 0 | 0% | 2.58% | 0 | 0% | 2.58% | 0 | 0% | 0.3042% | 0 | 0% | 0.3042% | 0 | 0% | 0.3042% | 0 | 0% | 0.796% | 0 | 0% | 0.796% | 0 | 0% | 0.796% | 0 | 0% | 0.8496% | 0 | 0% | 0.8496% | 0 | 100% | 0.8496% | 0.00013632 | 0% | 6.06% | 0 | 0% | 6.06% | 0 | 0% | 6.06% | 0 | 0% | 0.5069% | 0 | 0% | 0.5069% | 0 | 0% | 0.5069% | 0 |  |  |  | 0% | 11.8% | 0 | 0% | 11.8% | 0 | 0% | 11.8% | 0 | 0% | 0.3708% | 0 | 0% | 0.3708% | 0 | 0% | 0.3708% | 0 | 0% | 100% | 0 | 0% | 100% | 0 | 0% | 100% | 0 | 0% | 100% | 0 |  |  | 0 |  |  | 0 |  |  | 0
CLOVIS 1105CB | 7.4265e-05 | 0 | 0.022072 | 0 | 0.022072 | 0.0043836 | 0.019855 | 0.012197 | 0% | 99% | 0 | 0% | 99% | 0 | 0% | 99% | 0 | 0% | 99% | 0 | 0% | 64.29% | 0 | 0% | 49.89% | 0 | 0% | 49.89% | 0 | 0% | 49.89% | 0 | 0 | 0% | 2.719% | 0 | 0% | 2.719% | 0 | 0% | 2.719% | 0 | 0% | 0.3114% | 0 | 0% | 0.3114% | 0 | 0% | 0.3114% | 0 | 0% | 0.8168% | 0 | 0% | 0.8168% | 0 | 0% | 0.8168% | 0 | 93.3% | 0.8623% | 0.00017757 | 6.705% | 0.8623% | 1.2761e-05 | 0% | 0.8623% | 0 | 0% | 6.186% | 0 | 0% | 6.186% | 0 | 0% | 6.186% | 0 | 0% | 0.5644% | 0 | 0% | 0.5644% | 0 | 0% | 0.5644% | 0 |  |  |  | 0% | 11.8% | 0 | 0% | 11.8% | 0 | 0% | 11.8% | 0 | 0% | 0.3696% | 0 | 0% | 0.3696% | 0 | 0% | 0.3696% | 0 | 0% | 100% | 0 | 0% | 100% | 0 | 0% | 100% | 0 | 0% | 100% | 0 |  |  | 0 |  |  | 0 |  |  | 0
MILPITAS 1104CB | 7.3492e-05 | 0 | 0.011315 | 0 | 0.011315 | 0.0013146 | 0.011367 | 0.0059965 | 0% | 99% | 0 | 0% | 99% | 0 | 0% | 99% | 0 | 0% | 99% | 0 | 0% | 65.59% | 0 | 0% | 51.18% | 0 | 0% | 51.18% | 0 | 0% | 51.18% | 0 | 0 | 0% | 3.409% | 0 | 0% | 3.409% | 0 | 0% | 3.409% | 0 | 0% | 0.395% | 0 | 0% | 0.395% | 0 | 0% | 0.395% | 0 | 0% | 0.8915% | 0 | 0% | 0.8915% | 0 | 0% | 0.8915% | 0 | 58.64% | 0.9479% | 6.29e-05 | 0% | 0.9479% | 0 | 0% | 0.9479% | 0 | 0% | 6.737% | 0 | 0% | 6.737% | 0 | 0% | 6.737% | 0 | 0% | 0.2429% | 0 | 0% | 0.2429% | 0 | 0% | 0.2429% | 0 |  |  |  | 0% | 11.8% | 0 | 0% | 11.8% | 0 | 0% | 11.8% | 0 | 0% | 0.3645% | 0 | 0% | 0.3645% | 0 | 0% | 0.3645% | 0 | 0% | 100% | 0 | 0% | 100% | 0 | 0% | 100% | 0 | 0% | 100% | 0 |  |  | 0 |  |  | 0 |  |  | 0
STAGG 210741764 | 7.2909e-05 | 0 | 0.0069459 | 0 | 0.0069459 | 0.0011491 | 0.006724 | 0.003593 | 0% | 99% | 0 | 0% | 99% | 0 | 0% | 99% | 0 | 0% | 99% | 0 | 0% | 64.14% | 0 | 0% | 49.47% | 0 | 0% | 49.47% | 0 | 0% | 49.47% | 0 | 0 | 0% | 2.837% | 0 | 0% | 2.837% | 0 | 0% | 2.837% | 0 | 0% | 0.3374% | 0 | 0% | 0.3374% | 0 | 0% | 0.3374% | 0 | 0% | 0.8598% | 0 | 0% | 0.8598% | 0 | 0% | 0.8598% | 0 | 0% | 0.9144% | 0 | 0% | 0.9144% | 0 | 0% | 0.9144% | 0 | 0% | 6.532% | 0 | 0% | 6.532% | 0 | 0% | 6.532% | 0 | 0% | 0.3862% | 0 | 0% | 0.3862% | 0 | 0% | 0.3862% | 0 |  |  |  | 0% | 11.8% | 0 | 0% | 11.8% | 0 | 0% | 11.8% | 0 | 0% | 0.3658% | 0 | 0% | 0.3658% | 0 | 0% | 0.3658% | 0 | 0% | 100% | 0 | 0% | 100% | 0 | 0% | 100% | 0 | 0% | 100% | 0 |  |  | 0 |  |  | 0 |  |  | 0
BARTON 1109CB | 7.2604e-05 | 0 | 0.013216 | 0 | 0.013216 | 0.0028461 | 0.011951 | 0.0070193 | 0% | 99% | 0 | 0% | 99% | 0 | 0% | 99% | 0 | 0% | 99% | 0 | 0% | 64.26% | 0 | 0% | 49.87% | 0 | 0% | 49.87% | 0 | 0% | 49.87% | 0 | 0 | 0% | 2.764% | 0 | 0% | 2.764% | 0 | 0% | 2.764% | 0 | 0% | 0.3142% | 0 | 0% | 0.3142% | 0 | 0% | 0.3142% | 0 | 0% | 0.8254% | 0 | 0% | 0.8254% | 0 | 0% | 0.8254% | 0 | 100% | 0.8733% | 0.00011541 | 0% | 0.8733% | 0 | 0% | 0.8733% | 0 | 0% | 6.257% | 0 | 0% | 6.257% | 0 | 0% | 6.257% | 0 | 0% | 0.6033% | 0 | 0% | 0.6033% | 0 | 0% | 0.6033% | 0 |  |  |  | 0% | 11.8% | 0 | 0% | 11.8% | 0 | 0% | 11.8% | 0 | 0% | 0.3706% | 0 | 0% | 0.3706% | 0 | 0% | 0.3706% | 0 | 0% | 100% | 0 | 0% | 100% | 0 | 0% | 100% | 0 | 0% | 100% | 0 |  |  | 0 |  |  | 0 |  |  | 0
BAKERSFIELD 1105CB | 7.1215e-05 | 0 | 0.057329 | 0 | 0.057329 | 0.0066651 | 0.055049 | 0.032922 | 0% | 99% | 0 | 0% | 99% | 0 | 0% | 99% | 0 | 0% | 99% | 0 | 0% | 64.11% | 0 | 0% | 51.27% | 0 | 0% | 51.27% | 0 | 0% | 51.27% | 0 | 0 | 0% | 2.798% | 0 | 0% | 2.798% | 0 | 0% | 2.798% | 0 | 0% | 0.3126% | 0 | 0% | 0.3126% | 0 | 0% | 0.3126% | 0 | 0% | 0.884% | 0 | 0% | 0.884% | 0 | 0% | 0.884% | 0 | 0% | 0.915% | 0 | 22.27% | 0.915% | 0.0001168 | 0% | 0.915% | 0 | 0% | 6.649% | 0 | 0% | 6.649% | 0 | 0% | 6.649% | 0 | 0% | 0.2773% | 0 | 0% | 0.2773% | 0 | 0% | 0.2773% | 0 |  |  |  | 0% | 11.8% | 0 | 0% | 11.8% | 0 | 0% | 11.8% | 0 | 0% | 0.3644% | 0 | 0% | 0.3644% | 0 | 0% | 0.3644% | 0 | 0% | 100% | 0 | 0% | 100% | 0 | 0% | 100% | 0 | 0% | 100% | 0 |  |  | 0 |  |  | 0 |  |  | 0
BAKERSFIELD 2109CB | 7.1176e-05 | 0 | 0.02412 | 0 | 0.02412 | 0.0031744 | 0.022813 | 0.01383 | 0% | 99% | 0 | 0% | 99% | 0 | 0% | 99% | 0 | 0% | 99% | 0 | 0% | 64.15% | 0 | 0% | 51.02% | 0 | 0% | 51.02% | 0 | 0% | 51.02% | 0 | 0 | 0% | 2.505% | 0 | 0% | 2.505% | 0 | 0% | 2.505% | 0 | 0% | 0.2903% | 0 | 0% | 0.2903% | 0 | 0% | 0.2903% | 0 | 0% | 0.8574% | 0 | 0% | 0.8574% | 0 | 0% | 0.8574% | 0 | 0% | 0.8814% | 0 | 0.2346% | 0.8814% | 4.9882e-07 | 0% | 0.8814% | 0 | 0% | 6.441% | 0 | 0% | 6.441% | 0 | 0% | 6.441% | 0 | 0% | 0.2983% | 0 | 0% | 0.2983% | 0 | 0% | 0.2983% | 0 |  |  |  | 0% | 11.8% | 0 | 0% | 11.8% | 0 | 0% | 11.8% | 0 | 0% | 0.3612% | 0 | 0% | 0.3612% | 0 | 0% | 0.3612% | 0 | 0% | 100% | 0 | 0% | 100% | 0 | 0% | 100% | 0 | 0% | 100% | 0 |  |  | 0 |  |  | 0 |  |  | 0
BULLARD 110567230 | 7.1006e-05 | 0 | 0.014496 | 0 | 0.014496 | 0.003801 | 0.012202 | 0.007926 | 0% | 99% | 0 | 0% | 99% | 0 | 0% | 99% | 0 | 0% | 99% | 0 | 0% | 64.55% | 0 | 0% | 50.33% | 0 | 0% | 50.33% | 0 | 0% | 50.33% | 0 | 0 | 0% | 2.564% | 0 | 0% | 2.564% | 0 | 0% | 2.564% | 0 | 0% | 0.2856% | 0 | 0% | 0.2856% | 0 | 0% | 0.2856% | 0 | 0% | 0.7734% | 0 | 0% | 0.7734% | 0 | 0% | 0.7734% | 0 | 0% | 0.8105% | 0 | 0% | 0.8105% | 0 | 89.61% | 0.8105% | 0.00010529 | 0% | 5.844% | 0 | 0% | 5.844% | 0 | 0% | 5.844% | 0 | 0% | 0.7035% | 0 | 0% | 0.7035% | 0 | 0% | 0.7035% | 0 |  |  |  | 0% | 11.8% | 0 | 0% | 11.8% | 0 | 0% | 11.8% | 0 | 0% | 0.3718% | 0 | 0% | 0.3718% | 0 | 0% | 0.3718% | 0 | 0% | 100% | 0 | 0% | 100% | 0 | 0% | 100% | 0 | 0% | 100% | 0 |  |  | 0 |  |  | 0 |  |  | 0
WESTPARK 1102CB | 7.097e-05 | 0 | 0.040809 | 0 | 0.040809 | 0.0057533 | 0.03684 | 0.024772 | 0% | 99% | 0 | 0% | 99% | 0 | 0% | 99% | 0 | 0% | 99% | 0 | 0% | 64.6% | 0 | 0% | 51.39% | 0 | 0% | 51.39% | 0 | 0% | 51.39% | 0 | 0 | 0% | 2.66% | 0 | 0% | 2.66% | 0 | 0% | 2.66% | 0 | 0% | 0.2983% | 0 | 0% | 0.2983% | 0 | 0% | 0.2983% | 0 | 0% | 0.8298% | 0 | 0% | 0.8298% | 0 | 0% | 0.8298% | 0 | 0% | 0.8647% | 0 | 85.21% | 0.8647% | 0.00030069 | 0% | 0.8647% | 0 | 0% | 6.258% | 0 | 0% | 6.258% | 0 | 0% | 6.258% | 0 | 0% | 0.3069% | 0 | 0% | 0.3069% | 0 | 0% | 0.3069% | 0 |  |  |  | 0% | 11.8% | 0 | 0% | 11.8% | 0 | 0% | 11.8% | 0 | 0% | 0.3677% | 0 | 0% | 0.3677% | 0 | 0% | 0.3677% | 0 | 0% | 100% | 0 | 0% | 100% | 0 | 0% | 100% | 0 | 0% | 100% | 0 |  |  | 0 |  |  | 0 |  |  | 0
CLOVIS 2109CB | 6.9386e-05 | 0 | 0.013362 | 0 | 0.013362 | 0.0024641 | 0.010801 | 0.0087929 | 0% | 99% | 0 | 0% | 99% | 0 | 0% | 99% | 0 | 0% | 99% | 0 | 0% | 65.19% | 0 | 0% | 50.25% | 0 | 0% | 50.25% | 0 | 0% | 50.25% | 0 | 0 | 0% | 2.495% | 0 | 0% | 2.495% | 0 | 0% | 2.495% | 0 | 0% | 0.2921% | 0 | 0% | 0.2921% | 0 | 0% | 0.2921% | 0 | 0% | 0.7264% | 0 | 0% | 0.7264% | 0 | 0% | 0.7264% | 0 | 33.49% | 0.7765% | 3.475e-05 | 56.9% | 0.7765% | 5.9033e-05 | 0% | 0.7765% | 0 | 0% | 5.523% | 0 | 0% | 5.523% | 0 | 0% | 5.523% | 0 | 0% | 0.4883% | 0 | 0% | 0.4883% | 0 | 0% | 0.4883% | 0 |  |  |  | 0% | 11.8% | 0 | 0% | 11.8% | 0 | 0% | 11.8% | 0 | 0% | 0.373% | 0 | 0% | 0.373% | 0 | 0% | 0.373% | 0 | 0% | 100% | 0 | 0% | 100% | 0 | 0% | 100% | 0 | 0% | 100% | 0 |  |  | 0 |  |  | 0 |  |  | 0
BULLARD 110269280 | 6.9225e-05 | 0 | 0.010128 | 0 | 0.010128 | 0.002183 | 0.0089022 | 0.0056335 | 0% | 99% | 0 | 0% | 99% | 0 | 0% | 99% | 0 | 0% | 99% | 0 | 0% | 64.57% | 0 | 0% | 50.28% | 0 | 0% | 50.28% | 0 | 0% | 50.28% | 0 | 0 | 0% | 2.616% | 0 | 0% | 2.616% | 0 | 0% | 2.616% | 0 | 0% | 0.2995% | 0 | 0% | 0.2995% | 0 | 0% | 0.2995% | 0 | 0% | 0.8033% | 0 | 0% | 0.8033% | 0 | 0% | 0.8033% | 0 | 0% | 0.851% | 0 | 0% | 0.851% | 0 | 8.458% | 0.851% | 7.2897e-06 | 0% | 6.099% | 0 | 0% | 6.099% | 0 | 0% | 6.099% | 0 | 0% | 0.5964% | 0 | 0% | 0.5964% | 0 | 0% | 0.5964% | 0 |  |  |  | 0% | 11.8% | 0 | 0% | 11.8% | 0 | 0% | 11.8% | 0 | 0% | 0.3716% | 0 | 0% | 0.3716% | 0 | 0% | 0.3716% | 0 | 0% | 100% | 0 | 0% | 100% | 0 | 0% | 100% | 0 | 0% | 100% | 0 |  |  | 0 |  |  | 0 |  |  | 0
CLOVIS 2111CB | 6.8361e-05 | 0 | 0.047007 | 0 | 0.047007 | 0.011171 | 0.040335 | 0.026091 | 0% | 99% | 0 | 0% | 99% | 0 | 0% | 99% | 0 | 0% | 99% | 0 | 0% | 64.83% | 0 | 0% | 50.48% | 0 | 0% | 50.48% | 0 | 0% | 50.48% | 0 | 0 | 0% | 2.524% | 0 | 0% | 2.524% | 0 | 0% | 2.524% | 0 | 0% | 0.289% | 0 | 0% | 0.289% | 0 | 0% | 0.289% | 0 | 0% | 0.7811% | 0 | 0% | 0.7811% | 0 | 0% | 0.7811% | 0 | 97.47% | 0.8165% | 0.00037406 | 2.535% | 0.8165% | 9.729e-06 | 0% | 0.8165% | 0 | 0% | 5.893% | 0 | 0% | 5.893% | 0 | 0% | 5.893% | 0 | 0% | 0.6516% | 0 | 0% | 0.6516% | 0 | 0% | 0.6516% | 0 |  |  |  | 0% | 11.8% | 0 | 0% | 11.8% | 0 | 0% | 11.8% | 0 | 0% | 0.3686% | 0 | 0% | 0.3686% | 0 | 0% | 0.3686% | 0 | 0% | 100% | 0 | 0% | 100% | 0 | 0% | 100% | 0 | 0% | 100% | 0 |  |  | 0 |  |  | 0 |  |  | 0
STOCKDALE 1111CB | 6.7556e-05 | 0 | 0.030536 | 0 | 0.030536 | 0.0040357 | 0.026059 | 0.020314 | 0% | 99% | 0 | 0% | 99% | 0 | 0% | 99% | 0 | 0% | 99% | 0 | 0% | 64.51% | 0 | 0% | 51.13% | 0 | 0% | 51.13% | 0 | 0% | 51.13% | 0 | 0 | 0% | 2.617% | 0 | 0% | 2.617% | 0 | 0% | 2.617% | 0 | 0% | 0.2891% | 0 | 0% | 0.2891% | 0 | 0% | 0.2891% | 0 | 0% | 0.7818% | 0 | 0% | 0.7818% | 0 | 0% | 0.7818% | 0 | 0% | 0.8072% | 0 | 0% | 0.8072% | 0 | 100% | 0.8072% | 0.00024648 | 0% | 5.872% | 0 | 0% | 5.872% | 0 | 0% | 5.872% | 0 | 0% | 0.2732% | 0 | 0% | 0.2732% | 0 | 0% | 0.2732% | 0 |  |  |  | 0% | 11.8% | 0 | 0% | 11.8% | 0 | 0% | 11.8% | 0 | 0% | 0.3681% | 0 | 0% | 0.3681% | 0 | 0% | 0.3681% | 0 | 0% | 100% | 0 | 0% | 100% | 0 | 0% | 100% | 0 | 0% | 100% | 0 |  |  | 0 |  |  | 0 |  |  | 0
BULLARD 110355680 | 6.6836e-05 | 0 | 0.0054009 | 0 | 0.0054009 | 0.0014341 | 0.0043228 | 0.0031586 | 0% | 99% | 0 | 0% | 99% | 0 | 0% | 99% | 0 | 0% | 99% | 0 | 0% | 64.59% | 0 | 0% | 50.09% | 0 | 0% | 50.09% | 0 | 0% | 50.09% | 0 | 0 | 0% | 2.494% | 0 | 0% | 2.494% | 0 | 0% | 2.494% | 0 | 0% | 0.2826% | 0 | 0% | 0.2826% | 0 | 0% | 0.2826% | 0 | 0% | 0.7249% | 0 | 0% | 0.7249% | 0 | 0% | 0.7249% | 0 | 0% | 0.7593% | 0 | 0% | 0.7593% | 0 | 9.264% | 0.7593% | 3.7989e-06 | 0% | 5.47% | 0 | 0% | 5.47% | 0 | 0% | 5.47% | 0 | 0% | 0.714% | 0 | 0% | 0.714% | 0 | 0% | 0.714% | 0 |  |  |  | 0% | 11.8% | 0 | 0% | 11.8% | 0 | 0% | 11.8% | 0 | 0% | 0.3714% | 0 | 0% | 0.3714% | 0 | 0% | 0.3714% | 0 | 0% | 100% | 0 | 0% | 100% | 0 | 0% | 100% | 0 | 0% | 100% | 0 |  |  | 0 |  |  | 0 |  |  | 0
MANCHESTER 1104351482 | 6.6535e-05 | 0 | 0.02909 | 0 | 0.02909 | 0.0065828 | 0.027325 | 0.014112 | 0% | 99% | 0 | 0% | 99% | 0 | 0% | 99% | 0 | 0% | 99% | 0 | 0% | 63.92% | 0 | 0% | 50.34% | 0 | 0% | 50.34% | 0 | 0% | 50.34% | 0 | 0 | 0% | 2.684% | 0 | 0% | 2.684% | 0 | 0% | 2.684% | 0 | 0% | 0.3042% | 0 | 0% | 0.3042% | 0 | 0% | 0.3042% | 0 | 0% | 0.8638% | 0 | 0% | 0.8638% | 0 | 0% | 0.8638% | 0 | 87.82% | 0.8974% | 0.00022924 | 0% | 0.8974% | 0 | 0% | 0.8974% | 0 | 0% | 6.511% | 0 | 0% | 6.511% | 0 | 0% | 6.511% | 0 | 0% | 0.6082% | 0 | 0% | 0.6082% | 0 | 0% | 0.6082% | 0 |  |  |  | 0% | 11.8% | 0 | 0% | 11.8% | 0 | 0% | 11.8% | 0 | 0% | 0.3662% | 0 | 0% | 0.3662% | 0 | 0% | 0.3662% | 0 | 0% | 100% | 0 | 0% | 100% | 0 | 0% | 100% | 0 | 0% | 100% | 0 |  |  | 0 |  |  | 0 |  |  | 0
ASHLAN AVE 2119CB | 6.4717e-05 | 0 | 0.053452 | 0 | 0.053452 | 0.013707 | 0.050261 | 0.024268 | 0% | 99% | 0 | 0% | 99% | 0 | 0% | 99% | 0 | 0% | 99% | 0 | 0% | 63.46% | 0 | 0% | 49.23% | 0 | 0% | 49.23% | 0 | 0% | 49.23% | 0 | 0 | 0% | 2.402% | 0 | 0% | 2.402% | 0 | 0% | 2.402% | 0 | 0% | 0.2861% | 0 | 0% | 0.2861% | 0 | 0% | 0.2861% | 0 | 0% | 0.8424% | 0 | 0% | 0.8424% | 0 | 0% | 0.8424% | 0 | 0% | 0.8706% | 0 | 0% | 0.8706% | 0 | 95.46% | 0.8706% | 0.00044423 | 0% | 6.345% | 0 | 0% | 6.345% | 0 | 0% | 6.345% | 0 | 0% | 0.6928% | 0 | 0% | 0.6928% | 0 | 0% | 0.6928% | 0 |  |  |  | 0% | 11.8% | 0 | 0% | 11.8% | 0 | 0% | 11.8% | 0 | 0% | 0.3616% | 0 | 0% | 0.3616% | 0 | 0% | 0.3616% | 0 | 0% | 100% | 0 | 0% | 100% | 0 | 0% | 100% | 0 | 0% | 100% | 0 |  |  | 0 |  |  | 0 |  |  | 0
POTRERO PP (A) 11136647 | 6.3547e-05 | 0 | 0.00097296 | 0 | 0.00097296 | 1.8054e-05 | 0.0012964 | 0.00029168 | 0% | 99% | 0 | 0% | 99% | 0 | 0% | 99% | 0 | 0% | 99% | 0 | 0% | 60.13% | 0 | 0% | 46.97% | 0 | 0% | 46.97% | 0 | 0% | 46.97% | 0 | 0 | 0% | 3.814% | 0 | 0% | 3.814% | 0 | 0% | 3.814% | 0 | 0% | 0.4315% | 0 | 0% | 0.4315% | 0 | 0% | 0.4315% | 0 | 0% | 1.229% | 0 | 0% | 1.229% | 0 | 0% | 1.229% | 0 | 100% | 1.309% | 1.2731e-05 | 0% | 1.309% | 0 | 0% | 1.309% | 0 | 0% | 9.372% | 0 | 0% | 9.372% | 0 | 0% | 9.372% | 0 | 0% | 0.1382% | 0 | 0% | 0.1382% | 0 | 0% | 0.1382% | 0 |  |  |  | 0% | 11.8% | 0 | 0% | 11.8% | 0 | 0% | 11.8% | 0 | 0% | 0.3612% | 0 | 0% | 0.3612% | 0 | 0% | 0.3612% | 0 | 0% | 100% | 0 | 0% | 100% | 0 | 0% | 100% | 0 | 0% | 100% | 0 |  |  | 0 |  |  | 0 |  |  | 0
BAKERSFIELD 1102CB | 6.3399e-05 | 0 | 0.030868 | 0 | 0.030868 | 0.0080432 | 0.027137 | 0.015776 | 0% | 99% | 0 | 0% | 99% | 0 | 0% | 99% | 0 | 0% | 99% | 0 | 0% | 64.4% | 0 | 0% | 51.15% | 0 | 0% | 51.15% | 0 | 0% | 51.15% | 0 | 0 | 0% | 2.453% | 0 | 0% | 2.453% | 0 | 0% | 2.453% | 0 | 0% | 0.2756% | 0 | 0% | 0.2756% | 0 | 0% | 0.2756% | 0 | 0% | 0.8091% | 0 | 0% | 0.8091% | 0 | 0% | 0.8091% | 0 | 0% | 0.8318% | 0 | 0% | 0.8318% | 0 | 0% | 0.8318% | 0 | 0% | 6.076% | 0 | 0% | 6.076% | 0 | 0% | 6.076% | 0 | 0% | 0.5208% | 0 | 0% | 0.5208% | 0 | 0% | 0.5208% | 0 |  |  |  | 0% | 11.8% | 0 | 0% | 11.8% | 0 | 0% | 11.8% | 0 | 0% | 0.3661% | 0 | 0% | 0.3661% | 0 | 0% | 0.3661% | 0 | 0% | 100% | 0 | 0% | 100% | 0 | 0% | 100% | 0 | 0% | 100% | 0 |  |  | 0 |  |  | 0 |  |  | 0
WEST FRESNO 11099422 | 6.3385e-05 | 0 | 0.023831 | 0 | 0.023831 | 0.0035816 | 0.024244 | 0.011514 | 0% | 99% | 0 | 0% | 99% | 0 | 0% | 99% | 0 | 0% | 99% | 0 | 0% | 62.95% | 0 | 0% | 49.97% | 0 | 0% | 49.97% | 0 | 0% | 49.97% | 0 | 0 | 0% | 2.794% | 0 | 0% | 2.794% | 0 | 0% | 2.794% | 0 | 0% | 0.3133% | 0 | 0% | 0.3133% | 0 | 0% | 0.3133% | 0 | 0% | 0.9385% | 0 | 0% | 0.9385% | 0 | 0% | 0.9385% | 0 | 14.37% | 0.9656% | 3.3057e-05 | 0% | 0.9656% | 0 | 0% | 0.9656% | 0 | 0% | 7.058% | 0 | 0% | 7.058% | 0 | 0% | 7.058% | 0 | 0% | 0.4477% | 0 | 0% | 0.4477% | 0 | 0% | 0.4477% | 0 |  |  |  | 0% | 11.8% | 0 | 0% | 11.8% | 0 | 0% | 11.8% | 0 | 0% | 0.362% | 0 | 0% | 0.362% | 0 | 0% | 0.362% | 0 | 0% | 100% | 0 | 0% | 100% | 0 | 0% | 100% | 0 | 0% | 100% | 0 |  |  | 0 |  |  | 0 |  |  | 0
WESTPARK 1110CB | 6.3112e-05 | 0 | 0.073868 | 0 | 0.073868 | 0.015872 | 0.067269 | 0.038797 | 0% | 99% | 0 | 0% | 99% | 0 | 0% | 99% | 0 | 0% | 99% | 0 | 0% | 64.21% | 0 | 0% | 51.15% | 0 | 0% | 51.15% | 0 | 0% | 51.15% | 0 | 0 | 0% | 2.566% | 0 | 0% | 2.566% | 0 | 0% | 2.566% | 0 | 0% | 0.2879% | 0 | 0% | 0.2879% | 0 | 0% | 0.2879% | 0 | 0% | 0.8386% | 0 | 0% | 0.8386% | 0 | 0% | 0.8386% | 0 | 0% | 0.8628% | 0 | 39.6% | 0.8628% | 0.00025238 | 0% | 0.8628% | 0 | 0% | 6.298% | 0 | 0% | 6.298% | 0 | 0% | 6.298% | 0 | 0% | 0.4431% | 0 | 0% | 0.4431% | 0 | 0% | 0.4431% | 0 |  |  |  | 0% | 11.8% | 0 | 0% | 11.8% | 0 | 0% | 11.8% | 0 | 0% | 0.365% | 0 | 0% | 0.365% | 0 | 0% | 0.365% | 0 | 0% | 100% | 0 | 0% | 100% | 0 | 0% | 100% | 0 | 0% | 100% | 0 |  |  | 0 |  |  | 0 |  |  | 0
BURLINGAME 21013784 | 6.3052e-05 | 0 | 0.00053632 | 0 | 0.00053632 | 0.00028453 | 0.00043034 | 0.00017046 | 0% | 99% | 0 | 0% | 99% | 0 | 0% | 99% | 0 | 0% | 99% | 0 | 0% | 65.72% | 0 | 0% | 51.27% | 0 | 0% | 51.27% | 0 | 0% | 51.27% | 0 | 0 | 0% | 2.608% | 0 | 0% | 2.608% | 0 | 0% | 2.608% | 0 | 0% | 0.2958% | 0 | 0% | 0.2958% | 0 | 0% | 0.2958% | 0 | 0% | 0.724% | 0 | 0% | 0.724% | 0 | 0% | 0.724% | 0 | 0% | 0.7524% | 0 | 0% | 0.7524% | 0 | 0% | 0.7524% | 0 | 0% | 5.431% | 0 | 0% | 5.431% | 0 | 0% | 5.431% | 0 | 0% | 1.367% | 0 | 0% | 1.367% | 0 | 0% | 1.367% | 0 |  |  |  | 0% | 11.8% | 0 | 0% | 11.8% | 0 | 0% | 11.8% | 0 | 0% | 0.3694% | 0 | 0% | 0.3694% | 0 | 0% | 0.3694% | 0 | 0% | 100% | 0 | 0% | 100% | 0 | 0% | 100% | 0 | 0% | 100% | 0 |  |  | 0 |  |  | 0 |  |  | 0
MANCHESTER 1109R9418 | 6.2911e-05 | 0 | 0.036175 | 0 | 0.036175 | 0.0066282 | 0.035644 | 0.017443 | 0% | 99% | 0 | 0% | 99% | 0 | 0% | 99% | 0 | 0% | 99% | 0 | 0% | 63.58% | 0 | 0% | 50.36% | 0 | 0% | 50.36% | 0 | 0% | 50.36% | 0 | 0 | 0% | 2.773% | 0 | 0% | 2.773% | 0 | 0% | 2.773% | 0 | 0% | 0.3144% | 0 | 0% | 0.3144% | 0 | 0% | 0.3144% | 0 | 0% | 0.9064% | 0 | 0% | 0.9064% | 0 | 0% | 0.9064% | 0 | 22.55% | 0.9394% | 7.6645e-05 | 0% | 0.9394% | 0 | 0% | 0.9394% | 0 | 0% | 6.827% | 0 | 0% | 6.827% | 0 | 0% | 6.827% | 0 | 0% | 0.5218% | 0 | 0% | 0.5218% | 0 | 0% | 0.5218% | 0 |  |  |  | 0% | 11.8% | 0 | 0% | 11.8% | 0 | 0% | 11.8% | 0 | 0% | 0.364% | 0 | 0% | 0.364% | 0 | 0% | 0.364% | 0 | 0% | 100% | 0 | 0% | 100% | 0 | 0% | 100% | 0 | 0% | 100% | 0 |  |  | 0 |  |  | 0 |  |  | 0
CALIFORNIA AVE 1103CB | 6.2834e-05 | 0 | 0.076268 | 0 | 0.076268 | 0.0069965 | 0.075064 | 0.04384 | 0% | 99% | 0 | 0% | 99% | 0 | 0% | 99% | 0 | 0% | 99% | 0 | 0% | 63.72% | 0 | 0% | 50.24% | 0 | 0% | 50.24% | 0 | 0% | 50.24% | 0 | 0 | 0% | 2.878% | 0 | 0% | 2.878% | 0 | 0% | 2.878% | 0 | 0% | 0.3268% | 0 | 0% | 0.3268% | 0 | 0% | 0.3268% | 0 | 0% | 0.902% | 0 | 0% | 0.902% | 0 | 0% | 0.902% | 0 | 100% | 0.948% | 0.00072299 | 0% | 0.948% | 0 | 0% | 0.948% | 0 | 0% | 6.828% | 0 | 0% | 6.828% | 0 | 0% | 6.828% | 0 | 0% | 0.2912% | 0 | 0% | 0.2912% | 0 | 0% | 0.2912% | 0 |  |  |  | 0% | 11.8% | 0 | 0% | 11.8% | 0 | 0% | 11.8% | 0 | 0% | 0.3667% | 0 | 0% | 0.3667% | 0 | 0% | 0.3667% | 0 | 0% | 100% | 0 | 0% | 100% | 0 | 0% | 100% | 0 | 0% | 100% | 0 |  |  | 0 |  |  | 0 |  |  | 0
SF H 1103CB | 6.1713e-05 | 0 | 0.0036228 | 0 | 0.0036228 | 0.00037377 | 0.0041732 | 0.0014333 | 0% | 99% | 0 | 0% | 99% | 0 | 0% | 99% | 0 | 0% | 99% | 0 | 0% | 64.94% | 0 | 0% | 52.28% | 0 | 0% | 52.28% | 0 | 0% | 52.28% | 0 | 0 | 0% | 4.068% | 0 | 0% | 4.068% | 0 | 0% | 4.068% | 0 | 0% | 0.4449% | 0 | 0% | 0.4449% | 0 | 0% | 0.4449% | 0 | 0% | 1.054% | 0 | 0% | 1.054% | 0 | 0% | 1.054% | 0 | 33.53% | 1.093% | 1.3277e-05 | 66.47% | 1.093% | 2.6323e-05 | 0% | 1.093% | 0 | 0% | 7.89% | 0 | 0% | 7.89% | 0 | 0% | 7.89% | 0 | 0% | 0.3493% | 0 | 0% | 0.3493% | 0 | 0% | 0.3493% | 0 |  |  |  | 0% | 11.8% | 0 | 0% | 11.8% | 0 | 0% | 11.8% | 0 | 0% | 0.3589% | 0 | 0% | 0.3589% | 0 | 0% | 0.3589% | 0 | 0% | 100% | 0 | 0% | 100% | 0 | 0% | 100% | 0 | 0% | 100% | 0 |  |  | 0 |  |  | 0 |  |  | 0
BULLARD 1106CB | 6.1651e-05 | 0 | 0.015365 | 0 | 0.015365 | 0.0025588 | 0.014465 | 0.0083404 | 0% | 99% | 0 | 0% | 99% | 0 | 0% | 99% | 0 | 0% | 99% | 0 | 0% | 63.73% | 0 | 0% | 50.05% | 0 | 0% | 50.05% | 0 | 0% | 50.05% | 0 | 0 | 0% | 2.67% | 0 | 0% | 2.67% | 0 | 0% | 2.67% | 0 | 0% | 0.3036% | 0 | 0% | 0.3036% | 0 | 0% | 0.3036% | 0 | 0% | 0.8627% | 0 | 0% | 0.8627% | 0 | 0% | 0.8627% | 0 | 0% | 0.9006% | 0 | 0% | 0.9006% | 0 | 11.04% | 0.9006% | 1.5283e-05 | 0% | 6.519% | 0 | 0% | 6.519% | 0 | 0% | 6.519% | 0 | 0% | 0.454% | 0 | 0% | 0.454% | 0 | 0% | 0.454% | 0 |  |  |  | 0% | 11.8% | 0 | 0% | 11.8% | 0 | 0% | 11.8% | 0 | 0% | 0.3669% | 0 | 0% | 0.3669% | 0 | 0% | 0.3669% | 0 | 0% | 100% | 0 | 0% | 100% | 0 | 0% | 100% | 0 | 0% | 100% | 0 |  |  | 0 |  |  | 0 |  |  | 0
BAKERSFIELD 210990726 | 6.1416e-05 | 0 | 0.060494 | 0 | 0.060494 | 0.012673 | 0.053687 | 0.033501 | 0% | 99% | 0 | 0% | 99% | 0 | 0% | 99% | 0 | 0% | 99% | 0 | 0% | 64.45% | 0 | 0% | 51.07% | 0 | 0% | 51.07% | 0 | 0% | 51.07% | 0 | 0 | 0% | 2.494% | 0 | 0% | 2.494% | 0 | 0% | 2.494% | 0 | 0% | 0.2823% | 0 | 0% | 0.2823% | 0 | 0% | 0.2823% | 0 | 0% | 0.813% | 0 | 0% | 0.813% | 0 | 0% | 0.813% | 0 | 0% | 0.8364% | 0 | 0.3906% | 0.8364% | 1.9763e-06 | 0% | 0.8364% | 0 | 0% | 6.103% | 0 | 0% | 6.103% | 0 | 0% | 6.103% | 0 | 0% | 0.4209% | 0 | 0% | 0.4209% | 0 | 0% | 0.4209% | 0 |  |  |  | 0% | 11.8% | 0 | 0% | 11.8% | 0 | 0% | 11.8% | 0 | 0% | 0.3649% | 0 | 0% | 0.3649% | 0 | 0% | 0.3649% | 0 | 0% | 100% | 0 | 0% | 100% | 0 | 0% | 100% | 0 | 0% | 100% | 0 |  |  | 0 |  |  | 0 |  |  | 0
MT EDEN 1106MR668 | 6.0447e-05 | 0 | 0.00035992 | 0 | 0.00035992 | 3.2283e-05 | 0.00042502 | 0.00013683 | 0% | 99% | 0 | 0% | 99% | 0 | 0% | 99% | 0 | 0% | 99% | 0 | 0% | 62.51% | 0 | 0% | 49.9% | 0 | 0% | 49.9% | 0 | 0% | 49.9% | 0 | 0 | 0% | 3.403% | 0 | 0% | 3.403% | 0 | 0% | 3.403% | 0 | 0% | 0.3736% | 0 | 0% | 0.3736% | 0 | 0% | 0.3736% | 0 | 0% | 1.081% | 0 | 0% | 1.081% | 0 | 0% | 1.081% | 0 | 0% | 1.106% | 0 | 100% | 1.106% | 3.9809e-06 | 0% | 1.106% | 0 | 0% | 8.103% | 0 | 0% | 8.103% | 0 | 0% | 8.103% | 0 | 0% | 0.2419% | 0 | 0% | 0.2419% | 0 | 0% | 0.2419% | 0 |  |  |  | 0% | 11.8% | 0 | 0% | 11.8% | 0 | 0% | 11.8% | 0 | 0% | 0.3544% | 0 | 0% | 0.3544% | 0 | 0% | 0.3544% | 0 | 0% | 100% | 0 | 0% | 100% | 0 | 0% | 100% | 0 | 0% | 100% | 0 |  |  | 0 |  |  | 0 |  |  | 0
SHEPHERD 2110R1660 | 6.0428e-05 | 0 | 0.025803 | 0 | 0.025803 | 0.0068921 | 0.021995 | 0.013707 | 0% | 99% | 0 | 0% | 99% | 0 | 0% | 99% | 0 | 0% | 99% | 0 | 0% | 64.57% | 0 | 0% | 50.17% | 0 | 0% | 50.17% | 0 | 0% | 50.17% | 0 | 0 | 0% | 2.503% | 0 | 0% | 2.503% | 0 | 0% | 2.503% | 0 | 0% | 0.2856% | 0 | 0% | 0.2856% | 0 | 0% | 0.2856% | 0 | 0% | 0.7757% | 0 | 0% | 0.7757% | 0 | 0% | 0.7757% | 0 | 100% | 0.8077% | 0.00020841 | 0% | 0.8077% | 0 | 0% | 0.8077% | 0 | 0% | 5.845% | 0 | 0% | 5.845% | 0 | 0% | 5.845% | 0 | 0% | 0.7177% | 0 | 0% | 0.7177% | 0 | 0% | 0.7177% | 0 |  |  |  | 0% | 11.8% | 0 | 0% | 11.8% | 0 | 0% | 11.8% | 0 | 0% | 0.3683% | 0 | 0% | 0.3683% | 0 | 0% | 0.3683% | 0 | 0% | 100% | 0 | 0% | 100% | 0 | 0% | 100% | 0 | 0% | 100% | 0 |  |  | 0 |  |  | 0 |  |  | 0
DAVIS 1109CB | 5.9732e-05 | 0 | 0.013027 | 0 | 0.013027 | 0.0043918 | 0.011176 | 0.005937 | 0% | 99% | 0 | 0% | 99% | 0 | 0% | 99% | 0 | 0% | 99% | 0 | 0% | 63.71% | 0 | 0% | 49.86% | 0 | 0% | 49.86% | 0 | 0% | 49.86% | 0 | 0 | 0% | 2.432% | 0 | 0% | 2.432% | 0 | 0% | 2.432% | 0 | 0% | 0.2741% | 0 | 0% | 0.2741% | 0 | 0% | 0.2741% | 0 | 0% | 0.7708% | 0 | 0% | 0.7708% | 0 | 0% | 0.7708% | 0 | 90.89% | 0.7803% | 9.2387e-05 | 0% | 0.7803% | 0 | 0% | 0.7803% | 0 | 0% | 5.748% | 0 | 0% | 5.748% | 0 | 0% | 5.748% | 0 | 0% | 0.8213% | 0 | 0% | 0.8213% | 0 | 0% | 0.8213% | 0 |  |  |  | 0% | 11.8% | 0 | 0% | 11.8% | 0 | 0% | 11.8% | 0 | 0% | 0.3625% | 0 | 0% | 0.3625% | 0 | 0% | 0.3625% | 0 | 0% | 100% | 0 | 0% | 100% | 0 | 0% | 100% | 0 | 0% | 100% | 0 |  |  | 0 |  |  | 0 |  |  | 0
EAST GRAND 1108CB | 5.9691e-05 | 0 | 0.018278 | 0 | 0.018278 | 0.00074636 | 0.022125 | 0.0073023 | 0% | 99% | 0 | 0% | 99% | 0 | 0% | 99% | 0 | 0% | 99% | 0 | 0% | 64.46% | 0 | 0% | 51.18% | 0 | 0% | 51.18% | 0 | 0% | 51.18% | 0 | 0 | 0% | 3.976% | 0 | 0% | 3.976% | 0 | 0% | 3.976% | 0 | 0% | 0.4524% | 0 | 0% | 0.4524% | 0 | 0% | 0.4524% | 0 | 0% | 1.089% | 0 | 0% | 1.089% | 0 | 0% | 1.089% | 0 | 0% | 1.146% | 0 | 0% | 1.146% | 0 | 0% | 1.146% | 0 | 0% | 8.212% | 0 | 0% | 8.212% | 0 | 0% | 8.212% | 0 | 0% | 0.1917% | 0 | 0% | 0.1917% | 0 | 0% | 0.1917% | 0 |  |  |  | 0% | 11.8% | 0 | 0% | 11.8% | 0 | 0% | 11.8% | 0 | 0% | 0.3574% | 0 | 0% | 0.3574% | 0 | 0% | 0.3574% | 0 | 0% | 100% | 0 | 0% | 100% | 0 | 0% | 100% | 0 | 0% | 100% | 0 |  |  | 0 |  |  | 0 |  |  | 0
BAY MEADOWS 1108CB | 5.9596e-05 | 0 | 0.00659 | 0 | 0.00659 | 0.00087866 | 0.0071754 | 0.0028245 | 0% | 99% | 0 | 0% | 99% | 0 | 0% | 99% | 0 | 0% | 99% | 0 | 0% | 65.02% | 0 | 0% | 51.34% | 0 | 0% | 51.34% | 0 | 0% | 51.34% | 0 | 0 | 0% | 3.388% | 0 | 0% | 3.388% | 0 | 0% | 3.388% | 0 | 0% | 0.3965% | 0 | 0% | 0.3965% | 0 | 0% | 0.3965% | 0 | 0% | 0.9593% | 0 | 0% | 0.9593% | 0 | 0% | 0.9593% | 0 | 100% | 0.996% | 6.5638e-05 | 0% | 0.996% | 0 | 0% | 0.996% | 0 | 0% | 7.192% | 0 | 0% | 7.192% | 0 | 0% | 7.192% | 0 | 0% | 0.3652% | 0 | 0% | 0.3652% | 0 | 0% | 0.3652% | 0 |  |  |  | 0% | 11.8% | 0 | 0% | 11.8% | 0 | 0% | 11.8% | 0 | 0% | 0.3551% | 0 | 0% | 0.3551% | 0 | 0% | 0.3551% | 0 | 0% | 100% | 0 | 0% | 100% | 0 | 0% | 100% | 0 | 0% | 100% | 0 |  |  | 0 |  |  | 0 |  |  | 0
MALAGA 110968312 | 5.9125e-05 | 0 | 0.0023134 | 0 | 0.0023134 | 0.0007061 | 0.0017897 | 0.0013231 | 0% | 99% | 0 | 0% | 99% | 0 | 0% | 99% | 0 | 0% | 99% | 0 | 0% | 64.58% | 0 | 0% | 49.74% | 0 | 0% | 49.74% | 0 | 0% | 49.74% | 0 | 0 | 0% | 2.694% | 0 | 0% | 2.694% | 0 | 0% | 2.694% | 0 | 0% | 0.2985% | 0 | 0% | 0.2985% | 0 | 0% | 0.2985% | 0 | 0% | 0.7052% | 0 | 0% | 0.7052% | 0 | 0% | 0.7052% | 0 | 100% | 0.7433% | 1.7196e-05 | 0% | 0.7433% | 0 | 0% | 0.7433% | 0 | 0% | 5.321% | 0 | 0% | 5.321% | 0 | 0% | 5.321% | 0 | 0% | 0.8377% | 0 | 0% | 0.8377% | 0 | 0% | 0.8377% | 0 |  |  |  | 0% | 11.8% | 0 | 0% | 11.8% | 0 | 0% | 11.8% | 0 | 0% | 0.3746% | 0 | 0% | 0.3746% | 0 | 0% | 0.3746% | 0 | 0% | 100% | 0 | 0% | 100% | 0 | 0% | 100% | 0 | 0% | 100% | 0 |  |  | 0 |  |  | 0 |  |  | 0
OAKLAND D 1103CB | 5.8982e-05 | 0 | 0.0028095 | 0 | 0.0028095 | 0.00021956 | 0.0031384 | 0.0012799 | 0% | 99% | 0 | 0% | 99% | 0 | 0% | 99% | 0 | 0% | 99% | 0 | 0% | 64.26% | 0 | 0% | 51.29% | 0 | 0% | 51.29% | 0 | 0% | 51.29% | 0 | 0 | 0% | 3.755% | 0 | 0% | 3.755% | 0 | 0% | 3.755% | 0 | 0% | 0.4084% | 0 | 0% | 0.4084% | 0 | 0% | 0.4084% | 0 | 0% | 1.031% | 0 | 0% | 1.031% | 0 | 0% | 1.031% | 0 | 0% | 1.076% | 0 | 0% | 1.076% | 0 | 0% | 1.076% | 0 | 0% | 7.756% | 0 | 0% | 7.756% | 0 | 0% | 7.756% | 0 | 0% | 0.2375% | 0 | 0% | 0.2375% | 0 | 0% | 0.2375% | 0 |  |  |  | 0% | 11.8% | 0 | 0% | 11.8% | 0 | 0% | 11.8% | 0 | 0% | 0.363% | 0 | 0% | 0.363% | 0 | 0% | 0.363% | 0 | 0% | 100% | 0 | 0% | 100% | 0 | 0% | 100% | 0 | 0% | 100% | 0 |  |  | 0 |  |  | 0 |  |  | 0
KERN OIL 11108628 | 5.8324e-05 | 0 | 0.0082354 | 0 | 0.0082354 | 0.001958 | 0.0075371 | 0.0040995 | 0% | 99% | 0 | 0% | 99% | 0 | 0% | 99% | 0 | 0% | 99% | 0 | 0% | 63.99% | 0 | 0% | 51.42% | 0 | 0% | 51.42% | 0 | 0% | 51.42% | 0 | 0 | 0% | 2.579% | 0 | 0% | 2.579% | 0 | 0% | 2.579% | 0 | 0% | 0.2817% | 0 | 0% | 0.2817% | 0 | 0% | 0.2817% | 0 | 0% | 0.8453% | 0 | 0% | 0.8453% | 0 | 0% | 0.8453% | 0 | 0% | 0.8488% | 0 | 91.53% | 0.8488% | 6.3974e-05 | 0% | 0.8488% | 0 | 0% | 6.29% | 0 | 0% | 6.29% | 0 | 0% | 6.29% | 0 | 0% | 0.4512% | 0 | 0% | 0.4512% | 0 | 0% | 0.4512% | 0 |  |  |  | 0% | 11.8% | 0 | 0% | 11.8% | 0 | 0% | 11.8% | 0 | 0% | 0.3609% | 0 | 0% | 0.3609% | 0 | 0% | 0.3609% | 0 | 0% | 100% | 0 | 0% | 100% | 0 | 0% | 100% | 0 | 0% | 100% | 0 |  |  | 0 |  |  | 0 |  |  | 0
ASHLAN AVE 1116R3330 | 5.7684e-05 | 0 | 0.070508 | 0 | 0.070508 | 0.019193 | 0.067162 | 0.030038 | 0% | 99% | 0 | 0% | 99% | 0 | 0% | 99% | 0 | 0% | 99% | 0 | 0% | 63.4% | 0 | 0% | 49.9% | 0 | 0% | 49.9% | 0 | 0% | 49.9% | 0 | 0 | 0% | 2.621% | 0 | 0% | 2.621% | 0 | 0% | 2.621% | 0 | 0% | 0.2958% | 0 | 0% | 0.2958% | 0 | 0% | 0.2958% | 0 | 0% | 0.8766% | 0 | 0% | 0.8766% | 0 | 0% | 0.8766% | 0 | 0% | 0.9024% | 0 | 0% | 0.9024% | 0 | 0% | 0.9024% | 0 | 0% | 6.59% | 0 | 0% | 6.59% | 0 | 0% | 6.59% | 0 | 0% | 0.7234% | 0 | 0% | 0.7234% | 0 | 0% | 0.7234% | 0 |  |  |  | 0% | 11.8% | 0 | 0% | 11.8% | 0 | 0% | 11.8% | 0 | 0% | 0.3641% | 0 | 0% | 0.3641% | 0 | 0% | 0.3641% | 0 | 0% | 100% | 0 | 0% | 100% | 0 | 0% | 100% | 0 | 0% | 100% | 0 |  |  | 0 |  |  | 0 |  |  | 0
POTRERO PP (A) 1101CB | 5.75e-05 | 0 | 0.018996 | 0 | 0.018996 | 0.001345 | 0.023029 | 0.0069846 | 0% | 99% | 0 | 0% | 99% | 0 | 0% | 99% | 0 | 0% | 99% | 0 | 0% | 62.41% | 0 | 0% | 49.68% | 0 | 0% | 49.68% | 0 | 0% | 49.68% | 0 | 0 | 0% | 3.955% | 0 | 0% | 3.955% | 0 | 0% | 3.955% | 0 | 0% | 0.4334% | 0 | 0% | 0.4334% | 0 | 0% | 0.4334% | 0 | 0% | 1.121% | 0 | 0% | 1.121% | 0 | 0% | 1.121% | 0 | 87.14% | 1.172% | 0.00019405 | 12.86% | 1.172% | 2.8646e-05 | 0% | 1.172% | 0 | 0% | 8.453% | 0 | 0% | 8.453% | 0 | 0% | 8.453% | 0 | 0% | 0.2843% | 0 | 0% | 0.2843% | 0 | 0% | 0.2843% | 0 |  |  |  | 0% | 11.8% | 0 | 0% | 11.8% | 0 | 0% | 11.8% | 0 | 0% | 0.3608% | 0 | 0% | 0.3608% | 0 | 0% | 0.3608% | 0 | 0% | 100% | 0 | 0% | 100% | 0 | 0% | 100% | 0 | 0% | 100% | 0 |  |  | 0 |  |  | 0 |  |  | 0
STOREY 110789798 | 5.7204e-05 | 0 | 0.00097316 | 0 | 0.00097316 | 0.00010104 | 0.00098026 | 0.00052515 | 0% | 99% | 0 | 0% | 99% | 0 | 0% | 99% | 0 | 0% | 99% | 0 | 0% | 62.7% | 0 | 0% | 49.43% | 0 | 0% | 49.43% | 0 | 0% | 49.43% | 0 | 0 | 0% | 2.888% | 0 | 0% | 2.888% | 0 | 0% | 2.888% | 0 | 0% | 0.319% | 0 | 0% | 0.319% | 0 | 0% | 0.319% | 0 | 0% | 0.9225% | 0 | 0% | 0.9225% | 0 | 0% | 0.9225% | 0 | 100% | 0.9481% | 9.2264e-06 | 0% | 0.9481% | 0 | 0% | 0.9481% | 0 | 0% | 6.929% | 0 | 0% | 6.929% | 0 | 0% | 6.929% | 0 | 0% | 0.3212% | 0 | 0% | 0.3212% | 0 | 0% | 0.3212% | 0 |  |  |  | 0% | 11.8% | 0 | 0% | 11.8% | 0 | 0% | 11.8% | 0 | 0% | 0.3619% | 0 | 0% | 0.3619% | 0 | 0% | 0.3619% | 0 | 0% | 100% | 0 | 0% | 100% | 0 | 0% | 100% | 0 | 0% | 100% | 0 |  |  | 0 |  |  | 0 |  |  | 0
EAST GRAND 1111CB | 5.7156e-05 | 0 | 0.0086538 | 0 | 0.0086538 | 0.00071769 | 0.0095414 | 0.0040263 | 0% | 99% | 0 | 0% | 99% | 0 | 0% | 99% | 0 | 0% | 99% | 0 | 0% | 65.96% | 0 | 0% | 52.67% | 0 | 0% | 52.67% | 0 | 0% | 52.67% | 0 | 0 | 0% | 4.143% | 0 | 0% | 4.143% | 0 | 0% | 4.143% | 0 | 0% | 0.4546% | 0 | 0% | 0.4546% | 0 | 0% | 0.4546% | 0 | 0% | 1.008% | 0 | 0% | 1.008% | 0 | 0% | 1.008% | 0 | 0% | 1.066% | 0 | 0% | 1.066% | 0 | 32.11% | 1.066% | 2.9612e-05 | 0% | 7.589% | 0 | 0% | 7.589% | 0 | 0% | 7.589% | 0 | 0% | 0.2967% | 0 | 0% | 0.2967% | 0 | 0% | 0.2967% | 0 |  |  |  | 0% | 11.8% | 0 | 0% | 11.8% | 0 | 0% | 11.8% | 0 | 0% | 0.3653% | 0 | 0% | 0.3653% | 0 | 0% | 0.3653% | 0 | 0% | 100% | 0 | 0% | 100% | 0 | 0% | 100% | 0 | 0% | 100% | 0 |  |  | 0 |  |  | 0 |  |  | 0
BULLARD 2114CB | 5.6656e-05 | 0 | 0.015229 | 0 | 0.015229 | 0.0029708 | 0.013161 | 0.0090067 | 0% | 99% | 0 | 0% | 99% | 0 | 0% | 99% | 0 | 0% | 99% | 0 | 0% | 64.8% | 0 | 0% | 50.15% | 0 | 0% | 50.15% | 0 | 0% | 50.15% | 0 | 0 | 0% | 2.593% | 0 | 0% | 2.593% | 0 | 0% | 2.593% | 0 | 0% | 0.2979% | 0 | 0% | 0.2979% | 0 | 0% | 0.2979% | 0 | 0% | 0.7851% | 0 | 0% | 0.7851% | 0 | 0% | 0.7851% | 0 | 0% | 0.8349% | 0 | 0% | 0.8349% | 0 | 0% | 0.8349% | 0 | 0% | 5.966% | 0 | 0% | 5.966% | 0 | 0% | 5.966% | 0 | 0% | 0.5115% | 0 | 0% | 0.5115% | 0 | 0% | 0.5115% | 0 |  |  |  | 0% | 11.8% | 0 | 0% | 11.8% | 0 | 0% | 11.8% | 0 | 0% | 0.372% | 0 | 0% | 0.372% | 0 | 0% | 0.372% | 0 | 0% | 100% | 0 | 0% | 100% | 0 | 0% | 100% | 0 | 0% | 100% | 0 |  |  | 0 |  |  | 0 |  |  | 0
OAKLAND C 1114CR196 | 5.6636e-05 | 0 | 0.00048175 | 0 | 0.00048175 | 2.9038e-05 | 0.00054048 | 0.00022573 | 0% | 99% | 0 | 0% | 99% | 0 | 0% | 99% | 0 | 0% | 99% | 0 | 0% | 63.44% | 0 | 0% | 50.88% | 0 | 0% | 50.88% | 0 | 0% | 50.88% | 0 | 0 | 0% | 3.719% | 0 | 0% | 3.719% | 0 | 0% | 3.719% | 0 | 0% | 0.4014% | 0 | 0% | 0.4014% | 0 | 0% | 0.4014% | 0 | 0% | 1.043% | 0 | 0% | 1.043% | 0 | 0% | 1.043% | 0 | 0% | 1.091% | 0 | 100% | 1.091% | 5.2555e-06 | 0% | 1.091% | 0 | 0% | 7.861% | 0 | 0% | 7.861% | 0 | 0% | 7.861% | 0 | 0% | 0.215% | 0 | 0% | 0.215% | 0 | 0% | 0.215% | 0 |  |  |  | 0% | 11.8% | 0 | 0% | 11.8% | 0 | 0% | 11.8% | 0 | 0% | 0.3642% | 0 | 0% | 0.3642% | 0 | 0% | 0.3642% | 0 | 0% | 100% | 0 | 0% | 100% | 0 | 0% | 100% | 0 | 0% | 100% | 0 |  |  | 0 |  |  | 0 |  |  | 0
BULLARD 110592538 | 5.6584e-05 | 0 | 0.010204 | 0 | 0.010204 | 0.0025696 | 0.0093244 | 0.0049498 | 0% | 99% | 0 | 0% | 99% | 0 | 0% | 99% | 0 | 0% | 99% | 0 | 0% | 63.81% | 0 | 0% | 49.8% | 0 | 0% | 49.8% | 0 | 0% | 49.8% | 0 | 0 | 0% | 2.504% | 0 | 0% | 2.504% | 0 | 0% | 2.504% | 0 | 0% | 0.2865% | 0 | 0% | 0.2865% | 0 | 0% | 0.2865% | 0 | 0% | 0.8382% | 0 | 0% | 0.8382% | 0 | 0% | 0.8382% | 0 | 0% | 0.8771% | 0 | 0% | 0.8771% | 0 | 93.72% | 0.8771% | 8.3875e-05 | 0% | 6.345% | 0 | 0% | 6.345% | 0 | 0% | 6.345% | 0 | 0% | 0.6719% | 0 | 0% | 0.6719% | 0 | 0% | 0.6719% | 0 |  |  |  | 0% | 11.8% | 0 | 0% | 11.8% | 0 | 0% | 11.8% | 0 | 0% | 0.3684% | 0 | 0% | 0.3684% | 0 | 0% | 0.3684% | 0 | 0% | 100% | 0 | 0% | 100% | 0 | 0% | 100% | 0 | 0% | 100% | 0 |  |  | 0 |  |  | 0 |  |  | 0
ASHLAN AVE 111189578 | 5.618e-05 | 0 | 0.021982 | 0 | 0.021982 | 0.0034455 | 0.019157 | 0.013685 | 0% | 99% | 0 | 0% | 99% | 0 | 0% | 99% | 0 | 0% | 99% | 0 | 0% | 64.72% | 0 | 0% | 51% | 0 | 0% | 51% | 0 | 0% | 51% | 0 | 0 | 0% | 2.829% | 0 | 0% | 2.829% | 0 | 0% | 2.829% | 0 | 0% | 0.3137% | 0 | 0% | 0.3137% | 0 | 0% | 0.3137% | 0 | 0% | 0.798% | 0 | 0% | 0.798% | 0 | 0% | 0.798% | 0 | 0% | 0.8341% | 0 | 0% | 0.8341% | 0 | 85.03% | 0.8341% | 0.00015589 | 0% | 6.011% | 0 | 0% | 6.011% | 0 | 0% | 6.011% | 0 | 0% | 0.4324% | 0 | 0% | 0.4324% | 0 | 0% | 0.4324% | 0 |  |  |  | 0% | 11.8% | 0 | 0% | 11.8% | 0 | 0% | 11.8% | 0 | 0% | 0.3698% | 0 | 0% | 0.3698% | 0 | 0% | 0.3698% | 0 | 0% | 100% | 0 | 0% | 100% | 0 | 0% | 100% | 0 | 0% | 100% | 0 |  |  | 0 |  |  | 0 |  |  | 0
EMBARCADERO (Z) 111390064 | 5.6003e-05 | 0 | 0.0019055 | 0 | 0.0019055 | 6.8584e-05 | 0.0024069 | 0.00066993 | 0% | 99% | 0 | 0% | 99% | 0 | 0% | 99% | 0 | 0% | 99% | 0 | 0% | 62.64% | 0 | 0% | 49.61% | 0 | 0% | 49.61% | 0 | 0% | 49.61% | 0 | 0 | 0% | 4.214% | 0 | 0% | 4.214% | 0 | 0% | 4.214% | 0 | 0% | 0.4716% | 0 | 0% | 0.4716% | 0 | 0% | 0.4716% | 0 | 0% | 1.162% | 0 | 0% | 1.162% | 0 | 0% | 1.162% | 0 | 100% | 1.241% | 2.3642e-05 | 0% | 1.241% | 0 | 0% | 1.241% | 0 | 0% | 8.819% | 0 | 0% | 8.819% | 0 | 0% | 8.819% | 0 | 0% | 0.1832% | 0 | 0% | 0.1832% | 0 | 0% | 0.1832% | 0 |  |  |  | 0% | 11.8% | 0 | 0% | 11.8% | 0 | 0% | 11.8% | 0 | 0% | 0.3633% | 0 | 0% | 0.3633% | 0 | 0% | 0.3633% | 0 | 0% | 100% | 0 | 0% | 100% | 0 | 0% | 100% | 0 | 0% | 100% | 0 |  |  | 0 |  |  | 0 |  |  | 0
STOCKDALE 110946228 | 5.5943e-05 | 0 | 0.0049489 | 0 | 0.0049489 | 0.00060561 | 0.0042647 | 0.0032991 | 0% | 99% | 0 | 0% | 99% | 0 | 0% | 99% | 0 | 0% | 99% | 0 | 0% | 65.1% | 0 | 0% | 51.02% | 0 | 0% | 51.02% | 0 | 0% | 51.02% | 0 | 0 | 0% | 2.932% | 0 | 0% | 2.932% | 0 | 0% | 2.932% | 0 | 0% | 0.3288% | 0 | 0% | 0.3288% | 0 | 0% | 0.3288% | 0 | 0% | 0.785% | 0 | 0% | 0.785% | 0 | 0% | 0.785% | 0 | 0% | 0.8347% | 0 | 0% | 0.8347% | 0 | 100% | 0.8347% | 4.1308e-05 | 0% | 5.947% | 0 | 0% | 5.947% | 0 | 0% | 5.947% | 0 | 0% | 0.2406% | 0 | 0% | 0.2406% | 0 | 0% | 0.2406% | 0 |  |  |  | 0% | 11.8% | 0 | 0% | 11.8% | 0 | 0% | 11.8% | 0 | 0% | 0.3728% | 0 | 0% | 0.3728% | 0 | 0% | 0.3728% | 0 | 0% | 100% | 0 | 0% | 100% | 0 | 0% | 100% | 0 | 0% | 100% | 0 |  |  | 0 |  |  | 0 |  |  | 0
BAKERSFIELD 11062723 | 5.5852e-05 | 0 | 0.026414 | 0 | 0.026414 | 0.006558 | 0.024078 | 0.012968 | 0% | 99% | 0 | 0% | 99% | 0 | 0% | 99% | 0 | 0% | 99% | 0 | 0% | 63.99% | 0 | 0% | 51.04% | 0 | 0% | 51.04% | 0 | 0% | 51.04% | 0 | 0 | 0% | 2.501% | 0 | 0% | 2.501% | 0 | 0% | 2.501% | 0 | 0% | 0.281% | 0 | 0% | 0.281% | 0 | 0% | 0.281% | 0 | 0% | 0.8388% | 0 | 0% | 0.8388% | 0 | 0% | 0.8388% | 0 | 0% | 0.8554% | 0 | 0% | 0.8554% | 0 | 0% | 0.8554% | 0 | 0% | 6.282% | 0 | 0% | 6.282% | 0 | 0% | 6.282% | 0 | 0% | 0.4559% | 0 | 0% | 0.4559% | 0 | 0% | 0.4559% | 0 |  |  |  | 0% | 11.8% | 0 | 0% | 11.8% | 0 | 0% | 11.8% | 0 | 0% | 0.3632% | 0 | 0% | 0.3632% | 0 | 0% | 0.3632% | 0 | 0% | 100% | 0 | 0% | 100% | 0 | 0% | 100% | 0 | 0% | 100% | 0 |  |  | 0 |  |  | 0 |  |  | 0
MANCHESTER 1111CB | 5.5843e-05 | 0 | 0.10935 | 0 | 0.10935 | 0.022306 | 0.10615 | 0.052049 | 0% | 99% | 0 | 0% | 99% | 0 | 0% | 99% | 0 | 0% | 99% | 0 | 0% | 62.69% | 0 | 0% | 49.79% | 0 | 0% | 49.79% | 0 | 0% | 49.79% | 0 | 0 | 0% | 2.576% | 0 | 0% | 2.576% | 0 | 0% | 2.576% | 0 | 0% | 0.2856% | 0 | 0% | 0.2856% | 0 | 0% | 0.2856% | 0 | 0% | 0.8928% | 0 | 0% | 0.8928% | 0 | 0% | 0.8928% | 0 | 25.28% | 0.9% | 0.00024876 | 0% | 0.9% | 0 | 73.51% | 0.9% | 0.00072341 | 0% | 6.666% | 0 | 0% | 6.666% | 0 | 0% | 6.666% | 0 | 0% | 0.5513% | 0 | 0% | 0.5513% | 0 | 0% | 0.5513% | 0 |  |  |  | 0% | 11.8% | 0 | 0% | 11.8% | 0 | 0% | 11.8% | 0 | 0% | 0.3594% | 0 | 0% | 0.3594% | 0 | 0% | 0.3594% | 0 | 0% | 100% | 0 | 0% | 100% | 0 | 0% | 100% | 0 | 0% | 100% | 0 |  |  | 0 |  |  | 0 |  |  | 0
BAKERSFIELD 21063459 | 5.569e-05 | 0 | 0.17319 | 0 | 0.17319 | 0.037876 | 0.15237 | 0.095648 | 0% | 99% | 0 | 0% | 99% | 0 | 0% | 99% | 0 | 0% | 99% | 0 | 0% | 64.5% | 0 | 0% | 51.04% | 0 | 0% | 51.04% | 0 | 0% | 51.04% | 0 | 0 | 0% | 2.43% | 0 | 0% | 2.43% | 0 | 0% | 2.43% | 0 | 0% | 0.2764% | 0 | 0% | 0.2764% | 0 | 0% | 0.2764% | 0 | 0% | 0.807% | 0 | 0% | 0.807% | 0 | 0% | 0.807% | 0 | 0% | 0.8321% | 0 | 0% | 0.8321% | 0 | 0% | 0.8321% | 0 | 0% | 6.067% | 0 | 0% | 6.067% | 0 | 0% | 6.067% | 0 | 0% | 0.4103% | 0 | 0% | 0.4103% | 0 | 0% | 0.4103% | 0 |  |  |  | 0% | 11.8% | 0 | 0% | 11.8% | 0 | 0% | 11.8% | 0 | 0% | 0.3657% | 0 | 0% | 0.3657% | 0 | 0% | 0.3657% | 0 | 0% | 100% | 0 | 0% | 100% | 0 | 0% | 100% | 0 | 0% | 100% | 0 |  |  | 0 |  |  | 0 |  |  | 0
BARTON 1102CB | 5.5665e-05 | 0 | 0.025 | 0 | 0.025 | 0.0078477 | 0.021879 | 0.011543 | 0% | 99% | 0 | 0% | 99% | 0 | 0% | 99% | 0 | 0% | 99% | 0 | 0% | 64.12% | 0 | 0% | 49.71% | 0 | 0% | 49.71% | 0 | 0% | 49.71% | 0 | 0 | 0% | 2.593% | 0 | 0% | 2.593% | 0 | 0% | 2.593% | 0 | 0% | 0.2957% | 0 | 0% | 0.2957% | 0 | 0% | 0.2957% | 0 | 0% | 0.799% | 0 | 0% | 0.799% | 0 | 0% | 0.799% | 0 | 97.99% | 0.8378% | 0.00020525 | 0% | 0.8378% | 0 | 1.013% | 0.8378% | 2.1227e-06 | 0% | 6.038% | 0 | 0% | 6.038% | 0 | 0% | 6.038% | 0 | 0% | 0.8483% | 0 | 0% | 0.8483% | 0 | 0% | 0.8483% | 0 |  |  |  | 0% | 11.8% | 0 | 0% | 11.8% | 0 | 0% | 11.8% | 0 | 0% | 0.3696% | 0 | 0% | 0.3696% | 0 | 0% | 0.3696% | 0 | 0% | 100% | 0 | 0% | 100% | 0 | 0% | 100% | 0 | 0% | 100% | 0 |  |  | 0 |  |  | 0 |  |  | 0
EL PATIO 1114XR158 | 5.5552e-05 | 0 | 0.00066154 | 0 | 0.00066154 | 0.0003074 | 0.00053426 | 0.00025038 | 0% | 99% | 0 | 0% | 99% | 0 | 0% | 99% | 0 | 0% | 99% | 0 | 0% | 65.15% | 0 | 0% | 50.88% | 0 | 0% | 50.88% | 0 | 0% | 50.88% | 0 | 0 | 0% | 2.445% | 0 | 0% | 2.445% | 0 | 0% | 2.445% | 0 | 0% | 0.2732% | 0 | 0% | 0.2732% | 0 | 0% | 0.2732% | 0 | 0% | 0.7377% | 0 | 0% | 0.7377% | 0 | 0% | 0.7377% | 0 | 42.73% | 0.7636% | 2.1584e-06 | 57.27% | 0.7636% | 2.8933e-06 | 0% | 0.7636% | 0 | 0% | 5.541% | 0 | 0% | 5.541% | 0 | 0% | 5.541% | 0 | 0% | 1.116% | 0 | 0% | 1.116% | 0 | 0% | 1.116% | 0 |  |  |  | 0% | 11.8% | 0 | 0% | 11.8% | 0 | 0% | 11.8% | 0 | 0% | 0.3699% | 0 | 0% | 0.3699% | 0 | 0% | 0.3699% | 0 | 0% | 100% | 0 | 0% | 100% | 0 | 0% | 100% | 0 | 0% | 100% | 0 |  |  | 0 |  |  | 0 |  |  | 0
BARTON 110455534 | 5.5252e-05 | 0 | 0.04507 | 0 | 0.04507 | 0.012122 | 0.042573 | 0.019705 | 0% | 99% | 0 | 0% | 99% | 0 | 0% | 99% | 0 | 0% | 99% | 0 | 0% | 63.44% | 0 | 0% | 50.27% | 0 | 0% | 50.27% | 0 | 0% | 50.27% | 0 | 0 | 0% | 2.623% | 0 | 0% | 2.623% | 0 | 0% | 2.623% | 0 | 0% | 0.2938% | 0 | 0% | 0.2938% | 0 | 0% | 0.2938% | 0 | 0% | 0.8696% | 0 | 0% | 0.8696% | 0 | 0% | 0.8696% | 0 | 100% | 0.8854% | 0.00039907 | 0% | 0.8854% | 0 | 0% | 0.8854% | 0 | 0% | 6.506% | 0 | 0% | 6.506% | 0 | 0% | 6.506% | 0 | 0% | 0.7188% | 0 | 0% | 0.7188% | 0 | 0% | 0.7188% | 0 |  |  |  | 0% | 11.8% | 0 | 0% | 11.8% | 0 | 0% | 11.8% | 0 | 0% | 0.3621% | 0 | 0% | 0.3621% | 0 | 0% | 0.3621% | 0 | 0% | 100% | 0 | 0% | 100% | 0 | 0% | 100% | 0 | 0% | 100% | 0 |  |  | 0 |  |  | 0 |  |  | 0
HUNTERS POINT (P) 110398158 | 5.5228e-05 | 0 | 0.0097713 | 0 | 0.0097713 | 0.00064879 | 0.011368 | 0.0041128 | 0% | 99% | 0 | 0% | 99% | 0 | 0% | 99% | 0 | 0% | 99% | 0 | 0% | 64.49% | 0 | 0% | 52.2% | 0 | 0% | 52.2% | 0 | 0% | 52.2% | 0 | 0 | 0% | 4% | 0 | 0% | 4% | 0 | 0% | 4% | 0 | 0% | 0.438% | 0 | 0% | 0.438% | 0 | 0% | 0.438% | 0 | 0% | 1.066% | 0 | 0% | 1.066% | 0 | 0% | 1.066% | 0 | 0% | 1.098% | 0 | 100% | 1.098% | 0.00010732 | 0% | 1.098% | 0 | 0% | 7.969% | 0 | 0% | 7.969% | 0 | 0% | 7.969% | 0 | 0% | 0.2629% | 0 | 0% | 0.2629% | 0 | 0% | 0.2629% | 0 |  |  |  | 0% | 11.8% | 0 | 0% | 11.8% | 0 | 0% | 11.8% | 0 | 0% | 0.3568% | 0 | 0% | 0.3568% | 0 | 0% | 0.3568% | 0 | 0% | 100% | 0 | 0% | 100% | 0 | 0% | 100% | 0 | 0% | 100% | 0 |  |  | 0 |  |  | 0 |  |  | 0
LARKIN (Y) 1136CB | 5.491e-05 | 0 | 0.0028958 | 0 | 0.0028958 | 0.00017564 | 0.0038732 | 0.00073142 | 0% | 99% | 0 | 0% | 99% | 0 | 0% | 99% | 0 | 0% | 99% | 0 | 0% | 60.7% | 0 | 0% | 47.78% | 0 | 0% | 47.78% | 0 | 0% | 47.78% | 0 | 0 | 0% | 4.332% | 0 | 0% | 4.332% | 0 | 0% | 4.332% | 0 | 0% | 0.4678% | 0 | 0% | 0.4678% | 0 | 0% | 0.4678% | 0 | 0% | 1.248% | 0 | 0% | 1.248% | 0 | 0% | 1.248% | 0 | 100% | 1.309% | 3.7896e-05 | 0% | 1.309% | 0 | 0% | 1.309% | 0 | 0% | 9.436% | 0 | 0% | 9.436% | 0 | 0% | 9.436% | 0 | 0% | 0.2888% | 0 | 0% | 0.2888% | 0 | 0% | 0.2888% | 0 |  |  |  | 0% | 11.8% | 0 | 0% | 11.8% | 0 | 0% | 11.8% | 0 | 0% | 0.3601% | 0 | 0% | 0.3601% | 0 | 0% | 0.3601% | 0 | 0% | 100% | 0 | 0% | 100% | 0 | 0% | 100% | 0 | 0% | 100% | 0 |  |  | 0 |  |  | 0 |  |  | 0
BULLARD 1109CB | 5.4823e-05 | 0 | 0.039918 | 0 | 0.039918 | 0.0082311 | 0.037373 | 0.020291 | 0% | 99% | 0 | 0% | 99% | 0 | 0% | 99% | 0 | 0% | 99% | 0 | 0% | 63.79% | 0 | 0% | 50.63% | 0 | 0% | 50.63% | 0 | 0% | 50.63% | 0 | 0 | 0% | 2.589% | 0 | 0% | 2.589% | 0 | 0% | 2.589% | 0 | 0% | 0.2918% | 0 | 0% | 0.2918% | 0 | 0% | 0.2918% | 0 | 0% | 0.8613% | 0 | 0% | 0.8613% | 0 | 0% | 0.8613% | 0 | 0% | 0.8856% | 0 | 0% | 0.8856% | 0 | 2.269% | 0.8856% | 8.0228e-06 | 0% | 6.469% | 0 | 0% | 6.469% | 0 | 0% | 6.469% | 0 | 0% | 0.5726% | 0 | 0% | 0.5726% | 0 | 0% | 0.5726% | 0 |  |  |  | 0% | 11.8% | 0 | 0% | 11.8% | 0 | 0% | 11.8% | 0 | 0% | 0.3642% | 0 | 0% | 0.3642% | 0 | 0% | 0.3642% | 0 | 0% | 100% | 0 | 0% | 100% | 0 | 0% | 100% | 0 | 0% | 100% | 0 |  |  | 0 |  |  | 0 |  |  | 0
BAKERSFIELD 21094129 | 5.4717e-05 | 0 | 0.14447 | 0 | 0.14447 | 0.030115 | 0.13028 | 0.078088 | 0% | 99% | 0 | 0% | 99% | 0 | 0% | 99% | 0 | 0% | 99% | 0 | 0% | 63.62% | 0 | 0% | 50.67% | 0 | 0% | 50.67% | 0 | 0% | 50.67% | 0 | 0 | 0% | 2.451% | 0 | 0% | 2.451% | 0 | 0% | 2.451% | 0 | 0% | 0.2708% | 0 | 0% | 0.2708% | 0 | 0% | 0.2708% | 0 | 0% | 0.8292% | 0 | 0% | 0.8292% | 0 | 0% | 0.8292% | 0 | 0% | 0.8343% | 0 | 0% | 0.8343% | 0 | 25.31% | 0.8343% | 0.00030508 | 0% | 6.18% | 0 | 0% | 6.18% | 0 | 0% | 6.18% | 0 | 0% | 0.3939% | 0 | 0% | 0.3939% | 0 | 0% | 0.3939% | 0 |  |  |  | 0% | 11.8% | 0 | 0% | 11.8% | 0 | 0% | 11.8% | 0 | 0% | 0.3611% | 0 | 0% | 0.3611% | 0 | 0% | 0.3611% | 0 | 0% | 100% | 0 | 0% | 100% | 0 | 0% | 100% | 0 | 0% | 100% | 0 |  |  | 0 |  |  | 0 |  |  | 0
BAKERSFIELD 11144420 | 5.467e-05 | 0 | 0.050316 | 0 | 0.050316 | 0.015536 | 0.046168 | 0.021355 | 0% | 99% | 0 | 0% | 99% | 0 | 0% | 99% | 0 | 0% | 99% | 0 | 0% | 63.77% | 0 | 0% | 50.4% | 0 | 0% | 50.4% | 0 | 0% | 50.4% | 0 | 0 | 0% | 2.451% | 0 | 0% | 2.451% | 0 | 0% | 2.451% | 0 | 0% | 0.28% | 0 | 0% | 0.28% | 0 | 0% | 0.28% | 0 | 0% | 0.8429% | 0 | 0% | 0.8429% | 0 | 0% | 0.8429% | 0 | 0% | 0.8685% | 0 | 0% | 0.8685% | 0 | 0% | 0.8685% | 0 | 0% | 6.34% | 0 | 0% | 6.34% | 0 | 0% | 6.34% | 0 | 0% | 0.5536% | 0 | 0% | 0.5536% | 0 | 0% | 0.5536% | 0 |  |  |  | 0% | 11.8% | 0 | 0% | 11.8% | 0 | 0% | 11.8% | 0 | 0% | 0.3646% | 0 | 0% | 0.3646% | 0 | 0% | 0.3646% | 0 | 0% | 100% | 0 | 0% | 100% | 0 | 0% | 100% | 0 | 0% | 100% | 0 |  |  | 0 |  |  | 0 |  |  | 0
RICHMOND R 1119BR294 | 5.4622e-05 | 0 | 0.00078985 | 0 | 0.00078985 | 7.8639e-05 | 0.00079091 | 0.00043431 | 0% | 99% | 0 | 0% | 99% | 0 | 0% | 99% | 0 | 0% | 99% | 0 | 0% | 65.06% | 0 | 0% | 52.85% | 0 | 0% | 52.85% | 0 | 0% | 52.85% | 0 | 0 | 0% | 3.099% | 0 | 0% | 3.099% | 0 | 0% | 3.099% | 0 | 0% | 0.335% | 0 | 0% | 0.335% | 0 | 0% | 0.335% | 0 | 0% | 0.9195% | 0 | 0% | 0.9195% | 0 | 0% | 0.9195% | 0 | 0% | 0.9266% | 0 | 0% | 0.9266% | 0 | 0% | 0.9266% | 0 | 0% | 6.838% | 0 | 0% | 6.838% | 0 | 0% | 6.838% | 0 | 0% | 0.2299% | 0 | 0% | 0.2299% | 0 | 0% | 0.2299% | 0 |  |  |  | 0% | 11.8% | 0 | 0% | 11.8% | 0 | 0% | 11.8% | 0 | 0% | 0.3582% | 0 | 0% | 0.3582% | 0 | 0% | 0.3582% | 0 | 0% | 100% | 0 | 0% | 100% | 0 | 0% | 100% | 0 | 0% | 100% | 0 |  |  | 0 |  |  | 0 |  |  | 0
KERN OIL 1110CB | 5.4554e-05 | 0 | 0.0060326 | 0 | 0.0060326 | 0.0012918 | 0.0059385 | 0.0027279 | 0% | 99% | 0 | 0% | 99% | 0 | 0% | 99% | 0 | 0% | 99% | 0 | 0% | 63.79% | 0 | 0% | 50.64% | 0 | 0% | 50.64% | 0 | 0% | 50.64% | 0 | 0 | 0% | 2.507% | 0 | 0% | 2.507% | 0 | 0% | 2.507% | 0 | 0% | 0.2937% | 0 | 0% | 0.2937% | 0 | 0% | 0.2937% | 0 | 0% | 0.8909% | 0 | 0% | 0.8909% | 0 | 0% | 0.8909% | 0 | 0% | 0.9135% | 0 | 23.34% | 0.9135% | 1.2863e-05 | 0% | 0.9135% | 0 | 0% | 6.69% | 0 | 0% | 6.69% | 0 | 0% | 6.69% | 0 | 0% | 0.4452% | 0 | 0% | 0.4452% | 0 | 0% | 0.4452% | 0 |  |  |  | 0% | 11.8% | 0 | 0% | 11.8% | 0 | 0% | 11.8% | 0 | 0% | 0.3591% | 0 | 0% | 0.3591% | 0 | 0% | 0.3591% | 0 | 0% | 100% | 0 | 0% | 100% | 0 | 0% | 100% | 0 | 0% | 100% | 0 |  |  | 0 |  |  | 0 |  |  | 0
MANCHESTER 1107CB | 5.396e-05 | 0 | 0.071785 | 0 | 0.071785 | 0.016574 | 0.069312 | 0.032614 | 0% | 99% | 0 | 0% | 99% | 0 | 0% | 99% | 0 | 0% | 99% | 0 | 0% | 63.07% | 0 | 0% | 49.9% | 0 | 0% | 49.9% | 0 | 0% | 49.9% | 0 | 0 | 0% | 2.625% | 0 | 0% | 2.625% | 0 | 0% | 2.625% | 0 | 0% | 0.2939% | 0 | 0% | 0.2939% | 0 | 0% | 0.2939% | 0 | 0% | 0.8888% | 0 | 0% | 0.8888% | 0 | 0% | 0.8888% | 0 | 100% | 0.9063% | 0.00065058 | 0% | 0.9063% | 0 | 0% | 0.9063% | 0 | 0% | 6.66% | 0 | 0% | 6.66% | 0 | 0% | 6.66% | 0 | 0% | 0.6192% | 0 | 0% | 0.6192% | 0 | 0% | 0.6192% | 0 |  |  |  | 0% | 11.8% | 0 | 0% | 11.8% | 0 | 0% | 11.8% | 0 | 0% | 0.3618% | 0 | 0% | 0.3618% | 0 | 0% | 0.3618% | 0 | 0% | 100% | 0 | 0% | 100% | 0 | 0% | 100% | 0 | 0% | 100% | 0 |  |  | 0 |  |  | 0 |  |  | 0
TRACY 1111CB | 5.3949e-05 | 0 | 0.045494 | 0 | 0.045494 | 0.0087189 | 0.045137 | 0.021244 | 0% | 99% | 0 | 0% | 99% | 0 | 0% | 99% | 0 | 0% | 99% | 0 | 0% | 63.42% | 0 | 0% | 51% | 0 | 0% | 51% | 0 | 0% | 51% | 0 | 0 | 0% | 2.852% | 0 | 0% | 2.852% | 0 | 0% | 2.852% | 0 | 0% | 0.3101% | 0 | 0% | 0.3101% | 0 | 0% | 0.3101% | 0 | 0% | 0.914% | 0 | 0% | 0.914% | 0 | 0% | 0.914% | 0 | 0% | 0.9225% | 0 | 0% | 0.9225% | 0 | 0% | 0.9225% | 0 | 0% | 6.814% | 0 | 0% | 6.814% | 0 | 0% | 6.814% | 0 | 0% | 0.4103% | 0 | 0% | 0.4103% | 0 | 0% | 0.4103% | 0 |  |  |  | 0% | 11.8% | 0 | 0% | 11.8% | 0 | 0% | 11.8% | 0 | 0% | 0.3591% | 0 | 0% | 0.3591% | 0 | 0% | 0.3591% | 0 | 0% | 100% | 0 | 0% | 100% | 0 | 0% | 100% | 0 | 0% | 100% | 0 |  |  | 0 |  |  | 0 |  |  | 0
STOCKDALE 1106CB | 5.3872e-05 | 0 | 0.039226 | 0 | 0.039226 | 0.0059608 | 0.035962 | 0.022829 | 0% | 99% | 0 | 0% | 99% | 0 | 0% | 99% | 0 | 0% | 99% | 0 | 0% | 64.18% | 0 | 0% | 51.32% | 0 | 0% | 51.32% | 0 | 0% | 51.32% | 0 | 0 | 0% | 2.586% | 0 | 0% | 2.586% | 0 | 0% | 2.586% | 0 | 0% | 0.2865% | 0 | 0% | 0.2865% | 0 | 0% | 0.2865% | 0 | 0% | 0.8458% | 0 | 0% | 0.8458% | 0 | 0% | 0.8458% | 0 | 0% | 0.8684% | 0 | 0% | 0.8684% | 0 | 100% | 0.8684% | 0.00034064 | 0% | 6.348% | 0 | 0% | 6.348% | 0 | 0% | 6.348% | 0 | 0% | 0.323% | 0 | 0% | 0.323% | 0 | 0% | 0.323% | 0 |  |  |  | 0% | 11.8% | 0 | 0% | 11.8% | 0 | 0% | 11.8% | 0 | 0% | 0.3648% | 0 | 0% | 0.3648% | 0 | 0% | 0.3648% | 0 | 0% | 100% | 0 | 0% | 100% | 0 | 0% | 100% | 0 | 0% | 100% | 0 |  |  | 0 |  |  | 0 |  |  | 0
BAY MEADOWS 1104CB | 5.3821e-05 | 0 | 0.0047612 | 0 | 0.0047612 | 0.00055915 | 0.0046981 | 0.0026023 | 0% | 99% | 0 | 0% | 99% | 0 | 0% | 99% | 0 | 0% | 99% | 0 | 0% | 65.94% | 0 | 0% | 52.36% | 0 | 0% | 52.36% | 0 | 0% | 52.36% | 0 | 0 | 0% | 3.208% | 0 | 0% | 3.208% | 0 | 0% | 3.208% | 0 | 0% | 0.3684% | 0 | 0% | 0.3684% | 0 | 0% | 0.3684% | 0 | 0% | 0.8808% | 0 | 0% | 0.8808% | 0 | 0% | 0.8808% | 0 | 24.72% | 0.9238% | 1.0873e-05 | 0% | 0.9238% | 0 | 0% | 0.9238% | 0 | 0% | 6.631% | 0 | 0% | 6.631% | 0 | 0% | 6.631% | 0 | 0% | 0.3399% | 0 | 0% | 0.3399% | 0 | 0% | 0.3399% | 0 |  |  |  | 0% | 11.8% | 0 | 0% | 11.8% | 0 | 0% | 11.8% | 0 | 0% | 0.3631% | 0 | 0% | 0.3631% | 0 | 0% | 0.3631% | 0 | 0% | 100% | 0 | 0% | 100% | 0 | 0% | 100% | 0 | 0% | 100% | 0 |  |  | 0 |  |  | 0 |  |  | 0
BAY MEADOWS 110468208 | 5.3336e-05 | 0 | 0.00031758 | 0 | 0.00031758 | 7.7447e-05 | 0.00033959 | 0.00010721 | 0% | 99% | 0 | 0% | 99% | 0 | 0% | 99% | 0 | 0% | 99% | 0 | 0% | 64.95% | 0 | 0% | 51.45% | 0 | 0% | 51.45% | 0 | 0% | 51.45% | 0 | 0 | 0% | 3.316% | 0 | 0% | 3.316% | 0 | 0% | 3.316% | 0 | 0% | 0.3695% | 0 | 0% | 0.3695% | 0 | 0% | 0.3695% | 0 | 0% | 0.979% | 0 | 0% | 0.979% | 0 | 0% | 0.979% | 0 | 0% | 1.032% | 0 | 0% | 1.032% | 0 | 0% | 1.032% | 0 | 0% | 7.399% | 0 | 0% | 7.399% | 0 | 0% | 7.399% | 0 | 0% | 0.614% | 0 | 0% | 0.614% | 0 | 0% | 0.614% | 0 |  |  |  | 0% | 11.8% | 0 | 0% | 11.8% | 0 | 0% | 11.8% | 0 | 0% | 0.365% | 0 | 0% | 0.365% | 0 | 0% | 0.365% | 0 | 0% | 100% | 0 | 0% | 100% | 0 | 0% | 100% | 0 | 0% | 100% | 0 |  |  | 0 |  |  | 0 |  |  | 0
POTRERO PP (A) 1117CB | 5.3236e-05 | 0 | 0.0043924 | 0 | 0.0043924 | 0.00026193 | 0.005264 | 0.0017249 | 0% | 99% | 0 | 0% | 99% | 0 | 0% | 99% | 0 | 0% | 99% | 0 | 0% | 63.99% | 0 | 0% | 51.18% | 0 | 0% | 51.18% | 0 | 0% | 51.18% | 0 | 0 | 0% | 4.057% | 0 | 0% | 4.057% | 0 | 0% | 4.057% | 0 | 0% | 0.4491% | 0 | 0% | 0.4491% | 0 | 0% | 0.4491% | 0 | 0% | 1.1% | 0 | 0% | 1.1% | 0 | 0% | 1.1% | 0 | 88.7% | 1.156% | 4.5025e-05 | 11.3% | 1.156% | 5.7369e-06 | 0% | 1.156% | 0 | 0% | 8.292% | 0 | 0% | 8.292% | 0 | 0% | 8.292% | 0 | 0% | 0.2525% | 0 | 0% | 0.2525% | 0 | 0% | 0.2525% | 0 |  |  |  | 0% | 11.8% | 0 | 0% | 11.8% | 0 | 0% | 11.8% | 0 | 0% | 0.3608% | 0 | 0% | 0.3608% | 0 | 0% | 0.3608% | 0 | 0% | 100% | 0 | 0% | 100% | 0 | 0% | 100% | 0 | 0% | 100% | 0 |  |  | 0 |  |  | 0 |  |  | 0
OAKLAND L 1103CR300 | 5.316e-05 | 0 | 0.017952 | 0 | 0.017952 | 0.0018479 | 0.019308 | 0.0084778 | 0% | 99% | 0 | 0% | 99% | 0 | 0% | 99% | 0 | 0% | 99% | 0 | 0% | 64.28% | 0 | 0% | 51.47% | 0 | 0% | 51.47% | 0 | 0% | 51.47% | 0 | 0 | 0% | 3.42% | 0 | 0% | 3.42% | 0 | 0% | 3.42% | 0 | 0% | 0.3787% | 0 | 0% | 0.3787% | 0 | 0% | 0.3787% | 0 | 0% | 0.989% | 0 | 0% | 0.989% | 0 | 0% | 0.989% | 0 | 58.04% | 1.027% | 0.00010701 | 0% | 1.027% | 0 | 0% | 1.027% | 0 | 0% | 7.433% | 0 | 0% | 7.433% | 0 | 0% | 7.433% | 0 | 0% | 0.2959% | 0 | 0% | 0.2959% | 0 | 0% | 0.2959% | 0 |  |  |  | 0% | 11.8% | 0 | 0% | 11.8% | 0 | 0% | 11.8% | 0 | 0% | 0.3618% | 0 | 0% | 0.3618% | 0 | 0% | 0.3618% | 0 | 0% | 100% | 0 | 0% | 100% | 0 | 0% | 100% | 0 | 0% | 100% | 0 |  |  | 0 |  |  | 0 |  |  | 0
LAWRENCE 1109CB | 5.3135e-05 | 0 | 0.010305 | 0 | 0.010305 | 0.0018786 | 0.0097771 | 0.0053554 | 0% | 99% | 0 | 0% | 99% | 0 | 0% | 99% | 0 | 0% | 99% | 0 | 0% | 64.94% | 0 | 0% | 51.54% | 0 | 0% | 51.54% | 0 | 0% | 51.54% | 0 | 0 | 0% | 3.202% | 0 | 0% | 3.202% | 0 | 0% | 3.202% | 0 | 0% | 0.3512% | 0 | 0% | 0.3512% | 0 | 0% | 0.3512% | 0 | 0% | 0.8664% | 0 | 0% | 0.8664% | 0 | 0% | 0.8664% | 0 | 0% | 0.8925% | 0 | 0% | 0.8925% | 0 | 0% | 0.8925% | 0 | 0% | 6.481% | 0 | 0% | 6.481% | 0 | 0% | 6.481% | 0 | 0% | 0.4307% | 0 | 0% | 0.4307% | 0 | 0% | 0.4307% | 0 |  |  |  | 0% | 11.8% | 0 | 0% | 11.8% | 0 | 0% | 11.8% | 0 | 0% | 0.3644% | 0 | 0% | 0.3644% | 0 | 0% | 0.3644% | 0 | 0% | 100% | 0 | 0% | 100% | 0 | 0% | 100% | 0 | 0% | 100% | 0 |  |  | 0 |  |  | 0 |  |  | 0
MILPITAS 2114CB | 5.3081e-05 | 0 | 0.0019415 | 0 | 0.0019415 | 0.00018214 | 0.0018844 | 0.0011384 | 0% | 99% | 0 | 0% | 99% | 0 | 0% | 99% | 0 | 0% | 99% | 0 | 0% | 66.1% | 0 | 0% | 52.63% | 0 | 0% | 52.63% | 0 | 0% | 52.63% | 0 | 0 | 0% | 3.586% | 0 | 0% | 3.586% | 0 | 0% | 3.586% | 0 | 0% | 0.393% | 0 | 0% | 0.393% | 0 | 0% | 0.393% | 0 | 0% | 0.8913% | 0 | 0% | 0.8913% | 0 | 0% | 0.8913% | 0 | 100% | 0.9422% | 1.8293e-05 | 0% | 0.9422% | 0 | 0% | 0.9422% | 0 | 0% | 6.713% | 0 | 0% | 6.713% | 0 | 0% | 6.713% | 0 | 0% | 0.2009% | 0 | 0% | 0.2009% | 0 | 0% | 0.2009% | 0 |  |  |  | 0% | 11.8% | 0 | 0% | 11.8% | 0 | 0% | 11.8% | 0 | 0% | 0.369% | 0 | 0% | 0.369% | 0 | 0% | 0.369% | 0 | 0% | 100% | 0 | 0% | 100% | 0 | 0% | 100% | 0 | 0% | 100% | 0 |  |  | 0 |  |  | 0 |  |  | 0
STOCKTON A 1105CB | 5.2682e-05 | 0 | 0.072918 | 0 | 0.072918 | 0.010711 | 0.074763 | 0.034896 | 0% | 99% | 0 | 0% | 99% | 0 | 0% | 99% | 0 | 0% | 99% | 0 | 0% | 63.79% | 0 | 0% | 50.66% | 0 | 0% | 50.66% | 0 | 0% | 50.66% | 0 | 0 | 0% | 2.894% | 0 | 0% | 2.894% | 0 | 0% | 2.894% | 0 | 0% | 0.3326% | 0 | 0% | 0.3326% | 0 | 0% | 0.3326% | 0 | 0% | 0.9356% | 0 | 0% | 0.9356% | 0 | 0% | 0.9356% | 0 | 74.94% | 0.9802% | 0.00053557 | 24.49% | 0.9802% | 0.00017503 | 0% | 0.9802% | 0 | 0% | 7.075% | 0 | 0% | 7.075% | 0 | 0% | 7.075% | 0 | 0% | 0.3971% | 0 | 0% | 0.3971% | 0 | 0% | 0.3971% | 0 |  |  |  | 0% | 11.8% | 0 | 0% | 11.8% | 0 | 0% | 11.8% | 0 | 0% | 0.3638% | 0 | 0% | 0.3638% | 0 | 0% | 0.3638% | 0 | 0% | 100% | 0 | 0% | 100% | 0 | 0% | 100% | 0 | 0% | 100% | 0 |  |  | 0 |  |  | 0 |  |  | 0
STOCKTON A 1107CB | 5.2552e-05 | 0 | 0.049833 | 0 | 0.049833 | 0.010708 | 0.050429 | 0.021125 | 0% | 99% | 0 | 0% | 99% | 0 | 0% | 99% | 0 | 0% | 99% | 0 | 0% | 63.76% | 0 | 0% | 50.23% | 0 | 0% | 50.23% | 0 | 0% | 50.23% | 0 | 0 | 0% | 2.692% | 0 | 0% | 2.692% | 0 | 0% | 2.692% | 0 | 0% | 0.3192% | 0 | 0% | 0.3192% | 0 | 0% | 0.3192% | 0 | 0% | 0.9094% | 0 | 0% | 0.9094% | 0 | 0% | 0.9094% | 0 | 99.92% | 0.9475% | 0.00047178 | 0% | 0.9475% | 0 | 0% | 0.9475% | 0 | 0% | 6.863% | 0 | 0% | 6.863% | 0 | 0% | 6.863% | 0 | 0% | 0.5081% | 0 | 0% | 0.5081% | 0 | 0% | 0.5081% | 0 |  |  |  | 0% | 11.8% | 0 | 0% | 11.8% | 0 | 0% | 11.8% | 0 | 0% | 0.3607% | 0 | 0% | 0.3607% | 0 | 0% | 0.3607% | 0 | 0% | 100% | 0 | 0% | 100% | 0 | 0% | 100% | 0 | 0% | 100% | 0 |  |  | 0 |  |  | 0 |  |  | 0
MANTECA 1704CB | 5.2227e-05 | 0 | 0.03163 | 0 | 0.03163 | 0.0038847 | 0.024663 | 0.023667 | 0% | 99% | 0 | 0% | 99% | 0 | 0% | 99% | 0 | 0% | 99% | 0 | 0% | 65.77% | 0 | 0% | 52.72% | 0 | 0% | 52.72% | 0 | 0% | 52.72% | 0 | 0 | 0% | 2.109% | 0 | 0% | 2.109% | 0 | 0% | 2.109% | 0 | 0% | 0.2369% | 0 | 0% | 0.2369% | 0 | 0% | 0.2369% | 0 | 0% | 0.7049% | 0 | 0% | 0.7049% | 0 | 0% | 0.7049% | 0 | 2.234% | 0.7084% | 5.0061e-06 | 0% | 0.7084% | 0 | 0% | 0.7084% | 0 | 0% | 5.248% | 0 | 0% | 5.248% | 0 | 0% | 5.248% | 0 | 0% | 0.3267% | 0 | 0% | 0.3267% | 0 | 0% | 0.3267% | 0 |  |  |  | 0% | 11.8% | 0 | 0% | 11.8% | 0 | 0% | 11.8% | 0 | 0% | 0.3644% | 0 | 0% | 0.3644% | 0 | 0% | 0.3644% | 0 | 0% | 100% | 0 | 0% | 100% | 0 | 0% | 100% | 0 | 0% | 100% | 0 |  |  | 0 |  |  | 0 |  |  | 0
BRITTON 111477584 | 5.2099e-05 | 0 | 0.0089517 | 0 | 0.0089517 | 0.0017931 | 0.0083696 | 0.0046145 | 0% | 99% | 0 | 0% | 99% | 0 | 0% | 99% | 0 | 0% | 99% | 0 | 0% | 65.79% | 0 | 0% | 51.87% | 0 | 0% | 51.87% | 0 | 0% | 51.87% | 0 | 0 | 0% | 3.236% | 0 | 0% | 3.236% | 0 | 0% | 3.236% | 0 | 0% | 0.3594% | 0 | 0% | 0.3594% | 0 | 0% | 0.3594% | 0 | 0% | 0.8555% | 0 | 0% | 0.8555% | 0 | 0% | 0.8555% | 0 | 0% | 0.9041% | 0 | 0% | 0.9041% | 0 | 85.78% | 0.9041% | 6.9424e-05 | 0% | 6.456% | 0 | 0% | 6.456% | 0 | 0% | 6.456% | 0 | 0% | 0.4688% | 0 | 0% | 0.4688% | 0 | 0% | 0.4688% | 0 |  |  |  | 0% | 11.8% | 0 | 0% | 11.8% | 0 | 0% | 11.8% | 0 | 0% | 0.37% | 0 | 0% | 0.37% | 0 | 0% | 0.37% | 0 | 0% | 100% | 0 | 0% | 100% | 0 | 0% | 100% | 0 | 0% | 100% | 0 |  |  | 0 |  |  | 0 |  |  | 0
ASHLAN AVE 110685038 | 5.1963e-05 | 0 | 0.021879 | 0 | 0.021879 | 0.0045377 | 0.020751 | 0.010828 | 0% | 99% | 0 | 0% | 99% | 0 | 0% | 99% | 0 | 0% | 99% | 0 | 0% | 63.58% | 0 | 0% | 50.18% | 0 | 0% | 50.18% | 0 | 0% | 50.18% | 0 | 0 | 0% | 2.672% | 0 | 0% | 2.672% | 0 | 0% | 2.672% | 0 | 0% | 0.2993% | 0 | 0% | 0.2993% | 0 | 0% | 0.2993% | 0 | 0% | 0.8744% | 0 | 0% | 0.8744% | 0 | 0% | 0.8744% | 0 | 0% | 0.9034% | 0 | 0% | 0.9034% | 0 | 0% | 0.9034% | 0 | 0% | 6.582% | 0 | 0% | 6.582% | 0 | 0% | 6.582% | 0 | 0% | 0.5526% | 0 | 0% | 0.5526% | 0 | 0% | 0.5526% | 0 |  |  |  | 0% | 11.8% | 0 | 0% | 11.8% | 0 | 0% | 11.8% | 0 | 0% | 0.3653% | 0 | 0% | 0.3653% | 0 | 0% | 0.3653% | 0 | 0% | 100% | 0 | 0% | 100% | 0 | 0% | 100% | 0 | 0% | 100% | 0 |  |  | 0 |  |  | 0 |  |  | 0
NAPA 1110CB | 5.1855e-05 | 0 | 0.014247 | 0 | 0.014247 | 0.0055457 | 0.013438 | 0.0045343 | 0% | 99% | 0 | 0% | 99% | 0 | 0% | 99% | 0 | 0% | 99% | 0 | 0% | 63.86% | 0 | 0% | 49.93% | 0 | 0% | 49.93% | 0 | 0% | 49.93% | 0 | 0 | 0% | 3.163% | 0 | 0% | 3.163% | 0 | 0% | 3.163% | 0 | 0% | 0.3448% | 0 | 0% | 0.3448% | 0 | 0% | 0.3448% | 0 | 0% | 0.8677% | 0 | 0% | 0.8677% | 0 | 0% | 0.8677% | 0 | 42.63% | 0.8972% | 5.4485e-05 | 0% | 0.8972% | 0 | 0% | 0.8972% | 0 | 0% | 6.502% | 0 | 0% | 6.502% | 0 | 0% | 6.502% | 0 | 0% | 1.066% | 0 | 0% | 1.066% | 0 | 0% | 1.066% | 0 |  |  |  | 0% | 11.8% | 0 | 0% | 11.8% | 0 | 0% | 11.8% | 0 | 0% | 0.3664% | 0 | 0% | 0.3664% | 0 | 0% | 0.3664% | 0 | 0% | 100% | 0 | 0% | 100% | 0 | 0% | 100% | 0 | 0% | 100% | 0 |  |  | 0 |  |  | 0 |  |  | 0
ASHLAN AVE 211931576 | 5.1657e-05 | 0 | 0.032603 | 0 | 0.032603 | 0.012332 | 0.028362 | 0.013127 | 0% | 99% | 0 | 0% | 99% | 0 | 0% | 99% | 0 | 0% | 99% | 0 | 0% | 63.87% | 0 | 0% | 49.83% | 0 | 0% | 49.83% | 0 | 0% | 49.83% | 0 | 0 | 0% | 2.273% | 0 | 0% | 2.273% | 0 | 0% | 2.273% | 0 | 0% | 0.2612% | 0 | 0% | 0.2612% | 0 | 0% | 0.2612% | 0 | 0% | 0.7978% | 0 | 0% | 0.7978% | 0 | 0% | 0.7978% | 0 | 0% | 0.8214% | 0 | 0% | 0.8214% | 0 | 100% | 0.8214% | 0.00026781 | 0% | 6.001% | 0 | 0% | 6.001% | 0 | 0% | 6.001% | 0 | 0% | 1.003% | 0 | 0% | 1.003% | 0 | 0% | 1.003% | 0 |  |  |  | 0% | 11.8% | 0 | 0% | 11.8% | 0 | 0% | 11.8% | 0 | 0% | 0.3663% | 0 | 0% | 0.3663% | 0 | 0% | 0.3663% | 0 | 0% | 100% | 0 | 0% | 100% | 0 | 0% | 100% | 0 | 0% | 100% | 0 |  |  | 0 |  |  | 0 |  |  | 0
POTRERO PP (A) 1108CB | 5.1484e-05 | 0 | 0.0127 | 0 | 0.0127 | 0.00072431 | 0.015468 | 0.0047724 | 0% | 99% | 0 | 0% | 99% | 0 | 0% | 99% | 0 | 0% | 99% | 0 | 0% | 63.3% | 0 | 0% | 50.89% | 0 | 0% | 50.89% | 0 | 0% | 50.89% | 0 | 0 | 0% | 4.088% | 0 | 0% | 4.088% | 0 | 0% | 4.088% | 0 | 0% | 0.4451% | 0 | 0% | 0.4451% | 0 | 0% | 0.4451% | 0 | 0% | 1.125% | 0 | 0% | 1.125% | 0 | 0% | 1.125% | 0 | 99.72% | 1.171% | 0.00014833 | 0% | 1.171% | 0 | 0% | 1.171% | 0 | 0% | 8.452% | 0 | 0% | 8.452% | 0 | 0% | 8.452% | 0 | 0% | 0.2446% | 0 | 0% | 0.2446% | 0 | 0% | 0.2446% | 0 |  |  |  | 0% | 11.8% | 0 | 0% | 11.8% | 0 | 0% | 11.8% | 0 | 0% | 0.3591% | 0 | 0% | 0.3591% | 0 | 0% | 0.3591% | 0 | 0% | 100% | 0 | 0% | 100% | 0 | 0% | 100% | 0 | 0% | 100% | 0 |  |  | 0 |  |  | 0 |  |  | 0
ASHLAN AVE 1104CB | 5.1444e-05 | 0 | 0.047889 | 0 | 0.047889 | 0.010007 | 0.045905 | 0.023141 | 0% | 99% | 0 | 0% | 99% | 0 | 0% | 99% | 0 | 0% | 99% | 0 | 0% | 63.48% | 0 | 0% | 50.28% | 0 | 0% | 50.28% | 0 | 0% | 50.28% | 0 | 0 | 0% | 2.664% | 0 | 0% | 2.664% | 0 | 0% | 2.664% | 0 | 0% | 0.2978% | 0 | 0% | 0.2978% | 0 | 0% | 0.2978% | 0 | 0% | 0.8829% | 0 | 0% | 0.8829% | 0 | 0% | 0.8829% | 0 | 0% | 0.9061% | 0 | 0% | 0.9061% | 0 | 2.68% | 0.9061% | 1.1627e-05 | 0% | 6.629% | 0 | 0% | 6.629% | 0 | 0% | 6.629% | 0 | 0% | 0.5537% | 0 | 0% | 0.5537% | 0 | 0% | 0.5537% | 0 |  |  |  | 0% | 11.8% | 0 | 0% | 11.8% | 0 | 0% | 11.8% | 0 | 0% | 0.3634% | 0 | 0% | 0.3634% | 0 | 0% | 0.3634% | 0 | 0% | 100% | 0 | 0% | 100% | 0 | 0% | 100% | 0 | 0% | 100% | 0 |  |  | 0 |  |  | 0 |  |  | 0
PITTSBURG 0402CB | 5.1437e-05 | 0 | 0.011419 | 0 | 0.011419 | 0.0027116 | 0.011598 | 0.0045413 | 0% | 99% | 0 | 0% | 99% | 0 | 0% | 99% | 0 | 0% | 99% | 0 | 0% | 63.53% | 0 | 0% | 50.17% | 0 | 0% | 50.17% | 0 | 0% | 50.17% | 0 | 0 | 0% | 2.864% | 0 | 0% | 2.864% | 0 | 0% | 2.864% | 0 | 0% | 0.3285% | 0 | 0% | 0.3285% | 0 | 0% | 0.3285% | 0 | 0% | 0.9169% | 0 | 0% | 0.9169% | 0 | 0% | 0.9169% | 0 | 0% | 0.939% | 0 | 0% | 0.939% | 0 | 0% | 0.939% | 0 | 0% | 6.868% | 0 | 0% | 6.868% | 0 | 0% | 6.868% | 0 | 0% | 0.5276% | 0 | 0% | 0.5276% | 0 | 0% | 0.5276% | 0 |  |  |  | 0% | 11.8% | 0 | 0% | 11.8% | 0 | 0% | 11.8% | 0 | 0% | 0.3581% | 0 | 0% | 0.3581% | 0 | 0% | 0.3581% | 0 | 0% | 100% | 0 | 0% | 100% | 0 | 0% | 100% | 0 | 0% | 100% | 0 |  |  | 0 |  |  | 0 |  |  | 0
COTTLE 170490360 | 5.1424e-05 | 0 | 0.0093608 | 0 | 0.0093608 | 0.0016351 | 0.0066363 | 0.007181 | 0% | 99% | 0 | 0% | 99% | 0 | 0% | 99% | 0 | 0% | 99% | 0 | 0% | 66.75% | 0 | 0% | 53.21% | 0 | 0% | 53.21% | 0 | 0% | 53.21% | 0 | 0 | 0% | 2.198% | 0 | 0% | 2.198% | 0 | 0% | 2.198% | 0 | 0% | 0.2433% | 0 | 0% | 0.2433% | 0 | 0% | 0.2433% | 0 | 0% | 0.6437% | 0 | 0% | 0.6437% | 0 | 0% | 0.6437% | 0 | 88.12% | 0.6589% | 5.4347e-05 | 0% | 0.6589% | 0 | 0% | 0.6589% | 0 | 0% | 4.807% | 0 | 0% | 4.807% | 0 | 0% | 4.807% | 0 | 0% | 0.4451% | 0 | 0% | 0.4451% | 0 | 0% | 0.4451% | 0 |  |  |  | 0% | 11.8% | 0 | 0% | 11.8% | 0 | 0% | 11.8% | 0 | 0% | 0.3706% | 0 | 0% | 0.3706% | 0 | 0% | 0.3706% | 0 | 0% | 100% | 0 | 0% | 100% | 0 | 0% | 100% | 0 | 0% | 100% | 0 |  |  | 0 |  |  | 0 |  |  | 0
BELMONT 1103CB | 5.1388e-05 | 0 | 0.0053765 | 0 | 0.0053765 | 0.00077765 | 0.005395 | 0.0027026 | 0% | 99% | 0 | 0% | 99% | 0 | 0% | 99% | 0 | 0% | 99% | 0 | 0% | 65.65% | 0 | 0% | 52.11% | 0 | 0% | 52.11% | 0 | 0% | 52.11% | 0 | 0 | 0% | 3.608% | 0 | 0% | 3.608% | 0 | 0% | 3.608% | 0 | 0% | 0.3976% | 0 | 0% | 0.3976% | 0 | 0% | 0.3976% | 0 | 0% | 0.9129% | 0 | 0% | 0.9129% | 0 | 0% | 0.9129% | 0 | 24.99% | 0.9599% | 1.2898e-05 | 75.01% | 0.9599% | 3.8711e-05 | 0% | 0.9599% | 0 | 0% | 6.864% | 0 | 0% | 6.864% | 0 | 0% | 6.864% | 0 | 0% | 0.3773% | 0 | 0% | 0.3773% | 0 | 0% | 0.3773% | 0 |  |  |  | 0% | 11.8% | 0 | 0% | 11.8% | 0 | 0% | 11.8% | 0 | 0% | 0.3663% | 0 | 0% | 0.3663% | 0 | 0% | 0.3663% | 0 | 0% | 100% | 0 | 0% | 100% | 0 | 0% | 100% | 0 | 0% | 100% | 0 |  |  | 0 |  |  | 0 |  |  | 0
SAN JOSE A 0404CB | 5.1359e-05 | 0 | 0.013848 | 0 | 0.013848 | 0.0036168 | 0.013644 | 0.0056002 | 0% | 99% | 0 | 0% | 99% | 0 | 0% | 99% | 0 | 0% | 99% | 0 | 0% | 65.11% | 0 | 0% | 51.08% | 0 | 0% | 51.08% | 0 | 0% | 51.08% | 0 | 0 | 0% | 2.756% | 0 | 0% | 2.756% | 0 | 0% | 2.756% | 0 | 0% | 0.3303% | 0 | 0% | 0.3303% | 0 | 0% | 0.3303% | 0 | 0% | 0.8688% | 0 | 0% | 0.8688% | 0 | 0% | 0.8688% | 0 | 0% | 0.9029% | 0 | 0% | 0.9029% | 0 | 0% | 0.9029% | 0 | 0% | 6.532% | 0 | 0% | 6.532% | 0 | 0% | 6.532% | 0 | 0% | 0.6097% | 0 | 0% | 0.6097% | 0 | 0% | 0.6097% | 0 |  |  |  | 0% | 11.8% | 0 | 0% | 11.8% | 0 | 0% | 11.8% | 0 | 0% | 0.3589% | 0 | 0% | 0.3589% | 0 | 0% | 0.3589% | 0 | 0% | 100% | 0 | 0% | 100% | 0 | 0% | 100% | 0 | 0% | 100% | 0 |  |  | 0 |  |  | 0 |  |  | 0
OAKLAND D 1133CR290 | 5.1167e-05 | 0 | 0.0021761 | 0 | 0.0021761 | 0.00028086 | 0.0022398 | 0.0010716 | 0% | 99% | 0 | 0% | 99% | 0 | 0% | 99% | 0 | 0% | 99% | 0 | 0% | 64.38% | 0 | 0% | 52.1% | 0 | 0% | 52.1% | 0 | 0% | 52.1% | 0 | 0 | 0% | 3.235% | 0 | 0% | 3.235% | 0 | 0% | 3.235% | 0 | 0% | 0.3464% | 0 | 0% | 0.3464% | 0 | 0% | 0.3464% | 0 | 0% | 0.9504% | 0 | 0% | 0.9504% | 0 | 0% | 0.9504% | 0 | 100% | 0.9621% | 2.0936e-05 | 0% | 0.9621% | 0 | 0% | 0.9621% | 0 | 0% | 7.078% | 0 | 0% | 7.078% | 0 | 0% | 7.078% | 0 | 0% | 0.4023% | 0 | 0% | 0.4023% | 0 | 0% | 0.4023% | 0 |  |  |  | 0% | 11.8% | 0 | 0% | 11.8% | 0 | 0% | 11.8% | 0 | 0% | 0.3591% | 0 | 0% | 0.3591% | 0 | 0% | 0.3591% | 0 | 0% | 100% | 0 | 0% | 100% | 0 | 0% | 100% | 0 | 0% | 100% | 0 |  |  | 0 |  |  | 0 |  |  | 0
ASHLAN AVE 1116CB | 5.1044e-05 | 0 | 0.068036 | 0 | 0.068036 | 0.017427 | 0.066001 | 0.028883 | 0% | 99% | 0 | 0% | 99% | 0 | 0% | 99% | 0 | 0% | 99% | 0 | 0% | 63% | 0 | 0% | 49.7% | 0 | 0% | 49.7% | 0 | 0% | 49.7% | 0 | 0 | 0% | 2.553% | 0 | 0% | 2.553% | 0 | 0% | 2.553% | 0 | 0% | 0.289% | 0 | 0% | 0.289% | 0 | 0% | 0.289% | 0 | 0% | 0.892% | 0 | 0% | 0.892% | 0 | 0% | 0.892% | 0 | 0% | 0.913% | 0 | 0% | 0.913% | 0 | 1.054% | 0.913% | 6.547e-06 | 0% | 6.698% | 0 | 0% | 6.698% | 0 | 0% | 6.698% | 0 | 0% | 0.6784% | 0 | 0% | 0.6784% | 0 | 0% | 0.6784% | 0 |  |  |  | 0% | 11.8% | 0 | 0% | 11.8% | 0 | 0% | 11.8% | 0 | 0% | 0.3621% | 0 | 0% | 0.3621% | 0 | 0% | 0.3621% | 0 | 0% | 100% | 0 | 0% | 100% | 0 | 0% | 100% | 0 | 0% | 100% | 0 |  |  | 0 |  |  | 0 |  |  | 0
HAMMER 1106CB | 5.1041e-05 | 0 | 0.011288 | 0 | 0.011288 | 0.0029151 | 0.010948 | 0.0047709 | 0% | 99% | 0 | 0% | 99% | 0 | 0% | 99% | 0 | 0% | 99% | 0 | 0% | 63.5% | 0 | 0% | 49.77% | 0 | 0% | 49.77% | 0 | 0% | 49.77% | 0 | 0 | 0% | 2.56% | 0 | 0% | 2.56% | 0 | 0% | 2.56% | 0 | 0% | 0.2984% | 0 | 0% | 0.2984% | 0 | 0% | 0.2984% | 0 | 0% | 0.8817% | 0 | 0% | 0.8817% | 0 | 0% | 0.8817% | 0 | 0% | 0.9208% | 0 | 0.8268% | 0.9208% | 8.5942e-07 | 0% | 0.9208% | 0 | 0% | 6.671% | 0 | 0% | 6.671% | 0 | 0% | 6.671% | 0 | 0% | 0.5912% | 0 | 0% | 0.5912% | 0 | 0% | 0.5912% | 0 |  |  |  | 0% | 11.8% | 0 | 0% | 11.8% | 0 | 0% | 11.8% | 0 | 0% | 0.3647% | 0 | 0% | 0.3647% | 0 | 0% | 0.3647% | 0 | 0% | 100% | 0 | 0% | 100% | 0 | 0% | 100% | 0 | 0% | 100% | 0 |  |  | 0 |  |  | 0 |  |  | 0
RICHMOND R 1126BR278 | 5.0933e-05 | 0 | 0.0011264 | 0 | 0.0011264 | 9.9595e-05 | 0.0011958 | 0.0005641 | 0% | 99% | 0 | 0% | 99% | 0 | 0% | 99% | 0 | 0% | 99% | 0 | 0% | 63.25% | 0 | 0% | 51.72% | 0 | 0% | 51.72% | 0 | 0% | 51.72% | 0 | 0 | 0% | 3.026% | 0 | 0% | 3.026% | 0 | 0% | 3.026% | 0 | 0% | 0.3247% | 0 | 0% | 0.3247% | 0 | 0% | 0.3247% | 0 | 0% | 0.9685% | 0 | 0% | 0.9685% | 0 | 0% | 0.9685% | 0 | 0% | 0.9459% | 0 | 0% | 0.9459% | 0 | 0% | 0.9459% | 0 | 0% | 7.132% | 0 | 0% | 7.132% | 0 | 0% | 7.132% | 0 | 0% | 0.2161% | 0 | 0% | 0.2161% | 0 | 0% | 0.2161% | 0 |  |  |  | 0% | 11.8% | 0 | 0% | 11.8% | 0 | 0% | 11.8% | 0 | 0% | 0.3484% | 0 | 0% | 0.3484% | 0 | 0% | 0.3484% | 0 | 0% | 100% | 0 | 0% | 100% | 0 | 0% | 100% | 0 | 0% | 100% | 0 |  |  | 0 |  |  | 0 |  |  | 0
DIXON LANDING 2101XR012 | 5.08e-05 | 0 | 0.0087286 | 0 | 0.0087286 | 0.0014939 | 0.0085708 | 0.0043441 | 0% | 99% | 0 | 0% | 99% | 0 | 0% | 99% | 0 | 0% | 99% | 0 | 0% | 65.51% | 0 | 0% | 51.38% | 0 | 0% | 51.38% | 0 | 0% | 51.38% | 0 | 0 | 0% | 3.336% | 0 | 0% | 3.336% | 0 | 0% | 3.336% | 0 | 0% | 0.3798% | 0 | 0% | 0.3798% | 0 | 0% | 0.3798% | 0 | 0% | 0.8917% | 0 | 0% | 0.8917% | 0 | 0% | 0.8917% | 0 | 2.72% | 0.9498% | 2.2553e-06 | 0% | 0.9498% | 0 | 92.74% | 0.9498% | 7.6887e-05 | 0% | 6.75% | 0 | 0% | 6.75% | 0 | 0% | 6.75% | 0 | 0% | 0.3043% | 0 | 0% | 0.3043% | 0 | 0% | 0.3043% | 0 |  |  |  | 0% | 11.8% | 0 | 0% | 11.8% | 0 | 0% | 11.8% | 0 | 0% | 0.3685% | 0 | 0% | 0.3685% | 0 | 0% | 0.3685% | 0 | 0% | 100% | 0 | 0% | 100% | 0 | 0% | 100% | 0 | 0% | 100% | 0 |  |  | 0 |  |  | 0 |  |  | 0
WEST LANE 110199872 | 5.0744e-05 | 0 | 0.020779 | 0 | 0.020779 | 0.0045424 | 0.020434 | 0.0093247 | 0% | 99% | 0 | 0% | 99% | 0 | 0% | 99% | 0 | 0% | 99% | 0 | 0% | 63.69% | 0 | 0% | 50.25% | 0 | 0% | 50.25% | 0 | 0% | 50.25% | 0 | 0 | 0% | 2.761% | 0 | 0% | 2.761% | 0 | 0% | 2.761% | 0 | 0% | 0.3185% | 0 | 0% | 0.3185% | 0 | 0% | 0.3185% | 0 | 0% | 0.8947% | 0 | 0% | 0.8947% | 0 | 0% | 0.8947% | 0 | 67.31% | 0.9341% | 0.00013065 | 31% | 0.9341% | 6.0163e-05 | 0% | 0.9341% | 0 | 0% | 6.757% | 0 | 0% | 6.757% | 0 | 0% | 6.757% | 0 | 0% | 0.5278% | 0 | 0% | 0.5278% | 0 | 0% | 0.5278% | 0 |  |  |  | 0% | 11.8% | 0 | 0% | 11.8% | 0 | 0% | 11.8% | 0 | 0% | 0.3642% | 0 | 0% | 0.3642% | 0 | 0% | 0.3642% | 0 | 0% | 100% | 0 | 0% | 100% | 0 | 0% | 100% | 0 | 0% | 100% | 0 |  |  | 0 |  |  | 0 |  |  | 0
MISSION (X) 111678144 | 5.0734e-05 | 0 | 0.00060416 | 0 | 0.00060416 | 4.0914e-05 | 0.00079724 | 0.00015917 | 0% | 99% | 0 | 0% | 99% | 0 | 0% | 99% | 0 | 0% | 99% | 0 | 0% | 60.87% | 0 | 0% | 48.17% | 0 | 0% | 48.17% | 0 | 0% | 48.17% | 0 | 0 | 0% | 4.472% | 0 | 0% | 4.472% | 0 | 0% | 4.472% | 0 | 0% | 0.4789% | 0 | 0% | 0.4789% | 0 | 0% | 0.4789% | 0 | 0% | 1.23% | 0 | 0% | 1.23% | 0 | 0% | 1.23% | 0 | 0% | 1.278% | 0 | 0% | 1.278% | 0 | 0% | 1.278% | 0 | 0% | 9.25% | 0 | 0% | 9.25% | 0 | 0% | 9.25% | 0 | 0% | 0.2848% | 0 | 0% | 0.2848% | 0 | 0% | 0.2848% | 0 |  |  |  | 0% | 11.8% | 0 | 0% | 11.8% | 0 | 0% | 11.8% | 0 | 0% | 0.3579% | 0 | 0% | 0.3579% | 0 | 0% | 0.3579% | 0 | 0% | 100% | 0 | 0% | 100% | 0 | 0% | 100% | 0 | 0% | 100% | 0 |  |  | 0 |  |  | 0 |  |  | 0
SF L 1103CB | 5.0523e-05 | 0 | 0.00042976 | 0 | 0.00042976 | 5.0842e-05 | 0.0005006 | 0.00015798 | 0% | 99% | 0 | 0% | 99% | 0 | 0% | 99% | 0 | 0% | 99% | 0 | 0% | 64.8% | 0 | 0% | 51.87% | 0 | 0% | 51.87% | 0 | 0% | 51.87% | 0 | 0 | 0% | 4.114% | 0 | 0% | 4.114% | 0 | 0% | 4.114% | 0 | 0% | 0.4538% | 0 | 0% | 0.4538% | 0 | 0% | 0.4538% | 0 | 0% | 1.071% | 0 | 0% | 1.071% | 0 | 0% | 1.071% | 0 | 0% | 1.123% | 0 | 0% | 1.123% | 0 | 100% | 1.123% | 4.8245e-06 | 0% | 8.054% | 0 | 0% | 8.054% | 0 | 0% | 8.054% | 0 | 0% | 0.3664% | 0 | 0% | 0.3664% | 0 | 0% | 0.3664% | 0 |  |  |  | 0% | 11.8% | 0 | 0% | 11.8% | 0 | 0% | 11.8% | 0 | 0% | 0.3616% | 0 | 0% | 0.3616% | 0 | 0% | 0.3616% | 0 | 0% | 100% | 0 | 0% | 100% | 0 | 0% | 100% | 0 | 0% | 100% | 0 |  |  | 0 |  |  | 0 |  |  | 0
BARTON 1104CB | 5.0417e-05 | 0 | 0.034308 | 0 | 0.034308 | 0.011515 | 0.030682 | 0.014437 | 0% | 99% | 0 | 0% | 99% | 0 | 0% | 99% | 0 | 0% | 99% | 0 | 0% | 63.89% | 0 | 0% | 50.06% | 0 | 0% | 50.06% | 0 | 0% | 50.06% | 0 | 0 | 0% | 2.562% | 0 | 0% | 2.562% | 0 | 0% | 2.562% | 0 | 0% | 0.2879% | 0 | 0% | 0.2879% | 0 | 0% | 0.2879% | 0 | 0% | 0.8234% | 0 | 0% | 0.8234% | 0 | 0% | 0.8234% | 0 | 100% | 0.8519% | 0.00029225 | 0% | 0.8519% | 0 | 0% | 0.8519% | 0 | 0% | 6.194% | 0 | 0% | 6.194% | 0 | 0% | 6.194% | 0 | 0% | 0.9158% | 0 | 0% | 0.9158% | 0 | 0% | 0.9158% | 0 |  |  |  | 0% | 11.8% | 0 | 0% | 11.8% | 0 | 0% | 11.8% | 0 | 0% | 0.3672% | 0 | 0% | 0.3672% | 0 | 0% | 0.3672% | 0 | 0% | 100% | 0 | 0% | 100% | 0 | 0% | 100% | 0 | 0% | 100% | 0 |  |  | 0 |  |  | 0 |  |  | 0
DAVIS 110521162 | 5.0332e-05 | 0 | 0.00042813 | 0 | 0.00042813 | 0.00016814 | 0.00032678 | 0.00021181 | 0% | 99% | 0 | 0% | 99% | 0 | 0% | 99% | 0 | 0% | 99% | 0 | 0% | 65.45% | 0 | 0% | 50.21% | 0 | 0% | 50.21% | 0 | 0% | 50.21% | 0 | 0 | 0% | 2.518% | 0 | 0% | 2.518% | 0 | 0% | 2.518% | 0 | 0% | 0.2904% | 0 | 0% | 0.2904% | 0 | 0% | 0.2904% | 0 | 0% | 0.6805% | 0 | 0% | 0.6805% | 0 | 0% | 0.6805% | 0 | 29.84% | 0.7206% | 9.2037e-07 | 0% | 0.7206% | 0 | 0% | 0.7206% | 0 | 0% | 5.143% | 0 | 0% | 5.143% | 0 | 0% | 5.143% | 0 | 0% | 0.9064% | 0 | 0% | 0.9064% | 0 | 0% | 0.9064% | 0 |  |  |  | 0% | 11.8% | 0 | 0% | 11.8% | 0 | 0% | 11.8% | 0 | 0% | 0.3729% | 0 | 0% | 0.3729% | 0 | 0% | 0.3729% | 0 | 0% | 100% | 0 | 0% | 100% | 0 | 0% | 100% | 0 | 0% | 100% | 0 |  |  | 0 |  |  | 0 |  |  | 0
STELLING 1102CB | 5.0311e-05 | 0 | 0.0045362 | 0 | 0.0045362 | 0.0017812 | 0.0034888 | 0.0022182 | 0% | 99% | 0 | 0% | 99% | 0 | 0% | 99% | 0 | 0% | 99% | 0 | 0% | 66.76% | 0 | 0% | 51.61% | 0 | 0% | 51.61% | 0 | 0% | 51.61% | 0 | 0 | 0% | 2.914% | 0 | 0% | 2.914% | 0 | 0% | 2.914% | 0 | 0% | 0.3276% | 0 | 0% | 0.3276% | 0 | 0% | 0.3276% | 0 | 0% | 0.6958% | 0 | 0% | 0.6958% | 0 | 0% | 0.6958% | 0 | 0% | 0.7492% | 0 | 0% | 0.7492% | 0 | 0% | 0.7492% | 0 | 0% | 5.272% | 0 | 0% | 5.272% | 0 | 0% | 5.272% | 0 | 0% | 0.9832% | 0 | 0% | 0.9832% | 0 | 0% | 0.9832% | 0 |  |  |  | 0% | 11.8% | 0 | 0% | 11.8% | 0 | 0% | 11.8% | 0 | 0% | 0.3773% | 0 | 0% | 0.3773% | 0 | 0% | 0.3773% | 0 | 0% | 100% | 0 | 0% | 100% | 0 | 0% | 100% | 0 | 0% | 100% | 0 |  |  | 0 |  |  | 0 |  |  | 0
SF L 110182980 | 5.0149e-05 | 0 | 0.0013821 | 0 | 0.0013821 | 0.00015915 | 0.0018687 | 0.00025361 | 0% | 99% | 0 | 0% | 99% | 0 | 0% | 99% | 0 | 0% | 99% | 0 | 0% | 61.95% | 0 | 0% | 49.09% | 0 | 0% | 49.09% | 0 | 0% | 49.09% | 0 | 0 | 0% | 4.708% | 0 | 0% | 4.708% | 0 | 0% | 4.708% | 0 | 0% | 0.5148% | 0 | 0% | 0.5148% | 0 | 0% | 0.5148% | 0 | 0% | 1.256% | 0 | 0% | 1.256% | 0 | 0% | 1.256% | 0 | 0% | 1.321% | 0 | 0% | 1.321% | 0 | 100% | 1.321% | 1.8259e-05 | 0% | 9.473% | 0 | 0% | 9.473% | 0 | 0% | 9.473% | 0 | 0% | 0.4571% | 0 | 0% | 0.4571% | 0 | 0% | 0.4571% | 0 |  |  |  | 0% | 11.8% | 0 | 0% | 11.8% | 0 | 0% | 11.8% | 0 | 0% | 0.3591% | 0 | 0% | 0.3591% | 0 | 0% | 0.3591% | 0 | 0% | 100% | 0 | 0% | 100% | 0 | 0% | 100% | 0 | 0% | 100% | 0 |  |  | 0 |  |  | 0 |  |  | 0
HUNTERS POINT (P) 110276684 | 5.0052e-05 | 0 | 0.019329 | 0 | 0.019329 | 0.00069524 | 0.023916 | 0.0072961 | 0% | 99% | 0 | 0% | 99% | 0 | 0% | 99% | 0 | 0% | 99% | 0 | 0% | 62.37% | 0 | 0% | 49.85% | 0 | 0% | 49.85% | 0 | 0% | 49.85% | 0 | 0 | 0% | 4.142% | 0 | 0% | 4.142% | 0 | 0% | 4.142% | 0 | 0% | 0.4529% | 0 | 0% | 0.4529% | 0 | 0% | 0.4529% | 0 | 0% | 1.145% | 0 | 0% | 1.145% | 0 | 0% | 1.145% | 0 | 0% | 1.207% | 0 | 100% | 1.207% | 0.0002333 | 0% | 1.207% | 0 | 0% | 8.654% | 0 | 0% | 8.654% | 0 | 0% | 8.654% | 0 | 0% | 0.191% | 0 | 0% | 0.191% | 0 | 0% | 0.191% | 0 |  |  |  | 0% | 11.8% | 0 | 0% | 11.8% | 0 | 0% | 11.8% | 0 | 0% | 0.3618% | 0 | 0% | 0.3618% | 0 | 0% | 0.3618% | 0 | 0% | 100% | 0 | 0% | 100% | 0 | 0% | 100% | 0 | 0% | 100% | 0 |  |  | 0 |  |  | 0 |  |  | 0
WHISMAN 1107CB | 4.9612e-05 | 0 | 0.000422 | 0 | 0.000422 | 0.00018248 | 0.00034959 | 0.00016456 | 0% | 99% | 0 | 0% | 99% | 0 | 0% | 99% | 0 | 0% | 99% | 0 | 0% | 63.7% | 0 | 0% | 50.03% | 0 | 0% | 50.03% | 0 | 0% | 50.03% | 0 | 0 | 0% | 2.986% | 0 | 0% | 2.986% | 0 | 0% | 2.986% | 0 | 0% | 0.3099% | 0 | 0% | 0.3099% | 0 | 0% | 0.3099% | 0 | 0% | 0.7612% | 0 | 0% | 0.7612% | 0 | 0% | 0.7612% | 0 | 0% | 0.7484% | 0 | 0% | 0.7484% | 0 | 100% | 0.7484% | 3.1581e-06 | 0% | 5.587% | 0 | 0% | 5.587% | 0 | 0% | 5.587% | 0 | 0% | 0.9846% | 0 | 0% | 0.9846% | 0 | 0% | 0.9846% | 0 |  |  |  | 0% | 11.8% | 0 | 0% | 11.8% | 0 | 0% | 11.8% | 0 | 0% | 0.3628% | 0 | 0% | 0.3628% | 0 | 0% | 0.3628% | 0 | 0% | 100% | 0 | 0% | 100% | 0 | 0% | 100% | 0 | 0% | 100% | 0 |  |  | 0 |  |  | 0 |  |  | 0
SONOMA 1102118 | 4.9406e-05 | 0 | 0.0019332 | 0 | 0.0019332 | 0.00068192 | 0.0018589 | 0.00065038 | 0% | 99% | 0 | 0% | 99% | 0 | 0% | 99% | 0 | 0% | 99% | 0 | 0% | 64.68% | 0 | 0% | 50.24% | 0 | 0% | 50.24% | 0 | 0% | 50.24% | 0 | 0 | 0% | 3.39% | 0 | 0% | 3.39% | 0 | 0% | 3.39% | 0 | 0% | 0.3801% | 0 | 0% | 0.3801% | 0 | 0% | 0.3801% | 0 | 0% | 0.8712% | 0 | 0% | 0.8712% | 0 | 0% | 0.8712% | 0 | 0% | 0.9189% | 0 | 0% | 0.9189% | 0 | 0% | 0.9189% | 0 | 0% | 6.558% | 0 | 0% | 6.558% | 0 | 0% | 6.558% | 0 | 0% | 0.9467% | 0 | 0% | 0.9467% | 0 | 0% | 0.9467% | 0 |  |  |  | 28.41% | 11.8% | 6.481e-05 | 0% | 11.8% | 0 | 0% | 11.8% | 0 | 0% | 0.3674% | 0 | 0% | 0.3674% | 0 | 0% | 0.3674% | 0 | 0% | 100% | 0 | 0% | 100% | 0 | 0% | 100% | 0 | 0% | 100% | 0 |  |  | 0 |  |  | 0 |  |  | 0
OAKLAND C 1110CB | 4.9188e-05 | 0 | 0.01092 | 0 | 0.01092 | 0.00057011 | 0.013385 | 0.0040718 | 0% | 99% | 0 | 0% | 99% | 0 | 0% | 99% | 0 | 0% | 99% | 0 | 0% | 62.98% | 0 | 0% | 49.95% | 0 | 0% | 49.95% | 0 | 0% | 49.95% | 0 | 0 | 0% | 4.136% | 0 | 0% | 4.136% | 0 | 0% | 4.136% | 0 | 0% | 0.4563% | 0 | 0% | 0.4563% | 0 | 0% | 0.4563% | 0 | 0% | 1.13% | 0 | 0% | 1.13% | 0 | 0% | 1.13% | 0 | 30.25% | 1.192% | 3.9366e-05 | 69.75% | 1.192% | 9.076e-05 | 0% | 1.192% | 0 | 0% | 8.534% | 0 | 0% | 8.534% | 0 | 0% | 8.534% | 0 | 0% | 0.2085% | 0 | 0% | 0.2085% | 0 | 0% | 0.2085% | 0 |  |  |  | 0% | 11.8% | 0 | 0% | 11.8% | 0 | 0% | 11.8% | 0 | 0% | 0.3618% | 0 | 0% | 0.3618% | 0 | 0% | 0.3618% | 0 | 0% | 100% | 0 | 0% | 100% | 0 | 0% | 100% | 0 | 0% | 100% | 0 |  |  | 0 |  |  | 0 |  |  | 0
EDES 1114CR318 | 4.9135e-05 | 0 | 0.012121 | 0 | 0.012121 | 0.00078344 | 0.012942 | 0.0062824 | 0% | 99% | 0 | 0% | 99% | 0 | 0% | 99% | 0 | 0% | 99% | 0 | 0% | 65.23% | 0 | 0% | 52.51% | 0 | 0% | 52.51% | 0 | 0% | 52.51% | 0 | 0 | 0% | 3.488% | 0 | 0% | 3.488% | 0 | 0% | 3.488% | 0 | 0% | 0.3895% | 0 | 0% | 0.3895% | 0 | 0% | 0.3895% | 0 | 0% | 0.9735% | 0 | 0% | 0.9735% | 0 | 0% | 0.9735% | 0 | 0% | 1.014% | 0 | 0% | 1.014% | 0 | 0% | 1.014% | 0 | 0% | 7.313% | 0 | 0% | 7.313% | 0 | 0% | 7.313% | 0 | 0% | 0.2214% | 0 | 0% | 0.2214% | 0 | 0% | 0.2214% | 0 |  |  |  | 0% | 11.8% | 0 | 0% | 11.8% | 0 | 0% | 11.8% | 0 | 0% | 0.3613% | 0 | 0% | 0.3613% | 0 | 0% | 0.3613% | 0 | 0% | 100% | 0 | 0% | 100% | 0 | 0% | 100% | 0 | 0% | 100% | 0 |  |  | 0 |  |  | 0 |  |  | 0
OAKLAND D 1132CB | 4.9062e-05 | 0 | 0.020908 | 0 | 0.020908 | 0.0025911 | 0.022457 | 0.0094665 | 0% | 99% | 0 | 0% | 99% | 0 | 0% | 99% | 0 | 0% | 99% | 0 | 0% | 64.11% | 0 | 0% | 51.45% | 0 | 0% | 51.45% | 0 | 0% | 51.45% | 0 | 0 | 0% | 3.427% | 0 | 0% | 3.427% | 0 | 0% | 3.427% | 0 | 0% | 0.3764% | 0 | 0% | 0.3764% | 0 | 0% | 0.3764% | 0 | 0% | 0.9897% | 0 | 0% | 0.9897% | 0 | 0% | 0.9897% | 0 | 73.66% | 1.023% | 0.00015748 | 0% | 1.023% | 0 | 0% | 1.023% | 0 | 0% | 7.424% | 0 | 0% | 7.424% | 0 | 0% | 7.424% | 0 | 0% | 0.3483% | 0 | 0% | 0.3483% | 0 | 0% | 0.3483% | 0 |  |  |  | 0% | 11.8% | 0 | 0% | 11.8% | 0 | 0% | 11.8% | 0 | 0% | 0.3611% | 0 | 0% | 0.3611% | 0 | 0% | 0.3611% | 0 | 0% | 100% | 0 | 0% | 100% | 0 | 0% | 100% | 0 | 0% | 100% | 0 |  |  | 0 |  |  | 0 |  |  | 0
ASHLAN AVE 1106965866 | 4.9002e-05 | 0 | 0.019423 | 0 | 0.019423 | 0.0026126 | 0.017695 | 0.011755 | 0% | 99% | 0 | 0% | 99% | 0 | 0% | 99% | 0 | 0% | 99% | 0 | 0% | 64.9% | 0 | 0% | 51.72% | 0 | 0% | 51.72% | 0 | 0% | 51.72% | 0 | 0 | 0% | 2.937% | 0 | 0% | 2.937% | 0 | 0% | 2.937% | 0 | 0% | 0.3231% | 0 | 0% | 0.3231% | 0 | 0% | 0.3231% | 0 | 0% | 0.8377% | 0 | 0% | 0.8377% | 0 | 0% | 0.8377% | 0 | 0% | 0.8691% | 0 | 0% | 0.8691% | 0 | 11.23% | 0.8691% | 1.8961e-05 | 0% | 6.288% | 0 | 0% | 6.288% | 0 | 0% | 6.288% | 0 | 0% | 0.3746% | 0 | 0% | 0.3746% | 0 | 0% | 0.3746% | 0 |  |  |  | 0% | 11.8% | 0 | 0% | 11.8% | 0 | 0% | 11.8% | 0 | 0% | 0.3671% | 0 | 0% | 0.3671% | 0 | 0% | 0.3671% | 0 | 0% | 100% | 0 | 0% | 100% | 0 | 0% | 100% | 0 | 0% | 100% | 0 |  |  | 0 |  |  | 0 |  |  | 0
COUNTRY CLUB 1101CB | 4.8924e-05 | 0 | 0.052118 | 0 | 0.052118 | 0.019025 | 0.046174 | 0.020836 | 0% | 99% | 0 | 0% | 99% | 0 | 0% | 99% | 0 | 0% | 99% | 0 | 0% | 63.65% | 0 | 0% | 49.55% | 0 | 0% | 49.55% | 0 | 0% | 49.55% | 0 | 0 | 0% | 2.45% | 0 | 0% | 2.45% | 0 | 0% | 2.45% | 0 | 0% | 0.2807% | 0 | 0% | 0.2807% | 0 | 0% | 0.2807% | 0 | 0% | 0.804% | 0 | 0% | 0.804% | 0 | 0% | 0.804% | 0 | 0.5814% | 0.8314% | 2.5191e-06 | 99.42% | 0.8314% | 0.0004308 | 0% | 0.8314% | 0 | 0% | 6.053% | 0 | 0% | 6.053% | 0 | 0% | 6.053% | 0 | 0% | 0.912% | 0 | 0% | 0.912% | 0 | 0% | 0.912% | 0 |  |  |  | 0% | 11.8% | 0 | 0% | 11.8% | 0 | 0% | 11.8% | 0 | 0% | 0.366% | 0 | 0% | 0.366% | 0 | 0% | 0.366% | 0 | 0% | 100% | 0 | 0% | 100% | 0 | 0% | 100% | 0 | 0% | 100% | 0 |  |  | 0 |  |  | 0 |  |  | 0
HUNTERS POINT (P) 11016675 | 4.8845e-05 | 0 | 0.010304 | 0 | 0.010304 | 0.00020104 | 0.013074 | 0.0037339 | 0% | 99% | 0 | 0% | 99% | 0 | 0% | 99% | 0 | 0% | 99% | 0 | 0% | 61.08% | 0 | 0% | 48.52% | 0 | 0% | 48.52% | 0 | 0% | 48.52% | 0 | 0 | 0% | 4.108% | 0 | 0% | 4.108% | 0 | 0% | 4.108% | 0 | 0% | 0.4498% | 0 | 0% | 0.4498% | 0 | 0% | 0.4498% | 0 | 0% | 1.181% | 0 | 0% | 1.181% | 0 | 0% | 1.181% | 0 | 11.37% | 1.249% | 1.4637e-05 | 88.46% | 1.249% | 0.00011388 | 0% | 1.249% | 0 | 0% | 8.953% | 0 | 0% | 8.953% | 0 | 0% | 8.953% | 0 | 0% | 0.1463% | 0 | 0% | 0.1463% | 0 | 0% | 0.1463% | 0 |  |  |  | 0% | 11.8% | 0 | 0% | 11.8% | 0 | 0% | 11.8% | 0 | 0% | 0.3629% | 0 | 0% | 0.3629% | 0 | 0% | 0.3629% | 0 | 0% | 100% | 0 | 0% | 100% | 0 | 0% | 100% | 0 | 0% | 100% | 0 |  |  | 0 |  |  | 0 |  |  | 0
CONTRA COSTA 2116A548R | 4.8737e-05 | 0 | 0.0092861 | 0 | 0.0092861 | 0.001948 | 0.0089541 | 0.004427 | 0% | 99% | 0 | 0% | 99% | 0 | 0% | 99% | 0 | 0% | 99% | 0 | 0% | 63.7% | 0 | 0% | 50.88% | 0 | 0% | 50.88% | 0 | 0% | 50.88% | 0 | 0 | 0% | 2.918% | 0 | 0% | 2.918% | 0 | 0% | 2.918% | 0 | 0% | 0.3192% | 0 | 0% | 0.3192% | 0 | 0% | 0.3192% | 0 | 0% | 0.8823% | 0 | 0% | 0.8823% | 0 | 0% | 0.8823% | 0 | 0% | 0.8863% | 0 | 0% | 0.8863% | 0 | 0% | 0.8863% | 0 | 0% | 6.552% | 0 | 0% | 6.552% | 0 | 0% | 6.552% | 0 | 0% | 0.4751% | 0 | 0% | 0.4751% | 0 | 0% | 0.4751% | 0 |  |  |  | 0% | 11.8% | 0 | 0% | 11.8% | 0 | 0% | 11.8% | 0 | 0% | 0.3583% | 0 | 0% | 0.3583% | 0 | 0% | 0.3583% | 0 | 0% | 100% | 0 | 0% | 100% | 0 | 0% | 100% | 0 | 0% | 100% | 0 |  |  | 0 |  |  | 0 |  |  | 0
WOODLAND 1109CB | 4.828e-05 | 0 | 0.069814 | 0 | 0.069814 | 0.025898 | 0.060931 | 0.028417 | 0% | 99% | 0 | 0% | 99% | 0 | 0% | 99% | 0 | 0% | 99% | 0 | 0% | 63.34% | 0 | 0% | 49.96% | 0 | 0% | 49.96% | 0 | 0% | 49.96% | 0 | 0 | 0% | 2.42% | 0 | 0% | 2.42% | 0 | 0% | 2.42% | 0 | 0% | 0.2669% | 0 | 0% | 0.2669% | 0 | 0% | 0.2669% | 0 | 0% | 0.7942% | 0 | 0% | 0.7942% | 0 | 0% | 0.7942% | 0 | 0% | 0.7916% | 0 | 0% | 0.7916% | 0 | 0% | 0.7916% | 0 | 0% | 5.892% | 0 | 0% | 5.892% | 0 | 0% | 5.892% | 0 | 0% | 0.9207% | 0 | 0% | 0.9207% | 0 | 0% | 0.9207% | 0 |  |  |  | 0% | 11.8% | 0 | 0% | 11.8% | 0 | 0% | 11.8% | 0 | 0% | 0.3604% | 0 | 0% | 0.3604% | 0 | 0% | 0.3604% | 0 | 0% | 100% | 0 | 0% | 100% | 0 | 0% | 100% | 0 | 0% | 100% | 0 |  |  | 0 |  |  | 0 |  |  | 0
OAKLAND J 1102159816 | 4.8112e-05 | 0.19969 | 0.0012687 | 0 | 0.0012687 | 0.00085575 | 0.0009377 | 0.00030079 | 0% | 99% | 0 | 0% | 99% | 0 | 0% | 99% | 0 | 0% | 99% | 0 | 0% | 64.32% | 0 | 0% | 49.74% | 0 | 0% | 49.74% | 0 | 0% | 49.74% | 0 | 0 | 0% | 2.893% | 0 | 0% | 2.893% | 0 | 0% | 2.893% | 0 | 0% | 0.3079% | 0 | 0% | 0.3079% | 0 | 0% | 0.3079% | 0 | 0% | 0.6804% | 0 | 64.87% | 0.6804% | 5.5996e-06 | 0% | 0.6804% | 0 | 64.87% | 0.7018% | 5.7764e-06 | 0% | 0.7018% | 0 | 0% | 0.7018% | 0 | 0% | 5.066% | 0 | 0% | 5.066% | 0 | 0% | 5.066% | 0 | 0% | 1.609% | 0 | 0% | 1.609% | 0 | 0% | 1.609% | 0 |  |  |  | 0% | 11.8% | 0 | 25.41% | 11.8% | 3.8038e-05 | 0% | 11.8% | 0 | 55.56% | 0.3737% | 2.6338e-06 | 0% | 0.3737% | 0 | 0% | 0.3737% | 0 | 0% | 100% | 0 | 0% | 100% | 0 | 0% | 100% | 0 | 0% | 100% | 0 |  |  | 0 |  |  | 0 |  |  | 0
BERKELEY T 0402302696 | 4.8086e-05 | 0 | 0.00040902 | 0 | 0.00040902 | 6.2163e-05 | 0.00043458 | 0.00017845 | 0% | 99% | 0 | 0% | 99% | 0 | 0% | 99% | 0 | 0% | 99% | 0 | 0% | 64.73% | 0 | 0% | 52.57% | 0 | 0% | 52.57% | 0 | 0% | 52.57% | 0 | 0 | 0% | 2.999% | 0 | 0% | 2.999% | 0 | 0% | 2.999% | 0 | 0% | 0.3199% | 0 | 0% | 0.3199% | 0 | 0% | 0.3199% | 0 | 0% | 0.9802% | 0 | 0% | 0.9802% | 0 | 0% | 0.9802% | 0 | 0% | 0.9932% | 0 | 100% | 0.9932% | 4.0624e-06 | 0% | 0.9932% | 0 | 0% | 7.319% | 0 | 0% | 7.319% | 0 | 0% | 7.319% | 0 | 0% | 0.359% | 0 | 0% | 0.359% | 0 | 0% | 0.359% | 0 |  |  |  | 0% | 11.8% | 0 | 0% | 11.8% | 0 | 0% | 11.8% | 0 | 0% | 0.3577% | 0 | 0% | 0.3577% | 0 | 0% | 0.3577% | 0 | 0% | 100% | 0 | 0% | 100% | 0 | 0% | 100% | 0 | 0% | 100% | 0 |  |  | 0 |  |  | 0 |  |  | 0
MANZANITA 0404878376 | 4.7904e-05 | 0 | 0.0024449 | 0 | 0.0024449 | 0.00027727 | 0.0028688 | 0.0008898 | 0% | 99% | 0 | 0% | 99% | 0 | 0% | 99% | 0 | 0% | 99% | 0 | 0% | 64.6% | 0 | 0% | 51.76% | 0 | 0% | 51.76% | 0 | 0% | 51.76% | 0 | 0 | 0% | 4.076% | 0 | 0% | 4.076% | 0 | 0% | 4.076% | 0 | 0% | 0.4455% | 0 | 0% | 0.4455% | 0 | 0% | 0.4455% | 0 | 0% | 1.093% | 0 | 0% | 1.093% | 0 | 0% | 1.093% | 0 | 43.64% | 1.15% | 1.2273e-05 | 0% | 1.15% | 0 | 0% | 1.15% | 0 | 0% | 8.239% | 0 | 0% | 8.239% | 0 | 0% | 8.239% | 0 | 0% | 0.3274% | 0 | 0% | 0.3274% | 0 | 0% | 0.3274% | 0 |  |  |  | 0% | 11.8% | 0 | 0% | 11.8% | 0 | 0% | 11.8% | 0 | 0% | 0.3642% | 0 | 0% | 0.3642% | 0 | 0% | 0.3642% | 0 | 0% | 100% | 0 | 0% | 100% | 0 | 0% | 100% | 0 | 0% | 100% | 0 |  |  | 0 |  |  | 0 |  |  | 0
FIGARDEN 210245890 | 4.7868e-05 | 0 | 0.016042 | 0 | 0.016042 | 0.0022411 | 0.014819 | 0.009422 | 0% | 99% | 0 | 0% | 99% | 0 | 0% | 99% | 0 | 0% | 99% | 0 | 0% | 63.41% | 0 | 0% | 49.74% | 0 | 0% | 49.74% | 0 | 0% | 49.74% | 0 | 0 | 0% | 2.632% | 0 | 0% | 2.632% | 0 | 0% | 2.632% | 0 | 0% | 0.2969% | 0 | 0% | 0.2969% | 0 | 0% | 0.2969% | 0 | 0% | 0.839% | 0 | 0% | 0.839% | 0 | 0% | 0.839% | 0 | 0% | 0.8617% | 0 | 0% | 0.8617% | 0 | 100% | 0.8617% | 0.00013825 | 0% | 6.295% | 0 | 0% | 6.295% | 0 | 0% | 6.295% | 0 | 0% | 0.392% | 0 | 0% | 0.392% | 0 | 0% | 0.392% | 0 |  |  |  | 0% | 11.8% | 0 | 0% | 11.8% | 0 | 0% | 11.8% | 0 | 0% | 0.3632% | 0 | 0% | 0.3632% | 0 | 0% | 0.3632% | 0 | 0% | 100% | 0 | 0% | 100% | 0 | 0% | 100% | 0 | 0% | 100% | 0 |  |  | 0 |  |  | 0 |  |  | 0
COLUMBUS 1104CB | 4.7679e-05 | 0 | 0.058036 | 0 | 0.058036 | 0.016511 | 0.053095 | 0.026198 | 0% | 99% | 0 | 0% | 99% | 0 | 0% | 99% | 0 | 0% | 99% | 0 | 0% | 63.45% | 0 | 0% | 50.8% | 0 | 0% | 50.8% | 0 | 0% | 50.8% | 0 | 0 | 0% | 2.485% | 0 | 0% | 2.485% | 0 | 0% | 2.485% | 0 | 0% | 0.2731% | 0 | 0% | 0.2731% | 0 | 0% | 0.2731% | 0 | 0% | 0.8441% | 0 | 0% | 0.8441% | 0 | 0% | 0.8441% | 0 | 0% | 0.8456% | 0 | 0% | 0.8456% | 0 | 0% | 0.8456% | 0 | 0% | 6.281% | 0 | 0% | 6.281% | 0 | 0% | 6.281% | 0 | 0% | 0.503% | 0 | 0% | 0.503% | 0 | 0% | 0.503% | 0 |  |  |  | 0% | 11.8% | 0 | 0% | 11.8% | 0 | 0% | 11.8% | 0 | 0% | 0.3602% | 0 | 0% | 0.3602% | 0 | 0% | 0.3602% | 0 | 0% | 100% | 0 | 0% | 100% | 0 | 0% | 100% | 0 | 0% | 100% | 0 |  |  | 0 |  |  | 0 |  |  | 0
STOCKDALE 2113203905 | 4.7639e-05 | 0 | 0.078937 | 0 | 0.078937 | 0.01491 | 0.072301 | 0.043096 | 0% | 99% | 0 | 0% | 99% | 0 | 0% | 99% | 0 | 0% | 99% | 0 | 0% | 63.58% | 0 | 0% | 50.74% | 0 | 0% | 50.74% | 0 | 0% | 50.74% | 0 | 0 | 0% | 2.496% | 0 | 0% | 2.496% | 0 | 0% | 2.496% | 0 | 0% | 0.2756% | 0 | 0% | 0.2756% | 0 | 0% | 0.2756% | 0 | 0% | 0.8433% | 0 | 0% | 0.8433% | 0 | 0% | 0.8433% | 0 | 0% | 0.8497% | 0 | 0% | 0.8497% | 0 | 15.67% | 0.8497% | 0.00010508 | 0% | 6.288% | 0 | 0% | 6.288% | 0 | 0% | 6.288% | 0 | 0% | 0.3578% | 0 | 0% | 0.3578% | 0 | 0% | 0.3578% | 0 |  |  |  | 0% | 11.8% | 0 | 0% | 11.8% | 0 | 0% | 11.8% | 0 | 0% | 0.3608% | 0 | 0% | 0.3608% | 0 | 0% | 0.3608% | 0 | 0% | 100% | 0 | 0% | 100% | 0 | 0% | 100% | 0 | 0% | 100% | 0 |  |  | 0 |  |  | 0 |  |  | 0
ASHLAN AVE 2110CB | 4.7617e-05 | 0 | 0.035133 | 0 | 0.035133 | 0.01321 | 0.02818 | 0.016606 | 0% | 99% | 0 | 0% | 99% | 0 | 0% | 99% | 0 | 0% | 99% | 0 | 0% | 64.51% | 0 | 0% | 50.31% | 0 | 0% | 50.31% | 0 | 0% | 50.31% | 0 | 0 | 0% | 2.32% | 0 | 0% | 2.32% | 0 | 0% | 2.32% | 0 | 0% | 0.2596% | 0 | 0% | 0.2596% | 0 | 0% | 0.2596% | 0 | 0% | 0.7357% | 0 | 0% | 0.7357% | 0 | 0% | 0.7357% | 0 | 0% | 0.7576% | 0 | 0% | 0.7576% | 0 | 95.99% | 0.7576% | 0.0002555 | 0% | 5.522% | 0 | 0% | 5.522% | 0 | 0% | 5.522% | 0 | 0% | 1.025% | 0 | 0% | 1.025% | 0 | 0% | 1.025% | 0 |  |  |  | 0% | 11.8% | 0 | 0% | 11.8% | 0 | 0% | 11.8% | 0 | 0% | 0.3692% | 0 | 0% | 0.3692% | 0 | 0% | 0.3692% | 0 | 0% | 100% | 0 | 0% | 100% | 0 | 0% | 100% | 0 | 0% | 100% | 0 |  |  | 0 |  |  | 0 |  |  | 0
SAN RAFAEL 1102848296 | 4.7589e-05 | 0 | 0.0064767 | 0 | 0.0064767 | 0.00084125 | 0.0073543 | 0.0024958 | 0% | 99% | 0 | 0% | 99% | 0 | 0% | 99% | 0 | 0% | 99% | 0 | 0% | 63.96% | 0 | 0% | 50.4% | 0 | 0% | 50.4% | 0 | 0% | 50.4% | 0 | 0 | 0% | 4.017% | 0 | 0% | 4.017% | 0 | 0% | 4.017% | 0 | 0% | 0.4398% | 0 | 0% | 0.4398% | 0 | 0% | 0.4398% | 0 | 0% | 1.043% | 0 | 0% | 1.043% | 0 | 0% | 1.043% | 0 | 0% | 1.101% | 0 | 98.65% | 1.101% | 7.0363e-05 | 0% | 1.101% | 0 | 0% | 7.865% | 0 | 0% | 7.865% | 0 | 0% | 7.865% | 0 | 0% | 0.3767% | 0 | 0% | 0.3767% | 0 | 0% | 0.3767% | 0 |  |  |  | 0% | 11.8% | 0 | 0% | 11.8% | 0 | 0% | 11.8% | 0 | 0% | 0.3646% | 0 | 0% | 0.3646% | 0 | 0% | 0.3646% | 0 | 0% | 100% | 0 | 0% | 100% | 0 | 0% | 100% | 0 | 0% | 100% | 0 |  |  | 0 |  |  | 0 |  |  | 0
TRIMBLE 1103XR342 | 4.7513e-05 | 0 | 0.018591 | 0 | 0.018591 | 0.0021142 | 0.019569 | 0.0090062 | 0% | 99% | 0 | 0% | 99% | 0 | 0% | 99% | 0 | 0% | 99% | 0 | 0% | 64.91% | 0 | 0% | 51.37% | 0 | 0% | 51.37% | 0 | 0% | 51.37% | 0 | 0 | 0% | 3.4% | 0 | 0% | 3.4% | 0 | 0% | 3.4% | 0 | 0% | 0.3812% | 0 | 0% | 0.3812% | 0 | 0% | 0.3812% | 0 | 0% | 0.9581% | 0 | 0% | 0.9581% | 0 | 0% | 0.9581% | 0 | 0% | 1.011% | 0 | 37.79% | 1.011% | 7.1046e-05 | 0% | 1.011% | 0 | 0% | 7.237% | 0 | 0% | 7.237% | 0 | 0% | 7.237% | 0 | 0% | 0.3184% | 0 | 0% | 0.3184% | 0 | 0% | 0.3184% | 0 |  |  |  | 0% | 11.8% | 0 | 0% | 11.8% | 0 | 0% | 11.8% | 0 | 0% | 0.3649% | 0 | 0% | 0.3649% | 0 | 0% | 0.3649% | 0 | 0% | 100% | 0 | 0% | 100% | 0 | 0% | 100% | 0 | 0% | 100% | 0 |  |  | 0 |  |  | 0 |  |  | 0
SAN LEANDRO U 1106CB | 4.7403e-05 | 0 | 0.0064514 | 0 | 0.0064514 | 0.00035863 | 0.0070617 | 0.0032293 | 0% | 99% | 0 | 0% | 99% | 0 | 0% | 99% | 0 | 0% | 99% | 0 | 0% | 64.6% | 0 | 0% | 51.44% | 0 | 0% | 51.44% | 0 | 0% | 51.44% | 0 | 0 | 0% | 3.607% | 0 | 0% | 3.607% | 0 | 0% | 3.607% | 0 | 0% | 0.4017% | 0 | 0% | 0.4017% | 0 | 0% | 0.4017% | 0 | 0% | 1.003% | 0 | 0% | 1.003% | 0 | 0% | 1.003% | 0 | 0% | 1.062% | 0 | 100% | 1.062% | 6.8483e-05 | 0% | 1.062% | 0 | 0% | 7.588% | 0 | 0% | 7.588% | 0 | 0% | 7.588% | 0 | 0% | 0.2153% | 0 | 0% | 0.2153% | 0 | 0% | 0.2153% | 0 |  |  |  | 0% | 11.8% | 0 | 0% | 11.8% | 0 | 0% | 11.8% | 0 | 0% | 0.3651% | 0 | 0% | 0.3651% | 0 | 0% | 0.3651% | 0 | 0% | 100% | 0 | 0% | 100% | 0 | 0% | 100% | 0 | 0% | 100% | 0 |  |  | 0 |  |  | 0 |  |  | 0
PANAMA 2102784680 | 4.726e-05 | 0 | 0.022592 | 0 | 0.022592 | 0.0038152 | 0.020553 | 0.012926 | 0% | 99% | 0 | 0% | 99% | 0 | 0% | 99% | 0 | 0% | 99% | 0 | 0% | 64.3% | 0 | 0% | 50.81% | 0 | 0% | 50.81% | 0 | 0% | 50.81% | 0 | 0 | 0% | 2.617% | 0 | 0% | 2.617% | 0 | 0% | 2.617% | 0 | 0% | 0.298% | 0 | 0% | 0.298% | 0 | 0% | 0.298% | 0 | 0% | 0.8324% | 0 | 0% | 0.8324% | 0 | 0% | 0.8324% | 0 | 0% | 0.8672% | 0 | 0% | 0.8672% | 0 | 5.456% | 0.8672% | 1.0691e-05 | 0% | 6.276% | 0 | 0% | 6.276% | 0 | 0% | 6.276% | 0 | 0% | 0.332% | 0 | 0% | 0.332% | 0 | 0% | 0.332% | 0 |  |  |  | 0% | 11.8% | 0 | 0% | 11.8% | 0 | 0% | 11.8% | 0 | 0% | 0.3666% | 0 | 0% | 0.3666% | 0 | 0% | 0.3666% | 0 | 0% | 100% | 0 | 0% | 100% | 0 | 0% | 100% | 0 | 0% | 100% | 0 |  |  | 0 |  |  | 0 |  |  | 0
SAN JOSE B 1107XR020 | 4.7101e-05 | 0 | 0.0121 | 0 | 0.0121 | 0.0049939 | 0.010077 | 0.0049021 | 0% | 99% | 0 | 0% | 99% | 0 | 0% | 99% | 0 | 0% | 99% | 0 | 0% | 65.53% | 0 | 0% | 51.32% | 0 | 0% | 51.32% | 0 | 0% | 51.32% | 0 | 0 | 0% | 2.65% | 0 | 0% | 2.65% | 0 | 0% | 2.65% | 0 | 0% | 0.2945% | 0 | 0% | 0.2945% | 0 | 0% | 0.2945% | 0 | 0% | 0.764% | 0 | 0% | 0.764% | 0 | 0% | 0.764% | 0 | 0% | 0.7973% | 0 | 0% | 0.7973% | 0 | 0% | 0.7973% | 0 | 0% | 5.749% | 0 | 0% | 5.749% | 0 | 0% | 5.749% | 0 | 0% | 0.9096% | 0 | 0% | 0.9096% | 0 | 0% | 0.9096% | 0 |  |  |  | 0% | 11.8% | 0 | 0% | 11.8% | 0 | 0% | 11.8% | 0 | 0% | 0.3709% | 0 | 0% | 0.3709% | 0 | 0% | 0.3709% | 0 | 0% | 100% | 0 | 0% | 100% | 0 | 0% | 100% | 0 | 0% | 100% | 0 |  |  | 0 |  |  | 0 |  |  | 0
HUNTERS POINT (P) 110612531 | 4.6991e-05 | 0 | 0.009529 | 0 | 0.009529 | 0.00032784 | 0.011627 | 0.0037754 | 0% | 99% | 0 | 0% | 99% | 0 | 0% | 99% | 0 | 0% | 99% | 0 | 0% | 62.06% | 0 | 0% | 49.29% | 0 | 0% | 49.29% | 0 | 0% | 49.29% | 0 | 0 | 0% | 4.136% | 0 | 0% | 4.136% | 0 | 0% | 4.136% | 0 | 0% | 0.4552% | 0 | 0% | 0.4552% | 0 | 0% | 0.4552% | 0 | 0% | 1.13% | 0 | 0% | 1.13% | 0 | 0% | 1.13% | 0 | 0% | 1.199% | 0 | 98.88% | 1.199% | 0.00011299 | 0% | 1.199% | 0 | 0% | 8.559% | 0 | 0% | 8.559% | 0 | 0% | 8.559% | 0 | 0% | 0.1825% | 0 | 0% | 0.1825% | 0 | 0% | 0.1825% | 0 |  |  |  | 0% | 11.8% | 0 | 0% | 11.8% | 0 | 0% | 11.8% | 0 | 0% | 0.3642% | 0 | 0% | 0.3642% | 0 | 0% | 0.3642% | 0 | 0% | 100% | 0 | 0% | 100% | 0 | 0% | 100% | 0 | 0% | 100% | 0 |  |  | 0 |  |  | 0 |  |  | 0
BAKERSFIELD 210616874 | 4.6932e-05 | 0 | 0.0054292 | 0 | 0.0054292 | 0.0018268 | 0.0049344 | 0.0022011 | 0% | 99% | 0 | 0% | 99% | 0 | 0% | 99% | 0 | 0% | 99% | 0 | 0% | 63.61% | 0 | 0% | 50.46% | 0 | 0% | 50.46% | 0 | 0% | 50.46% | 0 | 0 | 0% | 2.363% | 0 | 0% | 2.363% | 0 | 0% | 2.363% | 0 | 0% | 0.2644% | 0 | 0% | 0.2644% | 0 | 0% | 0.2644% | 0 | 0% | 0.8388% | 0 | 0% | 0.8388% | 0 | 0% | 0.8388% | 0 | 0% | 0.849% | 0 | 0% | 0.849% | 0 | 0% | 0.849% | 0 | 0% | 6.27% | 0 | 0% | 6.27% | 0 | 0% | 6.27% | 0 | 0% | 0.5837% | 0 | 0% | 0.5837% | 0 | 0% | 0.5837% | 0 |  |  |  | 0% | 11.8% | 0 | 0% | 11.8% | 0 | 0% | 11.8% | 0 | 0% | 0.362% | 0 | 0% | 0.362% | 0 | 0% | 0.362% | 0 | 0% | 100% | 0 | 0% | 100% | 0 | 0% | 100% | 0 | 0% | 100% | 0 |  |  | 0 |  |  | 0 |  |  | 0
RICHMOND R 1130CB | 4.6889e-05 | 0 | 0.01727 | 0 | 0.01727 | 0.0018843 | 0.017991 | 0.0086333 | 0% | 99% | 0 | 0% | 99% | 0 | 0% | 99% | 0 | 0% | 99% | 0 | 0% | 64.43% | 0 | 0% | 52.19% | 0 | 0% | 52.19% | 0 | 0% | 52.19% | 0 | 0 | 0% | 3.304% | 0 | 0% | 3.304% | 0 | 0% | 3.304% | 0 | 0% | 0.3575% | 0 | 0% | 0.3575% | 0 | 0% | 0.3575% | 0 | 0% | 0.9557% | 0 | 0% | 0.9557% | 0 | 0% | 0.9557% | 0 | 0% | 0.9645% | 0 | 0% | 0.9645% | 0 | 0% | 0.9645% | 0 | 0% | 7.105% | 0 | 0% | 7.105% | 0 | 0% | 7.105% | 0 | 0% | 0.2606% | 0 | 0% | 0.2606% | 0 | 0% | 0.2606% | 0 |  |  |  | 0% | 11.8% | 0 | 0% | 11.8% | 0 | 0% | 11.8% | 0 | 0% | 0.3569% | 0 | 0% | 0.3569% | 0 | 0% | 0.3569% | 0 | 0% | 100% | 0 | 0% | 100% | 0 | 0% | 100% | 0 | 0% | 100% | 0 |  |  | 0 |  |  | 0 |  |  | 0
EMBARCADERO (Z) 1122CB | 4.6711e-05 | 0 | 0.00039733 | 0 | 0.00039733 | 2.7599e-05 | 0.00049162 | 0.00013667 | 0% | 99% | 0 | 0% | 99% | 0 | 0% | 99% | 0 | 0% | 99% | 0 | 0% | 61.66% | 0 | 0% | 49.74% | 0 | 0% | 49.74% | 0 | 0% | 49.74% | 0 | 0 | 0% | 4.124% | 0 | 0% | 4.124% | 0 | 0% | 4.124% | 0 | 0% | 0.4395% | 0 | 0% | 0.4395% | 0 | 0% | 0.4395% | 0 | 0% | 1.15% | 0 | 0% | 1.15% | 0 | 0% | 1.15% | 0 | 100% | 1.182% | 4.6982e-06 | 0% | 1.182% | 0 | 0% | 1.182% | 0 | 0% | 8.609% | 0 | 0% | 8.609% | 0 | 0% | 8.609% | 0 | 0% | 0.2862% | 0 | 0% | 0.2862% | 0 | 0% | 0.2862% | 0 |  |  |  | 0% | 11.8% | 0 | 0% | 11.8% | 0 | 0% | 11.8% | 0 | 0% | 0.3565% | 0 | 0% | 0.3565% | 0 | 0% | 0.3565% | 0 | 0% | 100% | 0 | 0% | 100% | 0 | 0% | 100% | 0 | 0% | 100% | 0 |  |  | 0 |  |  | 0 |  |  | 0
CHANNEL 110111824 | 4.6706e-05 | 0 | 0.0079457 | 0 | 0.0079457 | 0.00085497 | 0.0075275 | 0.0047339 | 0% | 99% | 0 | 0% | 99% | 0 | 0% | 99% | 0 | 0% | 99% | 0 | 0% | 64.76% | 0 | 0% | 51.04% | 0 | 0% | 51.04% | 0 | 0% | 51.04% | 0 | 0 | 0% | 2.949% | 0 | 0% | 2.949% | 0 | 0% | 2.949% | 0 | 0% | 0.3368% | 0 | 0% | 0.3368% | 0 | 0% | 0.3368% | 0 | 0% | 0.8576% | 0 | 0% | 0.8576% | 0 | 0% | 0.8576% | 0 | 100% | 0.9037% | 7.1805e-05 | 0% | 0.9037% | 0 | 0% | 0.9037% | 0 | 0% | 6.483% | 0 | 0% | 6.483% | 0 | 0% | 6.483% | 0 | 0% | 0.3046% | 0 | 0% | 0.3046% | 0 | 0% | 0.3046% | 0 |  |  |  | 0% | 11.8% | 0 | 0% | 11.8% | 0 | 0% | 11.8% | 0 | 0% | 0.3671% | 0 | 0% | 0.3671% | 0 | 0% | 0.3671% | 0 | 0% | 100% | 0 | 0% | 100% | 0 | 0% | 100% | 0 | 0% | 100% | 0 |  |  | 0 |  |  | 0 |  |  | 0
HUNTERS POINT (P) 1108993640 | 4.6691e-05 | 0 | 0.00027801 | 0 | 0.00027801 | 2.6956e-05 | 0.00032433 | 0.00010764 | 0% | 99% | 0 | 0% | 99% | 0 | 0% | 99% | 0 | 0% | 99% | 0 | 0% | 64.51% | 0 | 0% | 51.91% | 0 | 0% | 51.91% | 0 | 0% | 51.91% | 0 | 0 | 0% | 4.186% | 0 | 0% | 4.186% | 0 | 0% | 4.186% | 0 | 0% | 0.4569% | 0 | 0% | 0.4569% | 0 | 0% | 0.4569% | 0 | 0% | 1.076% | 0 | 0% | 1.076% | 0 | 0% | 1.076% | 0 | 83.3% | 1.124% | 2.6032e-06 | 16.7% | 1.124% | 5.2199e-07 | 0% | 1.124% | 0 | 0% | 8.078% | 0 | 0% | 8.078% | 0 | 0% | 8.078% | 0 | 0% | 0.3488% | 0 | 0% | 0.3488% | 0 | 0% | 0.3488% | 0 |  |  |  | 0% | 11.8% | 0 | 0% | 11.8% | 0 | 0% | 11.8% | 0 | 0% | 0.3613% | 0 | 0% | 0.3613% | 0 | 0% | 0.3613% | 0 | 0% | 100% | 0 | 0% | 100% | 0 | 0% | 100% | 0 | 0% | 100% | 0 |  |  | 0 |  |  | 0 |  |  | 0
OAKLAND L 1101829806 | 4.6508e-05 | 0 | 0.00055384 | 0 | 0.00055384 | 8.5567e-05 | 0.0005864 | 0.0002423 | 0% | 99% | 0 | 0% | 99% | 0 | 0% | 99% | 0 | 0% | 99% | 0 | 0% | 64.3% | 0 | 0% | 51.87% | 0 | 0% | 51.87% | 0 | 0% | 51.87% | 0 | 0 | 0% | 3.396% | 0 | 0% | 3.396% | 0 | 0% | 3.396% | 0 | 0% | 0.3704% | 0 | 0% | 0.3704% | 0 | 0% | 0.3704% | 0 | 0% | 0.98% | 0 | 0% | 0.98% | 0 | 0% | 0.98% | 0 | 26.81% | 1.007% | 1.4958e-06 | 0% | 1.007% | 0 | 0% | 1.007% | 0 | 0% | 7.334% | 0 | 0% | 7.334% | 0 | 0% | 7.334% | 0 | 0% | 0.4283% | 0 | 0% | 0.4283% | 0 | 0% | 0.4283% | 0 |  |  |  | 0% | 11.8% | 0 | 0% | 11.8% | 0 | 0% | 11.8% | 0 | 0% | 0.3609% | 0 | 0% | 0.3609% | 0 | 0% | 0.3609% | 0 | 0% | 100% | 0 | 0% | 100% | 0 | 0% | 100% | 0 | 0% | 100% | 0 |  |  | 0 |  |  | 0 |  |  | 0
OAKLAND C 1121829656 | 4.6456e-05 | 0 | 0.0010274 | 0 | 0.0010274 | 5.0969e-05 | 0.0012668 | 0.00037825 | 0% | 99% | 0 | 0% | 99% | 0 | 0% | 99% | 0 | 0% | 99% | 0 | 0% | 60.72% | 0 | 0% | 47.47% | 0 | 0% | 47.47% | 0 | 0% | 47.47% | 0 | 0 | 0% | 3.351% | 0 | 0% | 3.351% | 0 | 0% | 3.351% | 0 | 0% | 0.3807% | 0 | 0% | 0.3807% | 0 | 0% | 0.3807% | 0 | 0% | 1.139% | 0 | 0% | 1.139% | 0 | 0% | 1.139% | 0 | 100% | 1.201% | 1.234e-05 | 0% | 1.201% | 0 | 0% | 1.201% | 0 | 0% | 8.665% | 0 | 0% | 8.665% | 0 | 0% | 8.665% | 0 | 0% | 0.2386% | 0 | 0% | 0.2386% | 0 | 0% | 0.2386% | 0 |  |  |  | 0% | 11.8% | 0 | 0% | 11.8% | 0 | 0% | 11.8% | 0 | 0% | 0.3614% | 0 | 0% | 0.3614% | 0 | 0% | 0.3614% | 0 | 0% | 100% | 0 | 0% | 100% | 0 | 0% | 100% | 0 | 0% | 100% | 0 |  |  | 0 |  |  | 0 |  |  | 0
PUEBLO 1102662 | 4.6433e-05 | 0 | 0.0082153 | 0.39469 | 0.40291 | 0.003263 | 0.0077079 | 0.0025906 | 0% | 99% | 0 | 0% | 99% | 0 | 0% | 99% | 0 | 0% | 99% | 0 | 0% | 63.51% | 0 | 0% | 49.92% | 0 | 0% | 49.92% | 0 | 0% | 49.92% | 0 | 0.39469 | 0% | 3.117% | 0 | 0% | 3.117% | 0 | 0% | 3.117% | 0 | 0% | 0.335% | 0 | 0% | 0.335% | 0 | 0% | 0.335% | 0 | 0% | 0.8666% | 0 | 0% | 0.8666% | 0 | 0% | 0.8666% | 0 | 1.357% | 0.8817% | 9.8302e-07 | 0% | 0.8817% | 0 | 1.443% | 0.8817% | 1.0455e-06 | 0% | 6.456% | 0 | 0% | 6.456% | 0 | 0% | 6.456% | 0 | 0% | 1.035% | 0 | 0% | 1.035% | 0 | 0% | 1.035% | 0 |  |  |  | 0% | 11.8% | 0 | 0% | 11.8% | 0 | 0% | 11.8% | 0 | 0% | 0.364% | 0 | 0% | 0.364% | 0 | 0% | 0.364% | 0 | 0% | 100% | 0 | 0% | 100% | 0 | 0% | 100% | 0 | 0% | 100% | 0 |  |  | 0 |  |  | 0 |  |  | 0
LIVERMORE 1103CB | 4.6232e-05 | 0 | 0.0048763 | 0 | 0.0048763 | 0.00072509 | 0.0048353 | 0.0024892 | 0% | 99% | 0 | 0% | 99% | 0 | 0% | 99% | 0 | 0% | 99% | 0 | 0% | 64.96% | 0 | 0% | 51.43% | 0 | 0% | 51.43% | 0 | 0% | 51.43% | 0 | 0 | 0% | 3.308% | 0 | 0% | 3.308% | 0 | 0% | 3.308% | 0 | 0% | 0.3641% | 0 | 0% | 0.3641% | 0 | 0% | 0.3641% | 0 | 0% | 0.9075% | 0 | 0% | 0.9075% | 0 | 0% | 0.9075% | 0 | 96.5% | 0.9451% | 4.4471e-05 | 0% | 0.9451% | 0 | 0% | 0.9451% | 0 | 0% | 6.816% | 0 | 0% | 6.816% | 0 | 0% | 6.816% | 0 | 0% | 0.4209% | 0 | 0% | 0.4209% | 0 | 0% | 0.4209% | 0 |  |  |  | 0% | 11.8% | 0 | 0% | 11.8% | 0 | 0% | 11.8% | 0 | 0% | 0.3651% | 0 | 0% | 0.3651% | 0 | 0% | 0.3651% | 0 | 0% | 100% | 0 | 0% | 100% | 0 | 0% | 100% | 0 | 0% | 100% | 0 |  |  | 0 |  |  | 0 |  |  | 0
WEST SACRAMENTO 1108CB | 4.6138e-05 | 0 | 0.035807 | 0 | 0.035807 | 0.010307 | 0.034056 | 0.014746 | 0% | 99% | 0 | 0% | 99% | 0 | 0% | 99% | 0 | 0% | 99% | 0 | 0% | 63.51% | 0 | 0% | 49.89% | 0 | 0% | 49.89% | 0 | 0% | 49.89% | 0 | 0 | 0% | 2.621% | 0 | 0% | 2.621% | 0 | 0% | 2.621% | 0 | 0% | 0.3052% | 0 | 0% | 0.3052% | 0 | 0% | 0.3052% | 0 | 0% | 0.8553% | 0 | 0% | 0.8553% | 0 | 0% | 0.8553% | 0 | 0% | 0.8797% | 0 | 0% | 0.8797% | 0 | 0% | 0.8797% | 0 | 0% | 6.416% | 0 | 0% | 6.416% | 0 | 0% | 6.416% | 0 | 0% | 0.7178% | 0 | 0% | 0.7178% | 0 | 0% | 0.7178% | 0 |  |  |  | 0% | 11.8% | 0 | 0% | 11.8% | 0 | 0% | 11.8% | 0 | 0% | 0.3608% | 0 | 0% | 0.3608% | 0 | 0% | 0.3608% | 0 | 0% | 100% | 0 | 0% | 100% | 0 | 0% | 100% | 0 | 0% | 100% | 0 |  |  | 0 |  |  | 0 |  |  | 0
OAKLAND C 1121CB | 4.612e-05 | 0 | 0.011298 | 0 | 0.011298 | 0.00087371 | 0.014119 | 0.0036584 | 0% | 99% | 0 | 0% | 99% | 0 | 0% | 99% | 0 | 0% | 99% | 0 | 0% | 61.43% | 0 | 0% | 48.85% | 0 | 0% | 48.85% | 0 | 0% | 48.85% | 0 | 0 | 0% | 3.83% | 0 | 0% | 3.83% | 0 | 0% | 3.83% | 0 | 0% | 0.4204% | 0 | 0% | 0.4204% | 0 | 0% | 0.4204% | 0 | 0% | 1.154% | 0 | 0% | 1.154% | 0 | 0% | 1.154% | 0 | 97.47% | 1.193% | 0.00013136 | 0.3438% | 1.193% | 4.6335e-07 | 0% | 1.193% | 0 | 0% | 8.675% | 0 | 0% | 8.675% | 0 | 0% | 8.675% | 0 | 0% | 0.3258% | 0 | 0% | 0.3258% | 0 | 0% | 0.3258% | 0 |  |  |  | 0% | 11.8% | 0 | 0% | 11.8% | 0 | 0% | 11.8% | 0 | 0% | 0.356% | 0 | 0% | 0.356% | 0 | 0% | 0.356% | 0 | 0% | 100% | 0 | 0% | 100% | 0 | 0% | 100% | 0 | 0% | 100% | 0 |  |  | 0 |  |  | 0 |  |  | 0
OAKLAND J 1101CB | 4.6006e-05 | 0 | 0.016984 | 0 | 0.016984 | 0.00091402 | 0.020673 | 0.0064488 | 0% | 99% | 0 | 0% | 99% | 0 | 0% | 99% | 0 | 0% | 99% | 0 | 0% | 62.93% | 0 | 0% | 50.22% | 0 | 0% | 50.22% | 0 | 0% | 50.22% | 0 | 0 | 0% | 3.911% | 0 | 0% | 3.911% | 0 | 0% | 3.911% | 0 | 0% | 0.4319% | 0 | 0% | 0.4319% | 0 | 0% | 0.4319% | 0 | 0% | 1.123% | 0 | 0% | 1.123% | 0 | 0% | 1.123% | 0 | 0% | 1.171% | 0 | 0% | 1.171% | 0 | 96.92% | 1.171% | 0.00019271 | 0% | 8.454% | 0 | 0% | 8.454% | 0 | 0% | 8.454% | 0 | 0% | 0.2142% | 0 | 0% | 0.2142% | 0 | 0% | 0.2142% | 0 |  |  |  | 0% | 11.8% | 0 | 0% | 11.8% | 0 | 0% | 11.8% | 0 | 0% | 0.359% | 0 | 0% | 0.359% | 0 | 0% | 0.359% | 0 | 0% | 100% | 0 | 0% | 100% | 0 | 0% | 100% | 0 | 0% | 100% | 0 |  |  | 0 |  |  | 0 |  |  | 0
WOODLAND 1107388804 | 4.5817e-05 | 0 | 0.059939 | 0 | 0.059939 | 0.031123 | 0.047775 | 0.020047 | 0% | 99% | 0 | 0% | 99% | 0 | 0% | 99% | 0 | 0% | 99% | 0 | 0% | 63.22% | 0 | 0% | 49.48% | 0 | 0% | 49.48% | 0 | 0% | 49.48% | 0 | 0 | 0% | 2.121% | 0 | 0% | 2.121% | 0 | 0% | 2.121% | 0 | 0% | 0.2316% | 0 | 0% | 0.2316% | 0 | 0% | 0.2316% | 0 | 0% | 0.726% | 0 | 0% | 0.726% | 0 | 0% | 0.726% | 0 | 0% | 0.7119% | 0 | 0% | 0.7119% | 0 | 0% | 0.7119% | 0 | 0% | 5.359% | 0 | 0% | 5.359% | 0 | 0% | 5.359% | 0 | 0% | 1.276% | 0 | 0% | 1.276% | 0 | 0% | 1.276% | 0 |  |  |  | 0% | 11.8% | 0 | 0% | 11.8% | 0 | 0% | 11.8% | 0 | 0% | 0.3614% | 0 | 0% | 0.3614% | 0 | 0% | 0.3614% | 0 | 0% | 100% | 0 | 0% | 100% | 0 | 0% | 100% | 0 | 0% | 100% | 0 |  |  | 0 |  |  | 0 |  |  | 0
REDWOOD CITY 1101CB | 4.5815e-05 | 0 | 0.012743 | 0 | 0.012743 | 0.0016218 | 0.012992 | 0.006422 | 0% | 99% | 0 | 0% | 99% | 0 | 0% | 99% | 0 | 0% | 99% | 0 | 0% | 65.47% | 0 | 0% | 52.69% | 0 | 0% | 52.69% | 0 | 0% | 52.69% | 0 | 0 | 0% | 3.554% | 0 | 0% | 3.554% | 0 | 0% | 3.554% | 0 | 0% | 0.3839% | 0 | 0% | 0.3839% | 0 | 0% | 0.3839% | 0 | 0% | 0.9372% | 0 | 0% | 0.9372% | 0 | 0% | 0.9372% | 0 | 0% | 0.9706% | 0 | 93.21% | 0.9706% | 0.00011529 | 0% | 0.9706% | 0 | 0% | 7.016% | 0 | 0% | 7.016% | 0 | 0% | 7.016% | 0 | 0% | 0.3614% | 0 | 0% | 0.3614% | 0 | 0% | 0.3614% | 0 |  |  |  | 0% | 11.8% | 0 | 0% | 11.8% | 0 | 0% | 11.8% | 0 | 0% | 0.3638% | 0 | 0% | 0.3638% | 0 | 0% | 0.3638% | 0 | 0% | 100% | 0 | 0% | 100% | 0 | 0% | 100% | 0 | 0% | 100% | 0 |  |  | 0 |  |  | 0 |  |  | 0
CHANNEL 110249982 | 4.5729e-05 | 0 | 0.016493 | 0 | 0.016493 | 0.0070723 | 0.014222 | 0.0059308 | 0% | 99% | 0 | 0% | 99% | 0 | 0% | 99% | 0 | 0% | 99% | 0 | 0% | 63.79% | 0 | 0% | 50.39% | 0 | 0% | 50.39% | 0 | 0% | 50.39% | 0 | 0 | 0% | 2.455% | 0 | 0% | 2.455% | 0 | 0% | 2.455% | 0 | 0% | 0.2681% | 0 | 0% | 0.2681% | 0 | 0% | 0.2681% | 0 | 0% | 0.7923% | 0 | 0% | 0.7923% | 0 | 0% | 0.7923% | 0 | 66.38% | 0.7969% | 8.7243e-05 | 33.62% | 0.7969% | 4.4184e-05 | 0% | 0.7969% | 0 | 0% | 5.896% | 0 | 0% | 5.896% | 0 | 0% | 5.896% | 0 | 0% | 1.079% | 0 | 0% | 1.079% | 0 | 0% | 1.079% | 0 |  |  |  | 0% | 11.8% | 0 | 0% | 11.8% | 0 | 0% | 11.8% | 0 | 0% | 0.3634% | 0 | 0% | 0.3634% | 0 | 0% | 0.3634% | 0 | 0% | 100% | 0 | 0% | 100% | 0 | 0% | 100% | 0 | 0% | 100% | 0 |  |  | 0 |  |  | 0 |  |  | 0
ASHLAN AVE 1108R3320 | 4.5574e-05 | 0 | 0.01287 | 0 | 0.01287 | 0.0031895 | 0.012748 | 0.0053078 | 0% | 99% | 0 | 0% | 99% | 0 | 0% | 99% | 0 | 0% | 99% | 0 | 0% | 63.1% | 0 | 0% | 49.94% | 0 | 0% | 49.94% | 0 | 0% | 49.94% | 0 | 0 | 0% | 2.698% | 0 | 0% | 2.698% | 0 | 0% | 2.698% | 0 | 0% | 0.3046% | 0 | 0% | 0.3046% | 0 | 0% | 0.3046% | 0 | 0% | 0.9122% | 0 | 0% | 0.9122% | 0 | 0% | 0.9122% | 0 | 0% | 0.9352% | 0 | 0% | 0.9352% | 0 | 0% | 0.9352% | 0 | 0% | 6.846% | 0 | 0% | 6.846% | 0 | 0% | 6.846% | 0 | 0% | 0.654% | 0 | 0% | 0.654% | 0 | 0% | 0.654% | 0 |  |  |  | 0% | 11.8% | 0 | 0% | 11.8% | 0 | 0% | 11.8% | 0 | 0% | 0.3617% | 0 | 0% | 0.3617% | 0 | 0% | 0.3617% | 0 | 0% | 100% | 0 | 0% | 100% | 0 | 0% | 100% | 0 | 0% | 100% | 0 |  |  | 0 |  |  | 0 |  |  | 0
EL PATIO 1111CB | 4.5543e-05 | 0 | 0.0048036 | 0 | 0.0048036 | 0.0019273 | 0.0038548 | 0.0021474 | 0% | 99% | 0 | 0% | 99% | 0 | 0% | 99% | 0 | 0% | 99% | 0 | 0% | 65.72% | 0 | 0% | 51.41% | 0 | 0% | 51.41% | 0 | 0% | 51.41% | 0 | 0 | 0% | 2.731% | 0 | 0% | 2.731% | 0 | 0% | 2.731% | 0 | 0% | 0.3011% | 0 | 0% | 0.3011% | 0 | 0% | 0.3011% | 0 | 0% | 0.733% | 0 | 0% | 0.733% | 0 | 0% | 0.733% | 0 | 100% | 0.762% | 3.6603e-05 | 0% | 0.762% | 0 | 0% | 0.762% | 0 | 0% | 5.497% | 0 | 0% | 5.497% | 0 | 0% | 5.497% | 0 | 0% | 0.9124% | 0 | 0% | 0.9124% | 0 | 0% | 0.9124% | 0 |  |  |  | 0% | 11.8% | 0 | 0% | 11.8% | 0 | 0% | 11.8% | 0 | 0% | 0.3711% | 0 | 0% | 0.3711% | 0 | 0% | 0.3711% | 0 | 0% | 100% | 0 | 0% | 100% | 0 | 0% | 100% | 0 | 0% | 100% | 0 |  |  | 0 |  |  | 0 |  |  | 0
WESTPARK 110314893 | 4.5491e-05 | 0 | 0.0052625 | 0 | 0.0052625 | 0.0012776 | 0.0051386 | 0.0022709 | 0% | 99% | 0 | 0% | 99% | 0 | 0% | 99% | 0 | 0% | 99% | 0 | 0% | 62.74% | 0 | 0% | 50.51% | 0 | 0% | 50.51% | 0 | 0% | 50.51% | 0 | 0 | 0% | 2.423% | 0 | 0% | 2.423% | 0 | 0% | 2.423% | 0 | 0% | 0.2671% | 0 | 0% | 0.2671% | 0 | 0% | 0.2671% | 0 | 0% | 0.9026% | 0 | 0% | 0.9026% | 0 | 0% | 0.9026% | 0 | 0% | 0.898% | 0 | 96.51% | 0.898% | 4.5606e-05 | 3.494% | 0.898% | 1.6512e-06 | 0% | 6.713% | 0 | 0% | 6.713% | 0 | 0% | 6.713% | 0 | 0% | 0.4955% | 0 | 0% | 0.4955% | 0 | 0% | 0.4955% | 0 |  |  |  | 0% | 11.8% | 0 | 0% | 11.8% | 0 | 0% | 11.8% | 0 | 0% | 0.3564% | 0 | 0% | 0.3564% | 0 | 0% | 0.3564% | 0 | 0% | 100% | 0 | 0% | 100% | 0 | 0% | 100% | 0 | 0% | 100% | 0 |  |  | 0 |  |  | 0 |  |  | 0
LARKIN (Y) 1127338022 | 4.549e-05 | 0 | 0.00088997 | 0 | 0.00088997 | 4.6859e-05 | 0.0011765 | 0.00024579 | 0% | 99% | 0 | 0% | 99% | 0 | 0% | 99% | 0 | 0% | 99% | 0 | 0% | 61.62% | 0 | 0% | 48.94% | 0 | 0% | 48.94% | 0 | 0% | 48.94% | 0 | 0 | 0% | 4.362% | 0 | 0% | 4.362% | 0 | 0% | 4.362% | 0 | 0% | 0.4717% | 0 | 0% | 0.4717% | 0 | 0% | 0.4717% | 0 | 0% | 1.233% | 0 | 0% | 1.233% | 0 | 0% | 1.233% | 0 | 93.22% | 1.297% | 1.076e-05 | 0% | 1.297% | 0 | 0% | 1.297% | 0 | 0% | 9.32% | 0 | 0% | 9.32% | 0 | 0% | 9.32% | 0 | 0% | 0.2517% | 0 | 0% | 0.2517% | 0 | 0% | 0.2517% | 0 |  |  |  | 0% | 11.8% | 0 | 0% | 11.8% | 0 | 0% | 11.8% | 0 | 0% | 0.3608% | 0 | 0% | 0.3608% | 0 | 0% | 0.3608% | 0 | 0% | 100% | 0 | 0% | 100% | 0 | 0% | 100% | 0 | 0% | 100% | 0 |  |  | 0 |  |  | 0 |  |  | 0
OROVILLE 1102CB | 4.543e-05 | 0 | 0.021833 | 0 | 0.021833 | 0.0069026 | 0.018031 | 0.011108 | 0% | 99% | 0 | 0% | 99% | 0 | 0% | 99% | 0 | 0% | 99% | 0 | 0% | 63.88% | 0 | 0% | 50.02% | 0 | 0% | 50.02% | 0 | 0% | 50.02% | 0 | 0 | 0% | 2.546% | 0 | 0% | 2.546% | 0 | 0% | 2.546% | 0 | 0% | 0.2811% | 0 | 0% | 0.2811% | 0 | 0% | 0.2811% | 0 | 0% | 0.7531% | 0 | 0% | 0.7531% | 0 | 0% | 0.7531% | 0 | 0% | 0.7758% | 0 | 0% | 0.7758% | 0 | 100% | 0.7758% | 0.00016937 | 0% | 5.646% | 0 | 0% | 5.646% | 0 | 0% | 5.646% | 0 | 0% | 0.7315% | 0 | 0% | 0.7315% | 0 | 0% | 0.7315% | 0 |  |  |  | 0% | 11.8% | 0 | 0% | 11.8% | 0 | 0% | 11.8% | 0 | 0% | 0.3685% | 0 | 0% | 0.3685% | 0 | 0% | 0.3685% | 0 | 0% | 100% | 0 | 0% | 100% | 0 | 0% | 100% | 0 | 0% | 100% | 0 |  |  | 0 |  |  | 0 |  |  | 0
RICHMOND R 1125BR310 | 4.5395e-05 | 0 | 0.0035524 | 0 | 0.0035524 | 0.00028608 | 0.0038447 | 0.0017334 | 0% | 99% | 0 | 0% | 99% | 0 | 0% | 99% | 0 | 0% | 99% | 0 | 0% | 65% | 0 | 0% | 52.51% | 0 | 0% | 52.51% | 0 | 0% | 52.51% | 0 | 0 | 0% | 3.455% | 0 | 0% | 3.455% | 0 | 0% | 3.455% | 0 | 0% | 0.3802% | 0 | 0% | 0.3802% | 0 | 0% | 0.3802% | 0 | 0% | 0.9915% | 0 | 0% | 0.9915% | 0 | 0% | 0.9915% | 0 | 0% | 1.024% | 0 | 0% | 1.024% | 0 | 0% | 1.024% | 0 | 0% | 7.431% | 0 | 0% | 7.431% | 0 | 0% | 7.431% | 0 | 0% | 0.2244% | 0 | 0% | 0.2244% | 0 | 0% | 0.2244% | 0 |  |  |  | 0% | 11.8% | 0 | 0% | 11.8% | 0 | 0% | 11.8% | 0 | 0% | 0.3599% | 0 | 0% | 0.3599% | 0 | 0% | 0.3599% | 0 | 0% | 100% | 0 | 0% | 100% | 0 | 0% | 100% | 0 | 0% | 100% | 0 |  |  | 0 |  |  | 0 |  |  | 0
RICHMOND R 1119CB | 4.5373e-05 | 0 | 0.018348 | 0 | 0.018348 | 0.002228 | 0.019054 | 0.009006 | 0% | 99% | 0 | 0% | 99% | 0 | 0% | 99% | 0 | 0% | 99% | 0 | 0% | 64.67% | 0 | 0% | 52.45% | 0 | 0% | 52.45% | 0 | 0% | 52.45% | 0 | 0 | 0% | 3.353% | 0 | 0% | 3.353% | 0 | 0% | 3.353% | 0 | 0% | 0.3624% | 0 | 0% | 0.3624% | 0 | 0% | 0.3624% | 0 | 0% | 0.9553% | 0 | 0% | 0.9553% | 0 | 0% | 0.9553% | 0 | 0% | 0.9669% | 0 | 0% | 0.9669% | 0 | 0% | 0.9669% | 0 | 0% | 7.105% | 0 | 0% | 7.105% | 0 | 0% | 7.105% | 0 | 0% | 0.2915% | 0 | 0% | 0.2915% | 0 | 0% | 0.2915% | 0 |  |  |  | 0% | 11.8% | 0 | 0% | 11.8% | 0 | 0% | 11.8% | 0 | 0% | 0.3578% | 0 | 0% | 0.3578% | 0 | 0% | 0.3578% | 0 | 0% | 100% | 0 | 0% | 100% | 0 | 0% | 100% | 0 | 0% | 100% | 0 |  |  | 0 |  |  | 0 |  |  | 0
HARTER 1104CB | 4.5293e-05 | 0 | 0.047595 | 0 | 0.047595 | 0.013682 | 0.042601 | 0.022286 | 0% | 99% | 0 | 0% | 99% | 0 | 0% | 99% | 0 | 0% | 99% | 0 | 0% | 63.75% | 0 | 0% | 50.19% | 0 | 0% | 50.19% | 0 | 0% | 50.19% | 0 | 0 | 0% | 2.703% | 0 | 0% | 2.703% | 0 | 0% | 2.703% | 0 | 0% | 0.301% | 0 | 0% | 0.301% | 0 | 0% | 0.301% | 0 | 0% | 0.8139% | 0 | 0% | 0.8139% | 0 | 0% | 0.8139% | 0 | 0% | 0.833% | 0 | 0% | 0.833% | 0 | 0% | 0.833% | 0 | 0% | 6.086% | 0 | 0% | 6.086% | 0 | 0% | 6.086% | 0 | 0% | 0.7493% | 0 | 0% | 0.7493% | 0 | 0% | 0.7493% | 0 |  |  |  | 0% | 11.8% | 0 | 0% | 11.8% | 0 | 0% | 11.8% | 0 | 0% | 0.364% | 0 | 0% | 0.364% | 0 | 0% | 0.364% | 0 | 0% | 100% | 0 | 0% | 100% | 0 | 0% | 100% | 0 | 0% | 100% | 0 |  |  | 0 |  |  | 0 |  |  | 0
POTRERO PP (A) 1110CB | 4.5249e-05 | 0 | 0.015103 | 0 | 0.015103 | 0.0016327 | 0.017707 | 0.0055922 | 0% | 99% | 0 | 0% | 99% | 0 | 0% | 99% | 0 | 0% | 99% | 0 | 0% | 63.41% | 0 | 0% | 51.09% | 0 | 0% | 51.09% | 0 | 0% | 51.09% | 0 | 0 | 0% | 3.899% | 0 | 0% | 3.899% | 0 | 0% | 3.899% | 0 | 0% | 0.4251% | 0 | 0% | 0.4251% | 0 | 0% | 0.4251% | 0 | 0% | 1.077% | 0 | 0% | 1.077% | 0 | 0% | 1.077% | 0 | 100% | 1.104% | 0.0001668 | 0% | 1.104% | 0 | 0% | 1.104% | 0 | 0% | 8.045% | 0 | 0% | 8.045% | 0 | 0% | 8.045% | 0 | 0% | 0.3841% | 0 | 0% | 0.3841% | 0 | 0% | 0.3841% | 0 |  |  |  | 0% | 11.8% | 0 | 0% | 11.8% | 0 | 0% | 11.8% | 0 | 0% | 0.3559% | 0 | 0% | 0.3559% | 0 | 0% | 0.3559% | 0 | 0% | 100% | 0 | 0% | 100% | 0 | 0% | 100% | 0 | 0% | 100% | 0 |  |  | 0 |  |  | 0 |  |  | 0
VALLEJO C 0401CB | 4.5223e-05 | 0 | 0.01758 | 0 | 0.01758 | 0.0025096 | 0.018974 | 0.0075356 | 0% | 99% | 0 | 0% | 99% | 0 | 0% | 99% | 0 | 0% | 99% | 0 | 0% | 64.8% | 0 | 0% | 52.37% | 0 | 0% | 52.37% | 0 | 0% | 52.37% | 0 | 0 | 0% | 3.771% | 0 | 0% | 3.771% | 0 | 0% | 3.771% | 0 | 0% | 0.4039% | 0 | 0% | 0.4039% | 0 | 0% | 0.4039% | 0 | 0% | 0.9968% | 0 | 0% | 0.9968% | 0 | 0% | 0.9968% | 0 | 0% | 1.023% | 0 | 0% | 1.023% | 0 | 0% | 1.023% | 0 | 0% | 7.436% | 0 | 0% | 7.436% | 0 | 0% | 7.436% | 0 | 0% | 0.3994% | 0 | 0% | 0.3994% | 0 | 0% | 0.3994% | 0 |  |  |  | 0% | 11.8% | 0 | 0% | 11.8% | 0 | 0% | 11.8% | 0 | 0% | 0.3604% | 0 | 0% | 0.3604% | 0 | 0% | 0.3604% | 0 | 0% | 100% | 0 | 0% | 100% | 0 | 0% | 100% | 0 | 0% | 100% | 0 |  |  | 0 |  |  | 0 |  |  | 0
SAN JOSE A 0407CB | 4.507e-05 | 0 | 0.012191 | 0 | 0.012191 | 0.0034879 | 0.012336 | 0.0043004 | 0% | 99% | 0 | 0% | 99% | 0 | 0% | 99% | 0 | 0% | 99% | 0 | 0% | 64.38% | 0 | 0% | 51.03% | 0 | 0% | 51.03% | 0 | 0% | 51.03% | 0 | 0 | 0% | 2.979% | 0 | 0% | 2.979% | 0 | 0% | 2.979% | 0 | 0% | 0.3365% | 0 | 0% | 0.3365% | 0 | 0% | 0.3365% | 0 | 0% | 0.9216% | 0 | 0% | 0.9216% | 0 | 0% | 0.9216% | 0 | 0% | 0.9532% | 0 | 0% | 0.9532% | 0 | 63.36% | 0.9532% | 7.3629e-05 | 0% | 6.921% | 0 | 0% | 6.921% | 0 | 0% | 6.921% | 0 | 0% | 0.7034% | 0 | 0% | 0.7034% | 0 | 0% | 0.7034% | 0 |  |  |  | 0% | 11.8% | 0 | 0% | 11.8% | 0 | 0% | 11.8% | 0 | 0% | 0.3616% | 0 | 0% | 0.3616% | 0 | 0% | 0.3616% | 0 | 0% | 100% | 0 | 0% | 100% | 0 | 0% | 100% | 0 | 0% | 100% | 0 |  |  | 0 |  |  | 0 |  |  | 0
OAKLAND I 0401CB | 4.5042e-05 | 0 | 0.016628 | 0 | 0.016628 | 0.0016578 | 0.016597 | 0.009194 | 0% | 99% | 0 | 0% | 99% | 0 | 0% | 99% | 0 | 0% | 99% | 0 | 0% | 65.35% | 0 | 0% | 53.12% | 0 | 0% | 53.12% | 0 | 0% | 53.12% | 0 | 0 | 0% | 3.097% | 0 | 0% | 3.097% | 0 | 0% | 3.097% | 0 | 0% | 0.3386% | 0 | 0% | 0.3386% | 0 | 0% | 0.3386% | 0 | 0% | 0.9166% | 0 | 0% | 0.9166% | 0 | 0% | 0.9166% | 0 | 0% | 0.9315% | 0 | 0% | 0.9315% | 0 | 0% | 0.9315% | 0 | 0% | 6.834% | 0 | 0% | 6.834% | 0 | 0% | 6.834% | 0 | 0% | 0.2927% | 0 | 0% | 0.2927% | 0 | 0% | 0.2927% | 0 |  |  |  | 0% | 11.8% | 0 | 0% | 11.8% | 0 | 0% | 11.8% | 0 | 0% | 0.3597% | 0 | 0% | 0.3597% | 0 | 0% | 0.3597% | 0 | 0% | 100% | 0 | 0% | 100% | 0 | 0% | 100% | 0 | 0% | 100% | 0 |  |  | 0 |  |  | 0 |  |  | 0
SF H 110365488 | 4.4937e-05 | 0 | 0.00409 | 0 | 0.00409 | 0.00065554 | 0.0045035 | 0.0015925 | 0% | 99% | 0 | 0% | 99% | 0 | 0% | 99% | 0 | 0% | 99% | 0 | 0% | 64.98% | 0 | 0% | 51.65% | 0 | 0% | 51.65% | 0 | 0% | 51.65% | 0 | 0 | 0% | 4.068% | 0 | 0% | 4.068% | 0 | 0% | 4.068% | 0 | 0% | 0.4489% | 0 | 0% | 0.4489% | 0 | 0% | 0.4489% | 0 | 0% | 1.008% | 0 | 0% | 1.008% | 0 | 0% | 1.008% | 0 | 0% | 1.063% | 0 | 100% | 1.063% | 4.3469e-05 | 0% | 1.063% | 0 | 0% | 7.585% | 0 | 0% | 7.585% | 0 | 0% | 7.585% | 0 | 0% | 0.5015% | 0 | 0% | 0.5015% | 0 | 0% | 0.5015% | 0 |  |  |  | 0% | 11.8% | 0 | 0% | 11.8% | 0 | 0% | 11.8% | 0 | 0% | 0.3645% | 0 | 0% | 0.3645% | 0 | 0% | 0.3645% | 0 | 0% | 100% | 0 | 0% | 100% | 0 | 0% | 100% | 0 | 0% | 100% | 0 |  |  | 0 |  |  | 0 |  |  | 0
STOREY 110713000 | 4.4799e-05 | 0 | 0.039326 | 0 | 0.039326 | 0.0061507 | 0.038476 | 0.020291 | 0% | 99% | 0 | 0% | 99% | 0 | 0% | 99% | 0 | 0% | 99% | 0 | 0% | 63.61% | 0 | 0% | 50.55% | 0 | 0% | 50.55% | 0 | 0% | 50.55% | 0 | 0 | 0% | 2.873% | 0 | 0% | 2.873% | 0 | 0% | 2.873% | 0 | 0% | 0.3199% | 0 | 0% | 0.3199% | 0 | 0% | 0.3199% | 0 | 0% | 0.8957% | 0 | 0% | 0.8957% | 0 | 0% | 0.8957% | 0 | 98.79% | 0.9167% | 0.00035612 | 0% | 0.9167% | 0 | 0% | 0.9167% | 0 | 0% | 6.705% | 0 | 0% | 6.705% | 0 | 0% | 6.705% | 0 | 0% | 0.4694% | 0 | 0% | 0.4694% | 0 | 0% | 0.4694% | 0 |  |  |  | 0% | 11.8% | 0 | 0% | 11.8% | 0 | 0% | 11.8% | 0 | 0% | 0.3614% | 0 | 0% | 0.3614% | 0 | 0% | 0.3614% | 0 | 0% | 100% | 0 | 0% | 100% | 0 | 0% | 100% | 0 | 0% | 100% | 0 |  |  | 0 |  |  | 0 |  |  | 0
OAKLAND C 1117465596 | 4.4745e-05 | 0 | 0.015148 | 0 | 0.015148 | 0.0013397 | 0.017094 | 0.0065717 | 0% | 99% | 0 | 0% | 99% | 0 | 0% | 99% | 0 | 0% | 99% | 0 | 0% | 63.36% | 0 | 0% | 50.56% | 0 | 0% | 50.56% | 0 | 0% | 50.56% | 0 | 0 | 0% | 3.681% | 0 | 0% | 3.681% | 0 | 0% | 3.681% | 0 | 0% | 0.4039% | 0 | 0% | 0.4039% | 0 | 0% | 0.4039% | 0 | 0% | 1.037% | 0 | 0% | 1.037% | 0 | 0% | 1.037% | 0 | 10.52% | 1.075% | 1.7131e-05 | 0% | 1.075% | 0 | 0% | 1.075% | 0 | 0% | 7.785% | 0 | 0% | 7.785% | 0 | 0% | 7.785% | 0 | 0% | 0.292% | 0 | 0% | 0.292% | 0 | 0% | 0.292% | 0 |  |  |  | 0% | 11.8% | 0 | 0% | 11.8% | 0 | 0% | 11.8% | 0 | 0% | 0.36% | 0 | 0% | 0.36% | 0 | 0% | 0.36% | 0 | 0% | 100% | 0 | 0% | 100% | 0 | 0% | 100% | 0 | 0% | 100% | 0 |  |  | 0 |  |  | 0 |  |  | 0
MILPITAS 2111CB | 4.4539e-05 | 0 | 0.015381 | 0 | 0.015381 | 0.0020522 | 0.015279 | 0.00806 | 0% | 99% | 0 | 0% | 99% | 0 | 0% | 99% | 0 | 0% | 99% | 0 | 0% | 65.46% | 0 | 0% | 51.83% | 0 | 0% | 51.83% | 0 | 0% | 51.83% | 0 | 0 | 0% | 3.407% | 0 | 0% | 3.407% | 0 | 0% | 3.407% | 0 | 0% | 0.3789% | 0 | 0% | 0.3789% | 0 | 0% | 0.3789% | 0 | 0% | 0.9094% | 0 | 0% | 0.9094% | 0 | 0% | 0.9094% | 0 | 100% | 0.9608% | 0.00014778 | 0% | 0.9608% | 0 | 0% | 0.9608% | 0 | 0% | 6.863% | 0 | 0% | 6.863% | 0 | 0% | 6.863% | 0 | 0% | 0.2804% | 0 | 0% | 0.2804% | 0 | 0% | 0.2804% | 0 |  |  |  | 0% | 11.8% | 0 | 0% | 11.8% | 0 | 0% | 11.8% | 0 | 0% | 0.3677% | 0 | 0% | 0.3677% | 0 | 0% | 0.3677% | 0 | 0% | 100% | 0 | 0% | 100% | 0 | 0% | 100% | 0 | 0% | 100% | 0 |  |  | 0 |  |  | 0 |  |  | 0
SAN LEANDRO U 1111CB | 4.4505e-05 | 0 | 0.017073 | 0 | 0.017073 | 0.0014728 | 0.016458 | 0.010254 | 0% | 99% | 0 | 0% | 99% | 0 | 0% | 99% | 0 | 0% | 99% | 0 | 0% | 66.27% | 0 | 0% | 53.15% | 0 | 0% | 53.15% | 0 | 0% | 53.15% | 0 | 0 | 0% | 3.18% | 0 | 0% | 3.18% | 0 | 0% | 3.18% | 0 | 0% | 0.3523% | 0 | 0% | 0.3523% | 0 | 0% | 0.3523% | 0 | 0% | 0.8856% | 0 | 0% | 0.8856% | 0 | 0% | 0.8856% | 0 | 0% | 0.9311% | 0 | 98.93% | 0.9311% | 0.00015728 | 0% | 0.9311% | 0 | 0% | 6.68% | 0 | 0% | 6.68% | 0 | 0% | 6.68% | 0 | 0% | 0.2593% | 0 | 0% | 0.2593% | 0 | 0% | 0.2593% | 0 |  |  |  | 0% | 11.8% | 0 | 0% | 11.8% | 0 | 0% | 11.8% | 0 | 0% | 0.368% | 0 | 0% | 0.368% | 0 | 0% | 0.368% | 0 | 0% | 100% | 0 | 0% | 100% | 0 | 0% | 100% | 0 | 0% | 100% | 0 |  |  | 0 |  |  | 0 |  |  | 0
LARKIN (Y) 1110CB | 4.4497e-05 | 0 | 0.00037849 | 0 | 0.00037849 | 2.3753e-05 | 0.00050801 | 9.3033e-05 | 0% | 99% | 0 | 0% | 99% | 0 | 0% | 99% | 0 | 0% | 99% | 0 | 0% | 62.14% | 0 | 0% | 49.46% | 0 | 0% | 49.46% | 0 | 0% | 49.46% | 0 | 0 | 0% | 4.495% | 0 | 0% | 4.495% | 0 | 0% | 4.495% | 0 | 0% | 0.4873% | 0 | 0% | 0.4873% | 0 | 0% | 0.4873% | 0 | 0% | 1.252% | 0 | 0% | 1.252% | 0 | 0% | 1.252% | 0 | 16.77% | 1.325% | 8.4058e-07 | 0% | 1.325% | 0 | 0% | 1.325% | 0 | 0% | 9.472% | 0 | 0% | 9.472% | 0 | 0% | 9.472% | 0 | 0% | 0.2862% | 0 | 0% | 0.2862% | 0 | 0% | 0.2862% | 0 |  |  |  | 0% | 11.8% | 0 | 0% | 11.8% | 0 | 0% | 11.8% | 0 | 0% | 0.3617% | 0 | 0% | 0.3617% | 0 | 0% | 0.3617% | 0 | 0% | 100% | 0 | 0% | 100% | 0 | 0% | 100% | 0 | 0% | 100% | 0 |  |  | 0 |  |  | 0 |  |  | 0
COUNTRY CLUB 0401CB | 4.4381e-05 | 0 | 0.014209 | 0 | 0.014209 | 0.0066815 | 0.013048 | 0.003727 | 0% | 99% | 0 | 0% | 99% | 0 | 0% | 99% | 0 | 0% | 99% | 0 | 0% | 63.54% | 0 | 0% | 49.55% | 0 | 0% | 49.55% | 0 | 0% | 49.55% | 0 | 0 | 0% | 2.377% | 0 | 0% | 2.377% | 0 | 0% | 2.377% | 0 | 0% | 0.28% | 0 | 0% | 0.28% | 0 | 0% | 0.28% | 0 | 0% | 0.8334% | 0 | 0% | 0.8334% | 0 | 0% | 0.8334% | 0 | 20.07% | 0.8663% | 2.4709e-05 | 79.93% | 0.8663% | 9.8384e-05 | 0% | 0.8663% | 0 | 0% | 6.288% | 0 | 0% | 6.288% | 0 | 0% | 6.288% | 0 | 0% | 1.073% | 0 | 0% | 1.073% | 0 | 0% | 1.073% | 0 |  |  |  | 0% | 11.8% | 0 | 0% | 11.8% | 0 | 0% | 11.8% | 0 | 0% | 0.3649% | 0 | 0% | 0.3649% | 0 | 0% | 0.3649% | 0 | 0% | 100% | 0 | 0% | 100% | 0 | 0% | 100% | 0 | 0% | 100% | 0 |  |  | 0 |  |  | 0 |  |  | 0
OAKLAND C 1113CB | 4.4342e-05 | 0 | 0.018308 | 0 | 0.018308 | 0.0017076 | 0.020593 | 0.0079213 | 0% | 99% | 0 | 0% | 99% | 0 | 0% | 99% | 0 | 0% | 99% | 0 | 0% | 62.35% | 0 | 0% | 49.99% | 0 | 0% | 49.99% | 0 | 0% | 49.99% | 0 | 0 | 0% | 3.247% | 0 | 0% | 3.247% | 0 | 0% | 3.247% | 0 | 0% | 0.3559% | 0 | 0% | 0.3559% | 0 | 0% | 0.3559% | 0 | 0% | 1.039% | 0 | 0% | 1.039% | 0 | 0% | 1.039% | 0 | 33.09% | 1.063% | 6.4367e-05 | 50.52% | 1.063% | 9.8288e-05 | 0% | 1.063% | 0 | 0% | 7.79% | 0 | 0% | 7.79% | 0 | 0% | 7.79% | 0 | 0% | 0.3464% | 0 | 0% | 0.3464% | 0 | 0% | 0.3464% | 0 |  |  |  | 0% | 11.8% | 0 | 0% | 11.8% | 0 | 0% | 11.8% | 0 | 0% | 0.3575% | 0 | 0% | 0.3575% | 0 | 0% | 0.3575% | 0 | 0% | 100% | 0 | 0% | 100% | 0 | 0% | 100% | 0 | 0% | 100% | 0 |  |  | 0 |  |  | 0 |  |  | 0
MEADOW LANE 210395110 | 4.4307e-05 | 0 | 0.014774 | 0 | 0.014774 | 0.0078852 | 0.012187 | 0.0043152 | 0% | 99% | 0 | 0% | 99% | 0 | 0% | 99% | 0 | 0% | 99% | 0 | 0% | 64.26% | 0 | 0% | 49.51% | 0 | 0% | 49.51% | 0 | 0% | 49.51% | 0 | 0 | 0% | 2.617% | 0 | 0% | 2.617% | 0 | 0% | 2.617% | 0 | 0% | 0.2927% | 0 | 0% | 0.2927% | 0 | 0% | 0.2927% | 0 | 0% | 0.7521% | 0 | 0% | 0.7521% | 0 | 0% | 0.7521% | 0 | 0% | 0.7782% | 0 | 0% | 0.7782% | 0 | 0% | 0.7782% | 0 | 0% | 5.64% | 0 | 0% | 5.64% | 0 | 0% | 5.64% | 0 | 0% | 0.8819% | 0 | 0% | 0.8819% | 0 | 0% | 0.8819% | 0 |  |  |  | 0% | 11.8% | 0 | 0% | 11.8% | 0 | 0% | 11.8% | 0 | 0% | 0.369% | 0 | 0% | 0.369% | 0 | 0% | 0.369% | 0 | 0% | 100% | 0 | 0% | 100% | 0 | 0% | 100% | 0 | 0% | 100% | 0 |  |  | 0 |  |  | 0 |  |  | 0
OAKLAND C 1119CB | 4.4291e-05 | 0 | 0.0019591 | 0 | 0.0019591 | 9.3939e-05 | 0.0023688 | 0.0007712 | 0% | 99% | 0 | 0% | 99% | 0 | 0% | 99% | 0 | 0% | 99% | 0 | 0% | 63.62% | 0 | 0% | 50.03% | 0 | 0% | 50.03% | 0 | 0% | 50.03% | 0 | 0 | 0% | 4.236% | 0 | 0% | 4.236% | 0 | 0% | 4.236% | 0 | 0% | 0.4674% | 0 | 0% | 0.4674% | 0 | 0% | 0.4674% | 0 | 0% | 1.12% | 0 | 0% | 1.12% | 0 | 0% | 1.12% | 0 | 0% | 1.199% | 0 | 100% | 1.199% | 2.3489e-05 | 0% | 1.199% | 0 | 0% | 8.508% | 0 | 0% | 8.508% | 0 | 0% | 8.508% | 0 | 0% | 0.189% | 0 | 0% | 0.189% | 0 | 0% | 0.189% | 0 |  |  |  | 0% | 11.8% | 0 | 0% | 11.8% | 0 | 0% | 11.8% | 0 | 0% | 0.3675% | 0 | 0% | 0.3675% | 0 | 0% | 0.3675% | 0 | 0% | 100% | 0 | 0% | 100% | 0 | 0% | 100% | 0 | 0% | 100% | 0 |  |  | 0 |  |  | 0 |  |  | 0
LAS PULGAS 0404CB | 4.425e-05 | 0 | 0.016862 | 0 | 0.016862 | 0.0081537 | 0.01527 | 0.0044123 | 0% | 99% | 0 | 0% | 99% | 0 | 0% | 99% | 0 | 0% | 99% | 0 | 0% | 64.3% | 0 | 0% | 50.26% | 0 | 0% | 50.26% | 0 | 0% | 50.26% | 0 | 0 | 0% | 2.933% | 0 | 0% | 2.933% | 0 | 0% | 2.933% | 0 | 0% | 0.3224% | 0 | 0% | 0.3224% | 0 | 0% | 0.3224% | 0 | 0% | 0.8293% | 0 | 0% | 0.8293% | 0 | 0% | 0.8293% | 0 | 0% | 0.854% | 0 | 33.81% | 0.854% | 4.8681e-05 | 0% | 0.854% | 0 | 0% | 6.206% | 0 | 0% | 6.206% | 0 | 0% | 6.206% | 0 | 0% | 1.105% | 0 | 0% | 1.105% | 0 | 0% | 1.105% | 0 |  |  |  | 0% | 11.8% | 0 | 0% | 11.8% | 0 | 0% | 11.8% | 0 | 0% | 0.3661% | 0 | 0% | 0.3661% | 0 | 0% | 0.3661% | 0 | 0% | 100% | 0 | 0% | 100% | 0 | 0% | 100% | 0 | 0% | 100% | 0 |  |  | 0 |  |  | 0 |  |  | 0
WOODLAND 1103CB | 4.409e-05 | 0 | 0.0080256 | 0 | 0.0080256 | 0.0016443 | 0.0070144 | 0.0045898 | 0% | 99% | 0 | 0% | 99% | 0 | 0% | 99% | 0 | 0% | 99% | 0 | 0% | 64.81% | 0 | 0% | 50.91% | 0 | 0% | 50.91% | 0 | 0% | 50.91% | 0 | 0 | 0% | 2.695% | 0 | 0% | 2.695% | 0 | 0% | 2.695% | 0 | 0% | 0.3034% | 0 | 0% | 0.3034% | 0 | 0% | 0.3034% | 0 | 0% | 0.7866% | 0 | 0% | 0.7866% | 0 | 0% | 0.7866% | 0 | 0% | 0.8145% | 0 | 0% | 0.8145% | 0 | 0% | 0.8145% | 0 | 0% | 5.906% | 0 | 0% | 5.906% | 0 | 0% | 5.906% | 0 | 0% | 0.5039% | 0 | 0% | 0.5039% | 0 | 0% | 0.5039% | 0 |  |  |  | 0% | 11.8% | 0 | 0% | 11.8% | 0 | 0% | 11.8% | 0 | 0% | 0.3661% | 0 | 0% | 0.3661% | 0 | 0% | 0.3661% | 0 | 0% | 100% | 0 | 0% | 100% | 0 | 0% | 100% | 0 | 0% | 100% | 0 |  |  | 0 |  |  | 0 |  |  | 0
BELLE HAVEN 11068916 | 4.4048e-05 | 0 | 0.01193 | 0 | 0.01193 | 0.002589 | 0.011332 | 0.0057719 | 0% | 99% | 0 | 0% | 99% | 0 | 0% | 99% | 0 | 0% | 99% | 0 | 0% | 65.55% | 0 | 0% | 52.47% | 0 | 0% | 52.47% | 0 | 0% | 52.47% | 0 | 0 | 0% | 3.22% | 0 | 0% | 3.22% | 0 | 0% | 3.22% | 0 | 0% | 0.3513% | 0 | 0% | 0.3513% | 0 | 0% | 0.3513% | 0 | 0% | 0.8708% | 0 | 0% | 0.8708% | 0 | 0% | 0.8708% | 0 | 0% | 0.8972% | 0 | 100% | 0.8972% | 0.00010704 | 0% | 0.8972% | 0 | 0% | 6.51% | 0 | 0% | 6.51% | 0 | 0% | 6.51% | 0 | 0% | 0.5602% | 0 | 0% | 0.5602% | 0 | 0% | 0.5602% | 0 |  |  |  | 0% | 11.8% | 0 | 0% | 11.8% | 0 | 0% | 11.8% | 0 | 0% | 0.3647% | 0 | 0% | 0.3647% | 0 | 0% | 0.3647% | 0 | 0% | 100% | 0 | 0% | 100% | 0 | 0% | 100% | 0 | 0% | 100% | 0 |  |  | 0 |  |  | 0 |  |  | 0
SWIFT 210646779 | 4.3967e-05 | 0 | 0.011519 | 0 | 0.011519 | 0.0031866 | 0.010212 | 0.0056163 | 0% | 99% | 0 | 0% | 99% | 0 | 0% | 99% | 0 | 0% | 99% | 0 | 0% | 65.44% | 0 | 0% | 51.85% | 0 | 0% | 51.85% | 0 | 0% | 51.85% | 0 | 0 | 0% | 2.91% | 0 | 0% | 2.91% | 0 | 0% | 2.91% | 0 | 0% | 0.3203% | 0 | 0% | 0.3203% | 0 | 0% | 0.3203% | 0 | 0% | 0.8143% | 0 | 0% | 0.8143% | 0 | 0% | 0.8143% | 0 | 0% | 0.8394% | 0 | 100% | 0.8394% | 9.6683e-05 | 0% | 0.8394% | 0 | 0% | 6.093% | 0 | 0% | 6.093% | 0 | 0% | 6.093% | 0 | 0% | 0.6119% | 0 | 0% | 0.6119% | 0 | 0% | 0.6119% | 0 |  |  |  | 0% | 11.8% | 0 | 0% | 11.8% | 0 | 0% | 11.8% | 0 | 0% | 0.3666% | 0 | 0% | 0.3666% | 0 | 0% | 0.3666% | 0 | 0% | 100% | 0 | 0% | 100% | 0 | 0% | 100% | 0 | 0% | 100% | 0 |  |  | 0 |  |  | 0 |  |  | 0
WEST SACRAMENTO 110820222 | 4.3917e-05 | 0 | 0.021666 | 0 | 0.021666 | 0.0066422 | 0.021363 | 0.007761 | 0% | 99% | 0 | 0% | 99% | 0 | 0% | 99% | 0 | 0% | 99% | 0 | 0% | 62.27% | 0 | 0% | 49.45% | 0 | 0% | 49.45% | 0 | 0% | 49.45% | 0 | 0 | 0% | 2.537% | 0 | 0% | 2.537% | 0 | 0% | 2.537% | 0 | 0% | 0.285% | 0 | 0% | 0.285% | 0 | 0% | 0.285% | 0 | 0% | 0.898% | 0 | 0% | 0.898% | 0 | 0% | 0.898% | 0 | 0% | 0.896% | 0 | 0% | 0.896% | 0 | 0% | 0.896% | 0 | 0% | 6.677% | 0 | 0% | 6.677% | 0 | 0% | 6.677% | 0 | 0% | 0.7645% | 0 | 0% | 0.7645% | 0 | 0% | 0.7645% | 0 |  |  |  | 0% | 11.8% | 0 | 0% | 11.8% | 0 | 0% | 11.8% | 0 | 0% | 0.3552% | 0 | 0% | 0.3552% | 0 | 0% | 0.3552% | 0 | 0% | 100% | 0 | 0% | 100% | 0 | 0% | 100% | 0 | 0% | 100% | 0 |  |  | 0 |  |  | 0 |  |  | 0
18TH STREET 0401CB | 4.377e-05 | 0 | 0.007744 | 0 | 0.007744 | 0.0015829 | 0.0086636 | 0.002537 | 0% | 99% | 0 | 0% | 99% | 0 | 0% | 99% | 0 | 0% | 99% | 0 | 0% | 64.46% | 0 | 0% | 51.79% | 0 | 0% | 51.79% | 0 | 0% | 51.79% | 0 | 0 | 0% | 3.817% | 0 | 0% | 3.817% | 0 | 0% | 3.817% | 0 | 0% | 0.4139% | 0 | 0% | 0.4139% | 0 | 0% | 0.4139% | 0 | 0% | 1.036% | 0 | 0% | 1.036% | 0 | 0% | 1.036% | 0 | 0% | 1.074% | 0 | 0% | 1.074% | 0 | 0% | 1.074% | 0 | 0% | 7.765% | 0 | 0% | 7.765% | 0 | 0% | 7.765% | 0 | 0% | 0.5938% | 0 | 0% | 0.5938% | 0 | 0% | 0.5938% | 0 |  |  |  | 0% | 11.8% | 0 | 0% | 11.8% | 0 | 0% | 11.8% | 0 | 0% | 0.3616% | 0 | 0% | 0.3616% | 0 | 0% | 0.3616% | 0 | 0% | 100% | 0 | 0% | 100% | 0 | 0% | 100% | 0 | 0% | 100% | 0 |  |  | 0 |  |  | 0 |  |  | 0
SF K 0408CB | 4.367e-05 | 0 | 0.0085808 | 0 | 0.0085808 | 0.0007801 | 0.011978 | 0.0014071 | 0% | 99% | 0 | 0% | 99% | 0 | 0% | 99% | 0 | 0% | 99% | 0 | 0% | 61.33% | 0 | 0% | 48.77% | 0 | 0% | 48.77% | 0 | 0% | 48.77% | 0 | 0 | 0% | 4.641% | 0 | 0% | 4.641% | 0 | 0% | 4.641% | 0 | 0% | 0.5055% | 0 | 0% | 0.5055% | 0 | 0% | 0.5055% | 0 | 0% | 1.3% | 0 | 0% | 1.3% | 0 | 0% | 1.3% | 0 | 0% | 1.361% | 0 | 0% | 1.361% | 0 | 0% | 1.361% | 0 | 0% | 9.799% | 0 | 0% | 9.799% | 0 | 0% | 9.799% | 0 | 0% | 0.3626% | 0 | 0% | 0.3626% | 0 | 0% | 0.3626% | 0 |  |  |  | 0% | 11.8% | 0 | 0% | 11.8% | 0 | 0% | 11.8% | 0 | 0% | 0.3568% | 0 | 0% | 0.3568% | 0 | 0% | 0.3568% | 0 | 0% | 100% | 0 | 0% | 100% | 0 | 0% | 100% | 0 | 0% | 100% | 0 |  |  | 0 |  |  | 0 |  |  | 0
PAUL SWEET 2108467366 | 4.3612e-05 | 0 | 0.037468 | 0 | 0.037468 | 0.010468 | 0.036298 | 0.015084 | 0% | 99% | 0 | 0% | 99% | 0 | 0% | 99% | 0 | 0% | 99% | 0 | 0% | 64.21% | 0 | 0% | 50.64% | 0 | 0% | 50.64% | 0 | 0% | 50.64% | 0 | 0 | 0% | 3.009% | 0 | 0% | 3.009% | 0 | 0% | 3.009% | 0 | 0% | 0.3321% | 0 | 0% | 0.3321% | 0 | 0% | 0.3321% | 0 | 0% | 0.8863% | 0 | 0% | 0.8863% | 0 | 0% | 0.8863% | 0 | 0% | 0.9114% | 0 | 0% | 0.9114% | 0 | 46.33% | 0.9114% | 0.00015823 | 0% | 6.638% | 0 | 0% | 6.638% | 0 | 0% | 6.638% | 0 | 0% | 0.6828% | 0 | 0% | 0.6828% | 0 | 0% | 0.6828% | 0 |  |  |  | 0% | 11.8% | 0 | 0% | 11.8% | 0 | 0% | 11.8% | 0 | 0% | 0.363% | 0 | 0% | 0.363% | 0 | 0% | 0.363% | 0 | 0% | 100% | 0 | 0% | 100% | 0 | 0% | 100% | 0 | 0% | 100% | 0 |  |  | 0 |  |  | 0 |  |  | 0
HAMMER 11058624 | 4.3513e-05 | 0 | 0.016359 | 0 | 0.016359 | 0.008917 | 0.01326 | 0.0048288 | 0% | 99% | 0 | 0% | 99% | 0 | 0% | 99% | 0 | 0% | 99% | 0 | 0% | 63.11% | 0 | 0% | 49.59% | 0 | 0% | 49.59% | 0 | 0% | 49.59% | 0 | 0 | 0% | 2.176% | 0 | 0% | 2.176% | 0 | 0% | 2.176% | 0 | 0% | 0.2407% | 0 | 0% | 0.2407% | 0 | 0% | 0.2407% | 0 | 0% | 0.7412% | 0 | 0% | 0.7412% | 0 | 0% | 0.7412% | 0 | 0% | 0.7403% | 0 | 0% | 0.7403% | 0 | 0% | 0.7403% | 0 | 0% | 5.507% | 0 | 0% | 5.507% | 0 | 0% | 5.507% | 0 | 0% | 1.337% | 0 | 0% | 1.337% | 0 | 0% | 1.337% | 0 |  |  |  | 0% | 11.8% | 0 | 0% | 11.8% | 0 | 0% | 11.8% | 0 | 0% | 0.3637% | 0 | 0% | 0.3637% | 0 | 0% | 0.3637% | 0 | 0% | 100% | 0 | 0% | 100% | 0 | 0% | 100% | 0 | 0% | 100% | 0 |  |  | 0 |  |  | 0 |  |  | 0
MARINA (F) 1103CB | 4.3388e-05 | 0 | 0.00095955 | 0 | 0.00095955 | 9.1998e-05 | 0.0012322 | 0.00025977 | 0% | 99% | 0 | 0% | 99% | 0 | 0% | 99% | 0 | 0% | 99% | 0 | 0% | 62.14% | 0 | 0% | 49.86% | 0 | 0% | 49.86% | 0 | 0% | 49.86% | 0 | 0 | 0% | 4.465% | 0 | 0% | 4.465% | 0 | 0% | 4.465% | 0 | 0% | 0.4733% | 0 | 0% | 0.4733% | 0 | 0% | 0.4733% | 0 | 0% | 1.2% | 0 | 0% | 1.2% | 0 | 0% | 1.2% | 0 | 0% | 1.245% | 0 | 0% | 1.245% | 0 | 0% | 1.245% | 0 | 0% | 9.003% | 0 | 0% | 9.003% | 0 | 0% | 9.003% | 0 | 0% | 0.3808% | 0 | 0% | 0.3808% | 0 | 0% | 0.3808% | 0 |  |  |  | 0% | 11.8% | 0 | 0% | 11.8% | 0 | 0% | 11.8% | 0 | 0% | 0.3587% | 0 | 0% | 0.3587% | 0 | 0% | 0.3587% | 0 | 0% | 100% | 0 | 0% | 100% | 0 | 0% | 100% | 0 | 0% | 100% | 0 |  |  | 0 |  |  | 0 |  |  | 0
SARATOGA 1111XR416 | 4.3129e-05 | 0 | 0.015335 | 0 | 0.015335 | 0.0074942 | 0.011851 | 0.0059682 | 0% | 99% | 0 | 0% | 99% | 0 | 0% | 99% | 0 | 0% | 99% | 0 | 0% | 65.99% | 0 | 0% | 51.3% | 0 | 0% | 51.3% | 0 | 0% | 51.3% | 0 | 0 | 0% | 2.533% | 0 | 0% | 2.533% | 0 | 0% | 2.533% | 0 | 0% | 0.2842% | 0 | 0% | 0.2842% | 0 | 0% | 0.2842% | 0 | 0% | 0.7106% | 0 | 0% | 0.7106% | 0 | 0% | 0.7106% | 0 | 5.747% | 0.7524% | 6.6301e-06 | 94.25% | 0.7524% | 0.00010874 | 0% | 0.7524% | 0 | 0% | 5.371% | 0 | 0% | 5.371% | 0 | 0% | 5.371% | 0 | 0% | 1.091% | 0 | 0% | 1.091% | 0 | 0% | 1.091% | 0 |  |  |  | 0% | 11.8% | 0 | 0% | 11.8% | 0 | 0% | 11.8% | 0 | 0% | 0.3752% | 0 | 0% | 0.3752% | 0 | 0% | 0.3752% | 0 | 0% | 100% | 0 | 0% | 100% | 0 | 0% | 100% | 0 | 0% | 100% | 0 |  |  | 0 |  |  | 0 |  |  | 0
SF L 110299986 | 4.3128e-05 | 0 | 0.00405 | 0 | 0.00405 | 0.00035075 | 0.0056978 | 0.00063703 | 0% | 99% | 0 | 0% | 99% | 0 | 0% | 99% | 0 | 0% | 99% | 0 | 0% | 62.18% | 0 | 0% | 49.4% | 0 | 0% | 49.4% | 0 | 0% | 49.4% | 0 | 0 | 0% | 4.804% | 0 | 0% | 4.804% | 0 | 0% | 4.804% | 0 | 0% | 0.5322% | 0 | 0% | 0.5322% | 0 | 0% | 0.5322% | 0 | 0% | 1.312% | 0 | 0% | 1.312% | 0 | 0% | 1.312% | 0 | 0% | 1.394% | 0 | 0% | 1.394% | 0 | 0% | 1.394% | 0 | 0% | 9.934% | 0 | 0% | 9.934% | 0 | 0% | 9.934% | 0 | 0% | 0.3606% | 0 | 0% | 0.3606% | 0 | 0% | 0.3606% | 0 |  |  |  | 0% | 11.8% | 0 | 0% | 11.8% | 0 | 0% | 11.8% | 0 | 0% | 0.3604% | 0 | 0% | 0.3604% | 0 | 0% | 0.3604% | 0 | 0% | 100% | 0 | 0% | 100% | 0 | 0% | 100% | 0 | 0% | 100% | 0 |  |  | 0 |  |  | 0 |  |  | 0
OAKLAND X 1115CR294 | 4.3085e-05 | 0 | 0.0069632 | 0 | 0.0069632 | 0.0021266 | 0.006441 | 0.002927 | 0% | 99% | 0 | 0% | 99% | 0 | 0% | 99% | 0 | 0% | 99% | 0 | 0% | 64.39% | 0 | 0% | 51.73% | 0 | 0% | 51.73% | 0 | 0% | 51.73% | 0 | 0 | 0% | 2.887% | 0 | 0% | 2.887% | 0 | 0% | 2.887% | 0 | 0% | 0.3086% | 0 | 0% | 0.3086% | 0 | 0% | 0.3086% | 0 | 0% | 0.8558% | 0 | 0% | 0.8558% | 0 | 0% | 0.8558% | 0 | 100% | 0.8619% | 6.0017e-05 | 0% | 0.8619% | 0 | 0% | 0.8619% | 0 | 0% | 6.362% | 0 | 0% | 6.362% | 0 | 0% | 6.362% | 0 | 0% | 0.8336% | 0 | 0% | 0.8336% | 0 | 0% | 0.8336% | 0 |  |  |  | 0% | 11.8% | 0 | 0% | 11.8% | 0 | 0% | 11.8% | 0 | 0% | 0.3622% | 0 | 0% | 0.3622% | 0 | 0% | 0.3622% | 0 | 0% | 100% | 0 | 0% | 100% | 0 | 0% | 100% | 0 | 0% | 100% | 0 |  |  | 0 |  |  | 0 |  |  | 0
CARQUINEZ 1105CB | 4.3077e-05 | 0 | 0.014144 | 0 | 0.014144 | 0.0023246 | 0.014741 | 0.0062825 | 0% | 99% | 0 | 0% | 99% | 0 | 0% | 99% | 0 | 0% | 99% | 0 | 0% | 64.91% | 0 | 0% | 52.11% | 0 | 0% | 52.11% | 0 | 0% | 52.11% | 0 | 0 | 0% | 3.535% | 0 | 0% | 3.535% | 0 | 0% | 3.535% | 0 | 0% | 0.3859% | 0 | 0% | 0.3859% | 0 | 0% | 0.3859% | 0 | 0% | 0.9576% | 0 | 0% | 0.9576% | 0 | 0% | 0.9576% | 0 | 0% | 0.9876% | 0 | 0% | 0.9876% | 0 | 0% | 0.9876% | 0 | 0% | 7.16% | 0 | 0% | 7.16% | 0 | 0% | 7.16% | 0 | 0% | 0.4304% | 0 | 0% | 0.4304% | 0 | 0% | 0.4304% | 0 |  |  |  | 0% | 11.8% | 0 | 0% | 11.8% | 0 | 0% | 11.8% | 0 | 0% | 0.3616% | 0 | 0% | 0.3616% | 0 | 0% | 0.3616% | 0 | 0% | 100% | 0 | 0% | 100% | 0 | 0% | 100% | 0 | 0% | 100% | 0 |  |  | 0 |  |  | 0 |  |  | 0
STONE 1109CB | 4.3032e-05 | 0 | 0.011274 | 0 | 0.011274 | 0.0023321 | 0.010637 | 0.0056412 | 0% | 99% | 0 | 0% | 99% | 0 | 0% | 99% | 0 | 0% | 99% | 0 | 0% | 65.39% | 0 | 0% | 51.66% | 0 | 0% | 51.66% | 0 | 0% | 51.66% | 0 | 0 | 0% | 3.078% | 0 | 0% | 3.078% | 0 | 0% | 3.078% | 0 | 0% | 0.345% | 0 | 0% | 0.345% | 0 | 0% | 0.345% | 0 | 0% | 0.8609% | 0 | 0% | 0.8609% | 0 | 0% | 0.8609% | 0 | 0% | 0.9053% | 0 | 16.65% | 0.9053% | 1.6997e-05 | 83.35% | 0.9053% | 8.507e-05 | 0% | 6.492% | 0 | 0% | 6.492% | 0 | 0% | 6.492% | 0 | 0% | 0.4912% | 0 | 0% | 0.4912% | 0 | 0% | 0.4912% | 0 |  |  |  | 0% | 11.8% | 0 | 0% | 11.8% | 0 | 0% | 11.8% | 0 | 0% | 0.3679% | 0 | 0% | 0.3679% | 0 | 0% | 0.3679% | 0 | 0% | 100% | 0 | 0% | 100% | 0 | 0% | 100% | 0 | 0% | 100% | 0 |  |  | 0 |  |  | 0 |  |  | 0
OAKLAND J 1111CR374 | 4.2997e-05 | 0 | 0.010606 | 0 | 0.010606 | 0.00091168 | 0.01081 | 0.0057864 | 0% | 99% | 0 | 0% | 99% | 0 | 0% | 99% | 0 | 0% | 99% | 0 | 0% | 65.75% | 0 | 0% | 52.95% | 0 | 0% | 52.95% | 0 | 0% | 52.95% | 0 | 0 | 0% | 3.343% | 0 | 0% | 3.343% | 0 | 0% | 3.343% | 0 | 0% | 0.3694% | 0 | 0% | 0.3694% | 0 | 0% | 0.3694% | 0 | 0% | 0.9354% | 0 | 0% | 0.9354% | 0 | 0% | 0.9354% | 0 | 0% | 0.9756% | 0 | 0% | 0.9756% | 0 | 100% | 0.9756% | 0.00010347 | 0% | 7.032% | 0 | 0% | 7.032% | 0 | 0% | 7.032% | 0 | 0% | 0.2899% | 0 | 0% | 0.2899% | 0 | 0% | 0.2899% | 0 |  |  |  | 0% | 11.8% | 0 | 0% | 11.8% | 0 | 0% | 11.8% | 0 | 0% | 0.3644% | 0 | 0% | 0.3644% | 0 | 0% | 0.3644% | 0 | 0% | 100% | 0 | 0% | 100% | 0 | 0% | 100% | 0 | 0% | 100% | 0 |  |  | 0 |  |  | 0 |  |  | 0
SF H 110114687 | 4.2905e-05 | 0 | 0.013613 | 0 | 0.013613 | 0.0017733 | 0.015377 | 0.005321 | 0% | 99% | 0 | 0% | 99% | 0 | 0% | 99% | 0 | 0% | 99% | 0 | 0% | 64.01% | 0 | 0% | 51.98% | 0 | 0% | 51.98% | 0 | 0% | 51.98% | 0 | 0 | 0% | 3.758% | 0 | 0% | 3.758% | 0 | 0% | 3.758% | 0 | 0% | 0.4067% | 0 | 0% | 0.4067% | 0 | 0% | 0.4067% | 0 | 0% | 1.039% | 0 | 0% | 1.039% | 0 | 0% | 1.039% | 0 | 0% | 1.055% | 0 | 100% | 1.055% | 0.00014356 | 0% | 1.055% | 0 | 0% | 7.731% | 0 | 0% | 7.731% | 0 | 0% | 7.731% | 0 | 0% | 0.4315% | 0 | 0% | 0.4315% | 0 | 0% | 0.4315% | 0 |  |  |  | 0% | 11.8% | 0 | 0% | 11.8% | 0 | 0% | 11.8% | 0 | 0% | 0.3552% | 0 | 0% | 0.3552% | 0 | 0% | 0.3552% | 0 | 0% | 100% | 0 | 0% | 100% | 0 | 0% | 100% | 0 | 0% | 100% | 0 |  |  | 0 |  |  | 0 |  |  | 0
OAKLAND J 1101CR352 | 4.2873e-05 | 0 | 0.016775 | 0 | 0.016775 | 0.0016307 | 0.017868 | 0.0081929 | 0% | 99% | 0 | 0% | 99% | 0 | 0% | 99% | 0 | 0% | 99% | 0 | 0% | 63.82% | 0 | 0% | 51.89% | 0 | 0% | 51.89% | 0 | 0% | 51.89% | 0 | 0 | 0% | 3.358% | 0 | 0% | 3.358% | 0 | 0% | 3.358% | 0 | 0% | 0.3627% | 0 | 0% | 0.3627% | 0 | 0% | 0.3627% | 0 | 0% | 0.9789% | 0 | 0% | 0.9789% | 0 | 0% | 0.9789% | 0 | 0% | 0.9834% | 0 | 0% | 0.9834% | 0 | 0% | 0.9834% | 0 | 0% | 7.266% | 0 | 0% | 7.266% | 0 | 0% | 7.266% | 0 | 0% | 0.2866% | 0 | 0% | 0.2866% | 0 | 0% | 0.2866% | 0 |  |  |  | 0% | 11.8% | 0 | 0% | 11.8% | 0 | 0% | 11.8% | 0 | 0% | 0.355% | 0 | 0% | 0.355% | 0 | 0% | 0.355% | 0 | 0% | 100% | 0 | 0% | 100% | 0 | 0% | 100% | 0 | 0% | 100% | 0 |  |  | 0 |  |  | 0 |  |  | 0
MILLBRAE 1101135416 | 4.2815e-05 | 0 | 0.013839 | 0 | 0.013839 | 0.0017138 | 0.014687 | 0.0064443 | 0% | 99% | 0 | 0% | 99% | 0 | 0% | 99% | 0 | 0% | 99% | 0 | 0% | 65.46% | 0 | 0% | 52.67% | 0 | 0% | 52.67% | 0 | 0% | 52.67% | 0 | 0 | 0% | 3.913% | 0 | 0% | 3.913% | 0 | 0% | 3.913% | 0 | 0% | 0.4184% | 0 | 0% | 0.4184% | 0 | 0% | 0.4184% | 0 | 0% | 0.9761% | 0 | 0% | 0.9761% | 0 | 0% | 0.9761% | 0 | 0% | 1.012% | 0 | 0% | 1.012% | 0 | 0% | 1.012% | 0 | 0% | 7.299% | 0 | 0% | 7.299% | 0 | 0% | 7.299% | 0 | 0% | 0.3526% | 0 | 0% | 0.3526% | 0 | 0% | 0.3526% | 0 |  |  |  | 0% | 11.8% | 0 | 0% | 11.8% | 0 | 0% | 11.8% | 0 | 0% | 0.3631% | 0 | 0% | 0.3631% | 0 | 0% | 0.3631% | 0 | 0% | 100% | 0 | 0% | 100% | 0 | 0% | 100% | 0 | 0% | 100% | 0 |  |  | 0 |  |  | 0 |  |  | 0
FIGARDEN 211255614 | 4.2667e-05 | 0 | 0.018001 | 0 | 0.018001 | 0.007631 | 0.014418 | 0.0076672 | 0% | 99% | 0 | 0% | 99% | 0 | 0% | 99% | 0 | 0% | 99% | 0 | 0% | 64.39% | 0 | 0% | 50.04% | 0 | 0% | 50.04% | 0 | 0% | 50.04% | 0 | 0 | 0% | 2.232% | 0 | 0% | 2.232% | 0 | 0% | 2.232% | 0 | 0% | 0.2517% | 0 | 0% | 0.2517% | 0 | 0% | 0.2517% | 0 | 0% | 0.7357% | 0 | 0% | 0.7357% | 0 | 0% | 0.7357% | 0 | 0% | 0.7613% | 0 | 0% | 0.7613% | 0 | 100% | 0.7613% | 0.00013704 | 0% | 5.538% | 0 | 0% | 5.538% | 0 | 0% | 5.538% | 0 | 0% | 1.145% | 0 | 0% | 1.145% | 0 | 0% | 1.145% | 0 |  |  |  | 0% | 11.8% | 0 | 0% | 11.8% | 0 | 0% | 11.8% | 0 | 0% | 0.3703% | 0 | 0% | 0.3703% | 0 | 0% | 0.3703% | 0 | 0% | 100% | 0 | 0% | 100% | 0 | 0% | 100% | 0 | 0% | 100% | 0 |  |  | 0 |  |  | 0 |  |  | 0
WEBER 11059148 | 4.2433e-05 | 0 | 0.051867 | 0 | 0.051867 | 0.0144 | 0.049601 | 0.021619 | 0% | 99% | 0 | 0% | 99% | 0 | 0% | 99% | 0 | 0% | 99% | 0 | 0% | 63.9% | 0 | 0% | 50.45% | 0 | 0% | 50.45% | 0 | 0% | 50.45% | 0 | 0 | 0% | 2.727% | 0 | 0% | 2.727% | 0 | 0% | 2.727% | 0 | 0% | 0.3116% | 0 | 0% | 0.3116% | 0 | 0% | 0.3116% | 0 | 0% | 0.8713% | 0 | 0% | 0.8713% | 0 | 0% | 0.8713% | 0 | 2.023% | 0.9044% | 9.4873e-06 | 97.98% | 0.9044% | 0.0004596 | 0% | 0.9044% | 0 | 0% | 6.559% | 0 | 0% | 6.559% | 0 | 0% | 6.559% | 0 | 0% | 0.645% | 0 | 0% | 0.645% | 0 | 0% | 0.645% | 0 |  |  |  | 0% | 11.8% | 0 | 0% | 11.8% | 0 | 0% | 11.8% | 0 | 0% | 0.3641% | 0 | 0% | 0.3641% | 0 | 0% | 0.3641% | 0 | 0% | 100% | 0 | 0% | 100% | 0 | 0% | 100% | 0 | 0% | 100% | 0 |  |  | 0 |  |  | 0 |  |  | 0
SF E 110310485 | 4.2224e-05 | 0 | 0.012729 | 0 | 0.012729 | 0.0033179 | 0.013389 | 0.0043053 | 0% | 99% | 0 | 0% | 99% | 0 | 0% | 99% | 0 | 0% | 99% | 0 | 0% | 64.34% | 0 | 0% | 51.55% | 0 | 0% | 51.55% | 0 | 0% | 51.55% | 0 | 0 | 0% | 3.646% | 0 | 0% | 3.646% | 0 | 0% | 3.646% | 0 | 0% | 0.394% | 0 | 0% | 0.394% | 0 | 0% | 0.394% | 0 | 0% | 0.9738% | 0 | 0% | 0.9738% | 0 | 0% | 0.9738% | 0 | 8.904% | 1.003% | 1.1366e-05 | 0% | 1.003% | 0 | 0% | 1.003% | 0 | 0% | 7.277% | 0 | 0% | 7.277% | 0 | 0% | 7.277% | 0 | 0% | 0.748% | 0 | 0% | 0.748% | 0 | 0% | 0.748% | 0 |  |  |  | 0% | 11.8% | 0 | 0% | 11.8% | 0 | 0% | 11.8% | 0 | 0% | 0.3624% | 0 | 0% | 0.3624% | 0 | 0% | 0.3624% | 0 | 0% | 100% | 0 | 0% | 100% | 0 | 0% | 100% | 0 | 0% | 100% | 0 |  |  | 0 |  |  | 0 |  |  | 0
SF L 110246994 | 4.2209e-05 | 0 | 0.010283 | 0 | 0.010283 | 0.00073224 | 0.014681 | 0.0015605 | 0% | 99% | 0 | 0% | 99% | 0 | 0% | 99% | 0 | 0% | 99% | 0 | 0% | 61.06% | 0 | 0% | 48.54% | 0 | 0% | 48.54% | 0 | 0% | 48.54% | 0 | 0 | 0% | 4.575% | 0 | 0% | 4.575% | 0 | 0% | 4.575% | 0 | 0% | 0.5065% | 0 | 0% | 0.5065% | 0 | 0% | 0.5065% | 0 | 0% | 1.332% | 0 | 0% | 1.332% | 0 | 0% | 1.332% | 0 | 0% | 1.401% | 0 | 0% | 1.401% | 0 | 0% | 1.401% | 0 | 0% | 10.07% | 0 | 0% | 10.07% | 0 | 0% | 10.07% | 0 | 0% | 0.3236% | 0 | 0% | 0.3236% | 0 | 0% | 0.3236% | 0 |  |  |  | 0% | 11.8% | 0 | 0% | 11.8% | 0 | 0% | 11.8% | 0 | 0% | 0.357% | 0 | 0% | 0.357% | 0 | 0% | 0.357% | 0 | 0% | 100% | 0 | 0% | 100% | 0 | 0% | 100% | 0 | 0% | 100% | 0 |  |  | 0 |  |  | 0 |  |  | 0
DALY CITY 1112CB | 4.2126e-05 | 0 | 0.039129 | 0 | 0.039129 | 0.0060441 | 0.050411 | 0.0081382 | 0% | 99% | 0 | 0% | 99% | 0 | 0% | 99% | 0 | 0% | 99% | 0 | 0% | 63.33% | 0 | 0% | 50.33% | 0 | 0% | 50.33% | 0 | 0% | 50.33% | 0 | 0 | 0% | 4.647% | 0 | 0% | 4.647% | 0 | 0% | 4.647% | 0 | 0% | 0.5072% | 0 | 0% | 0.5072% | 0 | 0% | 0.5072% | 0 | 0% | 1.198% | 0 | 0% | 1.198% | 0 | 0% | 1.198% | 0 | 10.28% | 1.263% | 5.0809e-05 | 89.72% | 1.263% | 0.00044335 | 0% | 1.263% | 0 | 0% | 9.027% | 0 | 0% | 9.027% | 0 | 0% | 9.027% | 0 | 0% | 0.4771% | 0 | 0% | 0.4771% | 0 | 0% | 0.4771% | 0 |  |  |  | 0% | 11.8% | 0 | 0% | 11.8% | 0 | 0% | 11.8% | 0 | 0% | 0.3615% | 0 | 0% | 0.3615% | 0 | 0% | 0.3615% | 0 | 0% | 100% | 0 | 0% | 100% | 0 | 0% | 100% | 0 | 0% | 100% | 0 |  |  | 0 |  |  | 0 |  |  | 0
BRITTON 1112CB | 4.207e-05 | 0 | 0.0092324 | 0 | 0.0092324 | 0.0017886 | 0.0082359 | 0.0052161 | 0% | 99% | 0 | 0% | 99% | 0 | 0% | 99% | 0 | 0% | 99% | 0 | 0% | 65.95% | 0 | 0% | 51.9% | 0 | 0% | 51.9% | 0 | 0% | 51.9% | 0 | 0 | 0% | 3.303% | 0 | 0% | 3.303% | 0 | 0% | 3.303% | 0 | 0% | 0.3649% | 0 | 0% | 0.3649% | 0 | 0% | 0.3649% | 0 | 0% | 0.8112% | 0 | 0% | 0.8112% | 0 | 0% | 0.8112% | 0 | 0% | 0.8563% | 0 | 0% | 0.8563% | 0 | 0% | 0.8563% | 0 | 0% | 6.106% | 0 | 0% | 6.106% | 0 | 0% | 6.106% | 0 | 0% | 0.4656% | 0 | 0% | 0.4656% | 0 | 0% | 0.4656% | 0 |  |  |  | 0% | 11.8% | 0 | 0% | 11.8% | 0 | 0% | 11.8% | 0 | 0% | 0.3706% | 0 | 0% | 0.3706% | 0 | 0% | 0.3706% | 0 | 0% | 100% | 0 | 0% | 100% | 0 | 0% | 100% | 0 | 0% | 100% | 0 |  |  | 0 |  |  | 0 |  |  | 0
OAKLAND X 1114CR124 | 4.1984e-05 | 0 | 0.015392 | 0 | 0.015392 | 0.0015066 | 0.015916 | 0.007986 | 0% | 99% | 0 | 0% | 99% | 0 | 0% | 99% | 0 | 0% | 99% | 0 | 0% | 64.34% | 0 | 0% | 52.21% | 0 | 0% | 52.21% | 0 | 0% | 52.21% | 0 | 0 | 0% | 3.201% | 0 | 0% | 3.201% | 0 | 0% | 3.201% | 0 | 0% | 0.3476% | 0 | 0% | 0.3476% | 0 | 0% | 0.3476% | 0 | 0% | 0.9543% | 0 | 0% | 0.9543% | 0 | 0% | 0.9543% | 0 | 0% | 0.9704% | 0 | 28.33% | 0.9704% | 4.231e-05 | 71.67% | 0.9704% | 0.00010706 | 0% | 7.12% | 0 | 0% | 7.12% | 0 | 0% | 7.12% | 0 | 0% | 0.3241% | 0 | 0% | 0.3241% | 0 | 0% | 0.3241% | 0 |  |  |  | 0% | 11.8% | 0 | 0% | 11.8% | 0 | 0% | 11.8% | 0 | 0% | 0.3592% | 0 | 0% | 0.3592% | 0 | 0% | 0.3592% | 0 | 0% | 100% | 0 | 0% | 100% | 0 | 0% | 100% | 0 | 0% | 100% | 0 |  |  | 0 |  |  | 0 |  |  | 0
REDWOOD CITY 1105CB | 4.1952e-05 | 0 | 0.039 | 0 | 0.039 | 0.0083337 | 0.038046 | 0.018 | 0% | 99% | 0 | 0% | 99% | 0 | 0% | 99% | 0 | 0% | 99% | 0 | 0% | 65.53% | 0 | 0% | 52.14% | 0 | 0% | 52.14% | 0 | 0% | 52.14% | 0 | 0 | 0% | 3.304% | 0 | 0% | 3.304% | 0 | 0% | 3.304% | 0 | 0% | 0.3628% | 0 | 0% | 0.3628% | 0 | 0% | 0.3628% | 0 | 0% | 0.8936% | 0 | 0% | 0.8936% | 0 | 0% | 0.8936% | 0 | 0% | 0.9325% | 0 | 82.99% | 0.9325% | 0.0003018 | 16.04% | 0.9325% | 5.8325e-05 | 0% | 6.713% | 0 | 0% | 6.713% | 0 | 0% | 6.713% | 0 | 0% | 0.5309% | 0 | 0% | 0.5309% | 0 | 0% | 0.5309% | 0 |  |  |  | 0% | 11.8% | 0 | 0% | 11.8% | 0 | 0% | 11.8% | 0 | 0% | 0.3662% | 0 | 0% | 0.3662% | 0 | 0% | 0.3662% | 0 | 0% | 100% | 0 | 0% | 100% | 0 | 0% | 100% | 0 | 0% | 100% | 0 |  |  | 0 |  |  | 0 |  |  | 0
LARKIN (Y) 112032934 | 4.1947e-05 | 0 | 0.010775 | 0 | 0.010775 | 0.0011185 | 0.014077 | 0.0025919 | 0% | 99% | 0 | 0% | 99% | 0 | 0% | 99% | 0 | 0% | 99% | 0 | 0% | 60.93% | 0 | 0% | 48.61% | 0 | 0% | 48.61% | 0 | 0% | 48.61% | 0 | 0 | 0% | 4.221% | 0 | 0% | 4.221% | 0 | 0% | 4.221% | 0 | 0% | 0.4521% | 0 | 0% | 0.4521% | 0 | 0% | 0.4521% | 0 | 0% | 1.216% | 0 | 0% | 1.216% | 0 | 0% | 1.216% | 0 | 8.434% | 1.25% | 1.1359e-05 | 0% | 1.25% | 0 | 0% | 1.25% | 0 | 0% | 9.111% | 0 | 0% | 9.111% | 0 | 0% | 9.111% | 0 | 0% | 0.3797% | 0 | 0% | 0.3797% | 0 | 0% | 0.3797% | 0 |  |  |  | 0% | 11.8% | 0 | 0% | 11.8% | 0 | 0% | 11.8% | 0 | 0% | 0.3547% | 0 | 0% | 0.3547% | 0 | 0% | 0.3547% | 0 | 0% | 100% | 0 | 0% | 100% | 0 | 0% | 100% | 0 | 0% | 100% | 0 |  |  | 0 |  |  | 0 |  |  | 0
ALMADEN 1102743078 | 4.1869e-05 | 0 | 0.011824 | 0 | 0.011824 | 0.007201 | 0.0084 | 0.0039176 | 0% | 99% | 0 | 0% | 99% | 0 | 0% | 99% | 0 | 0% | 99% | 0 | 0% | 64.85% | 0 | 0% | 50.32% | 0 | 0% | 50.32% | 0 | 0% | 50.32% | 0 | 0 | 0% | 2.127% | 0 | 0% | 2.127% | 0 | 0% | 2.127% | 0 | 0% | 0.2368% | 0 | 0% | 0.2368% | 0 | 0% | 0.2368% | 0 | 0% | 0.6492% | 0 | 0% | 0.6492% | 0 | 0% | 0.6492% | 0 | 0% | 0.6614% | 0 | 52.17% | 0.6614% | 4.0795e-05 | 45.65% | 0.6614% | 3.5698e-05 | 0% | 4.847% | 0 | 0% | 4.847% | 0 | 0% | 4.847% | 0 | 0% | 1.455% | 0 | 0% | 1.455% | 0 | 0% | 1.455% | 0 |  |  |  | 0% | 11.8% | 0 | 0% | 11.8% | 0 | 0% | 11.8% | 0 | 0% | 0.371% | 0 | 0% | 0.371% | 0 | 0% | 0.371% | 0 | 0% | 100% | 0 | 0% | 100% | 0 | 0% | 100% | 0 | 0% | 100% | 0 |  |  | 0 |  |  | 0 |  |  | 0
FMC 1105XR052 | 4.1866e-05 | 0 | 0.076316 | 0 | 0.076316 | 0.040828 | 0.062034 | 0.023117 | 0% | 99% | 0 | 0% | 99% | 0 | 0% | 99% | 0 | 0% | 99% | 0 | 0% | 64.27% | 0 | 0% | 50.22% | 0 | 0% | 50.22% | 0 | 0% | 50.22% | 0 | 0 | 0% | 2.366% | 0 | 0% | 2.366% | 0 | 0% | 2.366% | 0 | 0% | 0.2593% | 0 | 0% | 0.2593% | 0 | 0% | 0.2593% | 0 | 0% | 0.7479% | 0 | 0% | 0.7479% | 0 | 0% | 0.7479% | 0 | 0% | 0.7571% | 0 | 0% | 0.7571% | 0 | 99.94% | 0.7571% | 0.00057741 | 0% | 5.576% | 0 | 0% | 5.576% | 0 | 0% | 5.576% | 0 | 0% | 1.231% | 0 | 0% | 1.231% | 0 | 0% | 1.231% | 0 |  |  |  | 0% | 11.8% | 0 | 0% | 11.8% | 0 | 0% | 11.8% | 0 | 0% | 0.3668% | 0 | 0% | 0.3668% | 0 | 0% | 0.3668% | 0 | 0% | 100% | 0 | 0% | 100% | 0 | 0% | 100% | 0 | 0% | 100% | 0 |  |  | 0 |  |  | 0 |  |  | 0
VALLEJO B 0414CB | 4.1639e-05 | 0 | 0.044323 | 0 | 0.044323 | 0.011858 | 0.045657 | 0.015652 | 0% | 99% | 0 | 0% | 99% | 0 | 0% | 99% | 0 | 0% | 99% | 0 | 0% | 63.87% | 0 | 0% | 51.24% | 0 | 0% | 51.24% | 0 | 0% | 51.24% | 0 | 0 | 0% | 3.284% | 0 | 0% | 3.284% | 0 | 0% | 3.284% | 0 | 0% | 0.355% | 0 | 0% | 0.355% | 0 | 0% | 0.355% | 0 | 0% | 0.9466% | 0 | 0% | 0.9466% | 0 | 0% | 0.9466% | 0 | 0% | 0.9579% | 0 | 0% | 0.9579% | 0 | 13.78% | 0.9579% | 5.8521e-05 | 0% | 7.04% | 0 | 0% | 7.04% | 0 | 0% | 7.04% | 0 | 0% | 0.6688% | 0 | 0% | 0.6688% | 0 | 0% | 0.6688% | 0 |  |  |  | 0% | 11.8% | 0 | 0% | 11.8% | 0 | 0% | 11.8% | 0 | 0% | 0.3582% | 0 | 0% | 0.3582% | 0 | 0% | 0.3582% | 0 | 0% | 100% | 0 | 0% | 100% | 0 | 0% | 100% | 0 | 0% | 100% | 0 |  |  | 0 |  |  | 0 |  |  | 0
EL PATIO 1103XR022 | 4.1618e-05 | 0 | 0.040428 | 0 | 0.040428 | 0.017412 | 0.035108 | 0.014217 | 0% | 99% | 0 | 0% | 99% | 0 | 0% | 99% | 0 | 0% | 99% | 0 | 0% | 63.92% | 0 | 0% | 50.34% | 0 | 0% | 50.34% | 0 | 0% | 50.34% | 0 | 0 | 0% | 2.587% | 0 | 0% | 2.587% | 0 | 0% | 2.587% | 0 | 0% | 0.2804% | 0 | 0% | 0.2804% | 0 | 0% | 0.2804% | 0 | 0% | 0.7974% | 0 | 0% | 0.7974% | 0 | 0% | 0.7974% | 0 | 0% | 0.7997% | 0 | 78.95% | 0.7997% | 0.00025524 | 21.05% | 0.7997% | 6.8051e-05 | 0% | 5.922% | 0 | 0% | 5.922% | 0 | 0% | 5.922% | 0 | 0% | 0.9776% | 0 | 0% | 0.9776% | 0 | 0% | 0.9776% | 0 |  |  |  | 0% | 11.8% | 0 | 0% | 11.8% | 0 | 0% | 11.8% | 0 | 0% | 0.3629% | 0 | 0% | 0.3629% | 0 | 0% | 0.3629% | 0 | 0% | 100% | 0 | 0% | 100% | 0 | 0% | 100% | 0 | 0% | 100% | 0 |  |  | 0 |  |  | 0 |  |  | 0
CASTRO VALLEY 1108MR215 | 4.1601e-05 | 0 | 0.0078558 | 0 | 0.0078558 | 0.003341 | 0.0072951 | 0.0023319 | 0% | 99% | 0 | 0% | 99% | 0 | 0% | 99% | 0 | 0% | 99% | 0 | 0% | 63.55% | 0 | 0% | 50.03% | 0 | 0% | 50.03% | 0 | 0% | 50.03% | 0 | 0 | 0% | 3.094% | 0 | 0% | 3.094% | 0 | 0% | 3.094% | 0 | 0% | 0.3331% | 0 | 0% | 0.3331% | 0 | 0% | 0.3331% | 0 | 0% | 0.8555% | 0 | 0% | 0.8555% | 0 | 0% | 0.8555% | 0 | 0% | 0.869% | 0 | 51.6% | 0.869% | 3.5221e-05 | 0% | 0.869% | 0 | 0% | 6.365% | 0 | 0% | 6.365% | 0 | 0% | 6.365% | 0 | 0% | 0.9398% | 0 | 0% | 0.9398% | 0 | 0% | 0.9398% | 0 |  |  |  | 0% | 11.8% | 0 | 0% | 11.8% | 0 | 0% | 11.8% | 0 | 0% | 0.3635% | 0 | 0% | 0.3635% | 0 | 0% | 0.3635% | 0 | 0% | 100% | 0 | 0% | 100% | 0 | 0% | 100% | 0 | 0% | 100% | 0 |  |  | 0 |  |  | 0 |  |  | 0
DIXON LANDING 2101XR590 | 4.1558e-05 | 0 | 0.013716 | 0 | 0.013716 | 0.0037094 | 0.012461 | 0.0064708 | 0% | 99% | 0 | 0% | 99% | 0 | 0% | 99% | 0 | 0% | 99% | 0 | 0% | 65.66% | 0 | 0% | 51.5% | 0 | 0% | 51.5% | 0 | 0% | 51.5% | 0 | 0 | 0% | 3.19% | 0 | 0% | 3.19% | 0 | 0% | 3.19% | 0 | 0% | 0.3563% | 0 | 0% | 0.3563% | 0 | 0% | 0.3563% | 0 | 0% | 0.8314% | 0 | 0% | 0.8314% | 0 | 0% | 0.8314% | 0 | 99.52% | 0.8807% | 0.00012021 | 0% | 0.8807% | 0 | 0.478% | 0.8807% | 5.7735e-07 | 0% | 6.275% | 0 | 0% | 6.275% | 0 | 0% | 6.275% | 0 | 0% | 0.4528% | 0 | 0% | 0.4528% | 0 | 0% | 0.4528% | 0 |  |  |  | 0% | 11.8% | 0 | 0% | 11.8% | 0 | 0% | 11.8% | 0 | 0% | 0.3707% | 0 | 0% | 0.3707% | 0 | 0% | 0.3707% | 0 | 0% | 100% | 0 | 0% | 100% | 0 | 0% | 100% | 0 | 0% | 100% | 0 |  |  | 0 |  |  | 0 |  |  | 0
SWIFT 2107CB | 4.151e-05 | 0 | 0.015395 | 0 | 0.015395 | 0.0032068 | 0.013779 | 0.0084268 | 0% | 99% | 0 | 0% | 99% | 0 | 0% | 99% | 0 | 0% | 99% | 0 | 0% | 65.99% | 0 | 0% | 51.71% | 0 | 0% | 51.71% | 0 | 0% | 51.71% | 0 | 0 | 0% | 3.01% | 0 | 0% | 3.01% | 0 | 0% | 3.01% | 0 | 0% | 0.342% | 0 | 0% | 0.342% | 0 | 0% | 0.342% | 0 | 0% | 0.8072% | 0 | 0% | 0.8072% | 0 | 0% | 0.8072% | 0 | 0% | 0.8501% | 0 | 85.31% | 0.8501% | 0.00011165 | 14.69% | 0.8501% | 1.9222e-05 | 0% | 6.08% | 0 | 0% | 6.08% | 0 | 0% | 6.08% | 0 | 0% | 0.4772% | 0 | 0% | 0.4772% | 0 | 0% | 0.4772% | 0 |  |  |  | 0% | 11.8% | 0 | 0% | 11.8% | 0 | 0% | 11.8% | 0 | 0% | 0.368% | 0 | 0% | 0.368% | 0 | 0% | 0.368% | 0 | 0% | 100% | 0 | 0% | 100% | 0 | 0% | 100% | 0 | 0% | 100% | 0 |  |  | 0 |  |  | 0 |  |  | 0
MC KEE 1109CB | 4.1477e-05 | 0 | 0.015806 | 0 | 0.015806 | 0.0031102 | 0.014515 | 0.008466 | 0% | 99% | 0 | 0% | 99% | 0 | 0% | 99% | 0 | 0% | 99% | 0 | 0% | 65.82% | 0 | 0% | 52.13% | 0 | 0% | 52.13% | 0 | 0% | 52.13% | 0 | 0 | 0% | 3.089% | 0 | 0% | 3.089% | 0 | 0% | 3.089% | 0 | 0% | 0.3459% | 0 | 0% | 0.3459% | 0 | 0% | 0.3459% | 0 | 0% | 0.8382% | 0 | 0% | 0.8382% | 0 | 0% | 0.8382% | 0 | 0% | 0.8801% | 0 | 0% | 0.8801% | 0 | 0% | 0.8801% | 0 | 0% | 6.313% | 0 | 0% | 6.313% | 0 | 0% | 6.313% | 0 | 0% | 0.4666% | 0 | 0% | 0.4666% | 0 | 0% | 0.4666% | 0 |  |  |  | 0% | 11.8% | 0 | 0% | 11.8% | 0 | 0% | 11.8% | 0 | 0% | 0.3685% | 0 | 0% | 0.3685% | 0 | 0% | 0.3685% | 0 | 0% | 100% | 0 | 0% | 100% | 0 | 0% | 100% | 0 | 0% | 100% | 0 |  |  | 0 |  |  | 0 |  |  | 0
SALINAS 110322382 | 4.1353e-05 | 0 | 0.015548 | 0 | 0.015548 | 0.0024662 | 0.017465 | 0.0057342 | 0% | 99% | 0 | 0% | 99% | 0 | 0% | 99% | 0 | 0% | 99% | 0 | 0% | 64.62% | 0 | 0% | 51.4% | 0 | 0% | 51.4% | 0 | 0% | 51.4% | 0 | 0 | 0% | 3.121% | 0 | 0% | 3.121% | 0 | 0% | 3.121% | 0 | 0% | 0.3666% | 0 | 0% | 0.3666% | 0 | 0% | 0.3666% | 0 | 0% | 1.036% | 0 | 0% | 1.036% | 0 | 0% | 1.036% | 0 | 0% | 1.101% | 0 | 0% | 1.101% | 0 | 100% | 1.101% | 0.00017123 | 0% | 7.88% | 0 | 0% | 7.88% | 0 | 0% | 7.88% | 0 | 0% | 0.4131% | 0 | 0% | 0.4131% | 0 | 0% | 0.4131% | 0 |  |  |  | 0% | 11.8% | 0 | 0% | 11.8% | 0 | 0% | 11.8% | 0 | 0% | 0.3647% | 0 | 0% | 0.3647% | 0 | 0% | 0.3647% | 0 | 0% | 100% | 0 | 0% | 100% | 0 | 0% | 100% | 0 | 0% | 100% | 0 |  |  | 0 |  |  | 0 |  |  | 0
EL PATIO 110447296 | 4.1298e-05 | 0 | 0.01363 | 0 | 0.01363 | 0.0063392 | 0.011254 | 0.0049066 | 0% | 99% | 0 | 0% | 99% | 0 | 0% | 99% | 0 | 0% | 99% | 0 | 0% | 64.54% | 0 | 0% | 50.44% | 0 | 0% | 50.44% | 0 | 0% | 50.44% | 0 | 0 | 0% | 2.556% | 0 | 0% | 2.556% | 0 | 0% | 2.556% | 0 | 0% | 0.2832% | 0 | 0% | 0.2832% | 0 | 0% | 0.2832% | 0 | 0% | 0.7553% | 0 | 0% | 0.7553% | 0 | 0% | 0.7553% | 0 | 0% | 0.7718% | 0 | 100% | 0.7718% | 0.00010519 | 0% | 0.7718% | 0 | 0% | 5.641% | 0 | 0% | 5.641% | 0 | 0% | 5.641% | 0 | 0% | 1.058% | 0 | 0% | 1.058% | 0 | 0% | 1.058% | 0 |  |  |  | 0% | 11.8% | 0 | 0% | 11.8% | 0 | 0% | 11.8% | 0 | 0% | 0.3672% | 0 | 0% | 0.3672% | 0 | 0% | 0.3672% | 0 | 0% | 100% | 0 | 0% | 100% | 0 | 0% | 100% | 0 | 0% | 100% | 0 |  |  | 0 |  |  | 0 |  |  | 0
OAKLAND X 1103CB | 4.1281e-05 | 0 | 0.011272 | 0 | 0.011272 | 0.0017003 | 0.01134 | 0.0055668 | 0% | 99% | 0 | 0% | 99% | 0 | 0% | 99% | 0 | 0% | 99% | 0 | 0% | 63.94% | 0 | 0% | 52.34% | 0 | 0% | 52.34% | 0 | 0% | 52.34% | 0 | 0 | 0% | 3.007% | 0 | 0% | 3.007% | 0 | 0% | 3.007% | 0 | 0% | 0.3183% | 0 | 0% | 0.3183% | 0 | 0% | 0.3183% | 0 | 0% | 0.9279% | 0 | 0% | 0.9279% | 0 | 0% | 0.9279% | 0 | 0.9518% | 0.9097% | 9.7598e-07 | 0% | 0.9097% | 0 | 99.05% | 0.9097% | 0.00010156 | 0% | 6.837% | 0 | 0% | 6.837% | 0 | 0% | 6.837% | 0 | 0% | 0.4348% | 0 | 0% | 0.4348% | 0 | 0% | 0.4348% | 0 |  |  |  | 0% | 11.8% | 0 | 0% | 11.8% | 0 | 0% | 11.8% | 0 | 0% | 0.3531% | 0 | 0% | 0.3531% | 0 | 0% | 0.3531% | 0 | 0% | 100% | 0 | 0% | 100% | 0 | 0% | 100% | 0 | 0% | 100% | 0 |  |  | 0 |  |  | 0 |  |  | 0
POTRERO PP (A) 1116CB | 4.113e-05 | 0 | 0.0134 | 0 | 0.0134 | 0.0021724 | 0.015207 | 0.0047398 | 0% | 99% | 0 | 0% | 99% | 0 | 0% | 99% | 0 | 0% | 99% | 0 | 0% | 63.61% | 0 | 0% | 51.11% | 0 | 0% | 51.11% | 0 | 0% | 51.11% | 0 | 0 | 0% | 3.817% | 0 | 0% | 3.817% | 0 | 0% | 3.817% | 0 | 0% | 0.4167% | 0 | 0% | 0.4167% | 0 | 0% | 0.4167% | 0 | 0% | 1.044% | 0 | 0% | 1.044% | 0 | 0% | 1.044% | 0 | 100% | 1.077% | 0.00014427 | 0% | 1.077% | 0 | 0% | 1.077% | 0 | 0% | 7.815% | 0 | 0% | 7.815% | 0 | 0% | 7.815% | 0 | 0% | 0.5612% | 0 | 0% | 0.5612% | 0 | 0% | 0.5612% | 0 |  |  |  | 0% | 11.8% | 0 | 0% | 11.8% | 0 | 0% | 11.8% | 0 | 0% | 0.3587% | 0 | 0% | 0.3587% | 0 | 0% | 0.3587% | 0 | 0% | 100% | 0 | 0% | 100% | 0 | 0% | 100% | 0 | 0% | 100% | 0 |  |  | 0 |  |  | 0 |  |  | 0
SAN JOSE B 1110XR306 | 4.1073e-05 | 0 | 0.019006 | 0 | 0.019006 | 0.011277 | 0.015498 | 0.0045986 | 0% | 99% | 0 | 0% | 99% | 0 | 0% | 99% | 0 | 0% | 99% | 0 | 0% | 64.35% | 0 | 0% | 49.81% | 0 | 0% | 49.81% | 0 | 0% | 49.81% | 0 | 0 | 0% | 2.42% | 0 | 0% | 2.42% | 0 | 0% | 2.42% | 0 | 0% | 0.27% | 0 | 0% | 0.27% | 0 | 0% | 0.27% | 0 | 0% | 0.7484% | 0 | 0% | 0.7484% | 0 | 0% | 0.7484% | 0 | 0% | 0.7721% | 0 | 0% | 0.7721% | 0 | 99.8% | 0.7721% | 0.00014644 | 0% | 5.617% | 0 | 0% | 5.617% | 0 | 0% | 5.617% | 0 | 0% | 1.318% | 0 | 0% | 1.318% | 0 | 0% | 1.318% | 0 |  |  |  | 0% | 11.8% | 0 | 0% | 11.8% | 0 | 0% | 11.8% | 0 | 0% | 0.3695% | 0 | 0% | 0.3695% | 0 | 0% | 0.3695% | 0 | 0% | 100% | 0 | 0% | 100% | 0 | 0% | 100% | 0 | 0% | 100% | 0 |  |  | 0 |  |  | 0 |  |  | 0
LAKEWOOD 2111CB | 4.1058e-05 | 0 | 0.014703 | 0 | 0.014703 | 0.0039609 | 0.014495 | 0.0058153 | 0% | 99% | 0 | 0% | 99% | 0 | 0% | 99% | 0 | 0% | 99% | 0 | 0% | 64.35% | 0 | 0% | 50.74% | 0 | 0% | 50.74% | 0 | 0% | 50.74% | 0 | 0 | 0% | 3.197% | 0 | 0% | 3.197% | 0 | 0% | 3.197% | 0 | 0% | 0.3502% | 0 | 0% | 0.3502% | 0 | 0% | 0.3502% | 0 | 0% | 0.9056% | 0 | 0% | 0.9056% | 0 | 0% | 0.9056% | 0 | 0% | 0.9376% | 0 | 0% | 0.9376% | 0 | 0% | 0.9376% | 0 | 0% | 6.791% | 0 | 0% | 6.791% | 0 | 0% | 6.791% | 0 | 0% | 0.5528% | 0 | 0% | 0.5528% | 0 | 0% | 0.5528% | 0 |  |  |  | 0% | 11.8% | 0 | 0% | 11.8% | 0 | 0% | 11.8% | 0 | 0% | 0.3644% | 0 | 0% | 0.3644% | 0 | 0% | 0.3644% | 0 | 0% | 100% | 0 | 0% | 100% | 0 | 0% | 100% | 0 | 0% | 100% | 0 |  |  | 0 |  |  | 0 |  |  | 0
STELLING 1112CB | 4.1057e-05 | 0 | 0.013969 | 0 | 0.013969 | 0.005448 | 0.012323 | 0.0052892 | 0% | 99% | 0 | 0% | 99% | 0 | 0% | 99% | 0 | 0% | 99% | 0 | 0% | 64.16% | 0 | 0% | 50.37% | 0 | 0% | 50.37% | 0 | 0% | 50.37% | 0 | 0 | 0% | 2.621% | 0 | 0% | 2.621% | 0 | 0% | 2.621% | 0 | 0% | 0.2897% | 0 | 0% | 0.2897% | 0 | 0% | 0.2897% | 0 | 0% | 0.8071% | 0 | 0% | 0.8071% | 0 | 0% | 0.8071% | 0 | 0% | 0.8222% | 0 | 0% | 0.8222% | 0 | 0% | 0.8222% | 0 | 0% | 6.029% | 0 | 0% | 6.029% | 0 | 0% | 6.029% | 0 | 0% | 0.8893% | 0 | 0% | 0.8893% | 0 | 0% | 0.8893% | 0 |  |  |  | 0% | 11.8% | 0 | 0% | 11.8% | 0 | 0% | 11.8% | 0 | 0% | 0.3646% | 0 | 0% | 0.3646% | 0 | 0% | 0.3646% | 0 | 0% | 100% | 0 | 0% | 100% | 0 | 0% | 100% | 0 | 0% | 100% | 0 |  |  | 0 |  |  | 0 |  |  | 0
SAN JOSE B 1109CB | 4.0886e-05 | 0 | 0.0034778 | 0 | 0.0034778 | 0.001061 | 0.003092 | 0.0015879 | 0% | 99% | 0 | 0% | 99% | 0 | 0% | 99% | 0 | 0% | 99% | 0 | 0% | 65.51% | 0 | 0% | 51.74% | 0 | 0% | 51.74% | 0 | 0% | 51.74% | 0 | 0 | 0% | 2.945% | 0 | 0% | 2.945% | 0 | 0% | 2.945% | 0 | 0% | 0.3242% | 0 | 0% | 0.3242% | 0 | 0% | 0.3242% | 0 | 0% | 0.8156% | 0 | 0% | 0.8156% | 0 | 0% | 0.8156% | 0 | 0% | 0.8467% | 0 | 0% | 0.8467% | 0 | 3.513% | 0.8467% | 1.0345e-06 | 0% | 6.119% | 0 | 0% | 6.119% | 0 | 0% | 6.119% | 0 | 0% | 0.6746% | 0 | 0% | 0.6746% | 0 | 0% | 0.6746% | 0 |  |  |  | 0% | 11.8% | 0 | 0% | 11.8% | 0 | 0% | 11.8% | 0 | 0% | 0.3681% | 0 | 0% | 0.3681% | 0 | 0% | 0.3681% | 0 | 0% | 100% | 0 | 0% | 100% | 0 | 0% | 100% | 0 | 0% | 100% | 0 |  |  | 0 |  |  | 0 |  |  | 0
SF G 1102207276 | 4.0874e-05 | 0 | 0.0015993 | 0 | 0.0015993 | 0.0001435 | 0.0021386 | 0.00035802 | 0% | 99% | 0 | 0% | 99% | 0 | 0% | 99% | 0 | 0% | 99% | 0 | 0% | 60.85% | 0 | 0% | 48.8% | 0 | 0% | 48.8% | 0 | 0% | 48.8% | 0 | 0 | 0% | 4.404% | 0 | 0% | 4.404% | 0 | 0% | 4.404% | 0 | 0% | 0.4722% | 0 | 0% | 0.4722% | 0 | 0% | 0.4722% | 0 | 0% | 1.246% | 0 | 0% | 1.246% | 0 | 0% | 1.246% | 0 | 0% | 1.285% | 0 | 0% | 1.285% | 0 | 0% | 1.285% | 0 | 0% | 9.342% | 0 | 0% | 9.342% | 0 | 0% | 9.342% | 0 | 0% | 0.3794% | 0 | 0% | 0.3794% | 0 | 0% | 0.3794% | 0 |  |  |  | 0% | 11.8% | 0 | 0% | 11.8% | 0 | 0% | 11.8% | 0 | 0% | 0.3544% | 0 | 0% | 0.3544% | 0 | 0% | 0.3544% | 0 | 0% | 100% | 0 | 0% | 100% | 0 | 0% | 100% | 0 | 0% | 100% | 0 |  |  | 0 |  |  | 0 |  |  | 0
LARKIN (Y) 110734976 | 4.0734e-05 | 0 | 0.0011781 | 0 | 0.0011781 | 0.00011107 | 0.0014937 | 0.00033996 | 0% | 99% | 0 | 0% | 99% | 0 | 0% | 99% | 0 | 0% | 99% | 0 | 0% | 62.55% | 0 | 0% | 49.79% | 0 | 0% | 49.79% | 0 | 0% | 49.79% | 0 | 0 | 0% | 4.606% | 0 | 0% | 4.606% | 0 | 0% | 4.606% | 0 | 0% | 0.4971% | 0 | 0% | 0.4971% | 0 | 0% | 0.4971% | 0 | 0% | 1.179% | 0 | 0% | 1.179% | 0 | 0% | 1.179% | 0 | 0% | 1.24% | 0 | 0% | 1.24% | 0 | 0% | 1.24% | 0 | 0% | 8.878% | 0 | 0% | 8.878% | 0 | 0% | 8.878% | 0 | 0% | 0.3872% | 0 | 0% | 0.3872% | 0 | 0% | 0.3872% | 0 |  |  |  | 0% | 11.8% | 0 | 0% | 11.8% | 0 | 0% | 11.8% | 0 | 0% | 0.3619% | 0 | 0% | 0.3619% | 0 | 0% | 0.3619% | 0 | 0% | 100% | 0 | 0% | 100% | 0 | 0% | 100% | 0 | 0% | 100% | 0 |  |  | 0 |  |  | 0 |  |  | 0
BOGUE 11037012 | 4.0716e-05 | 0 | 0.062063 | 0 | 0.062063 | 0.023638 | 0.053429 | 0.025383 | 0% | 99% | 0 | 0% | 99% | 0 | 0% | 99% | 0 | 0% | 99% | 0 | 0% | 63.72% | 0 | 0% | 49.9% | 0 | 0% | 49.9% | 0 | 0% | 49.9% | 0 | 0 | 0% | 2.541% | 0 | 0% | 2.541% | 0 | 0% | 2.541% | 0 | 0% | 0.2822% | 0 | 0% | 0.2822% | 0 | 0% | 0.2822% | 0 | 0% | 0.7836% | 0 | 0% | 0.7836% | 0 | 0% | 0.7836% | 0 | 0% | 0.7991% | 0 | 0% | 0.7991% | 0 | 0% | 0.7991% | 0 | 0% | 5.854% | 0 | 0% | 5.854% | 0 | 0% | 5.854% | 0 | 0% | 0.9722% | 0 | 0% | 0.9722% | 0 | 0% | 0.9722% | 0 |  |  |  | 0% | 11.8% | 0 | 0% | 11.8% | 0 | 0% | 11.8% | 0 | 0% | 0.3649% | 0 | 0% | 0.3649% | 0 | 0% | 0.3649% | 0 | 0% | 100% | 0 | 0% | 100% | 0 | 0% | 100% | 0 | 0% | 100% | 0 |  |  | 0 |  |  | 0 |  |  | 0
BELLE HAVEN 11069150 | 4.0695e-05 | 0 | 0.0079615 | 0 | 0.0079615 | 0.0032991 | 0.0068151 | 0.0030283 | 0% | 99% | 0 | 0% | 99% | 0 | 0% | 99% | 0 | 0% | 99% | 0 | 0% | 64.86% | 0 | 0% | 51.39% | 0 | 0% | 51.39% | 0 | 0% | 51.39% | 0 | 0 | 0% | 2.727% | 0 | 0% | 2.727% | 0 | 0% | 2.727% | 0 | 0% | 0.2939% | 0 | 0% | 0.2939% | 0 | 0% | 0.2939% | 0 | 0% | 0.7885% | 0 | 0% | 0.7885% | 0 | 0% | 0.7885% | 0 | 0% | 0.7993% | 0 | 100% | 0.7993% | 6.3639e-05 | 0% | 0.7993% | 0 | 0% | 5.869% | 0 | 0% | 5.869% | 0 | 0% | 5.869% | 0 | 0% | 1.002% | 0 | 0% | 1.002% | 0 | 0% | 1.002% | 0 |  |  |  | 0% | 11.8% | 0 | 0% | 11.8% | 0 | 0% | 11.8% | 0 | 0% | 0.3657% | 0 | 0% | 0.3657% | 0 | 0% | 0.3657% | 0 | 0% | 100% | 0 | 0% | 100% | 0 | 0% | 100% | 0 | 0% | 100% | 0 |  |  | 0 |  |  | 0 |  |  | 0
OAKLAND D 1133CR292 | 4.0633e-05 | 0 | 0.0021429 | 0 | 0.0021429 | 0.00048672 | 0.0021879 | 0.00086272 | 0% | 99% | 0 | 0% | 99% | 0 | 0% | 99% | 0 | 0% | 99% | 0 | 0% | 62.45% | 0 | 0% | 50.8% | 0 | 0% | 50.8% | 0 | 0% | 50.8% | 0 | 0 | 0% | 3.004% | 0 | 0% | 3.004% | 0 | 0% | 3.004% | 0 | 0% | 0.3117% | 0 | 0% | 0.3117% | 0 | 0% | 0.3117% | 0 | 0% | 0.9444% | 0 | 0% | 0.9444% | 0 | 0% | 0.9444% | 0 | 100% | 0.9134% | 1.9574e-05 | 0% | 0.9134% | 0 | 0% | 0.9134% | 0 | 0% | 6.928% | 0 | 0% | 6.928% | 0 | 0% | 6.928% | 0 | 0% | 0.5639% | 0 | 0% | 0.5639% | 0 | 0% | 0.5639% | 0 |  |  |  | 0% | 11.8% | 0 | 0% | 11.8% | 0 | 0% | 11.8% | 0 | 0% | 0.3505% | 0 | 0% | 0.3505% | 0 | 0% | 0.3505% | 0 | 0% | 100% | 0 | 0% | 100% | 0 | 0% | 100% | 0 | 0% | 100% | 0 |  |  | 0 |  |  | 0 |  |  | 0
CAROLANDS 0401CB | 4.0511e-05 | 0 | 0.00034459 | 0 | 0.00034459 | 0.00019284 | 0.00031725 | 5.8739e-05 | 0% | 99% | 0 | 0% | 99% | 0 | 0% | 99% | 0 | 0% | 99% | 0 | 0% | 62.77% | 0 | 0% | 47.99% | 0 | 0% | 47.99% | 0 | 0% | 47.99% | 0 | 0 | 0% | 2.722% | 0 | 0% | 2.722% | 0 | 0% | 2.722% | 0 | 0% | 0.3265% | 0 | 0% | 0.3265% | 0 | 0% | 0.3265% | 0 | 0% | 0.798% | 0 | 0% | 0.798% | 0 | 0% | 0.798% | 0 | 0% | 0.8223% | 0 | 0% | 0.8223% | 0 | 0% | 0.8223% | 0 | 0% | 5.966% | 0 | 0% | 5.966% | 0 | 0% | 5.966% | 0 | 0% | 1.609% | 0 | 0% | 1.609% | 0 | 0% | 1.609% | 0 |  |  |  | 0% | 11.8% | 0 | 0% | 11.8% | 0 | 0% | 11.8% | 0 | 0% | 0.3587% | 0 | 0% | 0.3587% | 0 | 0% | 0.3587% | 0 | 0% | 100% | 0 | 0% | 100% | 0 | 0% | 100% | 0 | 0% | 100% | 0 |  |  | 0 |  |  | 0 |  |  | 0
EDENVALE 2106XR240 | 4.0467e-05 | 0 | 0.057897 | 0 | 0.057897 | 0.020213 | 0.05007 | 0.025291 | 0% | 99% | 0 | 0% | 99% | 0 | 0% | 99% | 0 | 0% | 99% | 0 | 0% | 65.29% | 0 | 0% | 51.13% | 0 | 0% | 51.13% | 0 | 0% | 51.13% | 0 | 0 | 0% | 2.673% | 0 | 0% | 2.673% | 0 | 0% | 2.673% | 0 | 0% | 0.3013% | 0 | 0% | 0.3013% | 0 | 0% | 0.3013% | 0 | 0% | 0.7887% | 0 | 0% | 0.7887% | 0 | 0% | 0.7887% | 0 | 0% | 0.82% | 0 | 0% | 0.82% | 0 | 100% | 0.82% | 0.00047476 | 0% | 5.928% | 0 | 0% | 5.928% | 0 | 0% | 5.928% | 0 | 0% | 0.7753% | 0 | 0% | 0.7753% | 0 | 0% | 0.7753% | 0 |  |  |  | 0% | 11.8% | 0 | 0% | 11.8% | 0 | 0% | 11.8% | 0 | 0% | 0.368% | 0 | 0% | 0.368% | 0 | 0% | 0.368% | 0 | 0% | 100% | 0 | 0% | 100% | 0 | 0% | 100% | 0 | 0% | 100% | 0 |  |  | 0 |  |  | 0 |  |  | 0
SF L 110213881 | 4.045e-05 | 0 | 0.011767 | 0 | 0.011767 | 0.00086537 | 0.016337 | 0.0022231 | 0% | 99% | 0 | 0% | 99% | 0 | 0% | 99% | 0 | 0% | 99% | 0 | 0% | 61.81% | 0 | 0% | 48.99% | 0 | 0% | 48.99% | 0 | 0% | 48.99% | 0 | 0 | 0% | 4.73% | 0 | 0% | 4.73% | 0 | 0% | 4.73% | 0 | 0% | 0.5197% | 0 | 0% | 0.5197% | 0 | 0% | 0.5197% | 0 | 0% | 1.295% | 0 | 0% | 1.295% | 0 | 0% | 1.295% | 0 | 0% | 1.372% | 0 | 0% | 1.372% | 0 | 0% | 1.372% | 0 | 0% | 9.804% | 0 | 0% | 9.804% | 0 | 0% | 9.804% | 0 | 0% | 0.3433% | 0 | 0% | 0.3433% | 0 | 0% | 0.3433% | 0 |  |  |  | 0% | 11.8% | 0 | 0% | 11.8% | 0 | 0% | 11.8% | 0 | 0% | 0.3607% | 0 | 0% | 0.3607% | 0 | 0% | 0.3607% | 0 | 0% | 100% | 0 | 0% | 100% | 0 | 0% | 100% | 0 | 0% | 100% | 0 |  |  | 0 |  |  | 0 |  |  | 0
EL CAPITAN 21099420 | 4.0397e-05 | 0 | 0.0099651 | 0 | 0.0099651 | 0.0031632 | 0.0078252 | 0.0054616 | 0% | 99% | 0 | 0% | 99% | 0 | 0% | 99% | 0 | 0% | 99% | 0 | 0% | 65.19% | 0 | 0% | 50.8% | 0 | 0% | 50.8% | 0 | 0% | 50.8% | 0 | 0 | 0% | 2.485% | 0 | 0% | 2.485% | 0 | 0% | 2.485% | 0 | 0% | 0.2807% | 0 | 0% | 0.2807% | 0 | 0% | 0.2807% | 0 | 0% | 0.7089% | 0 | 0% | 0.7089% | 0 | 0% | 0.7089% | 0 | 84.83% | 0.7361% | 6.2222e-05 | 0% | 0.7361% | 0 | 10.26% | 0.7361% | 7.5259e-06 | 0% | 5.32% | 0 | 0% | 5.32% | 0 | 0% | 5.32% | 0 | 0% | 0.8552% | 0 | 0% | 0.8552% | 0 | 0% | 0.8552% | 0 |  |  |  | 0% | 11.8% | 0 | 0% | 11.8% | 0 | 0% | 11.8% | 0 | 0% | 0.3696% | 0 | 0% | 0.3696% | 0 | 0% | 0.3696% | 0 | 0% | 100% | 0 | 0% | 100% | 0 | 0% | 100% | 0 | 0% | 100% | 0 |  |  | 0 |  |  | 0 |  |  | 0
BERKELEY F 1104BR116 | 4.0375e-05 | 0 | 0.00078989 | 0 | 0.00078989 | 0.00017114 | 0.00082195 | 0.00031083 | 0% | 99% | 0 | 0% | 99% | 0 | 0% | 99% | 0 | 0% | 99% | 0 | 0% | 63.88% | 0 | 0% | 51.21% | 0 | 0% | 51.21% | 0 | 0% | 51.21% | 0 | 0 | 0% | 3.088% | 0 | 0% | 3.088% | 0 | 0% | 3.088% | 0 | 0% | 0.3333% | 0 | 0% | 0.3333% | 0 | 0% | 0.3333% | 0 | 0% | 0.9598% | 0 | 0% | 0.9598% | 0 | 0% | 0.9598% | 0 | 0% | 0.9757% | 0 | 91.64% | 0.9757% | 7.0633e-06 | 0% | 0.9757% | 0 | 0% | 7.169% | 0 | 0% | 7.169% | 0 | 0% | 7.169% | 0 | 0% | 0.5028% | 0 | 0% | 0.5028% | 0 | 0% | 0.5028% | 0 |  |  |  | 0% | 11.8% | 0 | 0% | 11.8% | 0 | 0% | 11.8% | 0 | 0% | 0.3593% | 0 | 0% | 0.3593% | 0 | 0% | 0.3593% | 0 | 0% | 100% | 0 | 0% | 100% | 0 | 0% | 100% | 0 | 0% | 100% | 0 |  |  | 0 |  |  | 0 |  |  | 0
BAY MEADOWS 110633524 | 4.0299e-05 | 0 | 0.0040448 | 0 | 0.0040448 | 0.00056185 | 0.0040663 | 0.0020489 | 0% | 99% | 0 | 0% | 99% | 0 | 0% | 99% | 0 | 0% | 99% | 0 | 0% | 64.34% | 0 | 0% | 51.81% | 0 | 0% | 51.81% | 0 | 0% | 51.81% | 0 | 0 | 0% | 3.227% | 0 | 0% | 3.227% | 0 | 0% | 3.227% | 0 | 0% | 0.355% | 0 | 0% | 0.355% | 0 | 0% | 0.355% | 0 | 0% | 0.9166% | 0 | 0% | 0.9166% | 0 | 0% | 0.9166% | 0 | 100% | 0.933% | 3.7738e-05 | 0% | 0.933% | 0 | 0% | 0.933% | 0 | 0% | 6.831% | 0 | 0% | 6.831% | 0 | 0% | 6.831% | 0 | 0% | 0.3885% | 0 | 0% | 0.3885% | 0 | 0% | 0.3885% | 0 |  |  |  | 0% | 11.8% | 0 | 0% | 11.8% | 0 | 0% | 11.8% | 0 | 0% | 0.3592% | 0 | 0% | 0.3592% | 0 | 0% | 0.3592% | 0 | 0% | 100% | 0 | 0% | 100% | 0 | 0% | 100% | 0 | 0% | 100% | 0 |  |  | 0 |  |  | 0 |  |  | 0
LAWRENCE 1104CB | 4.0256e-05 | 0 | 0.027291 | 0 | 0.027291 | 0.0063038 | 0.02654 | 0.012207 | 0% | 99% | 0 | 0% | 99% | 0 | 0% | 99% | 0 | 0% | 99% | 0 | 0% | 64.07% | 0 | 0% | 51.2% | 0 | 0% | 51.2% | 0 | 0% | 51.2% | 0 | 0 | 0% | 3.186% | 0 | 0% | 3.186% | 0 | 0% | 3.186% | 0 | 0% | 0.3418% | 0 | 0% | 0.3418% | 0 | 0% | 0.3418% | 0 | 0% | 0.8972% | 0 | 0% | 0.8972% | 0 | 0% | 0.8972% | 0 | 0% | 0.9083% | 0 | 0% | 0.9083% | 0 | 10.25% | 0.9083% | 2.5408e-05 | 0% | 6.673% | 0 | 0% | 6.673% | 0 | 0% | 6.673% | 0 | 0% | 0.5398% | 0 | 0% | 0.5398% | 0 | 0% | 0.5398% | 0 |  |  |  | 0% | 11.8% | 0 | 0% | 11.8% | 0 | 0% | 11.8% | 0 | 0% | 0.3612% | 0 | 0% | 0.3612% | 0 | 0% | 0.3612% | 0 | 0% | 100% | 0 | 0% | 100% | 0 | 0% | 100% | 0 | 0% | 100% | 0 |  |  | 0 |  |  | 0 |  |  | 0
RICHMOND R 1127BR104 | 4.0214e-05 | 0 | 0.0093041 | 0 | 0.0093041 | 0.0014996 | 0.0095348 | 0.0043243 | 0% | 99% | 0 | 0% | 99% | 0 | 0% | 99% | 0 | 0% | 99% | 0 | 0% | 64.2% | 0 | 0% | 51.87% | 0 | 0% | 51.87% | 0 | 0% | 51.87% | 0 | 0 | 0% | 3.226% | 0 | 0% | 3.226% | 0 | 0% | 3.226% | 0 | 0% | 0.3497% | 0 | 0% | 0.3497% | 0 | 0% | 0.3497% | 0 | 0% | 0.9398% | 0 | 0% | 0.9398% | 0 | 0% | 0.9398% | 0 | 0% | 0.9472% | 0 | 0% | 0.9472% | 0 | 0% | 0.9472% | 0 | 0% | 6.981% | 0 | 0% | 6.981% | 0 | 0% | 6.981% | 0 | 0% | 0.3543% | 0 | 0% | 0.3543% | 0 | 0% | 0.3543% | 0 |  |  |  | 0% | 11.8% | 0 | 0% | 11.8% | 0 | 0% | 11.8% | 0 | 0% | 0.357% | 0 | 0% | 0.357% | 0 | 0% | 0.357% | 0 | 0% | 100% | 0 | 0% | 100% | 0 | 0% | 100% | 0 | 0% | 100% | 0 |  |  | 0 |  |  | 0 |  |  | 0
EDES 1114CR156 | 4.0109e-05 | 0 | 0.020197 | 0 | 0.020197 | 0.0025458 | 0.021808 | 0.0089869 | 0% | 99% | 0 | 0% | 99% | 0 | 0% | 99% | 0 | 0% | 99% | 0 | 0% | 62.94% | 0 | 0% | 51.4% | 0 | 0% | 51.4% | 0 | 0% | 51.4% | 0 | 0 | 0% | 3.296% | 0 | 0% | 3.296% | 0 | 0% | 3.296% | 0 | 0% | 0.3505% | 0 | 0% | 0.3505% | 0 | 0% | 0.3505% | 0 | 0% | 0.9955% | 0 | 0% | 0.9955% | 0 | 0% | 0.9955% | 0 | 0% | 0.9823% | 0 | 0% | 0.9823% | 0 | 0% | 0.9823% | 0 | 0% | 7.347% | 0 | 0% | 7.347% | 0 | 0% | 7.347% | 0 | 0% | 0.3606% | 0 | 0% | 0.3606% | 0 | 0% | 0.3606% | 0 |  |  |  | 0% | 11.8% | 0 | 0% | 11.8% | 0 | 0% | 11.8% | 0 | 0% | 0.3511% | 0 | 0% | 0.3511% | 0 | 0% | 0.3511% | 0 | 0% | 100% | 0 | 0% | 100% | 0 | 0% | 100% | 0 | 0% | 100% | 0 |  |  | 0 |  |  | 0 |  |  | 0
OAKLAND D 1105BR138 | 4.0076e-05 | 0 | 0.012545 | 0 | 0.012545 | 0.0027081 | 0.012321 | 0.0056794 | 0% | 99% | 0 | 0% | 99% | 0 | 0% | 99% | 0 | 0% | 99% | 0 | 0% | 64.72% | 0 | 0% | 51.94% | 0 | 0% | 51.94% | 0 | 0% | 51.94% | 0 | 0 | 0% | 3.145% | 0 | 0% | 3.145% | 0 | 0% | 3.145% | 0 | 0% | 0.3387% | 0 | 0% | 0.3387% | 0 | 0% | 0.3387% | 0 | 0% | 0.9073% | 0 | 0% | 0.9073% | 0 | 0% | 0.9073% | 0 | 0% | 0.9286% | 0 | 98.92% | 0.9286% | 0.00011523 | 0% | 0.9286% | 0 | 0% | 6.78% | 0 | 0% | 6.78% | 0 | 0% | 6.78% | 0 | 0% | 0.5334% | 0 | 0% | 0.5334% | 0 | 0% | 0.5334% | 0 |  |  |  | 0% | 11.8% | 0 | 0% | 11.8% | 0 | 0% | 11.8% | 0 | 0% | 0.363% | 0 | 0% | 0.363% | 0 | 0% | 0.363% | 0 | 0% | 100% | 0 | 0% | 100% | 0 | 0% | 100% | 0 | 0% | 100% | 0 |  |  | 0 |  |  | 0 |  |  | 0
ALMADEN 1102XR216 | 4.0012e-05 | 0 | 0.01586 | 0 | 0.01586 | 0.0079838 | 0.012745 | 0.0054525 | 0% | 99% | 0 | 0% | 99% | 0 | 0% | 99% | 0 | 0% | 99% | 0 | 0% | 64.57% | 0 | 0% | 50.5% | 0 | 0% | 50.5% | 0 | 0% | 50.5% | 0 | 0 | 0% | 2.395% | 0 | 0% | 2.395% | 0 | 0% | 2.395% | 0 | 0% | 0.2646% | 0 | 0% | 0.2646% | 0 | 0% | 0.2646% | 0 | 0% | 0.7377% | 0 | 0% | 0.7377% | 0 | 0% | 0.7377% | 0 | 0% | 0.7505% | 0 | 81.87% | 0.7505% | 9.745e-05 | 15.47% | 0.7505% | 1.8417e-05 | 0% | 5.507% | 0 | 0% | 5.507% | 0 | 0% | 5.507% | 0 | 0% | 1.152% | 0 | 0% | 1.152% | 0 | 0% | 1.152% | 0 |  |  |  | 0% | 11.8% | 0 | 0% | 11.8% | 0 | 0% | 11.8% | 0 | 0% | 0.3676% | 0 | 0% | 0.3676% | 0 | 0% | 0.3676% | 0 | 0% | 100% | 0 | 0% | 100% | 0 | 0% | 100% | 0 | 0% | 100% | 0 |  |  | 0 |  |  | 0 |  |  | 0
EL CERRITO G 1112BR152 | 4.001e-05 | 0 | 0.0011571 | 0 | 0.0011571 | 0.00039974 | 0.0010483 | 0.00046211 | 0% | 99% | 0 | 0% | 99% | 0 | 0% | 99% | 0 | 0% | 99% | 0 | 0% | 65.06% | 0 | 0% | 51.09% | 0 | 0% | 51.09% | 0 | 0% | 51.09% | 0 | 0 | 0% | 3.157% | 0 | 0% | 3.157% | 0 | 0% | 3.157% | 0 | 0% | 0.3463% | 0 | 0% | 0.3463% | 0 | 0% | 0.3463% | 0 | 0% | 0.8329% | 0 | 0% | 0.8329% | 0 | 0% | 0.8329% | 0 | 0% | 0.8705% | 0 | 0% | 0.8705% | 0 | 0% | 0.8705% | 0 | 0% | 6.257% | 0 | 0% | 6.257% | 0 | 0% | 6.257% | 0 | 0% | 0.6184% | 0 | 0% | 0.6184% | 0 | 0% | 0.6184% | 0 |  |  |  | 0% | 11.8% | 0 | 0% | 11.8% | 0 | 0% | 11.8% | 0 | 0% | 0.3692% | 0 | 0% | 0.3692% | 0 | 0% | 0.3692% | 0 | 0% | 100% | 0 | 0% | 100% | 0 | 0% | 100% | 0 | 0% | 100% | 0 |  |  | 0 |  |  | 0 |  |  | 0
SARATOGA 1110840021 | 3.9797e-05 | 0 | 0.0067703 | 0 | 0.0067703 | 0.003725 | 0.0054493 | 0.0020018 | 0% | 99% | 0 | 0% | 99% | 0 | 0% | 99% | 0 | 0% | 99% | 0 | 0% | 63.27% | 0 | 0% | 49.74% | 0 | 0% | 49.74% | 0 | 0% | 49.74% | 0 | 0 | 0% | 2.263% | 0 | 0% | 2.263% | 0 | 0% | 2.263% | 0 | 0% | 0.2413% | 0 | 0% | 0.2413% | 0 | 0% | 0.2413% | 0 | 0% | 0.7418% | 0 | 0% | 0.7418% | 0 | 0% | 0.7418% | 0 | 0% | 0.7244% | 0 | 100% | 0.7244% | 4.9045e-05 | 0% | 0.7244% | 0 | 0% | 5.463% | 0 | 0% | 5.463% | 0 | 0% | 5.463% | 0 | 0% | 1.249% | 0 | 0% | 1.249% | 0 | 0% | 1.249% | 0 |  |  |  | 0% | 11.8% | 0 | 0% | 11.8% | 0 | 0% | 11.8% | 0 | 0% | 0.3617% | 0 | 0% | 0.3617% | 0 | 0% | 0.3617% | 0 | 0% | 100% | 0 | 0% | 100% | 0 | 0% | 100% | 0 | 0% | 100% | 0 |  |  | 0 |  |  | 0 |  |  | 0
OAKLAND J 1104CR382 | 3.9789e-05 | 0 | 0.01831 | 0 | 0.01831 | 0.0021689 | 0.019253 | 0.0088035 | 0% | 99% | 0 | 0% | 99% | 0 | 0% | 99% | 0 | 0% | 99% | 0 | 0% | 64.01% | 0 | 0% | 52.3% | 0 | 0% | 52.3% | 0 | 0% | 52.3% | 0 | 0 | 0% | 3.23% | 0 | 0% | 3.23% | 0 | 0% | 3.23% | 0 | 0% | 0.3452% | 0 | 0% | 0.3452% | 0 | 0% | 0.3452% | 0 | 0% | 0.972% | 0 | 0% | 0.972% | 0 | 0% | 0.972% | 0 | 0% | 0.9696% | 0 | 0% | 0.9696% | 0 | 100% | 0.9696% | 0.00017754 | 0% | 7.202% | 0 | 0% | 7.202% | 0 | 0% | 7.202% | 0 | 0% | 0.3549% | 0 | 0% | 0.3549% | 0 | 0% | 0.3549% | 0 |  |  |  | 0% | 11.8% | 0 | 0% | 11.8% | 0 | 0% | 11.8% | 0 | 0% | 0.3549% | 0 | 0% | 0.3549% | 0 | 0% | 0.3549% | 0 | 0% | 100% | 0 | 0% | 100% | 0 | 0% | 100% | 0 | 0% | 100% | 0 |  |  | 0 |  |  | 0 |  |  | 0
LARKIN (Y) 1110639640 | 3.961e-05 | 0 | 0.0053909 | 0 | 0.0053909 | 0.00049763 | 0.0068847 | 0.0015167 | 0% | 99% | 0 | 0% | 99% | 0 | 0% | 99% | 0 | 0% | 99% | 0 | 0% | 62.2% | 0 | 0% | 49.76% | 0 | 0% | 49.76% | 0 | 0% | 49.76% | 0 | 0 | 0% | 4.523% | 0 | 0% | 4.523% | 0 | 0% | 4.523% | 0 | 0% | 0.4846% | 0 | 0% | 0.4846% | 0 | 0% | 0.4846% | 0 | 0% | 1.191% | 0 | 0% | 1.191% | 0 | 0% | 1.191% | 0 | 0% | 1.245% | 0 | 0% | 1.245% | 0 | 0% | 1.245% | 0 | 0% | 8.957% | 0 | 0% | 8.957% | 0 | 0% | 8.957% | 0 | 0% | 0.3893% | 0 | 0% | 0.3893% | 0 | 0% | 0.3893% | 0 |  |  |  | 0% | 11.8% | 0 | 0% | 11.8% | 0 | 0% | 11.8% | 0 | 0% | 0.3603% | 0 | 0% | 0.3603% | 0 | 0% | 0.3603% | 0 | 0% | 100% | 0 | 0% | 100% | 0 | 0% | 100% | 0 | 0% | 100% | 0 |  |  | 0 |  |  | 0 |  |  | 0
YOSEMITE 0402CB | 3.9521e-05 | 0 | 0.012707 | 0 | 0.012707 | 0.001118 | 0.015544 | 0.0043146 | 0% | 99% | 0 | 0% | 99% | 0 | 0% | 99% | 0 | 0% | 99% | 0 | 0% | 62.81% | 0 | 0% | 51% | 0 | 0% | 51% | 0 | 0% | 51% | 0 | 0 | 0% | 4.006% | 0 | 0% | 4.006% | 0 | 0% | 4.006% | 0 | 0% | 0.4322% | 0 | 0% | 0.4322% | 0 | 0% | 0.4322% | 0 | 0% | 1.127% | 0 | 0% | 1.127% | 0 | 0% | 1.127% | 0 | 0% | 1.142% | 0 | 100% | 1.142% | 0.00014515 | 0% | 1.142% | 0 | 0% | 8.385% | 0 | 0% | 8.385% | 0 | 0% | 8.385% | 0 | 0% | 0.3267% | 0 | 0% | 0.3267% | 0 | 0% | 0.3267% | 0 |  |  |  | 0% | 11.8% | 0 | 0% | 11.8% | 0 | 0% | 11.8% | 0 | 0% | 0.3517% | 0 | 0% | 0.3517% | 0 | 0% | 0.3517% | 0 | 0% | 100% | 0 | 0% | 100% | 0 | 0% | 100% | 0 | 0% | 100% | 0 |  |  | 0 |  |  | 0 |  |  | 0
RINCON 110275816 | 3.951e-05 | 0 | 0.0057805 | 0.24343 | 0.24921 | 0.0020269 | 0.0053289 | 0.0021865 | 0% | 99% | 0 | 0% | 99% | 0 | 0% | 99% | 0 | 0% | 99% | 0 | 0% | 65.17% | 0 | 0% | 50.35% | 0 | 0% | 50.35% | 0 | 0% | 50.35% | 0 | 0.24343 | 0% | 3.678% | 0 | 0% | 3.678% | 0 | 0% | 3.678% | 0 | 0% | 0.3989% | 0 | 0% | 0.3989% | 0 | 0% | 0.3989% | 0 | 0% | 0.8518% | 0 | 0% | 0.8518% | 0 | 24.35% | 0.8518% | 1.1991e-05 | 0% | 0.9207% | 0 | 100% | 0.9207% | 5.3224e-05 | 0% | 0.9207% | 0 | 0% | 6.463% | 0 | 0% | 6.463% | 0 | 0% | 6.463% | 0 | 0% | 0.9453% | 0 | 0% | 0.9453% | 0 | 0% | 0.9453% | 0 |  |  |  | 0% | 11.8% | 0 | 0.7864% | 11.8% | 5.3643e-06 | 0% | 11.8% | 0 | 0% | 0.3772% | 0 | 0% | 0.3772% | 0 | 0% | 0.3772% | 0 | 0% | 100% | 0 | 0% | 100% | 0 | 0% | 100% | 0 | 0% | 100% | 0 |  |  | 0 |  |  | 0 |  |  | 0
SF H 1107CB | 3.9474e-05 | 0 | 0.007219 | 0 | 0.007219 | 0.00050869 | 0.008963 | 0.0024451 | 0% | 99% | 0 | 0% | 99% | 0 | 0% | 99% | 0 | 0% | 99% | 0 | 0% | 63.34% | 0 | 0% | 50.96% | 0 | 0% | 50.96% | 0 | 0% | 50.96% | 0 | 0 | 0% | 4.465% | 0 | 0% | 4.465% | 0 | 0% | 4.465% | 0 | 0% | 0.4806% | 0 | 0% | 0.4806% | 0 | 0% | 0.4806% | 0 | 0% | 1.154% | 0 | 0% | 1.154% | 0 | 0% | 1.154% | 0 | 0% | 1.199% | 0 | 100% | 1.199% | 8.6575e-05 | 0% | 1.199% | 0 | 0% | 8.652% | 0 | 0% | 8.652% | 0 | 0% | 8.652% | 0 | 0% | 0.2749% | 0 | 0% | 0.2749% | 0 | 0% | 0.2749% | 0 |  |  |  | 0% | 11.8% | 0 | 0% | 11.8% | 0 | 0% | 11.8% | 0 | 0% | 0.3593% | 0 | 0% | 0.3593% | 0 | 0% | 0.3593% | 0 | 0% | 100% | 0 | 0% | 100% | 0 | 0% | 100% | 0 | 0% | 100% | 0 |  |  | 0 |  |  | 0 |  |  | 0
NORIEGA 0402CB | 3.9339e-05 | 0 | 0.012194 | 0 | 0.012194 | 0.00083015 | 0.017553 | 0.0017453 | 0% | 99% | 0 | 0% | 99% | 0 | 0% | 99% | 0 | 0% | 99% | 0 | 0% | 61.31% | 0 | 0% | 48.94% | 0 | 0% | 48.94% | 0 | 0% | 48.94% | 0 | 0 | 0% | 4.664% | 0 | 0% | 4.664% | 0 | 0% | 4.664% | 0 | 0% | 0.516% | 0 | 0% | 0.516% | 0 | 0% | 0.516% | 0 | 0% | 1.342% | 0 | 0% | 1.342% | 0 | 0% | 1.342% | 0 | 0% | 1.41% | 0 | 0% | 1.41% | 0 | 0% | 1.41% | 0 | 0% | 10.14% | 0 | 0% | 10.14% | 0 | 0% | 10.14% | 0 | 0% | 0.3202% | 0 | 0% | 0.3202% | 0 | 0% | 0.3202% | 0 |  |  |  | 0% | 11.8% | 0 | 0% | 11.8% | 0 | 0% | 11.8% | 0 | 0% | 0.3561% | 0 | 0% | 0.3561% | 0 | 0% | 0.3561% | 0 | 0% | 100% | 0 | 0% | 100% | 0 | 0% | 100% | 0 | 0% | 100% | 0 |  |  | 0 |  |  | 0 |  |  | 0
SF H 110510345 | 3.9282e-05 | 0 | 0.0032411 | 0 | 0.0032411 | 0.00022926 | 0.0039351 | 0.001186 | 0% | 99% | 0 | 0% | 99% | 0 | 0% | 99% | 0 | 0% | 99% | 0 | 0% | 63.27% | 0 | 0% | 51.37% | 0 | 0% | 51.37% | 0 | 0% | 51.37% | 0 | 0 | 0% | 4.307% | 0 | 0% | 4.307% | 0 | 0% | 4.307% | 0 | 0% | 0.4561% | 0 | 0% | 0.4561% | 0 | 0% | 0.4561% | 0 | 0% | 1.131% | 0 | 0% | 1.131% | 0 | 0% | 1.131% | 0 | 20.21% | 1.156% | 7.5697e-06 | 33.19% | 1.156% | 1.243e-05 | 45.02% | 1.156% | 1.6862e-05 | 0% | 8.431% | 0 | 0% | 8.431% | 0 | 0% | 8.431% | 0 | 0% | 0.2619% | 0 | 0% | 0.2619% | 0 | 0% | 0.2619% | 0 |  |  |  | 0% | 11.8% | 0 | 0% | 11.8% | 0 | 0% | 11.8% | 0 | 0% | 0.3564% | 0 | 0% | 0.3564% | 0 | 0% | 0.3564% | 0 | 0% | 100% | 0 | 0% | 100% | 0 | 0% | 100% | 0 | 0% | 100% | 0 |  |  | 0 |  |  | 0 |  |  | 0
ALMADEN 111149936 | 3.9255e-05 | 0 | 0.022572 | 0 | 0.022572 | 0.0088239 | 0.019616 | 0.0088207 | 0% | 99% | 0 | 0% | 99% | 0 | 0% | 99% | 0 | 0% | 99% | 0 | 0% | 64.22% | 0 | 0% | 50.66% | 0 | 0% | 50.66% | 0 | 0% | 50.66% | 0 | 0 | 0% | 2.614% | 0 | 0% | 2.614% | 0 | 0% | 2.614% | 0 | 0% | 0.2866% | 0 | 0% | 0.2866% | 0 | 0% | 0.2866% | 0 | 0% | 0.7964% | 0 | 0% | 0.7964% | 0 | 0% | 0.7964% | 0 | 0% | 0.8037% | 0 | 10.82% | 0.8037% | 1.9636e-05 | 89.18% | 0.8037% | 0.00016176 | 0% | 5.926% | 0 | 0% | 5.926% | 0 | 0% | 5.926% | 0 | 0% | 0.8723% | 0 | 0% | 0.8723% | 0 | 0% | 0.8723% | 0 |  |  |  | 0% | 11.8% | 0 | 0% | 11.8% | 0 | 0% | 11.8% | 0 | 0% | 0.3636% | 0 | 0% | 0.3636% | 0 | 0% | 0.3636% | 0 | 0% | 100% | 0 | 0% | 100% | 0 | 0% | 100% | 0 | 0% | 100% | 0 |  |  | 0 |  |  | 0 |  |  | 0
BURLINGAME 0402CB | 3.9252e-05 | 0 | 0.010317 | 0 | 0.010317 | 0.00464 | 0.009978 | 0.0024127 | 0% | 99% | 0 | 0% | 99% | 0 | 0% | 99% | 0 | 0% | 99% | 0 | 0% | 63.95% | 0 | 0% | 50.32% | 0 | 0% | 50.32% | 0 | 0% | 50.32% | 0 | 0 | 0% | 3.097% | 0 | 0% | 3.097% | 0 | 0% | 3.097% | 0 | 0% | 0.3368% | 0 | 0% | 0.3368% | 0 | 0% | 0.3368% | 0 | 0% | 0.891% | 0 | 0% | 0.891% | 0 | 0% | 0.891% | 0 | 0% | 0.9153% | 0 | 0% | 0.9153% | 0 | 0% | 0.9153% | 0 | 0% | 6.665% | 0 | 0% | 6.665% | 0 | 0% | 6.665% | 0 | 0% | 1.115% | 0 | 0% | 1.115% | 0 | 0% | 1.115% | 0 |  |  |  | 0% | 11.8% | 0 | 0% | 11.8% | 0 | 0% | 11.8% | 0 | 0% | 0.3642% | 0 | 0% | 0.3642% | 0 | 0% | 0.3642% | 0 | 0% | 100% | 0 | 0% | 100% | 0 | 0% | 100% | 0 | 0% | 100% | 0 |  |  | 0 |  |  | 0 |  |  | 0
SF L 110286908 | 3.9249e-05 | 0 | 0.012953 | 0 | 0.012953 | 0.0011291 | 0.018358 | 0.0018964 | 0% | 99% | 0 | 0% | 99% | 0 | 0% | 99% | 0 | 0% | 99% | 0 | 0% | 61.94% | 0 | 0% | 49.06% | 0 | 0% | 49.06% | 0 | 0% | 49.06% | 0 | 0 | 0% | 4.768% | 0 | 0% | 4.768% | 0 | 0% | 4.768% | 0 | 0% | 0.5286% | 0 | 0% | 0.5286% | 0 | 0% | 0.5286% | 0 | 0% | 1.321% | 0 | 0% | 1.321% | 0 | 0% | 1.321% | 0 | 0% | 1.403% | 0 | 0% | 1.403% | 0 | 0% | 1.403% | 0 | 0% | 10.01% | 0 | 0% | 10.01% | 0 | 0% | 10.01% | 0 | 0% | 0.3599% | 0 | 0% | 0.3599% | 0 | 0% | 0.3599% | 0 |  |  |  | 0% | 11.8% | 0 | 0% | 11.8% | 0 | 0% | 11.8% | 0 | 0% | 0.3601% | 0 | 0% | 0.3601% | 0 | 0% | 0.3601% | 0 | 0% | 100% | 0 | 0% | 100% | 0 | 0% | 100% | 0 | 0% | 100% | 0 |  |  | 0 |  |  | 0 |  |  | 0
BERKELEY F 1104BR118 | 3.9215e-05 | 0 | 0.012375 | 0 | 0.012375 | 0.0031791 | 0.012018 | 0.0052321 | 0% | 99% | 0 | 0% | 99% | 0 | 0% | 99% | 0 | 0% | 99% | 0 | 0% | 64.3% | 0 | 0% | 51.84% | 0 | 0% | 51.84% | 0 | 0% | 51.84% | 0 | 0 | 0% | 3.086% | 0 | 0% | 3.086% | 0 | 0% | 3.086% | 0 | 0% | 0.3284% | 0 | 0% | 0.3284% | 0 | 0% | 0.3284% | 0 | 0% | 0.8984% | 0 | 0% | 0.8984% | 0 | 0% | 0.8984% | 0 | 0% | 0.9021% | 0 | 98.41% | 0.9021% | 0.00010986 | 0% | 0.9021% | 0 | 0% | 6.667% | 0 | 0% | 6.667% | 0 | 0% | 6.667% | 0 | 0% | 0.6433% | 0 | 0% | 0.6433% | 0 | 0% | 0.6433% | 0 |  |  |  | 0% | 11.8% | 0 | 0% | 11.8% | 0 | 0% | 11.8% | 0 | 0% | 0.3599% | 0 | 0% | 0.3599% | 0 | 0% | 0.3599% | 0 | 0% | 100% | 0 | 0% | 100% | 0 | 0% | 100% | 0 | 0% | 100% | 0 |  |  | 0 |  |  | 0 |  |  | 0
SUISUN 110746732 | 3.9198e-05 | 0 | 0.028074 | 0 | 0.028074 | 0.0084216 | 0.026716 | 0.011205 | 0% | 99% | 0 | 0% | 99% | 0 | 0% | 99% | 0 | 0% | 99% | 0 | 0% | 63.79% | 0 | 0% | 50.6% | 0 | 0% | 50.6% | 0 | 0% | 50.6% | 0 | 0 | 0% | 3.076% | 0 | 0% | 3.076% | 0 | 0% | 3.076% | 0 | 0% | 0.3346% | 0 | 0% | 0.3346% | 0 | 0% | 0.3346% | 0 | 0% | 0.8755% | 0 | 0% | 0.8755% | 0 | 0% | 0.8755% | 0 | 0% | 0.8934% | 0 | 0% | 0.8934% | 0 | 21.63% | 0.8934% | 5.4253e-05 | 0% | 6.531% | 0 | 0% | 6.531% | 0 | 0% | 6.531% | 0 | 0% | 0.554% | 0 | 0% | 0.554% | 0 | 0% | 0.554% | 0 |  |  |  | 0% | 11.8% | 0 | 0% | 11.8% | 0 | 0% | 11.8% | 0 | 0% | 0.3631% | 0 | 0% | 0.3631% | 0 | 0% | 0.3631% | 0 | 0% | 100% | 0 | 0% | 100% | 0 | 0% | 100% | 0 | 0% | 100% | 0 |  |  | 0 |  |  | 0 |  |  | 0
CASTRO VALLEY 11057406 | 3.9188e-05 | 0 | 0.0035667 | 0 | 0.0035667 | 0.0012924 | 0.003087 | 0.0015083 | 0% | 99% | 0 | 0% | 99% | 0 | 0% | 99% | 0 | 0% | 99% | 0 | 0% | 64.96% | 0 | 0% | 51.86% | 0 | 0% | 51.86% | 0 | 0% | 51.86% | 0 | 0 | 0% | 3.016% | 0 | 0% | 3.016% | 0 | 0% | 3.016% | 0 | 0% | 0.3169% | 0 | 0% | 0.3169% | 0 | 0% | 0.3169% | 0 | 0% | 0.8029% | 0 | 0% | 0.8029% | 0 | 0% | 0.8029% | 0 | 0% | 0.8088% | 0 | 100% | 0.8088% | 2.8848e-05 | 0% | 0.8088% | 0 | 0% | 5.95% | 0 | 0% | 5.95% | 0 | 0% | 5.95% | 0 | 0% | 0.7994% | 0 | 0% | 0.7994% | 0 | 0% | 0.7994% | 0 |  |  |  | 0% | 11.8% | 0 | 0% | 11.8% | 0 | 0% | 11.8% | 0 | 0% | 0.3653% | 0 | 0% | 0.3653% | 0 | 0% | 0.3653% | 0 | 0% | 100% | 0 | 0% | 100% | 0 | 0% | 100% | 0 | 0% | 100% | 0 |  |  | 0 |  |  | 0 |  |  | 0
OAKLAND X 1115CR216 | 3.9173e-05 | 0 | 0.016327 | 0 | 0.016327 | 0.0042189 | 0.015884 | 0.0068491 | 0% | 99% | 0 | 0% | 99% | 0 | 0% | 99% | 0 | 0% | 99% | 0 | 0% | 64.03% | 0 | 0% | 51.79% | 0 | 0% | 51.79% | 0 | 0% | 51.79% | 0 | 0 | 0% | 2.987% | 0 | 0% | 2.987% | 0 | 0% | 2.987% | 0 | 0% | 0.317% | 0 | 0% | 0.317% | 0 | 0% | 0.317% | 0 | 0% | 0.9017% | 0 | 0% | 0.9017% | 0 | 0% | 0.9017% | 0 | 100% | 0.8999% | 0.00014694 | 0% | 0.8999% | 0 | 0% | 0.8999% | 0 | 0% | 6.682% | 0 | 0% | 6.682% | 0 | 0% | 6.682% | 0 | 0% | 0.7053% | 0 | 0% | 0.7053% | 0 | 0% | 0.7053% | 0 |  |  |  | 0% | 11.8% | 0 | 0% | 11.8% | 0 | 0% | 11.8% | 0 | 0% | 0.3587% | 0 | 0% | 0.3587% | 0 | 0% | 0.3587% | 0 | 0% | 100% | 0 | 0% | 100% | 0 | 0% | 100% | 0 | 0% | 100% | 0 |  |  | 0 |  |  | 0 |  |  | 0
BERKELEY F 0408CB | 3.9137e-05 | 0 | 0.0037285 | 0 | 0.0037285 | 0.00095074 | 0.0037846 | 0.0014196 | 0% | 99% | 0 | 0% | 99% | 0 | 0% | 99% | 0 | 0% | 99% | 0 | 0% | 63.06% | 0 | 0% | 51.23% | 0 | 0% | 51.23% | 0 | 0% | 51.23% | 0 | 0 | 0% | 3.062% | 0 | 0% | 3.062% | 0 | 0% | 3.062% | 0 | 0% | 0.3246% | 0 | 0% | 0.3246% | 0 | 0% | 0.3246% | 0 | 0% | 0.9338% | 0 | 0% | 0.9338% | 0 | 0% | 0.9338% | 0 | 0% | 0.916% | 0 | 92.68% | 0.916% | 3.1651e-05 | 7.323% | 0.916% | 2.501e-06 | 0% | 6.878% | 0 | 0% | 6.878% | 0 | 0% | 6.878% | 0 | 0% | 0.6888% | 0 | 0% | 0.6888% | 0 | 0% | 0.6888% | 0 |  |  |  | 0% | 11.8% | 0 | 0% | 11.8% | 0 | 0% | 11.8% | 0 | 0% | 0.3526% | 0 | 0% | 0.3526% | 0 | 0% | 0.3526% | 0 | 0% | 100% | 0 | 0% | 100% | 0 | 0% | 100% | 0 | 0% | 100% | 0 |  |  | 0 |  |  | 0 |  |  | 0
BELMONT 1106CB | 3.9078e-05 | 0 | 0.011235 | 0 | 0.011235 | 0.0018227 | 0.010793 | 0.0059304 | 0% | 99% | 0 | 0% | 99% | 0 | 0% | 99% | 0 | 0% | 99% | 0 | 0% | 66.38% | 0 | 0% | 53.11% | 0 | 0% | 53.11% | 0 | 0% | 53.11% | 0 | 0 | 0% | 3.62% | 0 | 0% | 3.62% | 0 | 0% | 3.62% | 0 | 0% | 0.3917% | 0 | 0% | 0.3917% | 0 | 0% | 0.3917% | 0 | 0% | 0.8821% | 0 | 0% | 0.8821% | 0 | 0% | 0.8821% | 0 | 3.332% | 0.927% | 3.4707e-06 | 96.67% | 0.927% | 0.00010068 | 0% | 0.927% | 0 | 0% | 6.624% | 0 | 0% | 6.624% | 0 | 0% | 6.624% | 0 | 0% | 0.4123% | 0 | 0% | 0.4123% | 0 | 0% | 0.4123% | 0 |  |  |  | 0% | 11.8% | 0 | 0% | 11.8% | 0 | 0% | 11.8% | 0 | 0% | 0.3688% | 0 | 0% | 0.3688% | 0 | 0% | 0.3688% | 0 | 0% | 100% | 0 | 0% | 100% | 0 | 0% | 100% | 0 | 0% | 100% | 0 |  |  | 0 |  |  | 0 |  |  | 0
POTRERO PP (A) 11096625 | 3.8932e-05 | 0 | 0.0097626 | 0 | 0.0097626 | 0.0020769 | 0.010708 | 0.0033312 | 0% | 99% | 0 | 0% | 99% | 0 | 0% | 99% | 0 | 0% | 99% | 0 | 0% | 64.09% | 0 | 0% | 51.34% | 0 | 0% | 51.34% | 0 | 0% | 51.34% | 0 | 0 | 0% | 3.7% | 0 | 0% | 3.7% | 0 | 0% | 3.7% | 0 | 0% | 0.4036% | 0 | 0% | 0.4036% | 0 | 0% | 0.4036% | 0 | 0% | 1.013% | 0 | 0% | 1.013% | 0 | 0% | 1.013% | 0 | 18.92% | 1.047% | 1.9337e-05 | 0% | 1.047% | 0 | 1.951% | 1.047% | 1.9941e-06 | 0% | 7.589% | 0 | 0% | 7.589% | 0 | 0% | 7.589% | 0 | 0% | 0.6319% | 0 | 0% | 0.6319% | 0 | 0% | 0.6319% | 0 |  |  |  | 0% | 11.8% | 0 | 0% | 11.8% | 0 | 0% | 11.8% | 0 | 0% | 0.3612% | 0 | 0% | 0.3612% | 0 | 0% | 0.3612% | 0 | 0% | 100% | 0 | 0% | 100% | 0 | 0% | 100% | 0 | 0% | 100% | 0 |  |  | 0 |  |  | 0 |  |  | 0
OAKLAND C 1112CB | 3.883e-05 | 0 | 0.0077949 | 0 | 0.0077949 | 0.00068712 | 0.009528 | 0.0026523 | 0% | 99% | 0 | 0% | 99% | 0 | 0% | 99% | 0 | 0% | 99% | 0 | 0% | 61.12% | 0 | 0% | 48.52% | 0 | 0% | 48.52% | 0 | 0% | 48.52% | 0 | 0 | 0% | 3.489% | 0 | 0% | 3.489% | 0 | 0% | 3.489% | 0 | 0% | 0.3892% | 0 | 0% | 0.3892% | 0 | 0% | 0.3892% | 0 | 0% | 1.129% | 0 | 0% | 1.129% | 0 | 0% | 1.129% | 0 | 99.4% | 1.169% | 9.0609e-05 | 0.5989% | 1.169% | 5.4597e-07 | 0% | 1.169% | 0 | 0% | 8.512% | 0 | 0% | 8.512% | 0 | 0% | 8.512% | 0 | 0% | 0.3765% | 0 | 0% | 0.3765% | 0 | 0% | 0.3765% | 0 |  |  |  | 0% | 11.8% | 0 | 0% | 11.8% | 0 | 0% | 11.8% | 0 | 0% | 0.357% | 0 | 0% | 0.357% | 0 | 0% | 0.357% | 0 | 0% | 100% | 0 | 0% | 100% | 0 | 0% | 100% | 0 | 0% | 100% | 0 |  |  | 0 |  |  | 0 |  |  | 0
SAN JOSE A 0403CB | 3.8752e-05 | 0 | 0.020865 | 0 | 0.020865 | 0.008703 | 0.019442 | 0.0062989 | 0% | 99% | 0 | 0% | 99% | 0 | 0% | 99% | 0 | 0% | 99% | 0 | 0% | 64.15% | 0 | 0% | 50.58% | 0 | 0% | 50.58% | 0 | 0% | 50.58% | 0 | 0 | 0% | 2.703% | 0 | 0% | 2.703% | 0 | 0% | 2.703% | 0 | 0% | 0.301% | 0 | 0% | 0.301% | 0 | 0% | 0.301% | 0 | 0% | 0.8539% | 0 | 0% | 0.8539% | 0 | 0% | 0.8539% | 0 | 0% | 0.8749% | 0 | 0% | 0.8749% | 0 | 70.27% | 0.8749% | 0.00012829 | 0% | 6.394% | 0 | 0% | 6.394% | 0 | 0% | 6.394% | 0 | 0% | 0.9959% | 0 | 0% | 0.9959% | 0 | 0% | 0.9959% | 0 |  |  |  | 0% | 11.8% | 0 | 0% | 11.8% | 0 | 0% | 11.8% | 0 | 0% | 0.3636% | 0 | 0% | 0.3636% | 0 | 0% | 0.3636% | 0 | 0% | 100% | 0 | 0% | 100% | 0 | 0% | 100% | 0 | 0% | 100% | 0 |  |  | 0 |  |  | 0 |  |  | 0
RICHMOND R 1130BR162 | 3.8721e-05 | 0 | 0.0304 | 0 | 0.0304 | 0.0044982 | 0.032408 | 0.013278 | 0% | 99% | 0 | 0% | 99% | 0 | 0% | 99% | 0 | 0% | 99% | 0 | 0% | 63.01% | 0 | 0% | 51.4% | 0 | 0% | 51.4% | 0 | 0% | 51.4% | 0 | 0 | 0% | 3.27% | 0 | 0% | 3.27% | 0 | 0% | 3.27% | 0 | 0% | 0.3444% | 0 | 0% | 0.3444% | 0 | 0% | 0.3444% | 0 | 0% | 0.9838% | 0 | 0% | 0.9838% | 0 | 0% | 0.9838% | 0 | 0% | 0.9658% | 0 | 0% | 0.9658% | 0 | 0% | 0.9658% | 0 | 0% | 7.247% | 0 | 0% | 7.247% | 0 | 0% | 7.247% | 0 | 0% | 0.3181% | 0 | 0% | 0.3181% | 0 | 0% | 0.3181% | 0 |  |  |  | 0% | 11.8% | 0 | 0% | 11.8% | 0 | 0% | 11.8% | 0 | 0% | 0.351% | 0 | 0% | 0.351% | 0 | 0% | 0.351% | 0 | 0% | 100% | 0 | 0% | 100% | 0 | 0% | 100% | 0 | 0% | 100% | 0 |  |  | 0 |  |  | 0 |  |  | 0
OAKLAND J 1111CR378 | 3.8689e-05 | 0 | 0.0094778 | 0 | 0.0094778 | 0.0012905 | 0.0096373 | 0.0047177 | 0% | 99% | 0 | 0% | 99% | 0 | 0% | 99% | 0 | 0% | 99% | 0 | 0% | 64.98% | 0 | 0% | 52.81% | 0 | 0% | 52.81% | 0 | 0% | 52.81% | 0 | 0 | 0% | 3.27% | 0 | 0% | 3.27% | 0 | 0% | 3.27% | 0 | 0% | 0.3536% | 0 | 0% | 0.3536% | 0 | 0% | 0.3536% | 0 | 0% | 0.9395% | 0 | 0% | 0.9395% | 0 | 0% | 0.9395% | 0 | 0% | 0.9546% | 0 | 0% | 0.9546% | 0 | 100% | 0.9546% | 9.0473e-05 | 0% | 6.999% | 0 | 0% | 6.999% | 0 | 0% | 6.999% | 0 | 0% | 0.433% | 0 | 0% | 0.433% | 0 | 0% | 0.433% | 0 |  |  |  | 0% | 11.8% | 0 | 0% | 11.8% | 0 | 0% | 11.8% | 0 | 0% | 0.3599% | 0 | 0% | 0.3599% | 0 | 0% | 0.3599% | 0 | 0% | 100% | 0 | 0% | 100% | 0 | 0% | 100% | 0 | 0% | 100% | 0 |  |  | 0 |  |  | 0 |  |  | 0
SAN JOSE A 1109CB | 3.842e-05 | 0 | 0.0052288 | 0 | 0.0052288 | 0.0012255 | 0.0049919 | 0.0024142 | 0% | 99% | 0 | 0% | 99% | 0 | 0% | 99% | 0 | 0% | 99% | 0 | 0% | 65.19% | 0 | 0% | 51.84% | 0 | 0% | 51.84% | 0 | 0% | 51.84% | 0 | 0 | 0% | 3.011% | 0 | 0% | 3.011% | 0 | 0% | 3.011% | 0 | 0% | 0.3336% | 0 | 0% | 0.3336% | 0 | 0% | 0.3336% | 0 | 0% | 0.8759% | 0 | 0% | 0.8759% | 0 | 0% | 0.8759% | 0 | 0% | 0.9091% | 0 | 0% | 0.9091% | 0 | 0% | 0.9091% | 0 | 0% | 6.579% | 0 | 0% | 6.579% | 0 | 0% | 6.579% | 0 | 0% | 0.548% | 0 | 0% | 0.548% | 0 | 0% | 0.548% | 0 |  |  |  | 0% | 11.8% | 0 | 0% | 11.8% | 0 | 0% | 11.8% | 0 | 0% | 0.3656% | 0 | 0% | 0.3656% | 0 | 0% | 0.3656% | 0 | 0% | 100% | 0 | 0% | 100% | 0 | 0% | 100% | 0 | 0% | 100% | 0 |  |  | 0 |  |  | 0 |  |  | 0
SF E 1103CB | 3.8409e-05 | 0 | 0.0068283 | 0 | 0.0068283 | 0.00070843 | 0.0086164 | 0.001947 | 0% | 99% | 0 | 0% | 99% | 0 | 0% | 99% | 0 | 0% | 99% | 0 | 0% | 62.26% | 0 | 0% | 50.1% | 0 | 0% | 50.1% | 0 | 0% | 50.1% | 0 | 0 | 0% | 4.457% | 0 | 0% | 4.457% | 0 | 0% | 4.457% | 0 | 0% | 0.4751% | 0 | 0% | 0.4751% | 0 | 0% | 0.4751% | 0 | 0% | 1.177% | 0 | 0% | 1.177% | 0 | 0% | 1.177% | 0 | 44.62% | 1.217% | 3.7086e-05 | 0% | 1.217% | 0 | 0% | 1.217% | 0 | 0% | 8.813% | 0 | 0% | 8.813% | 0 | 0% | 8.813% | 0 | 0% | 0.4186% | 0 | 0% | 0.4186% | 0 | 0% | 0.4186% | 0 |  |  |  | 0% | 11.8% | 0 | 0% | 11.8% | 0 | 0% | 11.8% | 0 | 0% | 0.358% | 0 | 0% | 0.358% | 0 | 0% | 0.358% | 0 | 0% | 100% | 0 | 0% | 100% | 0 | 0% | 100% | 0 | 0% | 100% | 0 |  |  | 0 |  |  | 0 |  |  | 0
BAY MEADOWS 110748112 | 3.8363e-05 | 0 | 0.012139 | 0 | 0.012139 | 0.0043619 | 0.011556 | 0.004121 | 0% | 99% | 0 | 0% | 99% | 0 | 0% | 99% | 0 | 0% | 99% | 0 | 0% | 64.93% | 0 | 0% | 51.22% | 0 | 0% | 51.22% | 0 | 0% | 51.22% | 0 | 0 | 0% | 3.179% | 0 | 0% | 3.179% | 0 | 0% | 3.179% | 0 | 0% | 0.3509% | 0 | 0% | 0.3509% | 0 | 0% | 0.3509% | 0 | 0% | 0.8725% | 0 | 0% | 0.8725% | 0 | 0% | 0.8725% | 0 | 44.96% | 0.9073% | 4.9514e-05 | 0% | 0.9073% | 0 | 0% | 0.9073% | 0 | 0% | 6.547% | 0 | 0% | 6.547% | 0 | 0% | 6.547% | 0 | 0% | 0.8983% | 0 | 0% | 0.8983% | 0 | 0% | 0.8983% | 0 |  |  |  | 0% | 11.8% | 0 | 0% | 11.8% | 0 | 0% | 11.8% | 0 | 0% | 0.3663% | 0 | 0% | 0.3663% | 0 | 0% | 0.3663% | 0 | 0% | 100% | 0 | 0% | 100% | 0 | 0% | 100% | 0 | 0% | 100% | 0 |  |  | 0 |  |  | 0 |  |  | 0
VALLEJO B 11017410 | 3.8357e-05 | 0 | 0.052986 | 0 | 0.052986 | 0.013287 | 0.054161 | 0.02002 | 0% | 99% | 0 | 0% | 99% | 0 | 0% | 99% | 0 | 0% | 99% | 0 | 0% | 63.56% | 0 | 0% | 51.35% | 0 | 0% | 51.35% | 0 | 0% | 51.35% | 0 | 0 | 0% | 3.308% | 0 | 0% | 3.308% | 0 | 0% | 3.308% | 0 | 0% | 0.349% | 0 | 0% | 0.349% | 0 | 0% | 0.349% | 0 | 0% | 0.9476% | 0 | 0% | 0.9476% | 0 | 0% | 0.9476% | 0 | 0.03614% | 0.945% | 1.8094e-07 | 0% | 0.945% | 0 | 0% | 0.945% | 0 | 0% | 7.01% | 0 | 0% | 7.01% | 0 | 0% | 7.01% | 0 | 0% | 0.6185% | 0 | 0% | 0.6185% | 0 | 0% | 0.6185% | 0 |  |  |  | 0% | 11.8% | 0 | 0% | 11.8% | 0 | 0% | 11.8% | 0 | 0% | 0.3568% | 0 | 0% | 0.3568% | 0 | 0% | 0.3568% | 0 | 0% | 100% | 0 | 0% | 100% | 0 | 0% | 100% | 0 | 0% | 100% | 0 |  |  | 0 |  |  | 0 |  |  | 0
MABURY 1106CB | 3.8319e-05 | 0 | 0.039863 | 0 | 0.039863 | 0.0090354 | 0.038036 | 0.018734 | 0% | 99% | 0 | 0% | 99% | 0 | 0% | 99% | 0 | 0% | 99% | 0 | 0% | 64.96% | 0 | 0% | 51.66% | 0 | 0% | 51.66% | 0 | 0% | 51.66% | 0 | 0 | 0% | 2.929% | 0 | 0% | 2.929% | 0 | 0% | 2.929% | 0 | 0% | 0.3268% | 0 | 0% | 0.3268% | 0 | 0% | 0.3268% | 0 | 0% | 0.8727% | 0 | 0% | 0.8727% | 0 | 0% | 0.8727% | 0 | 0% | 0.9012% | 0 | 0% | 0.9012% | 0 | 0% | 0.9012% | 0 | 0% | 6.546% | 0 | 0% | 6.546% | 0 | 0% | 6.546% | 0 | 0% | 0.5251% | 0 | 0% | 0.5251% | 0 | 0% | 0.5251% | 0 |  |  |  | 0% | 11.8% | 0 | 0% | 11.8% | 0 | 0% | 11.8% | 0 | 0% | 0.3641% | 0 | 0% | 0.3641% | 0 | 0% | 0.3641% | 0 | 0% | 100% | 0 | 0% | 100% | 0 | 0% | 100% | 0 | 0% | 100% | 0 |  |  | 0 |  |  | 0 |  |  | 0
POTRERO PP (A) 110966602 | 3.8318e-05 | 0 | 0.012138 | 0 | 0.012138 | 0.0020052 | 0.013836 | 0.0041956 | 0% | 99% | 0 | 0% | 99% | 0 | 0% | 99% | 0 | 0% | 99% | 0 | 0% | 63.46% | 0 | 0% | 51.42% | 0 | 0% | 51.42% | 0 | 0% | 51.42% | 0 | 0 | 0% | 3.717% | 0 | 0% | 3.717% | 0 | 0% | 3.717% | 0 | 0% | 0.4009% | 0 | 0% | 0.4009% | 0 | 0% | 0.4009% | 0 | 0% | 1.055% | 0 | 0% | 1.055% | 0 | 0% | 1.055% | 0 | 88.2% | 1.072% | 0.00011474 | 0.546% | 1.072% | 7.1032e-07 | 0.6638% | 1.072% | 8.6358e-07 | 0% | 7.856% | 0 | 0% | 7.856% | 0 | 0% | 7.856% | 0 | 0% | 0.5316% | 0 | 0% | 0.5316% | 0 | 0% | 0.5316% | 0 |  |  |  | 0% | 11.8% | 0 | 0% | 11.8% | 0 | 0% | 11.8% | 0 | 0% | 0.3559% | 0 | 0% | 0.3559% | 0 | 0% | 0.3559% | 0 | 0% | 100% | 0 | 0% | 100% | 0 | 0% | 100% | 0 | 0% | 100% | 0 |  |  | 0 |  |  | 0 |  |  | 0
6TH AVENUE 0403CB | 3.8282e-05 | 0 | 0.0098666 | 0 | 0.0098666 | 0.0019052 | 0.012826 | 0.0015561 | 0% | 99% | 0 | 0% | 99% | 0 | 0% | 99% | 0 | 0% | 99% | 0 | 0% | 61.11% | 0 | 0% | 48.98% | 0 | 0% | 48.98% | 0 | 0% | 48.98% | 0 | 0 | 0% | 4.292% | 0 | 0% | 4.292% | 0 | 0% | 4.292% | 0 | 0% | 0.4596% | 0 | 0% | 0.4596% | 0 | 0% | 0.4596% | 0 | 0% | 1.212% | 0 | 0% | 1.212% | 0 | 0% | 1.212% | 0 | 0% | 1.242% | 0 | 0% | 1.242% | 0 | 0% | 1.242% | 0 | 0% | 9.056% | 0 | 0% | 9.056% | 0 | 0% | 9.056% | 0 | 0% | 0.6318% | 0 | 0% | 0.6318% | 0 | 0% | 0.6318% | 0 |  |  |  | 0% | 11.8% | 0 | 0% | 11.8% | 0 | 0% | 11.8% | 0 | 0% | 0.3539% | 0 | 0% | 0.3539% | 0 | 0% | 0.3539% | 0 | 0% | 100% | 0 | 0% | 100% | 0 | 0% | 100% | 0 | 0% | 100% | 0 |  |  | 0 |  |  | 0 |  |  | 0
SAN JOSE A 0408CB | 3.8246e-05 | 0 | 0.014249 | 0 | 0.014249 | 0.0047686 | 0.013362 | 0.0053913 | 0% | 99% | 0 | 0% | 99% | 0 | 0% | 99% | 0 | 0% | 99% | 0 | 0% | 64.52% | 0 | 0% | 51.06% | 0 | 0% | 51.06% | 0 | 0% | 51.06% | 0 | 0 | 0% | 2.785% | 0 | 0% | 2.785% | 0 | 0% | 2.785% | 0 | 0% | 0.3094% | 0 | 0% | 0.3094% | 0 | 0% | 0.3094% | 0 | 0% | 0.8588% | 0 | 0% | 0.8588% | 0 | 0% | 0.8588% | 0 | 0% | 0.8821% | 0 | 52.79% | 0.8821% | 6.6362e-05 | 2.83% | 0.8821% | 3.5567e-06 | 0% | 6.435% | 0 | 0% | 6.435% | 0 | 0% | 6.435% | 0 | 0% | 0.7329% | 0 | 0% | 0.7329% | 0 | 0% | 0.7329% | 0 |  |  |  | 0% | 11.8% | 0 | 0% | 11.8% | 0 | 0% | 11.8% | 0 | 0% | 0.3639% | 0 | 0% | 0.3639% | 0 | 0% | 0.3639% | 0 | 0% | 100% | 0 | 0% | 100% | 0 | 0% | 100% | 0 | 0% | 100% | 0 |  |  | 0 |  |  | 0 |  |  | 0
HICKS 1109XR138 | 3.8228e-05 | 0 | 0.025688 | 0 | 0.025688 | 0.01027 | 0.023014 | 0.0091217 | 0% | 99% | 0 | 0% | 99% | 0 | 0% | 99% | 0 | 0% | 99% | 0 | 0% | 63.55% | 0 | 0% | 50.19% | 0 | 0% | 50.19% | 0 | 0% | 50.19% | 0 | 0 | 0% | 2.492% | 0 | 0% | 2.492% | 0 | 0% | 2.492% | 0 | 0% | 0.2751% | 0 | 0% | 0.2751% | 0 | 0% | 0.2751% | 0 | 0% | 0.8198% | 0 | 0% | 0.8198% | 0 | 0% | 0.8198% | 0 | 0% | 0.8188% | 0 | 39.82% | 0.8188% | 8.375e-05 | 60.18% | 0.8188% | 0.00012659 | 0% | 6.087% | 0 | 0% | 6.087% | 0 | 0% | 6.087% | 0 | 0% | 0.8801% | 0 | 0% | 0.8801% | 0 | 0% | 0.8801% | 0 |  |  |  | 0% | 11.8% | 0 | 0% | 11.8% | 0 | 0% | 11.8% | 0 | 0% | 0.3602% | 0 | 0% | 0.3602% | 0 | 0% | 0.3602% | 0 | 0% | 100% | 0 | 0% | 100% | 0 | 0% | 100% | 0 | 0% | 100% | 0 |  |  | 0 |  |  | 0 |  |  | 0
REDWOOD CITY 0404CB | 3.8086e-05 | 0 | 0.0081314 | 0 | 0.0081314 | 0.0029806 | 0.0077415 | 0.0027009 | 0% | 99% | 0 | 0% | 99% | 0 | 0% | 99% | 0 | 0% | 99% | 0 | 0% | 64.87% | 0 | 0% | 51.44% | 0 | 0% | 51.44% | 0 | 0% | 51.44% | 0 | 0 | 0% | 3.086% | 0 | 0% | 3.086% | 0 | 0% | 3.086% | 0 | 0% | 0.3355% | 0 | 0% | 0.3355% | 0 | 0% | 0.3355% | 0 | 0% | 0.8756% | 0 | 0% | 0.8756% | 0 | 0% | 0.8756% | 0 | 0% | 0.9021% | 0 | 6.747% | 0.9021% | 4.949e-06 | 0% | 0.9021% | 0 | 0% | 6.553% | 0 | 0% | 6.553% | 0 | 0% | 6.553% | 0 | 0% | 0.8731% | 0 | 0% | 0.8731% | 0 | 0% | 0.8731% | 0 |  |  |  | 0% | 11.8% | 0 | 0% | 11.8% | 0 | 0% | 11.8% | 0 | 0% | 0.365% | 0 | 0% | 0.365% | 0 | 0% | 0.365% | 0 | 0% | 100% | 0 | 0% | 100% | 0 | 0% | 100% | 0 | 0% | 100% | 0 |  |  | 0 |  |  | 0 |  |  | 0
WEST FRESNO 1102829424 | 3.8032e-05 | 0 | 0.0003235 | 0 | 0.0003235 | 6.5621e-05 | 0.00024725 | 0.00022115 | 0% | 99% | 0 | 0% | 99% | 0 | 0% | 99% | 0 | 0% | 99% | 0 | 0% | 66.36% | 0 | 0% | 52% | 0 | 0% | 52% | 0 | 0% | 52% | 0 | 0 | 0% | 3.011% | 0 | 0% | 3.011% | 0 | 0% | 3.011% | 0 | 0% | 0.3328% | 0 | 0% | 0.3328% | 0 | 0% | 0.3328% | 0 | 0% | 0.7006% | 0 | 0% | 0.7006% | 0 | 0% | 0.7006% | 0 | 0% | 0.749% | 0 | 0% | 0.749% | 0 | 0% | 0.749% | 0 | 0% | 5.287% | 0 | 0% | 5.287% | 0 | 0% | 5.287% | 0 | 0% | 0.5381% | 0 | 0% | 0.5381% | 0 | 0% | 0.5381% | 0 |  |  |  | 0% | 11.8% | 0 | 0% | 11.8% | 0 | 0% | 11.8% | 0 | 0% | 0.3769% | 0 | 0% | 0.3769% | 0 | 0% | 0.3769% | 0 | 0% | 100% | 0 | 0% | 100% | 0 | 0% | 100% | 0 | 0% | 100% | 0 |  |  | 0 |  |  | 0 |  |  | 0
ASHLAN AVE 1112230054 | 3.7963e-05 | 0 | 0.0041979 | 0 | 0.0041979 | 0.00092073 | 0.0036903 | 0.0023187 | 0% | 99% | 0 | 0% | 99% | 0 | 0% | 99% | 0 | 0% | 99% | 0 | 0% | 64.16% | 0 | 0% | 50.11% | 0 | 0% | 50.11% | 0 | 0% | 50.11% | 0 | 0 | 0% | 2.544% | 0 | 0% | 2.544% | 0 | 0% | 2.544% | 0 | 0% | 0.293% | 0 | 0% | 0.293% | 0 | 0% | 0.293% | 0 | 0% | 0.7978% | 0 | 0% | 0.7978% | 0 | 0% | 0.7978% | 0 | 0% | 0.8378% | 0 | 0% | 0.8378% | 0 | 100% | 0.8378% | 3.5169e-05 | 0% | 6.032% | 0 | 0% | 6.032% | 0 | 0% | 6.032% | 0 | 0% | 0.6033% | 0 | 0% | 0.6033% | 0 | 0% | 0.6033% | 0 |  |  |  | 0% | 11.8% | 0 | 0% | 11.8% | 0 | 0% | 11.8% | 0 | 0% | 0.3688% | 0 | 0% | 0.3688% | 0 | 0% | 0.3688% | 0 | 0% | 100% | 0 | 0% | 100% | 0 | 0% | 100% | 0 | 0% | 100% | 0 |  |  | 0 |  |  | 0 |  |  | 0
BERKELEY F 1104BR114 | 3.7943e-05 | 0 | 0.0048735 | 0 | 0.0048735 | 0.0015225 | 0.0047113 | 0.0018112 | 0% | 99% | 0 | 0% | 99% | 0 | 0% | 99% | 0 | 0% | 99% | 0 | 0% | 63.87% | 0 | 0% | 51.1% | 0 | 0% | 51.1% | 0 | 0% | 51.1% | 0 | 0 | 0% | 2.914% | 0 | 0% | 2.914% | 0 | 0% | 2.914% | 0 | 0% | 0.3118% | 0 | 0% | 0.3118% | 0 | 0% | 0.3118% | 0 | 0% | 0.8942% | 0 | 0% | 0.8942% | 0 | 0% | 0.8942% | 0 | 0% | 0.9033% | 0 | 97.71% | 0.9033% | 4.3012e-05 | 0% | 0.9033% | 0 | 0% | 6.66% | 0 | 0% | 6.66% | 0 | 0% | 6.66% | 0 | 0% | 0.7673% | 0 | 0% | 0.7673% | 0 | 0% | 0.7673% | 0 |  |  |  | 0% | 11.8% | 0 | 0% | 11.8% | 0 | 0% | 11.8% | 0 | 0% | 0.3612% | 0 | 0% | 0.3612% | 0 | 0% | 0.3612% | 0 | 0% | 100% | 0 | 0% | 100% | 0 | 0% | 100% | 0 | 0% | 100% | 0 |  |  | 0 |  |  | 0 |  |  | 0
BRITTON 1110CB | 3.7867e-05 | 0 | 0.0083745 | 0 | 0.0083745 | 0.0025024 | 0.0075969 | 0.0037251 | 0% | 99% | 0 | 0% | 99% | 0 | 0% | 99% | 0 | 0% | 99% | 0 | 0% | 64.47% | 0 | 0% | 50.8% | 0 | 0% | 50.8% | 0 | 0% | 50.8% | 0 | 0 | 0% | 2.931% | 0 | 0% | 2.931% | 0 | 0% | 2.931% | 0 | 0% | 0.3217% | 0 | 0% | 0.3217% | 0 | 0% | 0.3217% | 0 | 0% | 0.8248% | 0 | 0% | 0.8248% | 0 | 0% | 0.8248% | 0 | 0% | 0.8432% | 0 | 0% | 0.8432% | 0 | 0% | 0.8432% | 0 | 0% | 6.154% | 0 | 0% | 6.154% | 0 | 0% | 6.154% | 0 | 0% | 0.6859% | 0 | 0% | 0.6859% | 0 | 0% | 0.6859% | 0 |  |  |  | 0% | 11.8% | 0 | 0% | 11.8% | 0 | 0% | 11.8% | 0 | 0% | 0.3639% | 0 | 0% | 0.3639% | 0 | 0% | 0.3639% | 0 | 0% | 100% | 0 | 0% | 100% | 0 | 0% | 100% | 0 | 0% | 100% | 0 |  |  | 0 |  |  | 0 |  |  | 0
EL PATIO 111896416 | 3.7863e-05 | 0 | 0.019259 | 0 | 0.019259 | 0.00812 | 0.016978 | 0.0066947 | 0% | 99% | 0 | 0% | 99% | 0 | 0% | 99% | 0 | 0% | 99% | 0 | 0% | 63.18% | 0 | 0% | 50.22% | 0 | 0% | 50.22% | 0 | 0% | 50.22% | 0 | 0 | 0% | 2.49% | 0 | 0% | 2.49% | 0 | 0% | 2.49% | 0 | 0% | 0.2643% | 0 | 0% | 0.2643% | 0 | 0% | 0.2643% | 0 | 0% | 0.8121% | 0 | 0% | 0.8121% | 0 | 0% | 0.8121% | 0 | 44.52% | 0.794% | 6.808e-05 | 51.77% | 0.794% | 7.9165e-05 | 2.86% | 0.794% | 4.3742e-06 | 0% | 5.983% | 0 | 0% | 5.983% | 0 | 0% | 5.983% | 0 | 0% | 0.947% | 0 | 0% | 0.947% | 0 | 0% | 0.947% | 0 |  |  |  | 0% | 11.8% | 0 | 0% | 11.8% | 0 | 0% | 11.8% | 0 | 0% | 0.3582% | 0 | 0% | 0.3582% | 0 | 0% | 0.3582% | 0 | 0% | 100% | 0 | 0% | 100% | 0 | 0% | 100% | 0 | 0% | 100% | 0 |  |  | 0 |  |  | 0 |  |  | 0
OAKLAND C 1108CB | 3.7851e-05 | 0 | 0.010432 | 0 | 0.010432 | 0.00095642 | 0.012618 | 0.0036454 | 0% | 99% | 0 | 0% | 99% | 0 | 0% | 99% | 0 | 0% | 99% | 0 | 0% | 61.4% | 0 | 0% | 48.9% | 0 | 0% | 48.9% | 0 | 0% | 48.9% | 0 | 0 | 0% | 3.623% | 0 | 0% | 3.623% | 0 | 0% | 3.623% | 0 | 0% | 0.3978% | 0 | 0% | 0.3978% | 0 | 0% | 0.3978% | 0 | 0% | 1.118% | 0 | 0% | 1.118% | 0 | 0% | 1.118% | 0 | 62.29% | 1.152% | 7.4836e-05 | 0.7084% | 1.152% | 8.5105e-07 | 0% | 1.152% | 0 | 0% | 8.402% | 0 | 0% | 8.402% | 0 | 0% | 8.402% | 0 | 0% | 0.3755% | 0 | 0% | 0.3755% | 0 | 0% | 0.3755% | 0 |  |  |  | 0% | 11.8% | 0 | 0% | 11.8% | 0 | 0% | 11.8% | 0 | 0% | 0.3565% | 0 | 0% | 0.3565% | 0 | 0% | 0.3565% | 0 | 0% | 100% | 0 | 0% | 100% | 0 | 0% | 100% | 0 | 0% | 100% | 0 |  |  | 0 |  |  | 0 |  |  | 0
BARTON 1105R1080 | 3.782e-05 | 0 | 0.012675 | 0 | 0.012675 | 0.0035272 | 0.010939 | 0.0064572 | 0% | 99% | 0 | 0% | 99% | 0 | 0% | 99% | 0 | 0% | 99% | 0 | 0% | 63.65% | 0 | 0% | 49.32% | 0 | 0% | 49.32% | 0 | 0% | 49.32% | 0 | 0 | 0% | 2.591% | 0 | 0% | 2.591% | 0 | 0% | 2.591% | 0 | 0% | 0.293% | 0 | 0% | 0.293% | 0 | 0% | 0.293% | 0 | 0% | 0.785% | 0 | 0% | 0.785% | 0 | 0% | 0.785% | 0 | 0% | 0.8186% | 0 | 100% | 0.8186% | 0.00010376 | 0% | 0.8186% | 0 | 0% | 5.917% | 0 | 0% | 5.917% | 0 | 0% | 5.917% | 0 | 0% | 0.7837% | 0 | 0% | 0.7837% | 0 | 0% | 0.7837% | 0 |  |  |  | 0% | 11.8% | 0 | 0% | 11.8% | 0 | 0% | 11.8% | 0 | 0% | 0.3688% | 0 | 0% | 0.3688% | 0 | 0% | 0.3688% | 0 | 0% | 100% | 0 | 0% | 100% | 0 | 0% | 100% | 0 | 0% | 100% | 0 |  |  | 0 |  |  | 0 |  |  | 0
SF K 0409CB | 3.7791e-05 | 0 | 0.013533 | 0 | 0.013533 | 0.0014498 | 0.018889 | 0.002001 | 0% | 99% | 0 | 0% | 99% | 0 | 0% | 99% | 0 | 0% | 99% | 0 | 0% | 60.83% | 0 | 0% | 48.49% | 0 | 0% | 48.49% | 0 | 0% | 48.49% | 0 | 0 | 0% | 4.584% | 0 | 0% | 4.584% | 0 | 0% | 4.584% | 0 | 0% | 0.4975% | 0 | 0% | 0.4975% | 0 | 0% | 0.4975% | 0 | 0% | 1.304% | 0 | 0% | 1.304% | 0 | 0% | 1.304% | 0 | 0% | 1.356% | 0 | 0% | 1.356% | 0 | 0% | 1.356% | 0 | 0% | 9.809% | 0 | 0% | 9.809% | 0 | 0% | 9.809% | 0 | 0% | 0.4129% | 0 | 0% | 0.4129% | 0 | 0% | 0.4129% | 0 |  |  |  | 0% | 11.8% | 0 | 0% | 11.8% | 0 | 0% | 11.8% | 0 | 0% | 0.3554% | 0 | 0% | 0.3554% | 0 | 0% | 0.3554% | 0 | 0% | 100% | 0 | 0% | 100% | 0 | 0% | 100% | 0 | 0% | 100% | 0 |  |  | 0 |  |  | 0 |  |  | 0
GREEN VALLEY 210449146 | 3.7786e-05 | 0 | 0.012953 | 0 | 0.012953 | 0.0028063 | 0.013069 | 0.0055062 | 0% | 99% | 0 | 0% | 99% | 0 | 0% | 99% | 0 | 0% | 99% | 0 | 0% | 65.16% | 0 | 0% | 51.86% | 0 | 0% | 51.86% | 0 | 0% | 51.86% | 0 | 0 | 0% | 3.122% | 0 | 0% | 3.122% | 0 | 0% | 3.122% | 0 | 0% | 0.3496% | 0 | 0% | 0.3496% | 0 | 0% | 0.3496% | 0 | 0% | 0.9314% | 0 | 0% | 0.9314% | 0 | 0% | 0.9314% | 0 | 0% | 0.9759% | 0 | 0% | 0.9759% | 0 | 94.14% | 0.9759% | 0.000119 | 0% | 7.025% | 0 | 0% | 7.025% | 0 | 0% | 7.025% | 0 | 0% | 0.5132% | 0 | 0% | 0.5132% | 0 | 0% | 0.5132% | 0 |  |  |  | 0% | 11.8% | 0 | 0% | 11.8% | 0 | 0% | 11.8% | 0 | 0% | 0.3661% | 0 | 0% | 0.3661% | 0 | 0% | 0.3661% | 0 | 0% | 100% | 0 | 0% | 100% | 0 | 0% | 100% | 0 | 0% | 100% | 0 |  |  | 0 |  |  | 0 |  |  | 0
MISSION (X) 1110CB | 3.7782e-05 | 0 | 0.0021854 | 0 | 0.0021854 | 0.00039414 | 0.0026958 | 0.00051758 | 0% | 99% | 0 | 0% | 99% | 0 | 0% | 99% | 0 | 0% | 99% | 0 | 0% | 62.12% | 0 | 0% | 49.41% | 0 | 0% | 49.41% | 0 | 0% | 49.41% | 0 | 0 | 0% | 3.982% | 0 | 0% | 3.982% | 0 | 0% | 3.982% | 0 | 0% | 0.4346% | 0 | 0% | 0.4346% | 0 | 0% | 0.4346% | 0 | 0% | 1.144% | 0 | 0% | 1.144% | 0 | 0% | 1.144% | 0 | 0% | 1.183% | 0 | 0% | 1.183% | 0 | 0% | 1.183% | 0 | 0% | 8.588% | 0 | 0% | 8.588% | 0 | 0% | 8.588% | 0 | 0% | 0.5408% | 0 | 0% | 0.5408% | 0 | 0% | 0.5408% | 0 |  |  |  | 0% | 11.8% | 0 | 0% | 11.8% | 0 | 0% | 11.8% | 0 | 0% | 0.3575% | 0 | 0% | 0.3575% | 0 | 0% | 0.3575% | 0 | 0% | 100% | 0 | 0% | 100% | 0 | 0% | 100% | 0 | 0% | 100% | 0 |  |  | 0 |  |  | 0 |  |  | 0
VALLEJO B 1102CB | 3.761e-05 | 0 | 0.0094502 | 0 | 0.0094502 | 0.0016116 | 0.010397 | 0.0035915 | 0% | 99% | 0 | 0% | 99% | 0 | 0% | 99% | 0 | 0% | 99% | 0 | 0% | 62.33% | 0 | 0% | 50.9% | 0 | 0% | 50.9% | 0 | 0% | 50.9% | 0 | 0 | 0% | 3.21% | 0 | 0% | 3.21% | 0 | 0% | 3.21% | 0 | 0% | 0.3385% | 0 | 0% | 0.3385% | 0 | 0% | 0.3385% | 0 | 0% | 1.011% | 0 | 0% | 1.011% | 0 | 0% | 1.011% | 0 | 0% | 0.9827% | 0 | 0% | 0.9827% | 0 | 0% | 0.9827% | 0 | 0% | 7.427% | 0 | 0% | 7.427% | 0 | 0% | 7.427% | 0 | 0% | 0.4315% | 0 | 0% | 0.4315% | 0 | 0% | 0.4315% | 0 |  |  |  | 0% | 11.8% | 0 | 0% | 11.8% | 0 | 0% | 11.8% | 0 | 0% | 0.3466% | 0 | 0% | 0.3466% | 0 | 0% | 0.3466% | 0 | 0% | 100% | 0 | 0% | 100% | 0 | 0% | 100% | 0 | 0% | 100% | 0 |  |  | 0 |  |  | 0 |  |  | 0
SF M 0406CB | 3.74e-05 | 0 | 0.018737 | 0 | 0.018737 | 0.004386 | 0.021517 | 0.0050276 | 0% | 99% | 0 | 0% | 99% | 0 | 0% | 99% | 0 | 0% | 99% | 0 | 0% | 62.75% | 0 | 0% | 50.43% | 0 | 0% | 50.43% | 0 | 0% | 50.43% | 0 | 0 | 0% | 3.843% | 0 | 0% | 3.843% | 0 | 0% | 3.843% | 0 | 0% | 0.4116% | 0 | 0% | 0.4116% | 0 | 0% | 0.4116% | 0 | 0% | 1.065% | 0 | 0% | 1.065% | 0 | 0% | 1.065% | 0 | 3.197% | 1.082% | 6.4807e-06 | 60.08% | 1.082% | 0.00012181 | 36.19% | 1.082% | 7.3367e-05 | 0% | 7.928% | 0 | 0% | 7.928% | 0 | 0% | 7.928% | 0 | 0% | 0.6969% | 0 | 0% | 0.6969% | 0 | 0% | 0.6969% | 0 |  |  |  | 0% | 11.8% | 0 | 0% | 11.8% | 0 | 0% | 11.8% | 0 | 0% | 0.3564% | 0 | 0% | 0.3564% | 0 | 0% | 0.3564% | 0 | 0% | 100% | 0 | 0% | 100% | 0 | 0% | 100% | 0 | 0% | 100% | 0 |  |  | 0 |  |  | 0 |  |  | 0
OAKLAND J 1108CR276 | 3.7229e-05 | 0 | 0.032553 | 0 | 0.032553 | 0.0040829 | 0.032431 | 0.017224 | 0% | 99% | 0 | 0% | 99% | 0 | 0% | 99% | 0 | 0% | 99% | 0 | 0% | 64.85% | 0 | 0% | 52.97% | 0 | 0% | 52.97% | 0 | 0% | 52.97% | 0 | 0 | 0% | 3.064% | 0 | 0% | 3.064% | 0 | 0% | 3.064% | 0 | 0% | 0.3298% | 0 | 0% | 0.3298% | 0 | 0% | 0.3298% | 0 | 0% | 0.9178% | 0 | 0% | 0.9178% | 0 | 0% | 0.9178% | 0 | 0% | 0.9184% | 0 | 0% | 0.9184% | 0 | 100% | 0.9184% | 0.00029897 | 0% | 6.807% | 0 | 0% | 6.807% | 0 | 0% | 6.807% | 0 | 0% | 0.3949% | 0 | 0% | 0.3949% | 0 | 0% | 0.3949% | 0 |  |  |  | 0% | 11.8% | 0 | 0% | 11.8% | 0 | 0% | 11.8% | 0 | 0% | 0.3572% | 0 | 0% | 0.3572% | 0 | 0% | 0.3572% | 0 | 0% | 100% | 0 | 0% | 100% | 0 | 0% | 100% | 0 | 0% | 100% | 0 |  |  | 0 |  |  | 0 |  |  | 0
SF E 0405CB | 3.7169e-05 | 0 | 0.010718 | 0 | 0.010718 | 0.0016929 | 0.012701 | 0.0032984 | 0% | 99% | 0 | 0% | 99% | 0 | 0% | 99% | 0 | 0% | 99% | 0 | 0% | 63.24% | 0 | 0% | 50.99% | 0 | 0% | 50.99% | 0 | 0% | 50.99% | 0 | 0 | 0% | 3.896% | 0 | 0% | 3.896% | 0 | 0% | 3.896% | 0 | 0% | 0.4233% | 0 | 0% | 0.4233% | 0 | 0% | 0.4233% | 0 | 0% | 1.094% | 0 | 0% | 1.094% | 0 | 0% | 1.094% | 0 | 75.93% | 1.121% | 9.1234e-05 | 24.01% | 1.121% | 2.8848e-05 | 0% | 1.121% | 0 | 0% | 8.172% | 0 | 0% | 8.172% | 0 | 0% | 8.172% | 0 | 0% | 0.5207% | 0 | 0% | 0.5207% | 0 | 0% | 0.5207% | 0 |  |  |  | 0% | 11.8% | 0 | 0% | 11.8% | 0 | 0% | 11.8% | 0 | 0% | 0.356% | 0 | 0% | 0.356% | 0 | 0% | 0.356% | 0 | 0% | 100% | 0 | 0% | 100% | 0 | 0% | 100% | 0 | 0% | 100% | 0 |  |  | 0 |  |  | 0 |  |  | 0
SWIFT 2106XR058 | 3.7143e-05 | 0 | 0.016571 | 0 | 0.016571 | 0.0046562 | 0.015148 | 0.0075513 | 0% | 99% | 0 | 0% | 99% | 0 | 0% | 99% | 0 | 0% | 99% | 0 | 0% | 65.28% | 0 | 0% | 51.64% | 0 | 0% | 51.64% | 0 | 0% | 51.64% | 0 | 0 | 0% | 2.858% | 0 | 0% | 2.858% | 0 | 0% | 2.858% | 0 | 0% | 0.317% | 0 | 0% | 0.317% | 0 | 0% | 0.317% | 0 | 0% | 0.8395% | 0 | 0% | 0.8395% | 0 | 0% | 0.8395% | 0 | 0% | 0.87% | 0 | 100% | 0.87% | 0.00014418 | 0% | 0.87% | 0 | 0% | 6.303% | 0 | 0% | 6.303% | 0 | 0% | 6.303% | 0 | 0% | 0.6368% | 0 | 0% | 0.6368% | 0 | 0% | 0.6368% | 0 |  |  |  | 0% | 11.8% | 0 | 0% | 11.8% | 0 | 0% | 11.8% | 0 | 0% | 0.3666% | 0 | 0% | 0.3666% | 0 | 0% | 0.3666% | 0 | 0% | 100% | 0 | 0% | 100% | 0 | 0% | 100% | 0 | 0% | 100% | 0 |  |  | 0 |  |  | 0 |  |  | 0
ALMADEN 1102815266 | 3.6983e-05 | 0 | 0.054092 | 0 | 0.054092 | 0.025324 | 0.046228 | 0.017741 | 0% | 99% | 0 | 0% | 99% | 0 | 0% | 99% | 0 | 0% | 99% | 0 | 0% | 63.4% | 0 | 0% | 50.13% | 0 | 0% | 50.13% | 0 | 0% | 50.13% | 0 | 0 | 0% | 2.414% | 0 | 0% | 2.414% | 0 | 0% | 2.414% | 0 | 0% | 0.2597% | 0 | 0% | 0.2597% | 0 | 0% | 0.2597% | 0 | 0% | 0.7875% | 0 | 0% | 0.7875% | 0 | 0% | 0.7875% | 0 | 0% | 0.7758% | 0 | 98.08% | 0.7758% | 0.00041157 | 1.609% | 0.7758% | 6.7534e-06 | 0% | 5.817% | 0 | 0% | 5.817% | 0 | 0% | 5.817% | 0 | 0% | 1.058% | 0 | 0% | 1.058% | 0 | 0% | 1.058% | 0 |  |  |  | 0% | 11.8% | 0 | 0% | 11.8% | 0 | 0% | 11.8% | 0 | 0% | 0.3606% | 0 | 0% | 0.3606% | 0 | 0% | 0.3606% | 0 | 0% | 100% | 0 | 0% | 100% | 0 | 0% | 100% | 0 | 0% | 100% | 0 |  |  | 0 |  |  | 0 |  |  | 0
EAST STOCKTON 110290582 | 3.6913e-05 | 0 | 0.0021351 | 0 | 0.0021351 | 0.0003804 | 0.001825 | 0.0013192 | 0% | 99% | 0 | 0% | 99% | 0 | 0% | 99% | 0 | 0% | 99% | 0 | 0% | 65.34% | 0 | 0% | 51.75% | 0 | 0% | 51.75% | 0 | 0% | 51.75% | 0 | 0 | 0% | 3.184% | 0 | 0% | 3.184% | 0 | 0% | 3.184% | 0 | 0% | 0.3489% | 0 | 0% | 0.3489% | 0 | 0% | 0.3489% | 0 | 0% | 0.7798% | 0 | 0% | 0.7798% | 0 | 0% | 0.7798% | 0 | 0% | 0.8201% | 0 | 100% | 0.8201% | 1.7509e-05 | 0% | 0.8201% | 0 | 0% | 5.862% | 0 | 0% | 5.862% | 0 | 0% | 5.862% | 0 | 0% | 0.4063% | 0 | 0% | 0.4063% | 0 | 0% | 0.4063% | 0 |  |  |  | 0% | 11.8% | 0 | 0% | 11.8% | 0 | 0% | 11.8% | 0 | 0% | 0.3713% | 0 | 0% | 0.3713% | 0 | 0% | 0.3713% | 0 | 0% | 100% | 0 | 0% | 100% | 0 | 0% | 100% | 0 | 0% | 100% | 0 |  |  | 0 |  |  | 0 |  |  | 0
SF H 110553680 | 3.687e-05 | 0 | 0.0026344 | 0 | 0.0026344 | 0.00021814 | 0.0033062 | 0.00082442 | 0% | 99% | 0 | 0% | 99% | 0 | 0% | 99% | 0 | 0% | 99% | 0 | 0% | 63.29% | 0 | 0% | 50.67% | 0 | 0% | 50.67% | 0 | 0% | 50.67% | 0 | 0 | 0% | 4.315% | 0 | 0% | 4.315% | 0 | 0% | 4.315% | 0 | 0% | 0.4741% | 0 | 0% | 0.4741% | 0 | 0% | 0.4741% | 0 | 0% | 1.164% | 0 | 0% | 1.164% | 0 | 0% | 1.164% | 0 | 0% | 1.22% | 0 | 100% | 1.22% | 3.2152e-05 | 0% | 1.22% | 0 | 0% | 8.763% | 0 | 0% | 8.763% | 0 | 0% | 8.763% | 0 | 0% | 0.3088% | 0 | 0% | 0.3088% | 0 | 0% | 0.3088% | 0 |  |  |  | 0% | 11.8% | 0 | 0% | 11.8% | 0 | 0% | 11.8% | 0 | 0% | 0.3603% | 0 | 0% | 0.3603% | 0 | 0% | 0.3603% | 0 | 0% | 100% | 0 | 0% | 100% | 0 | 0% | 100% | 0 | 0% | 100% | 0 |  |  | 0 |  |  | 0 |  |  | 0
SALINAS 110245272 | 3.6762e-05 | 0 | 0.043592 | 0 | 0.043592 | 0.0060689 | 0.046619 | 0.019272 | 0% | 99% | 0 | 0% | 99% | 0 | 0% | 99% | 0 | 0% | 99% | 0 | 0% | 65.08% | 0 | 0% | 52.23% | 0 | 0% | 52.23% | 0 | 0% | 52.23% | 0 | 0 | 0% | 3.13% | 0 | 0% | 3.13% | 0 | 0% | 3.13% | 0 | 0% | 0.3558% | 0 | 0% | 0.3558% | 0 | 0% | 0.3558% | 0 | 0% | 0.9865% | 0 | 0% | 0.9865% | 0 | 0% | 0.9865% | 0 | 2.579% | 1.033% | 1.1609e-05 | 0% | 1.033% | 0 | 0% | 1.033% | 0 | 0% | 7.449% | 0 | 0% | 7.449% | 0 | 0% | 7.449% | 0 | 0% | 0.357% | 0 | 0% | 0.357% | 0 | 0% | 0.357% | 0 |  |  |  | 0% | 11.8% | 0 | 0% | 11.8% | 0 | 0% | 11.8% | 0 | 0% | 0.3634% | 0 | 0% | 0.3634% | 0 | 0% | 0.3634% | 0 | 0% | 100% | 0 | 0% | 100% | 0 | 0% | 100% | 0 | 0% | 100% | 0 |  |  | 0 |  |  | 0 |  |  | 0
LARKIN (Y) 11383527 | 3.6757e-05 | 0 | 0.0030328 | 0 | 0.0030328 | 0.00083154 | 0.0036488 | 0.00052603 | 0% | 99% | 0 | 0% | 99% | 0 | 0% | 99% | 0 | 0% | 99% | 0 | 0% | 62.04% | 0 | 0% | 49.46% | 0 | 0% | 49.46% | 0 | 0% | 49.46% | 0 | 0 | 0% | 3.981% | 0 | 0% | 3.981% | 0 | 0% | 3.981% | 0 | 0% | 0.4365% | 0 | 0% | 0.4365% | 0 | 0% | 0.4365% | 0 | 0% | 1.12% | 0 | 0% | 1.12% | 0 | 0% | 1.12% | 0 | 0% | 1.171% | 0 | 0% | 1.171% | 0 | 0% | 1.171% | 0 | 0% | 8.433% | 0 | 0% | 8.433% | 0 | 0% | 8.433% | 0 | 0% | 1.058% | 0 | 0% | 1.058% | 0 | 0% | 1.058% | 0 |  |  |  | 0% | 11.8% | 0 | 0% | 11.8% | 0 | 0% | 11.8% | 0 | 0% | 0.3617% | 0 | 0% | 0.3617% | 0 | 0% | 0.3617% | 0 | 0% | 100% | 0 | 0% | 100% | 0 | 0% | 100% | 0 | 0% | 100% | 0 |  |  | 0 |  |  | 0 |  |  | 0
MERCED 210190340 | 3.6549e-05 | 0 | 0.0016166 | 0 | 0.0016166 | 0.00026065 | 0.0013275 | 0.0010806 | 0% | 99% | 0 | 0% | 99% | 0 | 0% | 99% | 0 | 0% | 99% | 0 | 0% | 65.05% | 0 | 0% | 51% | 0 | 0% | 51% | 0 | 0% | 51% | 0 | 0 | 0% | 2.811% | 0 | 0% | 2.811% | 0 | 0% | 2.811% | 0 | 0% | 0.3117% | 0 | 0% | 0.3117% | 0 | 0% | 0.3117% | 0 | 0% | 0.7354% | 0 | 0% | 0.7354% | 0 | 0% | 0.7354% | 0 | 77.68% | 0.7566% | 9.5011e-06 | 0% | 0.7566% | 0 | 0% | 0.7566% | 0 | 0% | 5.484% | 0 | 0% | 5.484% | 0 | 0% | 5.484% | 0 | 0% | 0.472% | 0 | 0% | 0.472% | 0 | 0% | 0.472% | 0 |  |  |  | 0% | 11.8% | 0 | 0% | 11.8% | 0 | 0% | 11.8% | 0 | 0% | 0.3662% | 0 | 0% | 0.3662% | 0 | 0% | 0.3662% | 0 | 0% | 100% | 0 | 0% | 100% | 0 | 0% | 100% | 0 | 0% | 100% | 0 |  |  | 0 |  |  | 0 |  |  | 0
GLENWOOD 11013855 | 3.6548e-05 | 0 | 0.0016166 | 0 | 0.0016166 | 0.0010474 | 0.0012121 | 0.00040901 | 0% | 99% | 0 | 0% | 99% | 0 | 0% | 99% | 0 | 0% | 99% | 0 | 0% | 64.19% | 0 | 0% | 49.77% | 0 | 0% | 49.77% | 0 | 0% | 49.77% | 0 | 0 | 0% | 2.12% | 0 | 0% | 2.12% | 0 | 0% | 2.12% | 0 | 0% | 0.2319% | 0 | 0% | 0.2319% | 0 | 0% | 0.2319% | 0 | 0% | 0.6909% | 0 | 0% | 0.6909% | 0 | 0% | 0.6909% | 0 | 0% | 0.7015% | 0 | 100% | 0.7015% | 1.134e-05 | 0% | 0.7015% | 0 | 0% | 5.16% | 0 | 0% | 5.16% | 0 | 0% | 5.16% | 0 | 0% | 1.589% | 0 | 0% | 1.589% | 0 | 0% | 1.589% | 0 |  |  |  | 0% | 11.8% | 0 | 0% | 11.8% | 0 | 0% | 11.8% | 0 | 0% | 0.37% | 0 | 0% | 0.37% | 0 | 0% | 0.37% | 0 | 0% | 100% | 0 | 0% | 100% | 0 | 0% | 100% | 0 | 0% | 100% | 0 |  |  | 0 |  |  | 0 |  |  | 0
DEL MONTE 110138576 | 3.6528e-05 | 0 | 0.0097873 | 0 | 0.0097873 | 0.0011942 | 0.012174 | 0.0027888 | 0% | 99% | 0 | 0% | 99% | 0 | 0% | 99% | 0 | 0% | 99% | 0 | 0% | 63.3% | 0 | 0% | 50.55% | 0 | 0% | 50.55% | 0 | 0% | 50.55% | 0 | 0 | 0% | 3.837% | 0 | 0% | 3.837% | 0 | 0% | 3.837% | 0 | 0% | 0.4309% | 0 | 0% | 0.4309% | 0 | 0% | 0.4309% | 0 | 0% | 1.155% | 0 | 0% | 1.155% | 0 | 2.412% | 1.155% | 2.727e-06 | 51.07% | 1.214% | 6.0697e-05 | 2.412% | 1.214% | 2.8667e-06 | 0% | 1.214% | 0 | 0% | 8.729% | 0 | 0% | 8.729% | 0 | 0% | 8.729% | 0 | 0% | 0.3609% | 0 | 0% | 0.3609% | 0 | 0% | 0.3609% | 0 |  |  |  | 0% | 11.8% | 0 | 0% | 11.8% | 0 | 0% | 11.8% | 0 | 0% | 0.3604% | 0 | 0% | 0.3604% | 0 | 0% | 0.3604% | 0 | 0% | 100% | 0 | 0% | 100% | 0 | 0% | 100% | 0 | 0% | 100% | 0 |  |  | 0 |  |  | 0 |  |  | 0
LAWRENCE 111233105 | 3.6508e-05 | 0 | 0.0016148 | 0 | 0.0016148 | 0.00045593 | 0.001527 | 0.00068278 | 0% | 99% | 0 | 0% | 99% | 0 | 0% | 99% | 0 | 0% | 99% | 0 | 0% | 64.39% | 0 | 0% | 51.27% | 0 | 0% | 51.27% | 0 | 0% | 51.27% | 0 | 0 | 0% | 2.937% | 0 | 0% | 2.937% | 0 | 0% | 2.937% | 0 | 0% | 0.3218% | 0 | 0% | 0.3218% | 0 | 0% | 0.3218% | 0 | 0% | 0.8728% | 0 | 0% | 0.8728% | 0 | 0% | 0.8728% | 0 | 0% | 0.8944% | 0 | 0% | 0.8944% | 0 | 0% | 0.8944% | 0 | 0% | 6.528% | 0 | 0% | 6.528% | 0 | 0% | 6.528% | 0 | 0% | 0.6664% | 0 | 0% | 0.6664% | 0 | 0% | 0.6664% | 0 |  |  |  | 0% | 11.8% | 0 | 0% | 11.8% | 0 | 0% | 11.8% | 0 | 0% | 0.3641% | 0 | 0% | 0.3641% | 0 | 0% | 0.3641% | 0 | 0% | 100% | 0 | 0% | 100% | 0 | 0% | 100% | 0 | 0% | 100% | 0 |  |  | 0 |  |  | 0 |  |  | 0
CONCORD NO 1 0402CB | 3.6506e-05 | 0 | 0.020805 | 0 | 0.020805 | 0.0087814 | 0.019505 | 0.0060577 | 0% | 99% | 0 | 0% | 99% | 0 | 0% | 99% | 0 | 0% | 99% | 0 | 0% | 63.29% | 0 | 0% | 49.48% | 0 | 0% | 49.48% | 0 | 0% | 49.48% | 0 | 0 | 0% | 2.872% | 0 | 0% | 2.872% | 0 | 0% | 2.872% | 0 | 0% | 0.3171% | 0 | 0% | 0.3171% | 0 | 0% | 0.3171% | 0 | 0% | 0.8594% | 0 | 0% | 0.8594% | 0 | 0% | 0.8594% | 0 | 0% | 0.8784% | 0 | 0% | 0.8784% | 0 | 0% | 0.8784% | 0 | 0% | 6.423% | 0 | 0% | 6.423% | 0 | 0% | 6.423% | 0 | 0% | 0.7911% | 0 | 0% | 0.7911% | 0 | 0% | 0.7911% | 0 |  |  |  | 0% | 11.8% | 0 | 0% | 11.8% | 0 | 0% | 11.8% | 0 | 0% | 0.3633% | 0 | 0% | 0.3633% | 0 | 0% | 0.3633% | 0 | 0% | 100% | 0 | 0% | 100% | 0 | 0% | 100% | 0 | 0% | 100% | 0 |  |  | 0 |  |  | 0 |  |  | 0
FREMONT 1110CB | 3.6266e-05 | 0 | 0.025604 | 0 | 0.025604 | 0.0076962 | 0.023015 | 0.011555 | 0% | 99% | 0 | 0% | 99% | 0 | 0% | 99% | 0 | 0% | 99% | 0 | 0% | 65.34% | 0 | 0% | 51.41% | 0 | 0% | 51.41% | 0 | 0% | 51.41% | 0 | 0 | 0% | 2.937% | 0 | 0% | 2.937% | 0 | 0% | 2.937% | 0 | 0% | 0.3286% | 0 | 0% | 0.3286% | 0 | 0% | 0.3286% | 0 | 0% | 0.8193% | 0 | 0% | 0.8193% | 0 | 0% | 0.8193% | 0 | 0% | 0.8553% | 0 | 0% | 0.8553% | 0 | 44.4% | 0.8553% | 9.7228e-05 | 0% | 6.159% | 0 | 0% | 6.159% | 0 | 0% | 6.159% | 0 | 0% | 0.6472% | 0 | 0% | 0.6472% | 0 | 0% | 0.6472% | 0 |  |  |  | 0% | 11.8% | 0 | 0% | 11.8% | 0 | 0% | 11.8% | 0 | 0% | 0.3678% | 0 | 0% | 0.3678% | 0 | 0% | 0.3678% | 0 | 0% | 100% | 0 | 0% | 100% | 0 | 0% | 100% | 0 | 0% | 100% | 0 |  |  | 0 |  |  | 0 |  |  | 0
ALMADEN 1110XR408 | 3.6266e-05 | 0 | 0.039547 | 0 | 0.039547 | 0.017627 | 0.034765 | 0.012891 | 0% | 99% | 0 | 0% | 99% | 0 | 0% | 99% | 0 | 0% | 99% | 0 | 0% | 63.69% | 0 | 0% | 50.22% | 0 | 0% | 50.22% | 0 | 0% | 50.22% | 0 | 0 | 0% | 2.459% | 0 | 0% | 2.459% | 0 | 0% | 2.459% | 0 | 0% | 0.2712% | 0 | 0% | 0.2712% | 0 | 0% | 0.2712% | 0 | 0% | 0.8093% | 0 | 0% | 0.8093% | 0 | 0% | 0.8093% | 0 | 0% | 0.8133% | 0 | 0.7664% | 0.8133% | 2.465e-06 | 99.09% | 0.8133% | 0.00031869 | 0% | 6.023% | 0 | 0% | 6.023% | 0 | 0% | 6.023% | 0 | 0% | 0.9831% | 0 | 0% | 0.9831% | 0 | 0% | 0.9831% | 0 |  |  |  | 0% | 11.8% | 0 | 0% | 11.8% | 0 | 0% | 11.8% | 0 | 0% | 0.3626% | 0 | 0% | 0.3626% | 0 | 0% | 0.3626% | 0 | 0% | 100% | 0 | 0% | 100% | 0 | 0% | 100% | 0 | 0% | 100% | 0 |  |  | 0 |  |  | 0 |  |  | 0
MILPITAS 1109XR370 | 3.6242e-05 | 0 | 0.026882 | 0 | 0.026882 | 0.010086 | 0.024271 | 0.010018 | 0% | 99% | 0 | 0% | 99% | 0 | 0% | 99% | 0 | 0% | 99% | 0 | 0% | 63.82% | 0 | 0% | 50.62% | 0 | 0% | 50.62% | 0 | 0% | 50.62% | 0 | 0 | 0% | 2.781% | 0 | 0% | 2.781% | 0 | 0% | 2.781% | 0 | 0% | 0.2999% | 0 | 0% | 0.2999% | 0 | 0% | 0.2999% | 0 | 0% | 0.8335% | 0 | 0% | 0.8335% | 0 | 0% | 0.8335% | 0 | 100% | 0.8387% | 0.00022545 | 0% | 0.8387% | 0 | 0% | 0.8387% | 0 | 0% | 6.193% | 0 | 0% | 6.193% | 0 | 0% | 6.193% | 0 | 0% | 0.6397% | 0 | 0% | 0.6397% | 0 | 0% | 0.6397% | 0 |  |  |  | 0% | 11.8% | 0 | 0% | 11.8% | 0 | 0% | 11.8% | 0 | 0% | 0.3624% | 0 | 0% | 0.3624% | 0 | 0% | 0.3624% | 0 | 0% | 100% | 0 | 0% | 100% | 0 | 0% | 100% | 0 | 0% | 100% | 0 |  |  | 0 |  |  | 0 |  |  | 0
SF H 1102CB | 3.6182e-05 | 0 | 0.0050166 | 0 | 0.0050166 | 0.00090977 | 0.0064424 | 0.00092914 | 0% | 99% | 0 | 0% | 99% | 0 | 0% | 99% | 0 | 0% | 99% | 0 | 0% | 61.89% | 0 | 0% | 49.38% | 0 | 0% | 49.38% | 0 | 0% | 49.38% | 0 | 0 | 0% | 4.386% | 0 | 0% | 4.386% | 0 | 0% | 4.386% | 0 | 0% | 0.4738% | 0 | 0% | 0.4738% | 0 | 0% | 0.4738% | 0 | 0% | 1.197% | 0 | 0% | 1.197% | 0 | 0% | 1.197% | 0 | 0% | 1.241% | 0 | 0% | 1.241% | 0 | 72.04% | 1.241% | 4.485e-05 | 0% | 8.979% | 0 | 0% | 8.979% | 0 | 0% | 8.979% | 0 | 0% | 0.5873% | 0 | 0% | 0.5873% | 0 | 0% | 0.5873% | 0 |  |  |  | 0% | 11.8% | 0 | 0% | 11.8% | 0 | 0% | 11.8% | 0 | 0% | 0.3576% | 0 | 0% | 0.3576% | 0 | 0% | 0.3576% | 0 | 0% | 100% | 0 | 0% | 100% | 0 | 0% | 100% | 0 | 0% | 100% | 0 |  |  | 0 |  |  | 0 |  |  | 0
OAKLAND D 1110CB | 3.5941e-05 | 0 | 0.0043412 | 0 | 0.0043412 | 0.00059483 | 0.0043636 | 0.0022078 | 0% | 99% | 0 | 0% | 99% | 0 | 0% | 99% | 0 | 0% | 99% | 0 | 0% | 65.25% | 0 | 0% | 52.47% | 0 | 0% | 52.47% | 0 | 0% | 52.47% | 0 | 0 | 0% | 3.239% | 0 | 0% | 3.239% | 0 | 0% | 3.239% | 0 | 0% | 0.3565% | 0 | 0% | 0.3565% | 0 | 0% | 0.3565% | 0 | 0% | 0.928% | 0 | 0% | 0.928% | 0 | 0% | 0.928% | 0 | 100% | 0.9652% | 4.1902e-05 | 0% | 0.9652% | 0 | 0% | 0.9652% | 0 | 0% | 6.975% | 0 | 0% | 6.975% | 0 | 0% | 6.975% | 0 | 0% | 0.3931% | 0 | 0% | 0.3931% | 0 | 0% | 0.3931% | 0 |  |  |  | 0% | 11.8% | 0 | 0% | 11.8% | 0 | 0% | 11.8% | 0 | 0% | 0.3649% | 0 | 0% | 0.3649% | 0 | 0% | 0.3649% | 0 | 0% | 100% | 0 | 0% | 100% | 0 | 0% | 100% | 0 | 0% | 100% | 0 |  |  | 0 |  |  | 0 |  |  | 0
REDWOOD CITY 0408CB | 3.5821e-05 | 0 | 0.032252 | 0 | 0.032252 | 0.014825 | 0.029462 | 0.0089527 | 0% | 99% | 0 | 0% | 99% | 0 | 0% | 99% | 0 | 0% | 99% | 0 | 0% | 64% | 0 | 0% | 50.29% | 0 | 0% | 50.29% | 0 | 0% | 50.29% | 0 | 0 | 0% | 2.942% | 0 | 0% | 2.942% | 0 | 0% | 2.942% | 0 | 0% | 0.3194% | 0 | 0% | 0.3194% | 0 | 0% | 0.3194% | 0 | 0% | 0.8394% | 0 | 0% | 0.8394% | 0 | 0% | 0.8394% | 0 | 0% | 0.8566% | 0 | 12.52% | 0.8566% | 3.4597e-05 | 0% | 0.8566% | 0 | 0% | 6.262% | 0 | 0% | 6.262% | 0 | 0% | 6.262% | 0 | 0% | 1.058% | 0 | 0% | 1.058% | 0 | 0% | 1.058% | 0 |  |  |  | 0% | 11.8% | 0 | 0% | 11.8% | 0 | 0% | 11.8% | 0 | 0% | 0.3646% | 0 | 0% | 0.3646% | 0 | 0% | 0.3646% | 0 | 0% | 100% | 0 | 0% | 100% | 0 | 0% | 100% | 0 | 0% | 100% | 0 |  |  | 0 |  |  | 0 |  |  | 0
SUISUN 110447404 | 3.5809e-05 | 0 | 0.013098 | 0 | 0.013098 | 0.0037912 | 0.012476 | 0.005354 | 0% | 99% | 0 | 0% | 99% | 0 | 0% | 99% | 0 | 0% | 99% | 0 | 0% | 64.36% | 0 | 0% | 51.13% | 0 | 0% | 51.13% | 0 | 0% | 51.13% | 0 | 0 | 0% | 3.209% | 0 | 0% | 3.209% | 0 | 0% | 3.209% | 0 | 0% | 0.3477% | 0 | 0% | 0.3477% | 0 | 0% | 0.3477% | 0 | 0% | 0.8801% | 0 | 0% | 0.8801% | 0 | 0% | 0.8801% | 0 | 0% | 0.9067% | 0 | 0% | 0.9067% | 0 | 0% | 0.9067% | 0 | 0% | 6.581% | 0 | 0% | 6.581% | 0 | 0% | 6.581% | 0 | 0% | 0.4981% | 0 | 0% | 0.4981% | 0 | 0% | 0.4981% | 0 |  |  |  | 0% | 11.8% | 0 | 0% | 11.8% | 0 | 0% | 11.8% | 0 | 0% | 0.3654% | 0 | 0% | 0.3654% | 0 | 0% | 0.3654% | 0 | 0% | 100% | 0 | 0% | 100% | 0 | 0% | 100% | 0 | 0% | 100% | 0 |  |  | 0 |  |  | 0 |  |  | 0
SF M 0402CB | 3.5787e-05 | 0 | 0.011385 | 0 | 0.011385 | 0.0022169 | 0.013369 | 0.0032076 | 0% | 99% | 0 | 0% | 99% | 0 | 0% | 99% | 0 | 0% | 99% | 0 | 0% | 62.16% | 0 | 0% | 50.46% | 0 | 0% | 50.46% | 0 | 0% | 50.46% | 0 | 0 | 0% | 3.724% | 0 | 0% | 3.724% | 0 | 0% | 3.724% | 0 | 0% | 0.3966% | 0 | 0% | 0.3966% | 0 | 0% | 0.3966% | 0 | 0% | 1.083% | 0 | 0% | 1.083% | 0 | 0% | 1.083% | 0 | 0% | 1.076% | 0 | 88.12% | 1.076% | 0.00010795 | 11.57% | 1.076% | 1.4175e-05 | 0% | 8.007% | 0 | 0% | 8.007% | 0 | 0% | 8.007% | 0 | 0% | 0.5858% | 0 | 0% | 0.5858% | 0 | 0% | 0.5858% | 0 |  |  |  | 0% | 11.8% | 0 | 0% | 11.8% | 0 | 0% | 11.8% | 0 | 0% | 0.349% | 0 | 0% | 0.349% | 0 | 0% | 0.349% | 0 | 0% | 100% | 0 | 0% | 100% | 0 | 0% | 100% | 0 | 0% | 100% | 0 |  |  | 0 |  |  | 0 |  |  | 0
CASTRO VALLEY 1104CB | 3.5785e-05 | 0 | 0.044533 | 0 | 0.044533 | 0.015993 | 0.040581 | 0.016938 | 0% | 99% | 0 | 0% | 99% | 0 | 0% | 99% | 0 | 0% | 99% | 0 | 0% | 64.71% | 0 | 0% | 51.43% | 0 | 0% | 51.43% | 0 | 0% | 51.43% | 0 | 0 | 0% | 3.105% | 0 | 0% | 3.105% | 0 | 0% | 3.105% | 0 | 0% | 0.3316% | 0 | 0% | 0.3316% | 0 | 0% | 0.3316% | 0 | 0% | 0.8433% | 0 | 0% | 0.8433% | 0 | 0% | 0.8433% | 0 | 0% | 0.8609% | 0 | 96.66% | 0.8609% | 0.00037057 | 0% | 0.8609% | 0 | 0% | 6.284% | 0 | 0% | 6.284% | 0 | 0% | 6.284% | 0 | 0% | 0.7725% | 0 | 0% | 0.7725% | 0 | 0% | 0.7725% | 0 |  |  |  | 0% | 11.8% | 0 | 0% | 11.8% | 0 | 0% | 11.8% | 0 | 0% | 0.3656% | 0 | 0% | 0.3656% | 0 | 0% | 0.3656% | 0 | 0% | 100% | 0 | 0% | 100% | 0 | 0% | 100% | 0 | 0% | 100% | 0 |  |  | 0 |  |  | 0 |  |  | 0
MARINA (F) 040740279 | 3.5774e-05 | 0 | 0.0032255 | 0 | 0.0032255 | 0.00035773 | 0.0041713 | 0.00079557 | 0% | 99% | 0 | 0% | 99% | 0 | 0% | 99% | 0 | 0% | 99% | 0 | 0% | 62.28% | 0 | 0% | 49.69% | 0 | 0% | 49.69% | 0 | 0% | 49.69% | 0 | 0 | 0% | 4.366% | 0 | 0% | 4.366% | 0 | 0% | 4.366% | 0 | 0% | 0.4712% | 0 | 0% | 0.4712% | 0 | 0% | 0.4712% | 0 | 0% | 1.203% | 0 | 0% | 1.203% | 0 | 0% | 1.203% | 0 | 92.47% | 1.258% | 3.751e-05 | 0% | 1.258% | 0 | 0% | 1.258% | 0 | 0% | 9.055% | 0 | 0% | 9.055% | 0 | 0% | 9.055% | 0 | 0% | 0.3959% | 0 | 0% | 0.3959% | 0 | 0% | 0.3959% | 0 |  |  |  | 0% | 11.8% | 0 | 0% | 11.8% | 0 | 0% | 11.8% | 0 | 0% | 0.3595% | 0 | 0% | 0.3595% | 0 | 0% | 0.3595% | 0 | 0% | 100% | 0 | 0% | 100% | 0 | 0% | 100% | 0 | 0% | 100% | 0 |  |  | 0 |  |  | 0 |  |  | 0
REDWOOD CITY 1105742744 | 3.5695e-05 | 0 | 0.00030362 | 0 | 0.00030362 | 6.4918e-05 | 0.00030543 | 0.00013086 | 0% | 99% | 0 | 0% | 99% | 0 | 0% | 99% | 0 | 0% | 99% | 0 | 0% | 65.01% | 0 | 0% | 51.14% | 0 | 0% | 51.14% | 0 | 0% | 51.14% | 0 | 0 | 0% | 3.399% | 0 | 0% | 3.399% | 0 | 0% | 3.399% | 0 | 0% | 0.3767% | 0 | 0% | 0.3767% | 0 | 0% | 0.3767% | 0 | 0% | 0.9162% | 0 | 0% | 0.9162% | 0 | 0% | 0.9162% | 0 | 0% | 0.9636% | 0 | 0% | 0.9636% | 0 | 100% | 0.9636% | 2.9257e-06 | 0% | 6.904% | 0 | 0% | 6.904% | 0 | 0% | 6.904% | 0 | 0% | 0.5165% | 0 | 0% | 0.5165% | 0 | 0% | 0.5165% | 0 |  |  |  | 0% | 11.8% | 0 | 0% | 11.8% | 0 | 0% | 11.8% | 0 | 0% | 0.3664% | 0 | 0% | 0.3664% | 0 | 0% | 0.3664% | 0 | 0% | 100% | 0 | 0% | 100% | 0 | 0% | 100% | 0 | 0% | 100% | 0 |  |  | 0 |  |  | 0 |  |  | 0
HICKS 1113XR180 | 3.5682e-05 | 0 | 0.042431 | 0 | 0.042431 | 0.015841 | 0.038939 | 0.015264 | 0% | 99% | 0 | 0% | 99% | 0 | 0% | 99% | 0 | 0% | 99% | 0 | 0% | 62.72% | 0 | 0% | 50.34% | 0 | 0% | 50.34% | 0 | 0% | 50.34% | 0 | 0 | 0% | 2.584% | 0 | 0% | 2.584% | 0 | 0% | 2.584% | 0 | 0% | 0.2695% | 0 | 0% | 0.2695% | 0 | 0% | 0.2695% | 0 | 0% | 0.848% | 0 | 0% | 0.848% | 0 | 0% | 0.848% | 0 | 1.4% | 0.8158% | 4.8451e-06 | 64.77% | 0.8158% | 0.00022422 | 33.83% | 0.8158% | 0.0001171 | 0% | 6.212% | 0 | 0% | 6.212% | 0 | 0% | 6.212% | 0 | 0% | 0.8041% | 0 | 0% | 0.8041% | 0 | 0% | 0.8041% | 0 |  |  |  | 0% | 11.8% | 0 | 0% | 11.8% | 0 | 0% | 11.8% | 0 | 0% | 0.3541% | 0 | 0% | 0.3541% | 0 | 0% | 0.3541% | 0 | 0% | 100% | 0 | 0% | 100% | 0 | 0% | 100% | 0 | 0% | 100% | 0 |  |  | 0 |  |  | 0 |  |  | 0
WASCO 11042699 | 3.5254e-05 | 0 | 0.0038983 | 0 | 0.0038983 | 0.00048719 | 0.0040627 | 0.0018853 | 0% | 99% | 0 | 0% | 99% | 0 | 0% | 99% | 0 | 0% | 99% | 0 | 0% | 62.15% | 0 | 0% | 49.51% | 0 | 0% | 49.51% | 0 | 0% | 49.51% | 0 | 0 | 0% | 2.892% | 0 | 0% | 2.892% | 0 | 0% | 2.892% | 0 | 0% | 0.3181% | 0 | 0% | 0.3181% | 0 | 0% | 0.3181% | 0 | 0% | 0.9577% | 0 | 0% | 0.9577% | 0 | 0% | 0.9577% | 0 | 0% | 0.9732% | 0 | 0% | 0.9732% | 0 | 100% | 0.9732% | 3.7937e-05 | 0% | 7.161% | 0 | 0% | 7.161% | 0 | 0% | 7.161% | 0 | 0% | 0.3443% | 0 | 0% | 0.3443% | 0 | 0% | 0.3443% | 0 |  |  |  | 0% | 11.8% | 0 | 0% | 11.8% | 0 | 0% | 11.8% | 0 | 0% | 0.3582% | 0 | 0% | 0.3582% | 0 | 0% | 0.3582% | 0 | 0% | 100% | 0 | 0% | 100% | 0 | 0% | 100% | 0 | 0% | 100% | 0 |  |  | 0 |  |  | 0 |  |  | 0
FAIRMOUNT 0401CB | 3.5234e-05 | 0 | 0.014937 | 0 | 0.014937 | 0.0033113 | 0.015821 | 0.005525 | 0% | 99% | 0 | 0% | 99% | 0 | 0% | 99% | 0 | 0% | 99% | 0 | 0% | 62.05% | 0 | 0% | 50.47% | 0 | 0% | 50.47% | 0 | 0% | 50.47% | 0 | 0 | 0% | 3.085% | 0 | 0% | 3.085% | 0 | 0% | 3.085% | 0 | 0% | 0.3206% | 0 | 0% | 0.3206% | 0 | 0% | 0.3206% | 0 | 0% | 0.978% | 0 | 0% | 0.978% | 0 | 0% | 0.978% | 0 | 0% | 0.9455% | 0 | 0% | 0.9455% | 0 | 7.474% | 0.9455% | 1.0555e-05 | 0% | 7.174% | 0 | 0% | 7.174% | 0 | 0% | 7.174% | 0 | 0% | 0.5238% | 0 | 0% | 0.5238% | 0 | 0% | 0.5238% | 0 |  |  |  | 0% | 11.8% | 0 | 0% | 11.8% | 0 | 0% | 11.8% | 0 | 0% | 0.3484% | 0 | 0% | 0.3484% | 0 | 0% | 0.3484% | 0 | 0% | 100% | 0 | 0% | 100% | 0 | 0% | 100% | 0 | 0% | 100% | 0 |  |  | 0 |  |  | 0 |  |  | 0
EL CERRITO G 1101CB | 3.52e-05 | 0 | 0.041134 | 0 | 0.041134 | 0.0086344 | 0.04074 | 0.018527 | 0% | 99% | 0 | 0% | 99% | 0 | 0% | 99% | 0 | 0% | 99% | 0 | 0% | 64.02% | 0 | 0% | 51.69% | 0 | 0% | 51.69% | 0 | 0% | 51.69% | 0 | 0 | 0% | 3.092% | 0 | 0% | 3.092% | 0 | 0% | 3.092% | 0 | 0% | 0.3305% | 0 | 0% | 0.3305% | 0 | 0% | 0.3305% | 0 | 0% | 0.9136% | 0 | 0% | 0.9136% | 0 | 0% | 0.9136% | 0 | 0% | 0.914% | 0 | 0% | 0.914% | 0 | 0% | 0.914% | 0 | 0% | 6.774% | 0 | 0% | 6.774% | 0 | 0% | 6.774% | 0 | 0% | 0.4757% | 0 | 0% | 0.4757% | 0 | 0% | 0.4757% | 0 |  |  |  | 0% | 11.8% | 0 | 0% | 11.8% | 0 | 0% | 11.8% | 0 | 0% | 0.3579% | 0 | 0% | 0.3579% | 0 | 0% | 0.3579% | 0 | 0% | 100% | 0 | 0% | 100% | 0 | 0% | 100% | 0 | 0% | 100% | 0 |  |  | 0 |  |  | 0 |  |  | 0
SAN JOSE A 1110CB | 3.5171e-05 | 0 | 0.040328 | 0 | 0.040328 | 0.014092 | 0.036723 | 0.015758 | 0% | 99% | 0 | 0% | 99% | 0 | 0% | 99% | 0 | 0% | 99% | 0 | 0% | 64.61% | 0 | 0% | 51.18% | 0 | 0% | 51.18% | 0 | 0% | 51.18% | 0 | 0 | 0% | 2.746% | 0 | 0% | 2.746% | 0 | 0% | 2.746% | 0 | 0% | 0.3033% | 0 | 0% | 0.3033% | 0 | 0% | 0.3033% | 0 | 0% | 0.8384% | 0 | 0% | 0.8384% | 0 | 0% | 0.8384% | 0 | 0% | 0.8598% | 0 | 2.17% | 0.8598% | 7.5243e-06 | 83.53% | 0.8598% | 0.00028963 | 0% | 6.276% | 0 | 0% | 6.276% | 0 | 0% | 6.276% | 0 | 0% | 0.8193% | 0 | 0% | 0.8193% | 0 | 0% | 0.8193% | 0 |  |  |  | 0% | 11.8% | 0 | 0% | 11.8% | 0 | 0% | 11.8% | 0 | 0% | 0.3652% | 0 | 0% | 0.3652% | 0 | 0% | 0.3652% | 0 | 0% | 100% | 0 | 0% | 100% | 0 | 0% | 100% | 0 | 0% | 100% | 0 |  |  | 0 |  |  | 0 |  |  | 0
BAY MEADOWS 1105CB | 3.5017e-05 | 0 | 0.0066124 | 0 | 0.0066124 | 0.00093501 | 0.0071203 | 0.0028601 | 0% | 99% | 0 | 0% | 99% | 0 | 0% | 99% | 0 | 0% | 99% | 0 | 0% | 63.08% | 0 | 0% | 51.46% | 0 | 0% | 51.46% | 0 | 0% | 51.46% | 0 | 0 | 0% | 3.34% | 0 | 0% | 3.34% | 0 | 0% | 3.34% | 0 | 0% | 0.3523% | 0 | 0% | 0.3523% | 0 | 0% | 0.3523% | 0 | 0% | 0.9897% | 0 | 0% | 0.9897% | 0 | 0% | 0.9897% | 0 | 100% | 0.971% | 6.4208e-05 | 0% | 0.971% | 0 | 0% | 0.971% | 0 | 0% | 7.285% | 0 | 0% | 7.285% | 0 | 0% | 7.285% | 0 | 0% | 0.392% | 0 | 0% | 0.392% | 0 | 0% | 0.392% | 0 |  |  |  | 0% | 11.8% | 0 | 0% | 11.8% | 0 | 0% | 11.8% | 0 | 0% | 0.3501% | 0 | 0% | 0.3501% | 0 | 0% | 0.3501% | 0 | 0% | 100% | 0 | 0% | 100% | 0 | 0% | 100% | 0 | 0% | 100% | 0 |  |  | 0 |  |  | 0 |  |  | 0
SF H 110810335 | 3.4984e-05 | 0 | 0.00050588 | 0 | 0.00050588 | 8.4581e-05 | 0.00062835 | 0.00012215 | 0% | 99% | 0 | 0% | 99% | 0 | 0% | 99% | 0 | 0% | 99% | 0 | 0% | 60.44% | 0 | 0% | 49.53% | 0 | 0% | 49.53% | 0 | 0% | 49.53% | 0 | 0 | 0% | 3.783% | 0 | 0% | 3.783% | 0 | 0% | 3.783% | 0 | 0% | 0.3897% | 0 | 0% | 0.3897% | 0 | 0% | 0.3897% | 0 | 0% | 1.154% | 0 | 0% | 1.154% | 0 | 0% | 1.154% | 0 | 0% | 1.117% | 0 | 100% | 1.117% | 5.6523e-06 | 0% | 1.117% | 0 | 0% | 8.463% | 0 | 0% | 8.463% | 0 | 0% | 8.463% | 0 | 0% | 0.4662% | 0 | 0% | 0.4662% | 0 | 0% | 0.4662% | 0 |  |  |  | 0% | 11.8% | 0 | 0% | 11.8% | 0 | 0% | 11.8% | 0 | 0% | 0.3415% | 0 | 0% | 0.3415% | 0 | 0% | 0.3415% | 0 | 0% | 100% | 0 | 0% | 100% | 0 | 0% | 100% | 0 | 0% | 100% | 0 |  |  | 0 |  |  | 0 |  |  | 0
MC KEE 1112CB | 3.4792e-05 | 0 | 0.03865 | 0 | 0.03865 | 0.012033 | 0.036102 | 0.015667 | 0% | 99% | 0 | 0% | 99% | 0 | 0% | 99% | 0 | 0% | 99% | 0 | 0% | 63.71% | 0 | 0% | 50.78% | 0 | 0% | 50.78% | 0 | 0% | 50.78% | 0 | 0 | 0% | 2.714% | 0 | 0% | 2.714% | 0 | 0% | 2.714% | 0 | 0% | 0.2943% | 0 | 0% | 0.2943% | 0 | 0% | 0.2943% | 0 | 0% | 0.8579% | 0 | 0% | 0.8579% | 0 | 0% | 0.8579% | 0 | 0.9275% | 0.8562% | 3.069e-06 | 82.01% | 0.8562% | 0.00027136 | 0% | 0.8562% | 0 | 0% | 6.363% | 0 | 0% | 6.363% | 0 | 0% | 6.363% | 0 | 0% | 0.6952% | 0 | 0% | 0.6952% | 0 | 0% | 0.6952% | 0 |  |  |  | 0% | 11.8% | 0 | 0% | 11.8% | 0 | 0% | 11.8% | 0 | 0% | 0.3591% | 0 | 0% | 0.3591% | 0 | 0% | 0.3591% | 0 | 0% | 100% | 0 | 0% | 100% | 0 | 0% | 100% | 0 | 0% | 100% | 0 |  |  | 0 |  |  | 0 |  |  | 0
EDENVALE 1101CB | 3.4778e-05 | 0 | 0.034493 | 0 | 0.034493 | 0.010006 | 0.03174 | 0.015193 | 0% | 99% | 0 | 0% | 99% | 0 | 0% | 99% | 0 | 0% | 99% | 0 | 0% | 64.5% | 0 | 0% | 51.17% | 0 | 0% | 51.17% | 0 | 0% | 51.17% | 0 | 0 | 0% | 2.743% | 0 | 0% | 2.743% | 0 | 0% | 2.743% | 0 | 0% | 0.3023% | 0 | 0% | 0.3023% | 0 | 0% | 0.3023% | 0 | 0% | 0.8439% | 0 | 0% | 0.8439% | 0 | 0% | 0.8439% | 0 | 0% | 0.8602% | 0 | 0% | 0.8602% | 0 | 27.7% | 0.8602% | 8.2175e-05 | 0% | 6.306% | 0 | 0% | 6.306% | 0 | 0% | 6.306% | 0 | 0% | 0.6729% | 0 | 0% | 0.6729% | 0 | 0% | 0.6729% | 0 |  |  |  | 0% | 11.8% | 0 | 0% | 11.8% | 0 | 0% | 11.8% | 0 | 0% | 0.3634% | 0 | 0% | 0.3634% | 0 | 0% | 0.3634% | 0 | 0% | 100% | 0 | 0% | 100% | 0 | 0% | 100% | 0 | 0% | 100% | 0 |  |  | 0 |  |  | 0 |  |  | 0
EDES 1111CB | 3.4777e-05 | 0 | 0.020885 | 0 | 0.020885 | 0.001885 | 0.019821 | 0.01277 | 0% | 99% | 0 | 0% | 99% | 0 | 0% | 99% | 0 | 0% | 99% | 0 | 0% | 66.36% | 0 | 0% | 53.89% | 0 | 0% | 53.89% | 0 | 0% | 53.89% | 0 | 0 | 0% | 3.108% | 0 | 0% | 3.108% | 0 | 0% | 3.108% | 0 | 0% | 0.3393% | 0 | 0% | 0.3393% | 0 | 0% | 0.3393% | 0 | 0% | 0.8748% | 0 | 0% | 0.8748% | 0 | 0% | 0.8748% | 0 | 0% | 0.901% | 0 | 0.3478% | 0.901% | 6.5449e-07 | 0% | 0.901% | 0 | 0% | 6.547% | 0 | 0% | 6.547% | 0 | 0% | 6.547% | 0 | 0% | 0.2684% | 0 | 0% | 0.2684% | 0 | 0% | 0.2684% | 0 |  |  |  | 0% | 11.8% | 0 | 0% | 11.8% | 0 | 0% | 11.8% | 0 | 0% | 0.3646% | 0 | 0% | 0.3646% | 0 | 0% | 0.3646% | 0 | 0% | 100% | 0 | 0% | 100% | 0 | 0% | 100% | 0 | 0% | 100% | 0 |  |  | 0 |  |  | 0 |  |  | 0
SF H 110268336 | 3.4622e-05 | 0 | 0.0036517 | 0 | 0.0036517 | 0.00049667 | 0.0047993 | 0.00073218 | 0% | 99% | 0 | 0% | 99% | 0 | 0% | 99% | 0 | 0% | 99% | 0 | 0% | 61.45% | 0 | 0% | 49.15% | 0 | 0% | 49.15% | 0 | 0% | 49.15% | 0 | 0 | 0% | 4.311% | 0 | 0% | 4.311% | 0 | 0% | 4.311% | 0 | 0% | 0.4665% | 0 | 0% | 0.4665% | 0 | 0% | 0.4665% | 0 | 0% | 1.225% | 0 | 0% | 1.225% | 0 | 0% | 1.225% | 0 | 0% | 1.265% | 0 | 0% | 1.265% | 0 | 71.93% | 1.265% | 3.3231e-05 | 0% | 9.19% | 0 | 0% | 9.19% | 0 | 0% | 9.19% | 0 | 0% | 0.4528% | 0 | 0% | 0.4528% | 0 | 0% | 0.4528% | 0 |  |  |  | 0% | 11.8% | 0 | 0% | 11.8% | 0 | 0% | 11.8% | 0 | 0% | 0.3554% | 0 | 0% | 0.3554% | 0 | 0% | 0.3554% | 0 | 0% | 100% | 0 | 0% | 100% | 0 | 0% | 100% | 0 | 0% | 100% | 0 |  |  | 0 |  |  | 0 |  |  | 0
BEACH (Q) 0402CB | 3.4381e-05 | 0 | 0.0086856 | 0 | 0.0086856 | 0.00094314 | 0.011407 | 0.0019874 | 0% | 99% | 0 | 0% | 99% | 0 | 0% | 99% | 0 | 0% | 99% | 0 | 0% | 60.98% | 0 | 0% | 48.97% | 0 | 0% | 48.97% | 0 | 0% | 48.97% | 0 | 0 | 0% | 4.246% | 0 | 0% | 4.246% | 0 | 0% | 4.246% | 0 | 0% | 0.4548% | 0 | 0% | 0.4548% | 0 | 0% | 0.4548% | 0 | 0% | 1.222% | 0 | 0% | 1.222% | 0 | 0% | 1.222% | 0 | 100% | 1.254% | 0.00010894 | 0% | 1.254% | 0 | 0% | 1.254% | 0 | 0% | 9.152% | 0 | 0% | 9.152% | 0 | 0% | 9.152% | 0 | 0% | 0.4312% | 0 | 0% | 0.4312% | 0 | 0% | 0.4312% | 0 |  |  |  | 0% | 11.8% | 0 | 0% | 11.8% | 0 | 0% | 11.8% | 0 | 0% | 0.3537% | 0 | 0% | 0.3537% | 0 | 0% | 0.3537% | 0 | 0% | 100% | 0 | 0% | 100% | 0 | 0% | 100% | 0 | 0% | 100% | 0 |  |  | 0 |  |  | 0 |  |  | 0
WOLFE 1107CB | 3.4095e-05 | 0 | 0.052841 | 0 | 0.052841 | 0.02246 | 0.046975 | 0.017793 | 0% | 99% | 0 | 0% | 99% | 0 | 0% | 99% | 0 | 0% | 99% | 0 | 0% | 64% | 0 | 0% | 50.46% | 0 | 0% | 50.46% | 0 | 0% | 50.46% | 0 | 0 | 0% | 2.559% | 0 | 0% | 2.559% | 0 | 0% | 2.559% | 0 | 0% | 0.2801% | 0 | 0% | 0.2801% | 0 | 0% | 0.2801% | 0 | 0% | 0.8201% | 0 | 0% | 0.8201% | 0 | 0% | 0.8201% | 0 | 0% | 0.831% | 0 | 0% | 0.831% | 0 | 0% | 0.831% | 0 | 0% | 6.119% | 0 | 0% | 6.119% | 0 | 0% | 6.119% | 0 | 0% | 0.9444% | 0 | 0% | 0.9444% | 0 | 0% | 0.9444% | 0 |  |  |  | 0% | 11.8% | 0 | 0% | 11.8% | 0 | 0% | 11.8% | 0 | 0% | 0.3641% | 0 | 0% | 0.3641% | 0 | 0% | 0.3641% | 0 | 0% | 100% | 0 | 0% | 100% | 0 | 0% | 100% | 0 | 0% | 100% | 0 |  |  | 0 |  |  | 0 |  |  | 0
MC KEE 1104CB | 3.4078e-05 | 0 | 0.045727 | 0 | 0.045727 | 0.01339 | 0.043055 | 0.019039 | 0% | 99% | 0 | 0% | 99% | 0 | 0% | 99% | 0 | 0% | 99% | 0 | 0% | 63.72% | 0 | 0% | 51.02% | 0 | 0% | 51.02% | 0 | 0% | 51.02% | 0 | 0 | 0% | 2.799% | 0 | 0% | 2.799% | 0 | 0% | 2.799% | 0 | 0% | 0.3023% | 0 | 0% | 0.3023% | 0 | 0% | 0.3023% | 0 | 0% | 0.8666% | 0 | 0% | 0.8666% | 0 | 0% | 0.8666% | 0 | 0% | 0.8616% | 0 | 7.977% | 0.8616% | 3.1425e-05 | 0% | 0.8616% | 0 | 0% | 6.415% | 0 | 0% | 6.415% | 0 | 0% | 6.415% | 0 | 0% | 0.6557% | 0 | 0% | 0.6557% | 0 | 0% | 0.6557% | 0 |  |  |  | 0% | 11.8% | 0 | 0% | 11.8% | 0 | 0% | 11.8% | 0 | 0% | 0.3582% | 0 | 0% | 0.3582% | 0 | 0% | 0.3582% | 0 | 0% | 100% | 0 | 0% | 100% | 0 | 0% | 100% | 0 | 0% | 100% | 0 |  |  | 0 |  |  | 0 |  |  | 0
MILPITAS 110913377 | 3.3967e-05 | 0 | 0.0034093 | 0 | 0.0034093 | 0.0010109 | 0.0033144 | 0.0013027 | 0% | 99% | 0 | 0% | 99% | 0 | 0% | 99% | 0 | 0% | 99% | 0 | 0% | 64.87% | 0 | 0% | 51.23% | 0 | 0% | 51.23% | 0 | 0% | 51.23% | 0 | 0 | 0% | 2.907% | 0 | 0% | 2.907% | 0 | 0% | 2.907% | 0 | 0% | 0.3308% | 0 | 0% | 0.3308% | 0 | 0% | 0.3308% | 0 | 0% | 0.8895% | 0 | 0% | 0.8895% | 0 | 0% | 0.8895% | 0 | 100% | 0.9333% | 3.182e-05 | 0% | 0.9333% | 0 | 0% | 0.9333% | 0 | 0% | 6.713% | 0 | 0% | 6.713% | 0 | 0% | 6.713% | 0 | 0% | 0.5426% | 0 | 0% | 0.5426% | 0 | 0% | 0.5426% | 0 |  |  |  | 0% | 11.8% | 0 | 0% | 11.8% | 0 | 0% | 11.8% | 0 | 0% | 0.3662% | 0 | 0% | 0.3662% | 0 | 0% | 0.3662% | 0 | 0% | 100% | 0 | 0% | 100% | 0 | 0% | 100% | 0 | 0% | 100% | 0 |  |  | 0 |  |  | 0 |  |  | 0
MC KEE 110468892 | 3.3929e-05 | 0 | 0.014834 | 0 | 0.014834 | 0.0038856 | 0.014186 | 0.0064158 | 0% | 99% | 0 | 0% | 99% | 0 | 0% | 99% | 0 | 0% | 99% | 0 | 0% | 63.61% | 0 | 0% | 51.38% | 0 | 0% | 51.38% | 0 | 0% | 51.38% | 0 | 0 | 0% | 2.8% | 0 | 0% | 2.8% | 0 | 0% | 2.8% | 0 | 0% | 0.2989% | 0 | 0% | 0.2989% | 0 | 0% | 0.2989% | 0 | 0% | 0.8823% | 0 | 0% | 0.8823% | 0 | 0% | 0.8823% | 0 | 0% | 0.8667% | 0 | 98.5% | 0.8667% | 0.00012664 | 0% | 0.8667% | 0 | 0% | 6.506% | 0 | 0% | 6.506% | 0 | 0% | 6.506% | 0 | 0% | 0.5982% | 0 | 0% | 0.5982% | 0 | 0% | 0.5982% | 0 |  |  |  | 0% | 11.8% | 0 | 0% | 11.8% | 0 | 0% | 11.8% | 0 | 0% | 0.3556% | 0 | 0% | 0.3556% | 0 | 0% | 0.3556% | 0 | 0% | 100% | 0 | 0% | 100% | 0 | 0% | 100% | 0 | 0% | 100% | 0 |  |  | 0 |  |  | 0 |  |  | 0
OAKLAND J 1106CR330 | 3.38e-05 | 0.97451 | 0.011328 | 0 | 0.011328 | 0.0066774 | 0.0089468 | 0.003075 | 0% | 99% | 0 | 0% | 99% | 0 | 0% | 99% | 0 | 0% | 99% | 0 | 0% | 63.16% | 0 | 0% | 49.53% | 0 | 0% | 49.53% | 0 | 0% | 49.53% | 0 | 0 | 0% | 2.514% | 0 | 0% | 2.514% | 0 | 0% | 2.514% | 0 | 0% | 0.2641% | 0 | 0% | 0.2641% | 0 | 0% | 0.2641% | 0 | 0% | 0.7265% | 0 | 26.72% | 0.7265% | 2.199e-05 | 25.61% | 0.7265% | 2.1077e-05 | 26.72% | 0.7135% | 2.1594e-05 | 25.61% | 0.7135% | 2.0698e-05 | 0% | 0.7135% | 0 | 0% | 5.345% | 0 | 0% | 5.345% | 0 | 0% | 5.345% | 0 | 0% | 1.311% | 0 | 0% | 1.311% | 0 | 0% | 1.311% | 0 |  |  |  | 0% | 11.8% | 0 | 5.066% | 11.8% | 6.7721e-05 | 0% | 11.8% | 0 | 0% | 0.3635% | 0 | 0% | 0.3635% | 0 | 0% | 0.3635% | 0 | 0% | 100% | 0 | 0% | 100% | 0 | 0% | 100% | 0 | 0% | 100% | 0 |  |  | 0 |  |  | 0 |  |  | 0
DALY CITY 1102CB | 3.3682e-05 | 0 | 0.0079646 | 0 | 0.0079646 | 0.0015107 | 0.0094018 | 0.0022352 | 0% | 99% | 0 | 0% | 99% | 0 | 0% | 99% | 0 | 0% | 99% | 0 | 0% | 63.39% | 0 | 0% | 50.59% | 0 | 0% | 50.59% | 0 | 0% | 50.59% | 0 | 0 | 0% | 4.115% | 0 | 0% | 4.115% | 0 | 0% | 4.115% | 0 | 0% | 0.4471% | 0 | 0% | 0.4471% | 0 | 0% | 0.4471% | 0 | 0% | 1.091% | 0 | 0% | 1.091% | 0 | 0% | 1.091% | 0 | 55.13% | 1.129% | 4.9584e-05 | 44.87% | 1.129% | 4.036e-05 | 0% | 1.129% | 0 | 0% | 8.167% | 0 | 0% | 8.167% | 0 | 0% | 8.167% | 0 | 0% | 0.5763% | 0 | 0% | 0.5763% | 0 | 0% | 0.5763% | 0 |  |  |  | 0% | 11.8% | 0 | 0% | 11.8% | 0 | 0% | 11.8% | 0 | 0% | 0.3592% | 0 | 0% | 0.3592% | 0 | 0% | 0.3592% | 0 | 0% | 100% | 0 | 0% | 100% | 0 | 0% | 100% | 0 | 0% | 100% | 0 |  |  | 0 |  |  | 0 |  |  | 0
NEWARK 21KV 2103906 | 3.3566e-05 | 0 | 0.00028551 | 0 | 0.00028551 | 3.2687e-05 | 0.00030799 | 0.00013063 | 0% | 99% | 0 | 0% | 99% | 0 | 0% | 99% | 0 | 0% | 99% | 0 | 0% | 63.45% | 0 | 0% | 50.19% | 0 | 0% | 50.19% | 0 | 0% | 50.19% | 0 | 0 | 0% | 3.666% | 0 | 0% | 3.666% | 0 | 0% | 3.666% | 0 | 0% | 0.4064% | 0 | 0% | 0.4064% | 0 | 0% | 0.4064% | 0 | 0% | 0.9651% | 0 | 0% | 0.9651% | 0 | 0% | 0.9651% | 0 | 0% | 0.979% | 0 | 0% | 0.979% | 0 | 0% | 0.979% | 0 | 0% | 7.165% | 0 | 0% | 7.165% | 0 | 0% | 7.165% | 0 | 0% | 0.2487% | 0 | 0% | 0.2487% | 0 | 0% | 0.2487% | 0 |  |  |  | 0% | 11.8% | 0 | 0% | 11.8% | 0 | 0% | 11.8% | 0 | 0% | 0.3536% | 0 | 0% | 0.3536% | 0 | 0% | 0.3536% | 0 | 0% | 100% | 0 | 0% | 100% | 0 | 0% | 100% | 0 | 0% | 100% | 0 |  |  | 0 |  |  | 0 |  |  | 0
EL CERRITO G 1113BR280 | 3.356e-05 | 0 | 0.0024664 | 0 | 0.0024664 | 0.00042436 | 0.0026062 | 0.001041 | 0% | 99% | 0 | 0% | 99% | 0 | 0% | 99% | 0 | 0% | 99% | 0 | 0% | 63.07% | 0 | 0% | 51.16% | 0 | 0% | 51.16% | 0 | 0% | 51.16% | 0 | 0 | 0% | 3.126% | 0 | 0% | 3.126% | 0 | 0% | 3.126% | 0 | 0% | 0.3302% | 0 | 0% | 0.3302% | 0 | 0% | 0.3302% | 0 | 0% | 0.9775% | 0 | 0% | 0.9775% | 0 | 0% | 0.9775% | 0 | 0% | 0.9685% | 0 | 0% | 0.9685% | 0 | 0% | 0.9685% | 0 | 0% | 7.234% | 0 | 0% | 7.234% | 0 | 0% | 7.234% | 0 | 0% | 0.4255% | 0 | 0% | 0.4255% | 0 | 0% | 0.4255% | 0 |  |  |  | 0% | 11.8% | 0 | 0% | 11.8% | 0 | 0% | 11.8% | 0 | 0% | 0.3537% | 0 | 0% | 0.3537% | 0 | 0% | 0.3537% | 0 | 0% | 100% | 0 | 0% | 100% | 0 | 0% | 100% | 0 | 0% | 100% | 0 |  |  | 0 |  |  | 0 |  |  | 0
DUMBARTON 1107CB | 3.3554e-05 | 0 | 0.030311 | 0 | 0.030311 | 0.0073502 | 0.029212 | 0.013474 | 0% | 99% | 0 | 0% | 99% | 0 | 0% | 99% | 0 | 0% | 99% | 0 | 0% | 63.85% | 0 | 0% | 50.64% | 0 | 0% | 50.64% | 0 | 0% | 50.64% | 0 | 0 | 0% | 2.99% | 0 | 0% | 2.99% | 0 | 0% | 2.99% | 0 | 0% | 0.3275% | 0 | 0% | 0.3275% | 0 | 0% | 0.3275% | 0 | 0% | 0.8851% | 0 | 0% | 0.8851% | 0 | 0% | 0.8851% | 0 | 0% | 0.9027% | 0 | 27.47% | 0.9027% | 7.5162e-05 | 0% | 0.9027% | 0 | 0% | 6.61% | 0 | 0% | 6.61% | 0 | 0% | 6.61% | 0 | 0% | 0.5731% | 0 | 0% | 0.5731% | 0 | 0% | 0.5731% | 0 |  |  |  | 0% | 11.8% | 0 | 0% | 11.8% | 0 | 0% | 11.8% | 0 | 0% | 0.3623% | 0 | 0% | 0.3623% | 0 | 0% | 0.3623% | 0 | 0% | 100% | 0 | 0% | 100% | 0 | 0% | 100% | 0 | 0% | 100% | 0 |  |  | 0 |  |  | 0 |  |  | 0
SF E 110510491 | 3.3491e-05 | 0 | 0.0028488 | 0 | 0.0028488 | 0.0012023 | 0.0028325 | 0.00066782 | 0% | 99% | 0 | 0% | 99% | 0 | 0% | 99% | 0 | 0% | 99% | 0 | 0% | 63.39% | 0 | 0% | 50.43% | 0 | 0% | 50.43% | 0 | 0% | 50.43% | 0 | 0 | 0% | 3.019% | 0 | 0% | 3.019% | 0 | 0% | 3.019% | 0 | 0% | 0.3309% | 0 | 0% | 0.3309% | 0 | 0% | 0.3309% | 0 | 0% | 0.9205% | 0 | 0% | 0.9205% | 0 | 0% | 0.9205% | 0 | 0% | 0.9344% | 0 | 0% | 0.9344% | 0 | 0% | 0.9344% | 0 | 0% | 6.865% | 0 | 0% | 6.865% | 0 | 0% | 6.865% | 0 | 0% | 1.144% | 0 | 0% | 1.144% | 0 | 0% | 1.144% | 0 |  |  |  | 0% | 11.8% | 0 | 0% | 11.8% | 0 | 0% | 11.8% | 0 | 0% | 0.3608% | 0 | 0% | 0.3608% | 0 | 0% | 0.3608% | 0 | 0% | 100% | 0 | 0% | 100% | 0 | 0% | 100% | 0 | 0% | 100% | 0 |  |  | 0 |  |  | 0 |  |  | 0
SF E 110765846 | 3.3403e-05 | 0 | 0.0063928 | 0 | 0.0063928 | 0.0019544 | 0.0069771 | 0.0016215 | 0% | 99% | 0 | 0% | 99% | 0 | 0% | 99% | 0 | 0% | 99% | 0 | 0% | 62.82% | 0 | 0% | 49.98% | 0 | 0% | 49.98% | 0 | 0% | 49.98% | 0 | 0 | 0% | 3.622% | 0 | 0% | 3.622% | 0 | 0% | 3.622% | 0 | 0% | 0.3914% | 0 | 0% | 0.3914% | 0 | 0% | 0.3914% | 0 | 0% | 1.011% | 0 | 0% | 1.011% | 0 | 0% | 1.011% | 0 | 1.491% | 1.033% | 9.8473e-07 | 13.79% | 1.033% | 9.112e-06 | 24.25% | 1.033% | 1.6021e-05 | 0% | 7.544% | 0 | 0% | 7.544% | 0 | 0% | 7.544% | 0 | 0% | 0.847% | 0 | 0% | 0.847% | 0 | 0% | 0.847% | 0 |  |  |  | 0% | 11.8% | 0 | 0% | 11.8% | 0 | 0% | 11.8% | 0 | 0% | 0.3595% | 0 | 0% | 0.3595% | 0 | 0% | 0.3595% | 0 | 0% | 100% | 0 | 0% | 100% | 0 | 0% | 100% | 0 | 0% | 100% | 0 |  |  | 0 |  |  | 0 |  |  | 0
EDENVALE 2106XR438 | 3.3322e-05 | 0 | 0.00924 | 0 | 0.00924 | 0.0030947 | 0.0081141 | 0.0040443 | 0% | 99% | 0 | 0% | 99% | 0 | 0% | 99% | 0 | 0% | 99% | 0 | 0% | 64.94% | 0 | 0% | 51.12% | 0 | 0% | 51.12% | 0 | 0% | 51.12% | 0 | 0 | 0% | 2.624% | 0 | 0% | 2.624% | 0 | 0% | 2.624% | 0 | 0% | 0.2946% | 0 | 0% | 0.2946% | 0 | 0% | 0.2946% | 0 | 0% | 0.8041% | 0 | 0% | 0.8041% | 0 | 0% | 0.8041% | 0 | 0% | 0.8292% | 0 | 0% | 0.8292% | 0 | 100% | 0.8292% | 7.662e-05 | 0% | 6.032% | 0 | 0% | 6.032% | 0 | 0% | 6.032% | 0 | 0% | 0.7509% | 0 | 0% | 0.7509% | 0 | 0% | 0.7509% | 0 |  |  |  | 0% | 11.8% | 0 | 0% | 11.8% | 0 | 0% | 11.8% | 0 | 0% | 0.3665% | 0 | 0% | 0.3665% | 0 | 0% | 0.3665% | 0 | 0% | 100% | 0 | 0% | 100% | 0 | 0% | 100% | 0 | 0% | 100% | 0 |  |  | 0 |  |  | 0 |  |  | 0
MC KEE 1104XR270 | 3.3246e-05 | 0 | 0.020813 | 0 | 0.020813 | 0.0062679 | 0.019373 | 0.0087164 | 0% | 99% | 0 | 0% | 99% | 0 | 0% | 99% | 0 | 0% | 99% | 0 | 0% | 64.68% | 0 | 0% | 51.18% | 0 | 0% | 51.18% | 0 | 0% | 51.18% | 0 | 0 | 0% | 2.81% | 0 | 0% | 2.81% | 0 | 0% | 2.81% | 0 | 0% | 0.3143% | 0 | 0% | 0.3143% | 0 | 0% | 0.3143% | 0 | 0% | 0.8538% | 0 | 0% | 0.8538% | 0 | 0% | 0.8538% | 0 | 0% | 0.881% | 0 | 86.45% | 0.881% | 0.00015853 | 0% | 0.881% | 0 | 0% | 6.404% | 0 | 0% | 6.404% | 0 | 0% | 6.404% | 0 | 0% | 0.6766% | 0 | 0% | 0.6766% | 0 | 0% | 0.6766% | 0 |  |  |  | 0% | 11.8% | 0 | 0% | 11.8% | 0 | 0% | 11.8% | 0 | 0% | 0.365% | 0 | 0% | 0.365% | 0 | 0% | 0.365% | 0 | 0% | 100% | 0 | 0% | 100% | 0 | 0% | 100% | 0 | 0% | 100% | 0 |  |  | 0 |  |  | 0 |  |  | 0
EDES 1103161972 | 3.3181e-05 | 0 | 0.010556 | 0 | 0.010556 | 0.0019813 | 0.010332 | 0.005112 | 0% | 99% | 0 | 0% | 99% | 0 | 0% | 99% | 0 | 0% | 99% | 0 | 0% | 63.64% | 0 | 0% | 52% | 0 | 0% | 52% | 0 | 0% | 52% | 0 | 0 | 0% | 2.875% | 0 | 0% | 2.875% | 0 | 0% | 2.875% | 0 | 0% | 0.3008% | 0 | 0% | 0.3008% | 0 | 0% | 0.3008% | 0 | 0% | 0.9074% | 0 | 0% | 0.9074% | 0 | 0% | 0.9074% | 0 | 0% | 0.8824% | 0 | 0% | 0.8824% | 0 | 0% | 0.8824% | 0 | 0% | 6.67% | 0 | 0% | 6.67% | 0 | 0% | 6.67% | 0 | 0% | 0.4437% | 0 | 0% | 0.4437% | 0 | 0% | 0.4437% | 0 |  |  |  | 0% | 11.8% | 0 | 0% | 11.8% | 0 | 0% | 11.8% | 0 | 0% | 0.3534% | 0 | 0% | 0.3534% | 0 | 0% | 0.3534% | 0 | 0% | 100% | 0 | 0% | 100% | 0 | 0% | 100% | 0 | 0% | 100% | 0 |  |  | 0 |  |  | 0 |  |  | 0
LAKEWOOD 2223289858 | 3.2515e-05 | 0 | 0.0020467 | 0 | 0.0020467 | 0.0011137 | 0.0016907 | 0.00057408 | 0% | 99% | 0 | 0% | 99% | 0 | 0% | 99% | 0 | 0% | 99% | 0 | 0% | 63.96% | 0 | 0% | 49.77% | 0 | 0% | 49.77% | 0 | 0% | 49.77% | 0 | 0 | 0% | 2.476% | 0 | 0% | 2.476% | 0 | 0% | 2.476% | 0 | 0% | 0.2738% | 0 | 0% | 0.2738% | 0 | 0% | 0.2738% | 0 | 0% | 0.7584% | 0 | 0% | 0.7584% | 0 | 0% | 0.7584% | 0 | 0% | 0.7783% | 0 | 0% | 0.7783% | 0 | 100% | 0.7783% | 1.5928e-05 | 0% | 5.679% | 0 | 0% | 5.679% | 0 | 0% | 5.679% | 0 | 0% | 1.182% | 0 | 0% | 1.182% | 0 | 0% | 1.182% | 0 |  |  |  | 0% | 11.8% | 0 | 0% | 11.8% | 0 | 0% | 11.8% | 0 | 0% | 0.3683% | 0 | 0% | 0.3683% | 0 | 0% | 0.3683% | 0 | 0% | 100% | 0 | 0% | 100% | 0 | 0% | 100% | 0 | 0% | 100% | 0 |  |  | 0 |  |  | 0 |  |  | 0
SF E 0407CB | 3.244e-05 | 0 | 0.0059879 | 0 | 0.0059879 | 0.00057886 | 0.0078704 | 0.0014353 | 0% | 99% | 0 | 0% | 99% | 0 | 0% | 99% | 0 | 0% | 99% | 0 | 0% | 61.21% | 0 | 0% | 48.87% | 0 | 0% | 48.87% | 0 | 0% | 48.87% | 0 | 0 | 0% | 4.147% | 0 | 0% | 4.147% | 0 | 0% | 4.147% | 0 | 0% | 0.4503% | 0 | 0% | 0.4503% | 0 | 0% | 0.4503% | 0 | 0% | 1.224% | 0 | 0% | 1.224% | 0 | 0% | 1.224% | 0 | 56.86% | 1.269% | 4.3211e-05 | 0% | 1.269% | 0 | 0% | 1.269% | 0 | 0% | 9.21% | 0 | 0% | 9.21% | 0 | 0% | 9.21% | 0 | 0% | 0.3863% | 0 | 0% | 0.3863% | 0 | 0% | 0.3863% | 0 |  |  |  | 0% | 11.8% | 0 | 0% | 11.8% | 0 | 0% | 11.8% | 0 | 0% | 0.3564% | 0 | 0% | 0.3564% | 0 | 0% | 0.3564% | 0 | 0% | 100% | 0 | 0% | 100% | 0 | 0% | 100% | 0 | 0% | 100% | 0 |  |  | 0 |  |  | 0 |  |  | 0
NEWARK 12KV 1103MR247 | 3.2262e-05 | 0 | 0.043413 | 0 | 0.043413 | 0.013863 | 0.039342 | 0.018459 | 0% | 99% | 0 | 0% | 99% | 0 | 0% | 99% | 0 | 0% | 99% | 0 | 0% | 64.23% | 0 | 0% | 51.14% | 0 | 0% | 51.14% | 0 | 0% | 51.14% | 0 | 0 | 0% | 2.828% | 0 | 0% | 2.828% | 0 | 0% | 2.828% | 0 | 0% | 0.3049% | 0 | 0% | 0.3049% | 0 | 0% | 0.3049% | 0 | 0% | 0.8374% | 0 | 0% | 0.8374% | 0 | 0% | 0.8374% | 0 | 0% | 0.8452% | 0 | 1.089% | 0.8452% | 3.9947e-06 | 0% | 0.8452% | 0 | 0% | 6.228% | 0 | 0% | 6.228% | 0 | 0% | 6.228% | 0 | 0% | 0.7257% | 0 | 0% | 0.7257% | 0 | 0% | 0.7257% | 0 |  |  |  | 0% | 11.8% | 0 | 0% | 11.8% | 0 | 0% | 11.8% | 0 | 0% | 0.3631% | 0 | 0% | 0.3631% | 0 | 0% | 0.3631% | 0 | 0% | 100% | 0 | 0% | 100% | 0 | 0% | 100% | 0 | 0% | 100% | 0 |  |  | 0 |  |  | 0 |  |  | 0
HILLSDALE 04059158 | 3.2077e-05 | 0 | 0.011405 | 0 | 0.011405 | 0.0039002 | 0.011657 | 0.0032702 | 0% | 99% | 0 | 0% | 99% | 0 | 0% | 99% | 0 | 0% | 99% | 0 | 0% | 64.01% | 0 | 0% | 50.41% | 0 | 0% | 50.41% | 0 | 0% | 50.41% | 0 | 0 | 0% | 3.365% | 0 | 0% | 3.365% | 0 | 0% | 3.365% | 0 | 0% | 0.3715% | 0 | 0% | 0.3715% | 0 | 0% | 0.3715% | 0 | 0% | 0.9367% | 0 | 0% | 0.9367% | 0 | 0% | 0.9367% | 0 | 95.71% | 0.9727% | 0.00010617 | 0% | 0.9727% | 0 | 0% | 0.9727% | 0 | 0% | 7.029% | 0 | 0% | 7.029% | 0 | 0% | 7.029% | 0 | 0% | 0.8312% | 0 | 0% | 0.8312% | 0 | 0% | 0.8312% | 0 |  |  |  | 0% | 11.8% | 0 | 0% | 11.8% | 0 | 0% | 11.8% | 0 | 0% | 0.3636% | 0 | 0% | 0.3636% | 0 | 0% | 0.3636% | 0 | 0% | 100% | 0 | 0% | 100% | 0 | 0% | 100% | 0 | 0% | 100% | 0 |  |  | 0 |  |  | 0 |  |  | 0
NORTH TOWER 110291992 | 3.1756e-05 | 0 | 0.0076715 | 0 | 0.0076715 | 0.0028254 | 0.0071561 | 0.0026822 | 0% | 99% | 0 | 0% | 99% | 0 | 0% | 99% | 0 | 0% | 99% | 0 | 0% | 64.46% | 0 | 0% | 51.08% | 0 | 0% | 51.08% | 0 | 0% | 51.08% | 0 | 0 | 0% | 3.104% | 0 | 0% | 3.104% | 0 | 0% | 3.104% | 0 | 0% | 0.3344% | 0 | 0% | 0.3344% | 0 | 0% | 0.3344% | 0 | 0% | 0.8613% | 0 | 0% | 0.8613% | 0 | 0% | 0.8613% | 0 | 86.24% | 0.8797% | 5.8197e-05 | 0% | 0.8797% | 0 | 0% | 0.8797% | 0 | 0% | 6.422% | 0 | 0% | 6.422% | 0 | 0% | 6.422% | 0 | 0% | 0.8655% | 0 | 0% | 0.8655% | 0 | 0% | 0.8655% | 0 |  |  |  | 0% | 11.8% | 0 | 0% | 11.8% | 0 | 0% | 11.8% | 0 | 0% | 0.3645% | 0 | 0% | 0.3645% | 0 | 0% | 0.3645% | 0 | 0% | 100% | 0 | 0% | 100% | 0 | 0% | 100% | 0 | 0% | 100% | 0 |  |  | 0 |  |  | 0 |  |  | 0
REDWOOD CITY 0403271809 | 3.1443e-05 | 0 | 0.003156 | 0 | 0.003156 | 0.0011444 | 0.0031252 | 0.00094028 | 0% | 99% | 0 | 0% | 99% | 0 | 0% | 99% | 0 | 0% | 99% | 0 | 0% | 64.11% | 0 | 0% | 50.86% | 0 | 0% | 50.86% | 0 | 0% | 50.86% | 0 | 0 | 0% | 3.219% | 0 | 0% | 3.219% | 0 | 0% | 3.219% | 0 | 0% | 0.3514% | 0 | 0% | 0.3514% | 0 | 0% | 0.3514% | 0 | 0% | 0.9133% | 0 | 0% | 0.9133% | 0 | 0% | 0.9133% | 0 | 0% | 0.9362% | 0 | 20.58% | 0.9362% | 6.0814e-06 | 0% | 0.9362% | 0 | 0% | 6.824% | 0 | 0% | 6.824% | 0 | 0% | 6.824% | 0 | 0% | 0.8686% | 0 | 0% | 0.8686% | 0 | 0% | 0.8686% | 0 |  |  |  | 0% | 11.8% | 0 | 0% | 11.8% | 0 | 0% | 11.8% | 0 | 0% | 0.3628% | 0 | 0% | 0.3628% | 0 | 0% | 0.3628% | 0 | 0% | 100% | 0 | 0% | 100% | 0 | 0% | 100% | 0 | 0% | 100% | 0 |  |  | 0 |  |  | 0 |  |  | 0
SF G 0403CB | 3.1246e-05 | 0 | 0.0042525 | 0 | 0.0042525 | 0.00086142 | 0.0054806 | 0.00067786 | 0% | 99% | 0 | 0% | 99% | 0 | 0% | 99% | 0 | 0% | 99% | 0 | 0% | 60.69% | 0 | 0% | 48.38% | 0 | 0% | 48.38% | 0 | 0% | 48.38% | 0 | 0 | 0% | 3.879% | 0 | 0% | 3.879% | 0 | 0% | 3.879% | 0 | 0% | 0.4201% | 0 | 0% | 0.4201% | 0 | 0% | 0.4201% | 0 | 0% | 1.201% | 0 | 0% | 1.201% | 0 | 0% | 1.201% | 0 | 0% | 1.234% | 0 | 0% | 1.234% | 0 | 0% | 1.234% | 0 | 0% | 9.014% | 0 | 0% | 9.014% | 0 | 0% | 9.014% | 0 | 0% | 0.6271% | 0 | 0% | 0.6271% | 0 | 0% | 0.6271% | 0 |  |  |  | 0% | 11.8% | 0 | 0% | 11.8% | 0 | 0% | 11.8% | 0 | 0% | 0.3547% | 0 | 0% | 0.3547% | 0 | 0% | 0.3547% | 0 | 0% | 100% | 0 | 0% | 100% | 0 | 0% | 100% | 0 | 0% | 100% | 0 |  |  | 0 |  |  | 0 |  |  | 0
SAN BRUNO 040387798 | 3.0912e-05 | 0 | 0.0093079 | 0 | 0.0093079 | 0.0019016 | 0.010867 | 0.0025965 | 0% | 99% | 0 | 0% | 99% | 0 | 0% | 99% | 0 | 0% | 99% | 0 | 0% | 62.76% | 0 | 0% | 50.38% | 0 | 0% | 50.38% | 0 | 0% | 50.38% | 0 | 0 | 0% | 3.864% | 0 | 0% | 3.864% | 0 | 0% | 3.864% | 0 | 0% | 0.4162% | 0 | 0% | 0.4162% | 0 | 0% | 0.4162% | 0 | 0% | 1.078% | 0 | 0% | 1.078% | 0 | 0% | 1.078% | 0 | 0% | 1.097% | 0 | 0% | 1.097% | 0 | 0% | 1.097% | 0 | 0% | 8.032% | 0 | 0% | 8.032% | 0 | 0% | 8.032% | 0 | 0% | 0.573% | 0 | 0% | 0.573% | 0 | 0% | 0.573% | 0 |  |  |  | 0% | 11.8% | 0 | 0% | 11.8% | 0 | 0% | 11.8% | 0 | 0% | 0.3552% | 0 | 0% | 0.3552% | 0 | 0% | 0.3552% | 0 | 0% | 100% | 0 | 0% | 100% | 0 | 0% | 100% | 0 | 0% | 100% | 0 |  |  | 0 |  |  | 0 |  |  | 0
NORTH TOWER 110293010 | 3.0762e-05 | 0 | 0.014863 | 0 | 0.014863 | 0.0055996 | 0.014054 | 0.0048812 | 0% | 99% | 0 | 0% | 99% | 0 | 0% | 99% | 0 | 0% | 99% | 0 | 0% | 63.31% | 0 | 0% | 50.79% | 0 | 0% | 50.79% | 0 | 0% | 50.79% | 0 | 0 | 0% | 3% | 0 | 0% | 3% | 0 | 0% | 3% | 0 | 0% | 0.3134% | 0 | 0% | 0.3134% | 0 | 0% | 0.3134% | 0 | 0% | 0.8779% | 0 | 0% | 0.8779% | 0 | 0% | 0.8779% | 0 | 16.1% | 0.8662% | 2.0723e-05 | 0% | 0.8662% | 0 | 0% | 0.8662% | 0 | 0% | 6.473% | 0 | 0% | 6.473% | 0 | 0% | 6.473% | 0 | 0% | 0.9216% | 0 | 0% | 0.9216% | 0 | 0% | 0.9216% | 0 |  |  |  | 0% | 11.8% | 0 | 0% | 11.8% | 0 | 0% | 11.8% | 0 | 0% | 0.3583% | 0 | 0% | 0.3583% | 0 | 0% | 0.3583% | 0 | 0% | 100% | 0 | 0% | 100% | 0 | 0% | 100% | 0 | 0% | 100% | 0 |  |  | 0 |  |  | 0 |  |  | 0
EL CERRITO G 1112BR198 | 3.063e-05 | 0 | 0.0069303 | 0 | 0.0069303 | 0.0013086 | 0.0074313 | 0.0027003 | 0% | 99% | 0 | 0% | 99% | 0 | 0% | 99% | 0 | 0% | 99% | 0 | 0% | 61.85% | 0 | 0% | 50.22% | 0 | 0% | 50.22% | 0 | 0% | 50.22% | 0 | 0 | 0% | 3.19% | 0 | 0% | 3.19% | 0 | 0% | 3.19% | 0 | 0% | 0.3353% | 0 | 0% | 0.3353% | 0 | 0% | 0.3353% | 0 | 0% | 0.9889% | 0 | 0% | 0.9889% | 0 | 0% | 0.9889% | 0 | 0% | 0.9613% | 0 | 0% | 0.9613% | 0 | 0% | 0.9613% | 0 | 0% | 7.265% | 0 | 0% | 7.265% | 0 | 0% | 7.265% | 0 | 0% | 0.3817% | 0 | 0% | 0.3817% | 0 | 0% | 0.3817% | 0 |  |  |  | 0% | 11.8% | 0 | 0% | 11.8% | 0 | 0% | 11.8% | 0 | 0% | 0.3486% | 0 | 0% | 0.3486% | 0 | 0% | 0.3486% | 0 | 0% | 100% | 0 | 0% | 100% | 0 | 0% | 100% | 0 | 0% | 100% | 0 |  |  | 0 |  |  | 0 |  |  | 0
SAN LEANDRO U 1107MR560 | 3.0531e-05 | 0 | 0.042176 | 0 | 0.042176 | 0.012925 | 0.039109 | 0.017588 | 0% | 99% | 0 | 0% | 99% | 0 | 0% | 99% | 0 | 0% | 99% | 0 | 0% | 64.34% | 0 | 0% | 51.52% | 0 | 0% | 51.52% | 0 | 0% | 51.52% | 0 | 0 | 0% | 2.839% | 0 | 0% | 2.839% | 0 | 0% | 2.839% | 0 | 0% | 0.304% | 0 | 0% | 0.304% | 0 | 0% | 0.304% | 0 | 0% | 0.8577% | 0 | 0% | 0.8577% | 0 | 0% | 0.8577% | 0 | 0% | 0.8619% | 0 | 100% | 0.8619% | 0.00036353 | 0% | 0.8619% | 0 | 0% | 6.372% | 0 | 0% | 6.372% | 0 | 0% | 6.372% | 0 | 0% | 0.7136% | 0 | 0% | 0.7136% | 0 | 0% | 0.7136% | 0 |  |  |  | 0% | 11.8% | 0 | 0% | 11.8% | 0 | 0% | 11.8% | 0 | 0% | 0.3616% | 0 | 0% | 0.3616% | 0 | 0% | 0.3616% | 0 | 0% | 100% | 0 | 0% | 100% | 0 | 0% | 100% | 0 | 0% | 100% | 0 |  |  | 0 |  |  | 0 |  |  | 0
REDWOOD CITY 041054820 | 3.0413e-05 | 0 | 0.0086663 | 0 | 0.0086663 | 0.0033818 | 0.0086253 | 0.0022989 | 0% | 99% | 0 | 0% | 99% | 0 | 0% | 99% | 0 | 0% | 99% | 0 | 0% | 62.69% | 0 | 0% | 50.13% | 0 | 0% | 50.13% | 0 | 0% | 50.13% | 0 | 0 | 0% | 3.041% | 0 | 0% | 3.041% | 0 | 0% | 3.041% | 0 | 0% | 0.3205% | 0 | 0% | 0.3205% | 0 | 0% | 0.3205% | 0 | 0% | 0.9209% | 0 | 0% | 0.9209% | 0 | 0% | 0.9209% | 0 | 0% | 0.9064% | 0 | 100% | 0.9064% | 7.8548e-05 | 0% | 0.9064% | 0 | 0% | 6.789% | 0 | 0% | 6.789% | 0 | 0% | 6.789% | 0 | 0% | 0.8554% | 0 | 0% | 0.8554% | 0 | 0% | 0.8554% | 0 |  |  |  | 0% | 11.8% | 0 | 0% | 11.8% | 0 | 0% | 11.8% | 0 | 0% | 0.3552% | 0 | 0% | 0.3552% | 0 | 0% | 0.3552% | 0 | 0% | 100% | 0 | 0% | 100% | 0 | 0% | 100% | 0 | 0% | 100% | 0 |  |  | 0 |  |  | 0 |  |  | 0
INDUSTRIAL ACRES 041249158 | 2.9798e-05 | 0 | 0.01242 | 0 | 0.01242 | 0.002321 | 0.013352 | 0.0048293 | 0% | 99% | 0 | 0% | 99% | 0 | 0% | 99% | 0 | 0% | 99% | 0 | 0% | 63.71% | 0 | 0% | 51.23% | 0 | 0% | 51.23% | 0 | 0% | 51.23% | 0 | 0 | 0% | 3.166% | 0 | 0% | 3.166% | 0 | 0% | 3.166% | 0 | 0% | 0.3474% | 0 | 0% | 0.3474% | 0 | 0% | 0.3474% | 0 | 0% | 0.9933% | 0 | 0% | 0.9933% | 0 | 0% | 0.9933% | 0 | 0.1796% | 1.013% | 2.2584e-07 | 0% | 1.013% | 0 | 0% | 1.013% | 0 | 0% | 7.426% | 0 | 0% | 7.426% | 0 | 0% | 7.426% | 0 | 0% | 0.4253% | 0 | 0% | 0.4253% | 0 | 0% | 0.4253% | 0 |  |  |  | 0% | 11.8% | 0 | 0% | 11.8% | 0 | 0% | 11.8% | 0 | 0% | 0.3583% | 0 | 0% | 0.3583% | 0 | 0% | 0.3583% | 0 | 0% | 100% | 0 | 0% | 100% | 0 | 0% | 100% | 0 | 0% | 100% | 0 |  |  | 0 |  |  | 0 |  |  | 0
MONROE 1105919 | 2.9744e-05 | 0 | 0.0043517 | 0 | 0.0043517 | 0.0019451 | 0.0031989 | 0.0020396 | 0% | 99% | 0 | 0% | 99% | 0 | 0% | 99% | 0 | 0% | 99% | 0 | 0% | 65.61% | 0 | 0% | 51.15% | 0 | 0% | 51.15% | 0 | 0% | 51.15% | 0 | 0 | 0% | 2.704% | 0 | 0% | 2.704% | 0 | 0% | 2.704% | 0 | 0% | 0.2923% | 0 | 0% | 0.2923% | 0 | 0% | 0.2923% | 0 | 0% | 0.6748% | 0 | 0% | 0.6748% | 0 | 0% | 0.6748% | 0 | 0% | 0.7033% | 0 | 0% | 0.7033% | 0 | 0% | 0.7033% | 0 | 0% | 5.052% | 0 | 0% | 5.052% | 0 | 0% | 5.052% | 0 | 0% | 1.165% | 0 | 0% | 1.165% | 0 | 0% | 1.165% | 0 |  |  |  | 0% | 11.8% | 0 | 0% | 11.8% | 0 | 0% | 11.8% | 0 | 0% | 0.3746% | 0 | 0% | 0.3746% | 0 | 0% | 0.3746% | 0 | 0% | 100% | 0 | 0% | 100% | 0 | 0% | 100% | 0 | 0% | 100% | 0 |  |  | 0 |  |  | 0 |  |  | 0
SAN LEANDRO U 1151MR752 | 2.8841e-05 | 0 | 0.009764 | 0 | 0.009764 | 0.0028845 | 0.0095454 | 0.0036881 | 0% | 99% | 0 | 0% | 99% | 0 | 0% | 99% | 0 | 0% | 99% | 0 | 0% | 64.54% | 0 | 0% | 51.53% | 0 | 0% | 51.53% | 0 | 0% | 51.53% | 0 | 0 | 0% | 3.027% | 0 | 0% | 3.027% | 0 | 0% | 3.027% | 0 | 0% | 0.3311% | 0 | 0% | 0.3311% | 0 | 0% | 0.3311% | 0 | 0% | 0.9047% | 0 | 0% | 0.9047% | 0 | 0% | 0.9047% | 0 | 0% | 0.9299% | 0 | 96.82% | 0.9299% | 8.7909e-05 | 0% | 0.9299% | 0 | 0% | 6.776% | 0 | 0% | 6.776% | 0 | 0% | 6.776% | 0 | 0% | 0.6874% | 0 | 0% | 0.6874% | 0 | 0% | 0.6874% | 0 |  |  |  | 0% | 11.8% | 0 | 0% | 11.8% | 0 | 0% | 11.8% | 0 | 0% | 0.3638% | 0 | 0% | 0.3638% | 0 | 0% | 0.3638% | 0 | 0% | 100% | 0 | 0% | 100% | 0 | 0% | 100% | 0 | 0% | 100% | 0 |  |  | 0 |  |  | 0 |  |  | 0
SF J 0409CB | 2.8808e-05 | 0 | 0.0019604 | 0 | 0.0019604 | 0.00037685 | 0.0023666 | 0.00049266 | 0% | 99% | 0 | 0% | 99% | 0 | 0% | 99% | 0 | 0% | 99% | 0 | 0% | 62.43% | 0 | 0% | 49.42% | 0 | 0% | 49.42% | 0 | 0% | 49.42% | 0 | 0 | 0% | 3.952% | 0 | 0% | 3.952% | 0 | 0% | 3.952% | 0 | 0% | 0.4433% | 0 | 0% | 0.4433% | 0 | 0% | 0.4433% | 0 | 0% | 1.113% | 0 | 0% | 1.113% | 0 | 0% | 1.113% | 0 | 100% | 1.179% | 2.3113e-05 | 0% | 1.179% | 0 | 0% | 1.179% | 0 | 0% | 8.423% | 0 | 0% | 8.423% | 0 | 0% | 8.423% | 0 | 0% | 0.622% | 0 | 0% | 0.622% | 0 | 0% | 0.622% | 0 |  |  |  | 0% | 11.8% | 0 | 0% | 11.8% | 0 | 0% | 11.8% | 0 | 0% | 0.3627% | 0 | 0% | 0.3627% | 0 | 0% | 0.3627% | 0 | 0% | 100% | 0 | 0% | 100% | 0 | 0% | 100% | 0 | 0% | 100% | 0 |  |  | 0 |  |  | 0 |  |  | 0
PARKWAY 1101702 | 2.8684e-05 | 0 | 0.012834 | 0 | 0.012834 | 0.0033162 | 0.01328 | 0.0045898 | 0% | 99% | 0 | 0% | 99% | 0 | 0% | 99% | 0 | 0% | 99% | 0 | 0% | 63.14% | 0 | 0% | 50.84% | 0 | 0% | 50.84% | 0 | 0% | 50.84% | 0 | 0 | 0% | 3.344% | 0 | 0% | 3.344% | 0 | 0% | 3.344% | 0 | 0% | 0.3538% | 0 | 0% | 0.3538% | 0 | 0% | 0.3538% | 0 | 0% | 0.958% | 0 | 0% | 0.958% | 0 | 0% | 0.958% | 0 | 0% | 0.9548% | 0 | 0% | 0.9548% | 0 | 100% | 0.9548% | 0.00012254 | 0% | 7.085% | 0 | 0% | 7.085% | 0 | 0% | 7.085% | 0 | 0% | 0.6205% | 0 | 0% | 0.6205% | 0 | 0% | 0.6205% | 0 |  |  |  | 0% | 11.8% | 0 | 0% | 11.8% | 0 | 0% | 11.8% | 0 | 0% | 0.3561% | 0 | 0% | 0.3561% | 0 | 0% | 0.3561% | 0 | 0% | 100% | 0 | 0% | 100% | 0 | 0% | 100% | 0 | 0% | 100% | 0 |  |  | 0 |  |  | 0 |  |  | 0
OAKLAND J 1109CB | 2.8356e-05 | 0 | 0.00016884 | 0 | 0.00016884 | 1.2167e-05 | 0.00019878 | 6.7757e-05 | 0% | 99% | 0 | 0% | 99% | 0 | 0% | 99% | 0 | 0% | 99% | 0 | 0% | 62.99% | 0 | 0% | 50.54% | 0 | 0% | 50.54% | 0 | 0% | 50.54% | 0 | 0 | 0% | 3.939% | 0 | 0% | 3.939% | 0 | 0% | 3.939% | 0 | 0% | 0.4238% | 0 | 0% | 0.4238% | 0 | 0% | 0.4238% | 0 | 0% | 1.094% | 0 | 0% | 1.094% | 0 | 0% | 1.094% | 0 | 0% | 1.123% | 0 | 0% | 1.123% | 0 | 100% | 1.123% | 1.8956e-06 | 0% | 8.184% | 0 | 0% | 8.184% | 0 | 0% | 8.184% | 0 | 0% | 0.2485% | 0 | 0% | 0.2485% | 0 | 0% | 0.2485% | 0 |  |  |  | 0% | 11.8% | 0 | 0% | 11.8% | 0 | 0% | 11.8% | 0 | 0% | 0.3582% | 0 | 0% | 0.3582% | 0 | 0% | 0.3582% | 0 | 0% | 100% | 0 | 0% | 100% | 0 | 0% | 100% | 0 | 0% | 100% | 0 |  |  | 0 |  |  | 0 |  |  | 0
MIRA VISTA 0401CB | 2.7819e-05 | 0 | 0.035551 | 0 | 0.035551 | 0.0083211 | 0.040301 | 0.010064 | 0% | 99% | 0 | 0% | 99% | 0 | 0% | 99% | 0 | 0% | 99% | 0 | 0% | 60.35% | 0 | 0% | 49.4% | 0 | 0% | 49.4% | 0 | 0% | 49.4% | 0 | 0 | 0% | 3.245% | 0 | 0% | 3.245% | 0 | 0% | 3.245% | 0 | 0% | 0.3316% | 0 | 0% | 0.3316% | 0 | 0% | 0.3316% | 0 | 0% | 1.052% | 0 | 0% | 1.052% | 0 | 0% | 1.052% | 0 | 0% | 1.001% | 0 | 0% | 1.001% | 0 | 0% | 1.001% | 0 | 0% | 7.676% | 0 | 0% | 7.676% | 0 | 0% | 7.676% | 0 | 0% | 0.5366% | 0 | 0% | 0.5366% | 0 | 0% | 0.5366% | 0 |  |  |  | 0% | 11.8% | 0 | 0% | 11.8% | 0 | 0% | 11.8% | 0 | 0% | 0.3422% | 0 | 0% | 0.3422% | 0 | 0% | 0.3422% | 0 | 0% | 100% | 0 | 0% | 100% | 0 | 0% | 100% | 0 | 0% | 100% | 0 |  |  | 0 |  |  | 0 |  |  | 0
OCEAN 0402CB | 2.7272e-05 | 0 | 0.018419 | 0 | 0.018419 | 0.0038751 | 0.022875 | 0.0036547 | 0% | 99% | 0 | 0% | 99% | 0 | 0% | 99% | 0 | 0% | 99% | 0 | 0% | 62.63% | 0 | 0% | 49.93% | 0 | 0% | 49.93% | 0 | 0% | 49.93% | 0 | 0 | 0% | 3.933% | 0 | 0% | 3.933% | 0 | 0% | 3.933% | 0 | 0% | 0.4346% | 0 | 0% | 0.4346% | 0 | 0% | 0.4346% | 0 | 0% | 1.153% | 0 | 0% | 1.153% | 0 | 0% | 1.153% | 0 | 0% | 1.2% | 0 | 0% | 1.2% | 0 | 65.45% | 1.2% | 0.00014467 | 0% | 8.675% | 0 | 0% | 8.675% | 0 | 0% | 8.675% | 0 | 0% | 0.5626% | 0 | 0% | 0.5626% | 0 | 0% | 0.5626% | 0 |  |  |  | 0% | 11.8% | 0 | 0% | 11.8% | 0 | 0% | 11.8% | 0 | 0% | 0.3585% | 0 | 0% | 0.3585% | 0 | 0% | 0.3585% | 0 | 0% | 100% | 0 | 0% | 100% | 0 | 0% | 100% | 0 | 0% | 100% | 0 |  |  | 0 |  |  | 0 |  |  | 0
SAN LEANDRO U 1114458451 | 2.6733e-05 | 2.3165 | 0.010028 | 0 | 0.010028 | 0.0044133 | 0.0086686 | 0.0034723 | 0% | 99% | 0 | 0% | 99% | 0 | 0% | 99% | 0 | 0% | 99% | 0 | 0% | 63.19% | 0 | 0% | 50.09% | 0 | 0% | 50.09% | 0 | 0% | 50.09% | 0 | 0 | 0% | 2.745% | 0 | 0% | 2.745% | 0 | 100% | 2.745% | 0.00027525 | 0% | 0.2872% | 0 | 0% | 0.2872% | 0 | 0% | 0.2872% | 0 | 0% | 0.7992% | 0 | 0% | 0.7992% | 0 | 8.965% | 0.7992% | 7.1851e-06 | 0% | 0.7857% | 0 | 67.53% | 0.7857% | 5.3212e-05 | 32.47% | 0.7857% | 2.5582e-05 | 9.103% | 5.884% | 5.371e-05 | 0% | 5.884% | 0 | 0% | 5.884% | 0 | 0% | 1.015% | 0 | 0% | 1.015% | 0 | 0% | 1.015% | 0 |  |  |  | 0% | 11.8% | 0 | 1.344% | 11.8% | 1.5899e-05 | 0% | 11.8% | 0 | 0% | 0.3608% | 0 | 0% | 0.3608% | 0 | 0% | 0.3608% | 0 | 0% | 100% | 0 | 0% | 100% | 0 | 0% | 100% | 0 | 0% | 100% | 0 |  |  | 0 |  |  | 0 |  |  | 0
OAKLAND D 1202CB | 2.6356e-05 | 0 | 0.00062773 | 0 | 0.00062773 | 0.00020013 | 0.00065651 | 0.00017959 | 0% | 99% | 0 | 0% | 99% | 0 | 0% | 99% | 0 | 0% | 99% | 0 | 0% | 62.46% | 0 | 0% | 50.18% | 0 | 0% | 50.18% | 0 | 0% | 50.18% | 0 | 0 | 0% | 3.078% | 0 | 0% | 3.078% | 0 | 0% | 3.078% | 0 | 0% | 0.3309% | 0 | 0% | 0.3309% | 0 | 0% | 0.3309% | 0 | 0% | 0.9669% | 0 | 0% | 0.9669% | 0 | 0% | 0.9669% | 0 | 0% | 0.9612% | 0 | 100% | 0.9612% | 6.0339e-06 | 0% | 0.9612% | 0 | 0% | 7.162% | 0 | 0% | 7.162% | 0 | 0% | 7.162% | 0 | 0% | 0.7908% | 0 | 0% | 0.7908% | 0 | 0% | 0.7908% | 0 |  |  |  | 0% | 11.8% | 0 | 0% | 11.8% | 0 | 0% | 11.8% | 0 | 0% | 0.3544% | 0 | 0% | 0.3544% | 0 | 0% | 0.3544% | 0 | 0% | 100% | 0 | 0% | 100% | 0 | 0% | 100% | 0 | 0% | 100% | 0 |  |  | 0 |  |  | 0 |  |  | 0
MONTAGUE 2101CB | 2.5471e-05 | 0 | 0.0039864 | 0 | 0.0039864 | 0.0012122 | 0.0039099 | 0.0014585 | 0% | 99% | 0 | 0% | 99% | 0 | 0% | 99% | 0 | 0% | 99% | 0 | 0% | 64.35% | 0 | 0% | 51.1% | 0 | 0% | 51.1% | 0 | 0% | 51.1% | 0 | 0 | 0% | 2.847% | 0 | 0% | 2.847% | 0 | 0% | 2.847% | 0 | 0% | 0.317% | 0 | 0% | 0.317% | 0 | 0% | 0.317% | 0 | 0% | 0.9079% | 0 | 0% | 0.9079% | 0 | 0% | 0.9079% | 0 | 29.05% | 0.9378% | 1.0862e-05 | 0% | 0.9378% | 0 | 0% | 0.9378% | 0 | 0% | 6.823% | 0 | 0% | 6.823% | 0 | 0% | 6.823% | 0 | 0% | 0.7113% | 0 | 0% | 0.7113% | 0 | 0% | 0.7113% | 0 |  |  |  | 0% | 11.8% | 0 | 0% | 11.8% | 0 | 0% | 11.8% | 0 | 0% | 0.3644% | 0 | 0% | 0.3644% | 0 | 0% | 0.3644% | 0 | 0% | 100% | 0 | 0% | 100% | 0 | 0% | 100% | 0 | 0% | 100% | 0 |  |  | 0 |  |  | 0 |  |  | 0
EMBARCADERO (Z) 1118CB | 2.4781e-05 | 0 | 0.0021079 | 0 | 0.0021079 | 0.00016616 | 0.0026582 | 0.00065532 | 0% | 99% | 0 | 0% | 99% | 0 | 0% | 99% | 0 | 0% | 99% | 0 | 0% | 61.96% | 0 | 0% | 49.8% | 0 | 0% | 49.8% | 0 | 0% | 49.8% | 0 | 0 | 0% | 3.813% | 0 | 0% | 3.813% | 0 | 0% | 3.813% | 0 | 0% | 0.432% | 0 | 0% | 0.432% | 0 | 0% | 0.432% | 0 | 0% | 1.163% | 0 | 0% | 1.163% | 0 | 0% | 1.163% | 0 | 100% | 1.215% | 2.5601e-05 | 0% | 1.215% | 0 | 0% | 1.215% | 0 | 0% | 8.769% | 0 | 0% | 8.769% | 0 | 0% | 8.769% | 0 | 0% | 0.3211% | 0 | 0% | 0.3211% | 0 | 0% | 0.3211% | 0 |  |  |  | 0% | 11.8% | 0 | 0% | 11.8% | 0 | 0% | 11.8% | 0 | 0% | 0.3566% | 0 | 0% | 0.3566% | 0 | 0% | 0.3566% | 0 | 0% | 100% | 0 | 0% | 100% | 0 | 0% | 100% | 0 | 0% | 100% | 0 |  |  | 0 |  |  | 0 |  |  | 0
BELLE HAVEN 110538302 | 2.4459e-05 | 0 | 0.010819 | 0 | 0.010819 | 0.0034435 | 0.010688 | 0.0037273 | 0% | 99% | 0 | 0% | 99% | 0 | 0% | 99% | 0 | 0% | 99% | 0 | 0% | 62.04% | 0 | 0% | 49.92% | 0 | 0% | 49.92% | 0 | 0% | 49.92% | 0 | 0 | 0% | 2.768% | 0 | 0% | 2.768% | 0 | 0% | 2.768% | 0 | 0% | 0.2907% | 0 | 0% | 0.2907% | 0 | 0% | 0.2907% | 0 | 0% | 0.9133% | 0 | 0% | 0.9133% | 0 | 0% | 0.9133% | 0 | 0% | 0.8854% | 0 | 43.49% | 0.8854% | 4.1657e-05 | 56.51% | 0.8854% | 5.4135e-05 | 0% | 6.71% | 0 | 0% | 6.71% | 0 | 0% | 6.71% | 0 | 0% | 0.7556% | 0 | 0% | 0.7556% | 0 | 0% | 0.7556% | 0 |  |  |  | 0% | 11.8% | 0 | 0% | 11.8% | 0 | 0% | 11.8% | 0 | 0% | 0.3521% | 0 | 0% | 0.3521% | 0 | 0% | 0.3521% | 0 | 0% | 100% | 0 | 0% | 100% | 0 | 0% | 100% | 0 | 0% | 100% | 0 |  |  | 0 |  |  | 0 |  |  | 0
PARLIER 110480102 | 2.3974e-05 | 0 | 0.00020393 | 0 | 0.00020393 | 2.6586e-05 | 0.00019918 | 0.00011087 | 0% | 99% | 0 | 0% | 99% | 0 | 0% | 99% | 0 | 0% | 99% | 0 | 0% | 62.66% | 0 | 0% | 49.96% | 0 | 0% | 49.96% | 0 | 0% | 49.96% | 0 | 0 | 0% | 3.254% | 0 | 0% | 3.254% | 0 | 0% | 3.254% | 0 | 0% | 0.3487% | 0 | 0% | 0.3487% | 0 | 0% | 0.3487% | 0 | 0% | 0.8985% | 0 | 0% | 0.8985% | 0 | 0% | 0.8985% | 0 | 0% | 0.9017% | 0 | 0% | 0.9017% | 0 | 100% | 0.9017% | 1.8388e-06 | 0% | 6.655% | 0 | 0% | 6.655% | 0 | 0% | 6.655% | 0 | 0% | 0.4367% | 0 | 0% | 0.4367% | 0 | 0% | 0.4367% | 0 |  |  |  | 0% | 11.8% | 0 | 0% | 11.8% | 0 | 0% | 11.8% | 0 | 0% | 0.3589% | 0 | 0% | 0.3589% | 0 | 0% | 0.3589% | 0 | 0% | 100% | 0 | 0% | 100% | 0 | 0% | 100% | 0 | 0% | 100% | 0 |  |  | 0 |  |  | 0 |  |  | 0
BERKELEY F 1102CB | 2.3796e-05 | 0 | 0.00052626 | 0 | 0.00052626 | 9.8489e-05 | 0.00057002 | 0.00020022 | 0% | 99% | 0 | 0% | 99% | 0 | 0% | 99% | 0 | 0% | 99% | 0 | 0% | 64.17% | 0 | 0% | 51.04% | 0 | 0% | 51.04% | 0 | 0% | 51.04% | 0 | 0 | 0% | 3.179% | 0 | 0% | 3.179% | 0 | 0% | 3.179% | 0 | 0% | 0.3568% | 0 | 0% | 0.3568% | 0 | 0% | 0.3568% | 0 | 0% | 0.9978% | 0 | 0% | 0.9978% | 0 | 0% | 0.9978% | 0 | 0% | 1.043% | 0 | 100% | 1.043% | 5.4902e-06 | 0% | 1.043% | 0 | 0% | 7.532% | 0 | 0% | 7.532% | 0 | 0% | 7.532% | 0 | 0% | 0.466% | 0 | 0% | 0.466% | 0 | 0% | 0.466% | 0 |  |  |  | 0% | 11.8% | 0 | 0% | 11.8% | 0 | 0% | 11.8% | 0 | 0% | 0.3631% | 0 | 0% | 0.3631% | 0 | 0% | 0.3631% | 0 | 0% | 100% | 0 | 0% | 100% | 0 | 0% | 100% | 0 | 0% | 100% | 0 |  |  | 0 |  |  | 0 |  |  | 0
MISSION (X) 1124CB | 2.164e-05 | 0 | 0.0016382 | 0 | 0.0016382 | 6.2451e-05 | 0.0023251 | 0.00031672 | 0% | 99% | 0 | 0% | 99% | 0 | 0% | 99% | 0 | 0% | 99% | 0 | 0% | 60.32% | 0 | 0% | 48.4% | 0 | 0% | 48.4% | 0 | 0% | 48.4% | 0 | 0 | 0% | 4.45% | 0 | 0% | 4.45% | 0 | 0% | 4.45% | 0 | 0% | 0.4835% | 0 | 0% | 0.4835% | 0 | 0% | 0.4835% | 0 | 0% | 1.323% | 0 | 0% | 1.323% | 0 | 0% | 1.323% | 0 | 100% | 1.366% | 2.2386e-05 | 0% | 1.366% | 0 | 0% | 1.366% | 0 | 0% | 9.935% | 0 | 0% | 9.935% | 0 | 0% | 9.935% | 0 | 0% | 0.2369% | 0 | 0% | 0.2369% | 0 | 0% | 0.2369% | 0 |  |  |  | 0% | 11.8% | 0 | 0% | 11.8% | 0 | 0% | 11.8% | 0 | 0% | 0.3518% | 0 | 0% | 0.3518% | 0 | 0% | 0.3518% | 0 | 0% | 100% | 0 | 0% | 100% | 0 | 0% | 100% | 0 | 0% | 100% | 0 |  |  | 0 |  |  | 0 |  |  | 0
MISSION (X) 1125CB | 1.9326e-05 | 0 | 0.0019745 | 0 | 0.0019745 | 3.8447e-05 | 0.0028365 | 0.00038452 | 0% | 99% | 0 | 0% | 99% | 0 | 0% | 99% | 0 | 0% | 99% | 0 | 0% | 59.78% | 0 | 0% | 48.04% | 0 | 0% | 48.04% | 0 | 0% | 48.04% | 0 | 0 | 0% | 3.951% | 0 | 0% | 3.951% | 0 | 0% | 3.951% | 0 | 0% | 0.4453% | 0 | 0% | 0.4453% | 0 | 0% | 0.4453% | 0 | 0% | 1.332% | 0 | 0% | 1.332% | 0 | 0% | 1.332% | 0 | 100% | 1.377% | 2.7186e-05 | 0% | 1.377% | 0 | 0% | 1.377% | 0 | 0% | 10.04% | 0 | 0% | 10.04% | 0 | 0% | 10.04% | 0 | 0% | 0.1643% | 0 | 0% | 0.1643% | 0 | 0% | 0.1643% | 0 |  |  |  | 0% | 11.8% | 0 | 0% | 11.8% | 0 | 0% | 11.8% | 0 | 0% | 0.349% | 0 | 0% | 0.349% | 0 | 0% | 0.349% | 0 | 0% | 100% | 0 | 0% | 100% | 0 | 0% | 100% | 0 | 0% | 100% | 0 |  |  | 0 |  |  | 0 |  |  | 0
MARINA (F) 1101CB | 1.4575e-05 | 0 | 0.0025786 | 0 | 0.0025786 | 0.00039994 | 0.0035858 | 0.00027095 | 0% | 99% | 0 | 0% | 99% | 0 | 0% | 99% | 0 | 0% | 99% | 0 | 0% | 60.43% | 0 | 0% | 47.84% | 0 | 0% | 47.84% | 0 | 0% | 47.84% | 0 | 0 | 0% | 3.156% | 0 | 0% | 3.156% | 0 | 0% | 3.156% | 0 | 0% | 0.392% | 0 | 0% | 0.392% | 0 | 0% | 0.392% | 0 | 0% | 1.276% | 0 | 0% | 1.276% | 0 | 0% | 1.276% | 0 | 0% | 1.342% | 0 | 0% | 1.342% | 0 | 0% | 1.342% | 0 | 0% | 9.7% | 0 | 0% | 9.7% | 0 | 0% | 9.7% | 0 | 0% | 0.5136% | 0 | 0% | 0.5136% | 0 | 0% | 0.5136% | 0 |  |  |  | 0% | 11.8% | 0 | 0% | 11.8% | 0 | 0% | 11.8% | 0 | 0% | 0.3515% | 0 | 0% | 0.3515% | 0 | 0% | 0.3515% | 0 | 0% | 100% | 0 | 0% | 100% | 0 | 0% | 100% | 0 | 0% | 100% | 0 |  |  | 0 |  |  | 0 |  |  | 0
MISSION (X) 1111CB | 9.9235e-06 | 0 | 0.00043893 | 0 | 0.00043893 | 5.8059e-05 | 0.00061821 | 4.8301e-05 | 0% | 99% | 0 | 0% | 99% | 0 | 0% | 99% | 0 | 0% | 99% | 0 | 0% | 57.94% | 0 | 0% | 47.04% | 0 | 0% | 47.04% | 0 | 0% | 47.04% | 0 | 0 | 0% | 3.045% | 0 | 0% | 3.045% | 0 | 0% | 3.045% | 0 | 0% | 0.3495% | 0 | 0% | 0.3495% | 0 | 0% | 0.3495% | 0 | 0% | 1.302% | 0 | 0% | 1.302% | 0 | 0% | 1.302% | 0 | 0% | 1.301% | 0 | 0% | 1.301% | 0 | 0% | 1.301% | 0 | 0% | 9.729% | 0 | 0% | 9.729% | 0 | 0% | 9.729% | 0 | 0% | 0.5473% | 0 | 0% | 0.5473% | 0 | 0% | 0.5473% | 0 |  |  |  | 0% | 11.8% | 0 | 0% | 11.8% | 0 | 0% | 11.8% | 0 | 0% | 0.3388% | 0 | 0% | 0.3388% | 0 | 0% | 0.3388% | 0 | 0% | 100% | 0 | 0% | 100% | 0 | 0% | 100% | 0 | 0% | 100% | 0 |  |  | 0 |  |  | 0 |  |  | 0
EL CERRITO G 1114BR190 | 8.1436e-06 | 0 | 0.00011524 | 0 | 0.00011524 | 7.5061e-06 | 0.00014809 | 3.4634e-05 | 0% | 99% | 0 | 0% | 99% | 0 | 0% | 99% | 0 | 0% | 99% | 0 | 0% | 60.77% | 0 | 0% | 48.56% | 0 | 0% | 48.56% | 0 | 0% | 48.56% | 0 | 0 | 0% | 4.035% | 0 | 0% | 4.035% | 0 | 0% | 4.035% | 0 | 0% | 0.4407% | 0 | 0% | 0.4407% | 0 | 0% | 0.4407% | 0 | 0% | 1.177% | 0 | 0% | 1.177% | 0 | 0% | 1.177% | 0 | 0% | 1.187% | 0 | 0% | 1.187% | 0 | 0% | 1.187% | 0 | 0% | 8.753% | 0 | 0% | 8.753% | 0 | 0% | 8.753% | 0 | 0% | 0.228% | 0 | 0% | 0.228% | 0 | 0% | 0.228% | 0 |  |  |  | 0% | 11.8% | 0 | 0% | 11.8% | 0 | 0% | 11.8% | 0 | 0% | 0.3471% | 0 | 0% | 0.3471% | 0 | 0% | 0.3471% | 0 | 0% | 100% | 0 | 0% | 100% | 0 | 0% | 100% | 0 | 0% | 100% | 0 |  |  | 0 |  |  | 0 |  |  | 0
COLUSA 1100CB | 0.00038835 | 0 | 0.001982 | 0 | 0.001982 | 9.6696e-05 | 0.0030691 | 0.00010603 | 0% | 99% | 0 | 0% | 99% | 0 | 0% | 99% | 0 | 0% | 99% | 0 | 0% | 60.2% | 0 | 0% | 42.47% | 0 | 0% | 42.47% | 0 | 0% | 42.47% | 0 | 0 | 0% | 0.7595% | 0 | 0% | 0.7595% | 0 | 0% | 0.7595% | 0 | 0% | 0.3159% | 0 | 0% | 0.3159% | 0 | 0% | 0.3159% | 0 | 0% | 1.098% | 0 | 0% | 1.098% | 0 | 0% | 1.098% | 0 | 0% | 1.123% | 0 | 100% | 1.123% | 2.2264e-05 | 0% | 1.123% | 0 | 0% | 8.277% | 0 | 0% | 8.277% | 0 | 0% | 8.277% | 0 | 0% | 0.1463% | 0 | 0% | 0.1463% | 0 | 0% | 0.1463% | 0 |  |  |  | 0% | 11.8% | 0 | 0% | 11.8% | 0 | 0% | 11.8% | 0 | 0% | 0.2864% | 0 | 0% | 0.2864% | 0 | 0% | 0.2864% | 0 | 0% | 100% | 0 | 0% | 100% | 0 | 0% | 100% | 0 | 0% | 100% | 0 |  |  | 0 |  |  | 0 |  |  | 0
MILPITAS 1103CB | 0.00018594 | 0 | 0.0017398 | 0 | 0.0017398 | 6.245e-05 | 0.0024005 | 0.000409 | 0% | 99% | 0 | 0% | 99% | 0 | 0% | 99% | 0 | 0% | 99% | 0 | 0% | 62.98% | 0 | 0% | 47.72% | 0 | 0% | 47.72% | 0 | 0% | 47.72% | 0 | 0 | 0% | 3.492% | 0 | 0% | 3.492% | 0 | 0% | 3.492% | 0 | 0% | 0.4709% | 0 | 0% | 0.4709% | 0 | 0% | 0.4709% | 0 | 0% | 1.14% | 0 | 0% | 1.14% | 0 | 0% | 1.14% | 0 | 100% | 1.197% | 2.0824e-05 | 0% | 1.197% | 0 | 0% | 1.197% | 0 | 0% | 8.591% | 0 | 0% | 8.591% | 0 | 0% | 8.591% | 0 | 0% | 0.1169% | 0 | 0% | 0.1169% | 0 | 0% | 0.1169% | 0 |  |  |  | 0% | 11.8% | 0 | 0% | 11.8% | 0 | 0% | 11.8% | 0 | 0% | 0.3336% | 0 | 0% | 0.3336% | 0 | 0% | 0.3336% | 0 | 0% | 100% | 0 | 0% | 100% | 0 | 0% | 100% | 0 | 0% | 100% | 0 |  |  | 0 |  |  | 0 |  |  | 0
ASHLAN AVE 2117CB | 0.00012547 | 0 | 0.0012807 | 0 | 0.0012807 | 9.1423e-05 | 0.0014214 | 0.00060126 | 0% | 99% | 0 | 0% | 99% | 0 | 0% | 99% | 0 | 0% | 99% | 0 | 0% | 63.26% | 0 | 0% | 47.83% | 0 | 0% | 47.83% | 0 | 0% | 47.83% | 0 | 0 | 0% | 2.171% | 0 | 0% | 2.171% | 0 | 0% | 2.171% | 0 | 0% | 0.3193% | 0 | 0% | 0.3193% | 0 | 0% | 0.3193% | 0 | 0% | 0.9212% | 0 | 0% | 0.9212% | 0 | 0% | 0.9212% | 0 | 0% | 0.9741% | 0 | 0% | 0.9741% | 0 | 100% | 0.9741% | 1.2475e-05 | 0% | 7.006% | 0 | 0% | 7.006% | 0 | 0% | 7.006% | 0 | 0% | 0.2071% | 0 | 0% | 0.2071% | 0 | 0% | 0.2071% | 0 |  |  |  | 0% | 11.8% | 0 | 0% | 11.8% | 0 | 0% | 11.8% | 0 | 0% | 0.3474% | 0 | 0% | 0.3474% | 0 | 0% | 0.3474% | 0 | 0% | 100% | 0 | 0% | 100% | 0 | 0% | 100% | 0 | 0% | 100% | 0 |  |  | 0 |  |  | 0 |  |  | 0
STAGG 21056410 | 0.0001139 | 0 | 0.00058129 | 0 | 0.00058129 | 8.6068e-05 | 0.00069262 | 0.00018089 | 0% | 99% | 0 | 0% | 99% | 0 | 0% | 99% | 0 | 0% | 99% | 0 | 0% | 63.72% | 0 | 0% | 48.5% | 0 | 0% | 48.5% | 0 | 0% | 48.5% | 0 | 0 | 0% | 3.48% | 0 | 0% | 3.48% | 0 | 0% | 3.48% | 0 | 0% | 0.4345% | 0 | 0% | 0.4345% | 0 | 0% | 0.4345% | 0 | 0% | 1.019% | 0 | 0% | 1.019% | 0 | 0% | 1.019% | 0 | 0% | 1.08% | 0 | 0% | 1.08% | 0 | 0% | 1.08% | 0 | 0% | 7.702% | 0 | 0% | 7.702% | 0 | 0% | 7.702% | 0 | 0% | 0.3506% | 0 | 0% | 0.3506% | 0 | 0% | 0.3506% | 0 |  |  |  | 0% | 11.8% | 0 | 0% | 11.8% | 0 | 0% | 11.8% | 0 | 0% | 0.351% | 0 | 0% | 0.351% | 0 | 0% | 0.351% | 0 | 0% | 100% | 0 | 0% | 100% | 0 | 0% | 100% | 0 | 0% | 100% | 0 |  |  | 0 |  |  | 0 |  |  | 0
WEST FRESNO 110875144 | 0.00011135 | 0 | 0.00037887 | 0 | 0.00037887 | 1.4488e-05 | 0.00042047 | 0.00019047 | 0% | 99% | 0 | 0% | 99% | 0 | 0% | 99% | 0 | 0% | 99% | 0 | 0% | 59.74% | 0 | 0% | 48.24% | 0 | 0% | 48.24% | 0 | 0% | 48.24% | 0 | 0 | 0% | 2.723% | 0 | 0% | 2.723% | 0 | 0% | 2.723% | 0 | 0% | 0.2894% | 0 | 0% | 0.2894% | 0 | 0% | 0.2894% | 0 | 0% | 1.022% | 0 | 0% | 1.022% | 0 | 0% | 1.022% | 0 | 0% | 0.9869% | 0 | 0% | 0.9869% | 0 | 0% | 0.9869% | 0 | 0% | 7.534% | 0 | 0% | 7.534% | 0 | 0% | 7.534% | 0 | 0% | 0.1442% | 0 | 0% | 0.1442% | 0 | 0% | 0.1442% | 0 |  |  |  | 0% | 11.8% | 0 | 0% | 11.8% | 0 | 0% | 11.8% | 0 | 0% | 0.3455% | 0 | 0% | 0.3455% | 0 | 0% | 0.3455% | 0 | 0% | 100% | 0 | 0% | 100% | 0 | 0% | 100% | 0 | 0% | 100% | 0 |  |  | 0 |  |  | 0 |  |  | 0
STOCKDALE 21074163 | 0.00010347 | 0 | 0.0010562 | 0 | 0.0010562 | 8.0046e-05 | 0.00099104 | 0.00067241 | 0% | 99% | 0 | 0% | 99% | 0 | 0% | 99% | 0 | 0% | 99% | 0 | 0% | 64.38% | 0 | 0% | 50.17% | 0 | 0% | 50.17% | 0 | 0% | 50.17% | 0 | 0 | 0% | 2.448% | 0 | 0% | 2.448% | 0 | 0% | 2.448% | 0 | 0% | 0.3022% | 0 | 0% | 0.3022% | 0 | 0% | 0.3022% | 0 | 0% | 0.8168% | 0 | 0% | 0.8168% | 0 | 0% | 0.8168% | 0 | 0% | 0.8462% | 0 | 0% | 0.8462% | 0 | 100% | 0.8462% | 8.9371e-06 | 0% | 6.146% | 0 | 0% | 6.146% | 0 | 0% | 6.146% | 0 | 0% | 0.1556% | 0 | 0% | 0.1556% | 0 | 0% | 0.1556% | 0 |  |  |  | 0% | 11.8% | 0 | 0% | 11.8% | 0 | 0% | 11.8% | 0 | 0% | 0.3581% | 0 | 0% | 0.3581% | 0 | 0% | 0.3581% | 0 | 0% | 100% | 0 | 0% | 100% | 0 | 0% | 100% | 0 | 0% | 100% | 0 |  |  | 0 |  |  | 0 |  |  | 0
PINEDALE 2105CB | 9.9589e-05 | 0 | 0.0096571 | 0 | 0.0096571 | 0.001416 | 0.0087875 | 0.0057381 | 0% | 99% | 0 | 0% | 99% | 0 | 0% | 99% | 0 | 0% | 99% | 0 | 0% | 64.31% | 0 | 0% | 49.34% | 0 | 0% | 49.34% | 0 | 0% | 49.34% | 0 | 0 | 0% | 2.51% | 0 | 0% | 2.51% | 0 | 0% | 2.51% | 0 | 0% | 0.3042% | 0 | 0% | 0.3042% | 0 | 0% | 0.3042% | 0 | 0% | 0.8086% | 0 | 0% | 0.8086% | 0 | 0% | 0.8086% | 0 | 0% | 0.862% | 0 | 0% | 0.862% | 0 | 0% | 0.862% | 0 | 0% | 6.157% | 0 | 0% | 6.157% | 0 | 0% | 6.157% | 0 | 0% | 0.3979% | 0 | 0% | 0.3979% | 0 | 0% | 0.3979% | 0 |  |  |  | 0% | 11.8% | 0 | 0% | 11.8% | 0 | 0% | 11.8% | 0 | 0% | 0.3678% | 0 | 0% | 0.3678% | 0 | 0% | 0.3678% | 0 | 0% | 100% | 0 | 0% | 100% | 0 | 0% | 100% | 0 | 0% | 100% | 0 |  |  | 0 |  |  | 0 |  |  | 0
RANCHERS COTTON 1000CB | 9.8339e-05 | 0 | 0.00050189 | 0 | 0.00050189 | 2.5285e-05 | 0.00052887 | 0.00027434 | 0% | 99% | 0 | 0% | 99% | 0 | 0% | 99% | 0 | 0% | 99% | 0 | 0% | 62.29% | 0 | 0% | 47.08% | 0 | 0% | 47.08% | 0 | 0% | 47.08% | 0 | 0 | 0% | 1.769% | 0 | 0% | 1.769% | 0 | 0% | 1.769% | 0 | 0% | 0.2847% | 0 | 0% | 0.2847% | 0 | 0% | 0.2847% | 0 | 0% | 0.844% | 0 | 0% | 0.844% | 0 | 0% | 0.844% | 0 | 0% | 0.8689% | 0 | 0% | 0.8689% | 0 | 0% | 0.8689% | 0 | 0% | 6.349% | 0 | 0% | 6.349% | 0 | 0% | 6.349% | 0 | 0% | 0.1568% | 0 | 0% | 0.1568% | 0 | 0% | 0.1568% | 0 |  |  |  | 0% | 11.8% | 0 | 0% | 11.8% | 0 | 0% | 11.8% | 0 | 0% | 0.3397% | 0 | 0% | 0.3397% | 0 | 0% | 0.3397% | 0 | 0% | 100% | 0 | 0% | 100% | 0 | 0% | 100% | 0 | 0% | 100% | 0 |  |  | 0 |  |  | 0 |  |  | 0
CALIFORNIA AVE 110446974 | 9.2134e-05 | 0 | 0.015987 | 0 | 0.015987 | 0.00076576 | 0.01655 | 0.009076 | 0% | 99% | 0 | 0% | 99% | 0 | 0% | 99% | 0 | 0% | 99% | 0 | 0% | 62.59% | 0 | 0% | 49.12% | 0 | 0% | 49.12% | 0 | 0% | 49.12% | 0 | 0 | 0% | 2.826% | 0 | 0% | 2.826% | 0 | 0% | 2.826% | 0 | 0% | 0.3205% | 0 | 0% | 0.3205% | 0 | 0% | 0.3205% | 0 | 0% | 0.9484% | 0 | 0% | 0.9484% | 0 | 0% | 0.9484% | 0 | 89.55% | 0.9905% | 0.00014181 | 0% | 0.9905% | 0 | 0% | 0.9905% | 0 | 0% | 7.182% | 0 | 0% | 7.182% | 0 | 0% | 7.182% | 0 | 0% | 0.1717% | 0 | 0% | 0.1717% | 0 | 0% | 0.1717% | 0 |  |  |  | 0% | 11.8% | 0 | 0% | 11.8% | 0 | 0% | 11.8% | 0 | 0% | 0.3643% | 0 | 0% | 0.3643% | 0 | 0% | 0.3643% | 0 | 0% | 100% | 0 | 0% | 100% | 0 | 0% | 100% | 0 | 0% | 100% | 0 |  |  | 0 |  |  | 0 |  |  | 0
WOODWARD 2102CB | 9.1464e-05 | 0 | 0.0018672 | 0 | 0.0018672 | 0.00036301 | 0.0015595 | 0.0011598 | 0% | 99% | 0 | 0% | 99% | 0 | 0% | 99% | 0 | 0% | 99% | 0 | 0% | 64.56% | 0 | 0% | 49.49% | 0 | 0% | 49.49% | 0 | 0% | 49.49% | 0 | 0 | 0% | 2.461% | 0 | 0% | 2.461% | 0 | 0% | 2.461% | 0 | 0% | 0.2886% | 0 | 0% | 0.2886% | 0 | 0% | 0.2886% | 0 | 0% | 0.745% | 0 | 0% | 0.745% | 0 | 0% | 0.745% | 0 | 0% | 0.7885% | 0 | 0% | 0.7885% | 0 | 0% | 0.7885% | 0 | 0% | 5.651% | 0 | 0% | 5.651% | 0 | 0% | 5.651% | 0 | 0% | 0.522% | 0 | 0% | 0.522% | 0 | 0% | 0.522% | 0 |  |  |  | 0% | 11.8% | 0 | 0% | 11.8% | 0 | 0% | 11.8% | 0 | 0% | 0.3701% | 0 | 0% | 0.3701% | 0 | 0% | 0.3701% | 0 | 0% | 100% | 0 | 0% | 100% | 0 | 0% | 100% | 0 | 0% | 100% | 0 |  |  | 0 |  |  | 0 |  |  | 0
STOCKDALE 2111CB | 9.1118e-05 | 0 | 0.00046503 | 0 | 0.00046503 | 6.3469e-05 | 0.00040788 | 0.0002963 | 0% | 99% | 0 | 0% | 99% | 0 | 0% | 99% | 0 | 0% | 99% | 0 | 0% | 64.59% | 0 | 0% | 50.63% | 0 | 0% | 50.63% | 0 | 0% | 50.63% | 0 | 0 | 0% | 2.398% | 0 | 0% | 2.398% | 0 | 0% | 2.398% | 0 | 0% | 0.2719% | 0 | 0% | 0.2719% | 0 | 0% | 0.2719% | 0 | 0% | 0.8107% | 0 | 0% | 0.8107% | 0 | 0% | 0.8107% | 0 | 0% | 0.8534% | 0 | 0% | 0.8534% | 0 | 100% | 0.8534% | 3.9684e-06 | 0% | 6.159% | 0 | 0% | 6.159% | 0 | 0% | 6.159% | 0 | 0% | 0.2682% | 0 | 0% | 0.2682% | 0 | 0% | 0.2682% | 0 |  |  |  | 0% | 11.8% | 0 | 0% | 11.8% | 0 | 0% | 11.8% | 0 | 0% | 0.3711% | 0 | 0% | 0.3711% | 0 | 0% | 0.3711% | 0 | 0% | 100% | 0 | 0% | 100% | 0 | 0% | 100% | 0 | 0% | 100% | 0 |  |  | 0 |  |  | 0 |  |  | 0
RICHMOND R 1120BR328 | 9.0335e-05 | 0 | 0.00023052 | 0 | 0.00023052 | 6.3162e-06 | 0.0003017 | 7.2509e-05 | 0% | 99% | 0 | 0% | 99% | 0 | 0% | 99% | 0 | 0% | 99% | 0 | 0% | 60.25% | 0 | 0% | 44.9% | 0 | 0% | 44.9% | 0 | 0% | 44.9% | 0 | 0 | 0% | 1.566% | 0 | 0% | 1.566% | 0 | 0% | 1.566% | 0 | 0% | 0.3255% | 0 | 0% | 0.3255% | 0 | 0% | 0.3255% | 0 | 0% | 0.9852% | 0 | 0% | 0.9852% | 0 | 0% | 0.9852% | 0 | 0% | 1.015% | 0 | 0% | 1.015% | 0 | 0% | 1.015% | 0 | 0% | 7.421% | 0 | 0% | 7.421% | 0 | 0% | 7.421% | 0 | 0% | 0.09561% | 0 | 0% | 0.09561% | 0 | 0% | 0.09561% | 0 |  |  |  | 0% | 11.8% | 0 | 0% | 11.8% | 0 | 0% | 11.8% | 0 | 0% | 0.3143% | 0 | 0% | 0.3143% | 0 | 0% | 0.3143% | 0 | 0% | 100% | 0 | 0% | 100% | 0 | 0% | 100% | 0 | 0% | 100% | 0 |  |  | 0 |  |  | 0 |  |  | 0
STOCKDALE 2113CB | 9.0067e-05 | 0 | 0.004137 | 0 | 0.004137 | 0.00059724 | 0.0032462 | 0.0029857 | 0% | 99% | 0 | 0% | 99% | 0 | 0% | 99% | 0 | 0% | 99% | 0 | 0% | 66.04% | 0 | 0% | 51.43% | 0 | 0% | 51.43% | 0 | 0% | 51.43% | 0 | 0 | 0% | 2.603% | 0 | 0% | 2.603% | 0 | 0% | 2.603% | 0 | 0% | 0.297% | 0 | 0% | 0.297% | 0 | 0% | 0.297% | 0 | 0% | 0.7094% | 0 | 0% | 0.7094% | 0 | 0% | 0.7094% | 0 | 0% | 0.759% | 0 | 0% | 0.759% | 0 | 100% | 0.759% | 3.1399e-05 | 0% | 5.387% | 0 | 0% | 5.387% | 0 | 0% | 5.387% | 0 | 0% | 0.291% | 0 | 0% | 0.291% | 0 | 0% | 0.291% | 0 |  |  |  | 0% | 11.8% | 0 | 0% | 11.8% | 0 | 0% | 11.8% | 0 | 0% | 0.3746% | 0 | 0% | 0.3746% | 0 | 0% | 0.3746% | 0 | 0% | 100% | 0 | 0% | 100% | 0 | 0% | 100% | 0 | 0% | 100% | 0 |  |  | 0 |  |  | 0 |  |  | 0
PINEDALE 210541238 | 9e-05 | 0 | 0.021588 | 0 | 0.021588 | 0.0037062 | 0.018205 | 0.013727 | 0% | 99% | 0 | 0% | 99% | 0 | 0% | 99% | 0 | 0% | 99% | 0 | 0% | 64.92% | 0 | 0% | 49.93% | 0 | 0% | 49.93% | 0 | 0% | 49.93% | 0 | 0 | 0% | 2.59% | 0 | 0% | 2.59% | 0 | 0% | 2.59% | 0 | 0% | 0.3016% | 0 | 0% | 0.3016% | 0 | 0% | 0.3016% | 0 | 0% | 0.7575% | 0 | 0% | 0.7575% | 0 | 0% | 0.7575% | 0 | 0% | 0.8092% | 0 | 0% | 0.8092% | 0 | 0% | 0.8092% | 0 | 0% | 5.763% | 0 | 0% | 5.763% | 0 | 0% | 5.763% | 0 | 0% | 0.4545% | 0 | 0% | 0.4545% | 0 | 0% | 0.4545% | 0 |  |  |  | 0% | 11.8% | 0 | 0% | 11.8% | 0 | 0% | 11.8% | 0 | 0% | 0.3722% | 0 | 0% | 0.3722% | 0 | 0% | 0.3722% | 0 | 0% | 100% | 0 | 0% | 100% | 0 | 0% | 100% | 0 | 0% | 100% | 0 |  |  | 0 |  |  | 0 |  |  | 0
BULLARD 211155476 | 8.8481e-05 | 0 | 0.010687 | 0 | 0.010687 | 0.0015398 | 0.0095707 | 0.0065316 | 0% | 99% | 0 | 0% | 99% | 0 | 0% | 99% | 0 | 0% | 99% | 0 | 0% | 64.66% | 0 | 0% | 49.98% | 0 | 0% | 49.98% | 0 | 0% | 49.98% | 0 | 0 | 0% | 2.661% | 0 | 0% | 2.661% | 0 | 0% | 2.661% | 0 | 0% | 0.3113% | 0 | 0% | 0.3113% | 0 | 0% | 0.3113% | 0 | 0% | 0.8088% | 0 | 0% | 0.8088% | 0 | 0% | 0.8088% | 0 | 0% | 0.8622% | 0 | 0% | 0.8622% | 0 | 0% | 0.8622% | 0 | 0% | 6.152% | 0 | 0% | 6.152% | 0 | 0% | 6.152% | 0 | 0% | 0.3926% | 0 | 0% | 0.3926% | 0 | 0% | 0.3926% | 0 |  |  |  | 0% | 11.8% | 0 | 0% | 11.8% | 0 | 0% | 11.8% | 0 | 0% | 0.3705% | 0 | 0% | 0.3705% | 0 | 0% | 0.3705% | 0 | 0% | 100% | 0 | 0% | 100% | 0 | 0% | 100% | 0 | 0% | 100% | 0 |  |  | 0 |  |  | 0 |  |  | 0
STAGG 21087410 | 8.7926e-05 | 0 | 0.00044874 | 0 | 0.00044874 | 0.0001499 | 0.00041102 | 0.00017984 | 0% | 99% | 0 | 0% | 99% | 0 | 0% | 99% | 0 | 0% | 99% | 0 | 0% | 63.96% | 0 | 0% | 49% | 0 | 0% | 49% | 0 | 0% | 49% | 0 | 0 | 0% | 2.312% | 0 | 0% | 2.312% | 0 | 0% | 2.312% | 0 | 0% | 0.2863% | 0 | 0% | 0.2863% | 0 | 0% | 0.2863% | 0 | 0% | 0.8101% | 0 | 0% | 0.8101% | 0 | 0% | 0.8101% | 0 | 0% | 0.8652% | 0 | 100% | 0.8652% | 3.8823e-06 | 0% | 0.8652% | 0 | 0% | 6.179% | 0 | 0% | 6.179% | 0 | 0% | 6.179% | 0 | 0% | 0.7684% | 0 | 0% | 0.7684% | 0 | 0% | 0.7684% | 0 |  |  |  | 0% | 11.8% | 0 | 0% | 11.8% | 0 | 0% | 11.8% | 0 | 0% | 0.3672% | 0 | 0% | 0.3672% | 0 | 0% | 0.3672% | 0 | 0% | 100% | 0 | 0% | 100% | 0 | 0% | 100% | 0 | 0% | 100% | 0 |  |  | 0 |  |  | 0 |  |  | 0
KIRKER 210885526 | 8.728e-05 | 0 | 0.0031181 | 0 | 0.0031181 | 0.00019074 | 0.0028737 | 0.0020829 | 0% | 99% | 0 | 0% | 99% | 0 | 0% | 99% | 0 | 0% | 99% | 0 | 0% | 66.24% | 0 | 0% | 52.27% | 0 | 0% | 52.27% | 0 | 0% | 52.27% | 0 | 0 | 0% | 3.051% | 0 | 0% | 3.051% | 0 | 0% | 3.051% | 0 | 0% | 0.3457% | 0 | 0% | 0.3457% | 0 | 0% | 0.3457% | 0 | 0% | 0.8352% | 0 | 0% | 0.8352% | 0 | 0% | 0.8352% | 0 | 0% | 0.8915% | 0 | 0% | 0.8915% | 0 | 0% | 0.8915% | 0 | 0% | 6.34% | 0 | 0% | 6.34% | 0 | 0% | 6.34% | 0 | 0% | 0.1736% | 0 | 0% | 0.1736% | 0 | 0% | 0.1736% | 0 |  |  |  | 0% | 11.8% | 0 | 0% | 11.8% | 0 | 0% | 11.8% | 0 | 0% | 0.371% | 0 | 0% | 0.371% | 0 | 0% | 0.371% | 0 | 0% | 100% | 0 | 0% | 100% | 0 | 0% | 100% | 0 | 0% | 100% | 0 |  |  | 0 |  |  | 0 |  |  | 0
MOSHER 211010068 | 8.6454e-05 | 0 | 0.00029415 | 0 | 0.00029415 | 1.5563e-05 | 0.00029341 | 0.0001766 | 0% | 99% | 0 | 0% | 99% | 0 | 0% | 99% | 0 | 0% | 99% | 0 | 0% | 64.15% | 0 | 0% | 49.82% | 0 | 0% | 49.82% | 0 | 0% | 49.82% | 0 | 0 | 0% | 2.844% | 0 | 0% | 2.844% | 0 | 0% | 2.844% | 0 | 0% | 0.3363% | 0 | 0% | 0.3363% | 0 | 0% | 0.3363% | 0 | 0% | 0.8924% | 0 | 0% | 0.8924% | 0 | 0% | 0.8924% | 0 | 50.24% | 0.9527% | 1.4079e-06 | 0% | 0.9527% | 0 | 0% | 0.9527% | 0 | 0% | 6.804% | 0 | 0% | 6.804% | 0 | 0% | 6.804% | 0 | 0% | 0.1502% | 0 | 0% | 0.1502% | 0 | 0% | 0.1502% | 0 |  |  |  | 0% | 11.8% | 0 | 0% | 11.8% | 0 | 0% | 11.8% | 0 | 0% | 0.3668% | 0 | 0% | 0.3668% | 0 | 0% | 0.3668% | 0 | 0% | 100% | 0 | 0% | 100% | 0 | 0% | 100% | 0 | 0% | 100% | 0 |  |  | 0 |  |  | 0 |  |  | 0
STOCKDALE 21074713 | 8.5768e-05 | 0 | 0.00043773 | 0 | 0.00043773 | 4.0783e-05 | 0.00035065 | 0.00033116 | 0% | 99% | 0 | 0% | 99% | 0 | 0% | 99% | 0 | 0% | 99% | 0 | 0% | 65.83% | 0 | 0% | 51.47% | 0 | 0% | 51.47% | 0 | 0% | 51.47% | 0 | 0 | 0% | 2.701% | 0 | 0% | 2.701% | 0 | 0% | 2.701% | 0 | 0% | 0.306% | 0 | 0% | 0.306% | 0 | 0% | 0.306% | 0 | 0% | 0.7228% | 0 | 0% | 0.7228% | 0 | 0% | 0.7228% | 0 | 0% | 0.7652% | 0 | 0% | 0.7652% | 0 | 100% | 0.7652% | 3.3497e-06 | 0% | 5.464% | 0 | 0% | 5.464% | 0 | 0% | 5.464% | 0 | 0% | 0.1811% | 0 | 0% | 0.1811% | 0 | 0% | 0.1811% | 0 |  |  |  | 0% | 11.8% | 0 | 0% | 11.8% | 0 | 0% | 11.8% | 0 | 0% | 0.3723% | 0 | 0% | 0.3723% | 0 | 0% | 0.3723% | 0 | 0% | 100% | 0 | 0% | 100% | 0 | 0% | 100% | 0 | 0% | 100% | 0 |  |  | 0 |  |  | 0 |  |  | 0
STOCKDALE 2108CB | 8.5329e-05 | 0 | 0.012049 | 0 | 0.012049 | 0.0011607 | 0.0095641 | 0.0091645 | 0% | 99% | 0 | 0% | 99% | 0 | 0% | 99% | 0 | 0% | 99% | 0 | 0% | 66.28% | 0 | 0% | 51.81% | 0 | 0% | 51.81% | 0 | 0% | 51.81% | 0 | 0 | 0% | 2.717% | 0 | 0% | 2.717% | 0 | 0% | 2.717% | 0 | 0% | 0.3084% | 0 | 0% | 0.3084% | 0 | 0% | 0.3084% | 0 | 0% | 0.717% | 0 | 0% | 0.717% | 0 | 0% | 0.717% | 0 | 0% | 0.766% | 0 | 0% | 0.766% | 0 | 100% | 0.766% | 9.2296e-05 | 0% | 5.437% | 0 | 0% | 5.437% | 0 | 0% | 5.437% | 0 | 0% | 0.1891% | 0 | 0% | 0.1891% | 0 | 0% | 0.1891% | 0 |  |  |  | 0% | 11.8% | 0 | 0% | 11.8% | 0 | 0% | 11.8% | 0 | 0% | 0.374% | 0 | 0% | 0.374% | 0 | 0% | 0.374% | 0 | 0% | 100% | 0 | 0% | 100% | 0 | 0% | 100% | 0 | 0% | 100% | 0 |  |  | 0 |  |  | 0 |  |  | 0
POTRERO PP (A) 111814777 | 8.5061e-05 | 0 | 0.00070286 | 0 | 0.00070286 | 8.7799e-06 | 0.0009471 | 0.00020438 | 0% | 99% | 0 | 0% | 99% | 0 | 0% | 99% | 0 | 0% | 99% | 0 | 0% | 57.79% | 0 | 0% | 45.11% | 0 | 0% | 45.11% | 0 | 0% | 45.11% | 0 | 0 | 0% | 3.553% | 0 | 0% | 3.553% | 0 | 0% | 3.553% | 0 | 0% | 0.3845% | 0 | 0% | 0.3845% | 0 | 0% | 0.3845% | 0 | 0% | 1.259% | 0 | 0% | 1.259% | 0 | 0% | 1.259% | 0 | 100% | 1.303% | 9.1575e-06 | 0% | 1.303% | 0 | 0% | 1.303% | 0 | 0% | 9.538% | 0 | 0% | 9.538% | 0 | 0% | 9.538% | 0 | 0% | 0.1072% | 0 | 0% | 0.1072% | 0 | 0% | 0.1072% | 0 |  |  |  | 0% | 11.8% | 0 | 0% | 11.8% | 0 | 0% | 11.8% | 0 | 0% | 0.3564% | 0 | 0% | 0.3564% | 0 | 0% | 0.3564% | 0 | 0% | 100% | 0 | 0% | 100% | 0 | 0% | 100% | 0 | 0% | 100% | 0 |  |  | 0 |  |  | 0 |  |  | 0
STOCKDALE 21084115 | 8.4993e-05 | 0 | 0.0013013 | 0 | 0.0013013 | 0.00010434 | 0.0011634 | 0.00088042 | 0% | 99% | 0 | 0% | 99% | 0 | 0% | 99% | 0 | 0% | 99% | 0 | 0% | 65.04% | 0 | 0% | 50.78% | 0 | 0% | 50.78% | 0 | 0% | 50.78% | 0 | 0 | 0% | 2.731% | 0 | 0% | 2.731% | 0 | 0% | 2.731% | 0 | 0% | 0.3205% | 0 | 0% | 0.3205% | 0 | 0% | 0.3205% | 0 | 0% | 0.8037% | 0 | 0% | 0.8037% | 0 | 0% | 0.8037% | 0 | 0% | 0.8568% | 0 | 0% | 0.8568% | 0 | 100% | 0.8568% | 1.115e-05 | 0% | 6.103% | 0 | 0% | 6.103% | 0 | 0% | 6.103% | 0 | 0% | 0.1746% | 0 | 0% | 0.1746% | 0 | 0% | 0.1746% | 0 |  |  |  | 0% | 11.8% | 0 | 0% | 11.8% | 0 | 0% | 11.8% | 0 | 0% | 0.3696% | 0 | 0% | 0.3696% | 0 | 0% | 0.3696% | 0 | 0% | 100% | 0 | 0% | 100% | 0 | 0% | 100% | 0 | 0% | 100% | 0 |  |  | 0 |  |  | 0 |  |  | 0
FIGARDEN 2102CB | 8.4949e-05 | 0 | 0.010405 | 0 | 0.010405 | 0.00089276 | 0.0092363 | 0.0070475 | 0% | 99% | 0 | 0% | 99% | 0 | 0% | 99% | 0 | 0% | 99% | 0 | 0% | 64.55% | 0 | 0% | 49.87% | 0 | 0% | 49.87% | 0 | 0% | 49.87% | 0 | 0 | 0% | 2.755% | 0 | 0% | 2.755% | 0 | 0% | 2.755% | 0 | 0% | 0.3174% | 0 | 0% | 0.3174% | 0 | 0% | 0.3174% | 0 | 0% | 0.8007% | 0 | 0% | 0.8007% | 0 | 0% | 0.8007% | 0 | 0% | 0.8537% | 0 | 0% | 0.8537% | 0 | 100% | 0.8537% | 8.8831e-05 | 0% | 6.089% | 0 | 0% | 6.089% | 0 | 0% | 6.089% | 0 | 0% | 0.248% | 0 | 0% | 0.248% | 0 | 0% | 0.248% | 0 |  |  |  | 0% | 11.8% | 0 | 0% | 11.8% | 0 | 0% | 11.8% | 0 | 0% | 0.3712% | 0 | 0% | 0.3712% | 0 | 0% | 0.3712% | 0 | 0% | 100% | 0 | 0% | 100% | 0 | 0% | 100% | 0 | 0% | 100% | 0 |  |  | 0 |  |  | 0 |  |  | 0
STOCKDALE 2107CB | 8.4374e-05 | 0 | 0.015502 | 0 | 0.015502 | 0.0016127 | 0.012389 | 0.011588 | 0% | 99% | 0 | 0% | 99% | 0 | 0% | 99% | 0 | 0% | 99% | 0 | 0% | 65.77% | 0 | 0% | 51.47% | 0 | 0% | 51.47% | 0 | 0% | 51.47% | 0 | 0 | 0% | 2.644% | 0 | 0% | 2.644% | 0 | 0% | 2.644% | 0 | 0% | 0.2997% | 0 | 0% | 0.2997% | 0 | 0% | 0.2997% | 0 | 0% | 0.7207% | 0 | 0% | 0.7207% | 0 | 0% | 0.7207% | 0 | 0% | 0.7599% | 0 | 0% | 0.7599% | 0 | 100% | 0.7599% | 0.00011779 | 0% | 5.443% | 0 | 0% | 5.443% | 0 | 0% | 5.443% | 0 | 0% | 0.2069% | 0 | 0% | 0.2069% | 0 | 0% | 0.2069% | 0 |  |  |  | 0% | 11.8% | 0 | 0% | 11.8% | 0 | 0% | 11.8% | 0 | 0% | 0.3715% | 0 | 0% | 0.3715% | 0 | 0% | 0.3715% | 0 | 0% | 100% | 0 | 0% | 100% | 0 | 0% | 100% | 0 | 0% | 100% | 0 |  |  | 0 |  |  | 0 |  |  | 0
STOCKDALE 210788914 | 8.3962e-05 | 0 | 0.0034281 | 0 | 0.0034281 | 0.00067578 | 0.0025701 | 0.0024131 | 0% | 99% | 0 | 0% | 99% | 0 | 0% | 99% | 0 | 0% | 99% | 0 | 0% | 66.09% | 0 | 0% | 51.61% | 0 | 0% | 51.61% | 0 | 0% | 51.61% | 0 | 0 | 0% | 2.628% | 0 | 0% | 2.628% | 0 | 0% | 2.628% | 0 | 0% | 0.2919% | 0 | 0% | 0.2919% | 0 | 0% | 0.2919% | 0 | 0% | 0.6814% | 0 | 0% | 0.6814% | 0 | 0% | 0.6814% | 0 | 0% | 0.7167% | 0 | 0% | 0.7167% | 0 | 100% | 0.7167% | 2.457e-05 | 0% | 5.135% | 0 | 0% | 5.135% | 0 | 0% | 5.135% | 0 | 0% | 0.37% | 0 | 0% | 0.37% | 0 | 0% | 0.37% | 0 |  |  |  | 0% | 11.8% | 0 | 0% | 11.8% | 0 | 0% | 11.8% | 0 | 0% | 0.3739% | 0 | 0% | 0.3739% | 0 | 0% | 0.3739% | 0 | 0% | 100% | 0 | 0% | 100% | 0 | 0% | 100% | 0 | 0% | 100% | 0 |  |  | 0 |  |  | 0 |  |  | 0
BAKERSFIELD 2106CB | 8.3857e-05 | 0 | 0.06558 | 0 | 0.06558 | 0.0075863 | 0.057408 | 0.043263 | 0% | 99% | 0 | 0% | 99% | 0 | 0% | 99% | 0 | 0% | 99% | 0 | 0% | 65.27% | 0 | 0% | 51.72% | 0 | 0% | 51.72% | 0 | 0% | 51.72% | 0 | 0 | 0% | 2.55% | 0 | 0% | 2.55% | 0 | 0% | 2.55% | 0 | 0% | 0.2934% | 0 | 0% | 0.2934% | 0 | 0% | 0.2934% | 0 | 0% | 0.7958% | 0 | 0% | 0.7958% | 0 | 0% | 0.7958% | 0 | 0% | 0.8311% | 0 | 0% | 0.8311% | 0 | 0% | 0.8311% | 0 | 0% | 6.002% | 0 | 0% | 6.002% | 0 | 0% | 6.002% | 0 | 0% | 0.2494% | 0 | 0% | 0.2494% | 0 | 0% | 0.2494% | 0 |  |  |  | 0% | 11.8% | 0 | 0% | 11.8% | 0 | 0% | 11.8% | 0 | 0% | 0.3671% | 0 | 0% | 0.3671% | 0 | 0% | 0.3671% | 0 | 0% | 100% | 0 | 0% | 100% | 0 | 0% | 100% | 0 | 0% | 100% | 0 |  |  | 0 |  |  | 0 |  |  | 0
FIGARDEN 210965596 | 8.3096e-05 | 0 | 0.010178 | 0 | 0.010178 | 0.0019082 | 0.0093107 | 0.0055828 | 0% | 99% | 0 | 0% | 99% | 0 | 0% | 99% | 0 | 0% | 99% | 0 | 0% | 63.83% | 0 | 0% | 48.99% | 0 | 0% | 48.99% | 0 | 0% | 48.99% | 0 | 0 | 0% | 2.555% | 0 | 0% | 2.555% | 0 | 0% | 2.555% | 0 | 0% | 0.3015% | 0 | 0% | 0.3015% | 0 | 0% | 0.3015% | 0 | 0% | 0.8248% | 0 | 0% | 0.8248% | 0 | 0% | 0.8248% | 0 | 0% | 0.8762% | 0 | 0% | 0.8762% | 0 | 100% | 0.8762% | 8.918e-05 | 0% | 6.277% | 0 | 0% | 6.277% | 0 | 0% | 6.277% | 0 | 0% | 0.5221% | 0 | 0% | 0.5221% | 0 | 0% | 0.5221% | 0 |  |  |  | 0% | 11.8% | 0 | 0% | 11.8% | 0 | 0% | 11.8% | 0 | 0% | 0.3692% | 0 | 0% | 0.3692% | 0 | 0% | 0.3692% | 0 | 0% | 100% | 0 | 0% | 100% | 0 | 0% | 100% | 0 | 0% | 100% | 0 |  |  | 0 |  |  | 0 |  |  | 0
STAGG 21076482 | 8.2949e-05 | 0 | 0.00028223 | 0 | 0.00028223 | 5.1949e-05 | 0.00027933 | 0.00013462 | 0% | 99% | 0 | 0% | 99% | 0 | 0% | 99% | 0 | 0% | 99% | 0 | 0% | 64.49% | 0 | 0% | 49.87% | 0 | 0% | 49.87% | 0 | 0% | 49.87% | 0 | 0 | 0% | 2.771% | 0 | 0% | 2.771% | 0 | 0% | 2.771% | 0 | 0% | 0.3352% | 0 | 0% | 0.3352% | 0 | 0% | 0.3352% | 0 | 0% | 0.8831% | 0 | 0% | 0.8831% | 0 | 0% | 0.8831% | 0 | 0% | 0.9438% | 0 | 0% | 0.9438% | 0 | 0% | 0.9438% | 0 | 0% | 6.728% | 0 | 0% | 6.728% | 0 | 0% | 6.728% | 0 | 0% | 0.4079% | 0 | 0% | 0.4079% | 0 | 0% | 0.4079% | 0 |  |  |  | 0% | 11.8% | 0 | 0% | 11.8% | 0 | 0% | 11.8% | 0 | 0% | 0.3662% | 0 | 0% | 0.3662% | 0 | 0% | 0.3662% | 0 | 0% | 100% | 0 | 0% | 100% | 0 | 0% | 100% | 0 | 0% | 100% | 0 |  |  | 0 |  |  | 0 |  |  | 0
STAGG 21056498 | 8.1785e-05 | 0 | 0.0004174 | 0 | 0.0004174 | 8.8628e-05 | 0.00044671 | 0.00015369 | 0% | 99% | 0 | 0% | 99% | 0 | 0% | 99% | 0 | 0% | 99% | 0 | 0% | 62.55% | 0 | 0% | 46.86% | 0 | 0% | 46.86% | 0 | 0% | 46.86% | 0 | 0 | 0% | 2.144% | 0 | 0% | 2.144% | 0 | 0% | 2.144% | 0 | 0% | 0.3075% | 0 | 0% | 0.3075% | 0 | 0% | 0.3075% | 0 | 0% | 0.8925% | 0 | 0% | 0.8925% | 0 | 0% | 0.8925% | 0 | 0% | 0.9386% | 0 | 0% | 0.9386% | 0 | 0% | 0.9386% | 0 | 0% | 6.776% | 0 | 0% | 6.776% | 0 | 0% | 6.776% | 0 | 0% | 0.5597% | 0 | 0% | 0.5597% | 0 | 0% | 0.5597% | 0 |  |  |  | 0% | 11.8% | 0 | 0% | 11.8% | 0 | 0% | 11.8% | 0 | 0% | 0.3495% | 0 | 0% | 0.3495% | 0 | 0% | 0.3495% | 0 | 0% | 100% | 0 | 0% | 100% | 0 | 0% | 100% | 0 | 0% | 100% | 0 |  |  | 0 |  |  | 0 |  |  | 0
BAKERSFIELD 1110CB | 8.161e-05 | 0 | 0.012454 | 0 | 0.012454 | 0.0013154 | 0.010859 | 0.008383 | 0% | 99% | 0 | 0% | 99% | 0 | 0% | 99% | 0 | 0% | 99% | 0 | 0% | 65.67% | 0 | 0% | 51.89% | 0 | 0% | 51.89% | 0 | 0% | 51.89% | 0 | 0 | 0% | 2.527% | 0 | 0% | 2.527% | 0 | 0% | 2.527% | 0 | 0% | 0.3011% | 0 | 0% | 0.3011% | 0 | 0% | 0.3011% | 0 | 0% | 0.7775% | 0 | 0% | 0.7775% | 0 | 0% | 0.7775% | 0 | 0% | 0.8211% | 0 | 0% | 0.8211% | 0 | 0% | 0.8211% | 0 | 0% | 5.885% | 0 | 0% | 5.885% | 0 | 0% | 5.885% | 0 | 0% | 0.2363% | 0 | 0% | 0.2363% | 0 | 0% | 0.2363% | 0 |  |  |  | 0% | 11.8% | 0 | 0% | 11.8% | 0 | 0% | 11.8% | 0 | 0% | 0.3671% | 0 | 0% | 0.3671% | 0 | 0% | 0.3671% | 0 | 0% | 100% | 0 | 0% | 100% | 0 | 0% | 100% | 0 | 0% | 100% | 0 |  |  | 0 |  |  | 0 |  |  | 0
HAMMER 110291106 | 8.0613e-05 | 0 | 0.0057599 | 0 | 0.0057599 | 0.00041441 | 0.0061212 | 0.0029725 | 0% | 99% | 0 | 0% | 99% | 0 | 0% | 99% | 0 | 0% | 99% | 0 | 0% | 63.65% | 0 | 0% | 49.43% | 0 | 0% | 49.43% | 0 | 0% | 49.43% | 0 | 0 | 0% | 2.914% | 0 | 0% | 2.914% | 0 | 0% | 2.914% | 0 | 0% | 0.3471% | 0 | 0% | 0.3471% | 0 | 0% | 0.3471% | 0 | 0% | 0.9658% | 0 | 0% | 0.9658% | 0 | 0% | 0.9658% | 0 | 52.41% | 1.043% | 3.1483e-05 | 0% | 1.043% | 0 | 0% | 1.043% | 0 | 0% | 7.407% | 0 | 0% | 7.407% | 0 | 0% | 7.407% | 0 | 0% | 0.2253% | 0 | 0% | 0.2253% | 0 | 0% | 0.2253% | 0 |  |  |  | 0% | 11.8% | 0 | 0% | 11.8% | 0 | 0% | 11.8% | 0 | 0% | 0.3693% | 0 | 0% | 0.3693% | 0 | 0% | 0.3693% | 0 | 0% | 100% | 0 | 0% | 100% | 0 | 0% | 100% | 0 | 0% | 100% | 0 |  |  | 0 |  |  | 0 |  |  | 0
STAGG 21056502 | 8.0554e-05 | 0 | 0.00041112 | 0 | 0.00041112 | 0.00012429 | 0.00038899 | 0.00016539 | 0% | 99% | 0 | 0% | 99% | 0 | 0% | 99% | 0 | 0% | 99% | 0 | 0% | 63.96% | 0 | 0% | 49.05% | 0 | 0% | 49.05% | 0 | 0% | 49.05% | 0 | 0 | 0% | 2.688% | 0 | 0% | 2.688% | 0 | 0% | 2.688% | 0 | 0% | 0.3251% | 0 | 0% | 0.3251% | 0 | 0% | 0.3251% | 0 | 0% | 0.8426% | 0 | 0% | 0.8426% | 0 | 0% | 0.8426% | 0 | 0% | 0.9% | 0 | 0% | 0.9% | 0 | 0% | 0.9% | 0 | 0% | 6.413% | 0 | 0% | 6.413% | 0 | 0% | 6.413% | 0 | 0% | 0.7314% | 0 | 0% | 0.7314% | 0 | 0% | 0.7314% | 0 |  |  |  | 0% | 11.8% | 0 | 0% | 11.8% | 0 | 0% | 11.8% | 0 | 0% | 0.3673% | 0 | 0% | 0.3673% | 0 | 0% | 0.3673% | 0 | 0% | 100% | 0 | 0% | 100% | 0 | 0% | 100% | 0 | 0% | 100% | 0 |  |  | 0 |  |  | 0 |  |  | 0
MEADOW LANE 2109CB | 8.0543e-05 | 0 | 0.011099 | 0 | 0.011099 | 0.0021209 | 0.010582 | 0.0056179 | 0% | 99% | 0 | 0% | 99% | 0 | 0% | 99% | 0 | 0% | 99% | 0 | 0% | 65.64% | 0 | 0% | 51.01% | 0 | 0% | 51.01% | 0 | 0% | 51.01% | 0 | 0 | 0% | 3.444% | 0 | 0% | 3.444% | 0 | 0% | 3.444% | 0 | 0% | 0.3891% | 0 | 0% | 0.3891% | 0 | 0% | 0.3891% | 0 | 0% | 0.8598% | 0 | 0% | 0.8598% | 0 | 0% | 0.8598% | 0 | 0% | 0.918% | 0 | 0% | 0.918% | 0 | 0% | 0.918% | 0 | 0% | 6.503% | 0 | 0% | 6.503% | 0 | 0% | 6.503% | 0 | 0% | 0.3001% | 0 | 0% | 0.3001% | 0 | 0% | 0.3001% | 0 |  |  |  | 0% | 11.8% | 0 | 0% | 11.8% | 0 | 0% | 11.8% | 0 | 0% | 0.3695% | 0 | 0% | 0.3695% | 0 | 0% | 0.3695% | 0 | 0% | 100% | 0 | 0% | 100% | 0 | 0% | 100% | 0 | 0% | 100% | 0 |  |  | 0 |  |  | 0 |  |  | 0
STOCKDALE 21081736 | 7.9619e-05 | 0 | 0.010565 | 0 | 0.010565 | 0.00097331 | 0.0086523 | 0.0078147 | 0% | 99% | 0 | 0% | 99% | 0 | 0% | 99% | 0 | 0% | 99% | 0 | 0% | 66.08% | 0 | 0% | 51.69% | 0 | 0% | 51.69% | 0 | 0% | 51.69% | 0 | 0 | 0% | 2.817% | 0 | 0% | 2.817% | 0 | 0% | 2.817% | 0 | 0% | 0.3215% | 0 | 0% | 0.3215% | 0 | 0% | 0.3215% | 0 | 0% | 0.7371% | 0 | 0% | 0.7371% | 0 | 0% | 0.7371% | 0 | 0% | 0.7878% | 0 | 0% | 0.7878% | 0 | 100% | 0.7878% | 8.3228e-05 | 0% | 5.586% | 0 | 0% | 5.586% | 0 | 0% | 5.586% | 0 | 0% | 0.1851% | 0 | 0% | 0.1851% | 0 | 0% | 0.1851% | 0 |  |  |  | 0% | 11.8% | 0 | 0% | 11.8% | 0 | 0% | 11.8% | 0 | 0% | 0.373% | 0 | 0% | 0.373% | 0 | 0% | 0.373% | 0 | 0% | 100% | 0 | 0% | 100% | 0 | 0% | 100% | 0 | 0% | 100% | 0 |  |  | 0 |  |  | 0 |  |  | 0
STOCKDALE 210899105 | 7.928e-05 | 0 | 0.006339 | 0 | 0.006339 | 0.00065729 | 0.0050755 | 0.0047313 | 0% | 99% | 0 | 0% | 99% | 0 | 0% | 99% | 0 | 0% | 99% | 0 | 0% | 66.03% | 0 | 0% | 51.5% | 0 | 0% | 51.5% | 0 | 0% | 51.5% | 0 | 0 | 0% | 2.77% | 0 | 0% | 2.77% | 0 | 0% | 2.77% | 0 | 0% | 0.3182% | 0 | 0% | 0.3182% | 0 | 0% | 0.3182% | 0 | 0% | 0.7166% | 0 | 0% | 0.7166% | 0 | 0% | 0.7166% | 0 | 0% | 0.7669% | 0 | 0% | 0.7669% | 0 | 100% | 0.7669% | 4.8611e-05 | 0% | 5.431% | 0 | 0% | 5.431% | 0 | 0% | 5.431% | 0 | 0% | 0.2113% | 0 | 0% | 0.2113% | 0 | 0% | 0.2113% | 0 |  |  |  | 0% | 11.8% | 0 | 0% | 11.8% | 0 | 0% | 11.8% | 0 | 0% | 0.3732% | 0 | 0% | 0.3732% | 0 | 0% | 0.3732% | 0 | 0% | 100% | 0 | 0% | 100% | 0 | 0% | 100% | 0 | 0% | 100% | 0 |  |  | 0 |  |  | 0 |  |  | 0
PINEDALE 210365598 | 7.8904e-05 | 0 | 0.010067 | 0 | 0.010067 | 0.0025575 | 0.0085881 | 0.0054734 | 0% | 99% | 0 | 0% | 99% | 0 | 0% | 99% | 0 | 0% | 99% | 0 | 0% | 64.9% | 0 | 0% | 49.9% | 0 | 0% | 49.9% | 0 | 0% | 49.9% | 0 | 0 | 0% | 2.621% | 0 | 0% | 2.621% | 0 | 0% | 2.621% | 0 | 0% | 0.3065% | 0 | 0% | 0.3065% | 0 | 0% | 0.3065% | 0 | 0% | 0.7718% | 0 | 0% | 0.7718% | 0 | 0% | 0.7718% | 0 | 0% | 0.8265% | 0 | 0% | 0.8265% | 0 | 100% | 0.8265% | 8.3209e-05 | 0% | 5.874% | 0 | 0% | 5.874% | 0 | 0% | 5.874% | 0 | 0% | 0.6729% | 0 | 0% | 0.6729% | 0 | 0% | 0.6729% | 0 |  |  |  | 0% | 11.8% | 0 | 0% | 11.8% | 0 | 0% | 11.8% | 0 | 0% | 0.3727% | 0 | 0% | 0.3727% | 0 | 0% | 0.3727% | 0 | 0% | 100% | 0 | 0% | 100% | 0 | 0% | 100% | 0 | 0% | 100% | 0 |  |  | 0 |  |  | 0 |  |  | 0
CHICO B 1106CB | 7.8833e-05 | 0 | 0.010729 | 0 | 0.010729 | 0.0061177 | 0.0083521 | 0.0032411 | 0% | 99% | 0 | 0% | 99% | 0 | 0% | 99% | 0 | 0% | 99% | 0 | 0% | 64.06% | 0 | 0% | 48.56% | 0 | 0% | 48.56% | 0 | 0% | 48.56% | 0 | 0 | 0% | 1.706% | 0 | 0% | 1.706% | 0 | 0% | 1.706% | 0 | 0% | 0.2259% | 0 | 0% | 0.2259% | 0 | 0% | 0.2259% | 0 | 0% | 0.6623% | 0 | 0% | 0.6623% | 0 | 0% | 0.6623% | 0 | 83.3% | 0.6804% | 6.0809e-05 | 0% | 0.6804% | 0 | 16.7% | 0.6804% | 1.2187e-05 | 0% | 4.974% | 0 | 0% | 4.974% | 0 | 0% | 4.974% | 0 | 0% | 1.462% | 0 | 0% | 1.462% | 0 | 0% | 1.462% | 0 |  |  |  | 0% | 11.8% | 0 | 0% | 11.8% | 0 | 0% | 11.8% | 0 | 0% | 0.3617% | 0 | 0% | 0.3617% | 0 | 0% | 0.3617% | 0 | 0% | 100% | 0 | 0% | 100% | 0 | 0% | 100% | 0 | 0% | 100% | 0 |  |  | 0 |  |  | 0 |  |  | 0
BAKERSFIELD 2104CB | 7.8682e-05 | 0 | 0.035699 | 0 | 0.035699 | 0.0038418 | 0.031536 | 0.023554 | 0% | 99% | 0 | 0% | 99% | 0 | 0% | 99% | 0 | 0% | 99% | 0 | 0% | 64.81% | 0 | 0% | 51.59% | 0 | 0% | 51.59% | 0 | 0% | 51.59% | 0 | 0 | 0% | 2.58% | 0 | 0% | 2.58% | 0 | 0% | 2.58% | 0 | 0% | 0.2892% | 0 | 0% | 0.2892% | 0 | 0% | 0.2892% | 0 | 0% | 0.8096% | 0 | 0% | 0.8096% | 0 | 0% | 0.8096% | 0 | 0% | 0.836% | 0 | 0.8129% | 0.836% | 2.426e-06 | 0% | 0.836% | 0 | 0% | 6.083% | 0 | 0% | 6.083% | 0 | 0% | 6.083% | 0 | 0% | 0.2405% | 0 | 0% | 0.2405% | 0 | 0% | 0.2405% | 0 |  |  |  | 0% | 11.8% | 0 | 0% | 11.8% | 0 | 0% | 11.8% | 0 | 0% | 0.3658% | 0 | 0% | 0.3658% | 0 | 0% | 0.3658% | 0 | 0% | 100% | 0 | 0% | 100% | 0 | 0% | 100% | 0 | 0% | 100% | 0 |  |  | 0 |  |  | 0 |  |  | 0
STOCKDALE 21084269 | 7.8195e-05 | 0 | 0.0010642 | 0 | 0.0010642 | 9.1567e-05 | 0.00086244 | 0.00080275 | 0% | 99% | 0 | 0% | 99% | 0 | 0% | 99% | 0 | 0% | 99% | 0 | 0% | 65.64% | 0 | 0% | 51.21% | 0 | 0% | 51.21% | 0 | 0% | 51.21% | 0 | 0 | 0% | 2.721% | 0 | 0% | 2.721% | 0 | 0% | 2.721% | 0 | 0% | 0.3143% | 0 | 0% | 0.3143% | 0 | 0% | 0.3143% | 0 | 0% | 0.7228% | 0 | 0% | 0.7228% | 0 | 0% | 0.7228% | 0 | 0% | 0.77% | 0 | 0% | 0.77% | 0 | 100% | 0.77% | 8.1949e-06 | 0% | 5.472% | 0 | 0% | 5.472% | 0 | 0% | 5.472% | 0 | 0% | 0.1799% | 0 | 0% | 0.1799% | 0 | 0% | 0.1799% | 0 |  |  |  | 0% | 11.8% | 0 | 0% | 11.8% | 0 | 0% | 11.8% | 0 | 0% | 0.3717% | 0 | 0% | 0.3717% | 0 | 0% | 0.3717% | 0 | 0% | 100% | 0 | 0% | 100% | 0 | 0% | 100% | 0 | 0% | 100% | 0 |  |  | 0 |  |  | 0 |  |  | 0
BULLARD 1107331778 | 7.8124e-05 | 0 | 0.0078414 | 0 | 0.0078414 | 0.0012361 | 0.0069334 | 0.0047748 | 0% | 99% | 0 | 0% | 99% | 0 | 0% | 99% | 0 | 0% | 99% | 0 | 0% | 64.41% | 0 | 0% | 50.39% | 0 | 0% | 50.39% | 0 | 0% | 50.39% | 0 | 0 | 0% | 2.645% | 0 | 0% | 2.645% | 0 | 0% | 2.645% | 0 | 0% | 0.2994% | 0 | 0% | 0.2994% | 0 | 0% | 0.2994% | 0 | 0% | 0.8064% | 0 | 0% | 0.8064% | 0 | 0% | 0.8064% | 0 | 0% | 0.8459% | 0 | 0% | 0.8459% | 0 | 54.5% | 0.8459% | 3.6152e-05 | 0% | 6.098% | 0 | 0% | 6.098% | 0 | 0% | 6.098% | 0 | 0% | 0.436% | 0 | 0% | 0.436% | 0 | 0% | 0.436% | 0 |  |  |  | 0% | 11.8% | 0 | 0% | 11.8% | 0 | 0% | 11.8% | 0 | 0% | 0.3696% | 0 | 0% | 0.3696% | 0 | 0% | 0.3696% | 0 | 0% | 100% | 0 | 0% | 100% | 0 | 0% | 100% | 0 | 0% | 100% | 0 |  |  | 0 |  |  | 0 |  |  | 0
WEST FRESNO 110460801 | 7.7191e-05 | 0 | 0.0021011 | 0 | 0.0021011 | 0.00011717 | 0.002141 | 0.0012103 | 0% | 99% | 0 | 0% | 99% | 0 | 0% | 99% | 0 | 0% | 99% | 0 | 0% | 63.07% | 0 | 0% | 49.95% | 0 | 0% | 49.95% | 0 | 0% | 49.95% | 0 | 0 | 0% | 2.857% | 0 | 0% | 2.857% | 0 | 0% | 2.857% | 0 | 0% | 0.3268% | 0 | 0% | 0.3268% | 0 | 0% | 0.3268% | 0 | 0% | 0.9291% | 0 | 0% | 0.9291% | 0 | 0% | 0.9291% | 0 | 0% | 0.962% | 0 | 0% | 0.962% | 0 | 0% | 0.962% | 0 | 0% | 7% | 0 | 0% | 7% | 0 | 0% | 7% | 0 | 0% | 0.1915% | 0 | 0% | 0.1915% | 0 | 0% | 0.1915% | 0 |  |  |  | 0% | 11.8% | 0 | 0% | 11.8% | 0 | 0% | 11.8% | 0 | 0% | 0.3617% | 0 | 0% | 0.3617% | 0 | 0% | 0.3617% | 0 | 0% | 100% | 0 | 0% | 100% | 0 | 0% | 100% | 0 | 0% | 100% | 0 |  |  | 0 |  |  | 0 |  |  | 0
FIGARDEN 2103CB | 7.6396e-05 | 0 | 0.0057185 | 0 | 0.0057185 | 0.00092638 | 0.004987 | 0.0035266 | 0% | 99% | 0 | 0% | 99% | 0 | 0% | 99% | 0 | 0% | 99% | 0 | 0% | 64.37% | 0 | 0% | 49.51% | 0 | 0% | 49.51% | 0 | 0% | 49.51% | 0 | 0 | 0% | 2.709% | 0 | 0% | 2.709% | 0 | 0% | 2.709% | 0 | 0% | 0.3105% | 0 | 0% | 0.3105% | 0 | 0% | 0.3105% | 0 | 0% | 0.7878% | 0 | 0% | 0.7878% | 0 | 0% | 0.7878% | 0 | 0% | 0.8364% | 0 | 0% | 0.8364% | 0 | 100% | 0.8364% | 4.7828e-05 | 0% | 5.981% | 0 | 0% | 5.981% | 0 | 0% | 5.981% | 0 | 0% | 0.4376% | 0 | 0% | 0.4376% | 0 | 0% | 0.4376% | 0 |  |  |  | 0% | 11.8% | 0 | 0% | 11.8% | 0 | 0% | 11.8% | 0 | 0% | 0.3712% | 0 | 0% | 0.3712% | 0 | 0% | 0.3712% | 0 | 0% | 100% | 0 | 0% | 100% | 0 | 0% | 100% | 0 | 0% | 100% | 0 |  |  | 0 |  |  | 0 |  |  | 0
COTTLE 1704CB | 7.5759e-05 | 0 | 0.00025776 | 0 | 0.00025776 | 1.5002e-05 | 0.0002164 | 0.00019411 | 0% | 99% | 0 | 0% | 99% | 0 | 0% | 99% | 0 | 0% | 99% | 0 | 0% | 64.45% | 0 | 0% | 51.12% | 0 | 0% | 51.12% | 0 | 0% | 51.12% | 0 | 0 | 0% | 2.169% | 0 | 0% | 2.169% | 0 | 0% | 2.169% | 0 | 0% | 0.2509% | 0 | 0% | 0.2509% | 0 | 0% | 0.2509% | 0 | 0% | 0.7467% | 0 | 0% | 0.7467% | 0 | 0% | 0.7467% | 0 | 34.39% | 0.7541% | 6.6843e-07 | 0% | 0.7541% | 0 | 0% | 0.7541% | 0 | 0% | 5.573% | 0 | 0% | 5.573% | 0 | 0% | 5.573% | 0 | 0% | 0.1737% | 0 | 0% | 0.1737% | 0 | 0% | 0.1737% | 0 |  |  |  | 0% | 11.8% | 0 | 0% | 11.8% | 0 | 0% | 11.8% | 0 | 0% | 0.3613% | 0 | 0% | 0.3613% | 0 | 0% | 0.3613% | 0 | 0% | 100% | 0 | 0% | 100% | 0 | 0% | 100% | 0 | 0% | 100% | 0 |  |  | 0 |  |  | 0 |  |  | 0
WESTPARK 1109689790 | 7.4948e-05 | 0 | 0.00038251 | 0 | 0.00038251 | 3.3667e-05 | 0.00031679 | 0.00028097 | 0% | 99% | 0 | 0% | 99% | 0 | 0% | 99% | 0 | 0% | 99% | 0 | 0% | 65.38% | 0 | 0% | 51.24% | 0 | 0% | 51.24% | 0 | 0% | 51.24% | 0 | 0 | 0% | 2.81% | 0 | 0% | 2.81% | 0 | 0% | 2.81% | 0 | 0% | 0.3155% | 0 | 0% | 0.3155% | 0 | 0% | 0.3155% | 0 | 0% | 0.755% | 0 | 0% | 0.755% | 0 | 0% | 0.755% | 0 | 0% | 0.8071% | 0 | 100% | 0.8071% | 3.0873e-06 | 0% | 0.8071% | 0 | 0% | 5.736% | 0 | 0% | 5.736% | 0 | 0% | 5.736% | 0 | 0% | 0.1876% | 0 | 0% | 0.1876% | 0 | 0% | 0.1876% | 0 |  |  |  | 0% | 11.8% | 0 | 0% | 11.8% | 0 | 0% | 11.8% | 0 | 0% | 0.3748% | 0 | 0% | 0.3748% | 0 | 0% | 0.3748% | 0 | 0% | 100% | 0 | 0% | 100% | 0 | 0% | 100% | 0 | 0% | 100% | 0 |  |  | 0 |  |  | 0 |  |  | 0
STAGG 21077408 | 7.4945e-05 | 0 | 0.00038249 | 0 | 0.00038249 | 9.1287e-05 | 0.00036353 | 0.00017658 | 0% | 99% | 0 | 0% | 99% | 0 | 0% | 99% | 0 | 0% | 99% | 0 | 0% | 64% | 0 | 0% | 48.98% | 0 | 0% | 48.98% | 0 | 0% | 48.98% | 0 | 0 | 0% | 2.596% | 0 | 0% | 2.596% | 0 | 0% | 2.596% | 0 | 0% | 0.3194% | 0 | 0% | 0.3194% | 0 | 0% | 0.3194% | 0 | 0% | 0.8432% | 0 | 0% | 0.8432% | 0 | 0% | 0.8432% | 0 | 0% | 0.9036% | 0 | 0% | 0.9036% | 0 | 0% | 0.9036% | 0 | 0% | 6.431% | 0 | 0% | 6.431% | 0 | 0% | 6.431% | 0 | 0% | 0.6101% | 0 | 0% | 0.6101% | 0 | 0% | 0.6101% | 0 |  |  |  | 0% | 11.8% | 0 | 0% | 11.8% | 0 | 0% | 11.8% | 0 | 0% | 0.3671% | 0 | 0% | 0.3671% | 0 | 0% | 0.3671% | 0 | 0% | 100% | 0 | 0% | 100% | 0 | 0% | 100% | 0 | 0% | 100% | 0 |  |  | 0 |  |  | 0 |  |  | 0
EDES 1112417626 | 7.4666e-05 | 0 | 0.00076213 | 0 | 0.00076213 | 4.1097e-05 | 0.00075794 | 0.00045906 | 0% | 99% | 0 | 0% | 99% | 0 | 0% | 99% | 0 | 0% | 99% | 0 | 0% | 65.98% | 0 | 0% | 53.24% | 0 | 0% | 53.24% | 0 | 0% | 53.24% | 0 | 0 | 0% | 3.106% | 0 | 0% | 3.106% | 0 | 0% | 3.106% | 0 | 0% | 0.3423% | 0 | 0% | 0.3423% | 0 | 0% | 0.3423% | 0 | 0% | 0.9108% | 0 | 0% | 0.9108% | 0 | 0% | 0.9108% | 0 | 0% | 0.9432% | 0 | 0% | 0.9432% | 0 | 0% | 0.9432% | 0 | 0% | 6.84% | 0 | 0% | 6.84% | 0 | 0% | 6.84% | 0 | 0% | 0.1851% | 0 | 0% | 0.1851% | 0 | 0% | 0.1851% | 0 |  |  |  | 0% | 11.8% | 0 | 0% | 11.8% | 0 | 0% | 11.8% | 0 | 0% | 0.3635% | 0 | 0% | 0.3635% | 0 | 0% | 0.3635% | 0 | 0% | 100% | 0 | 0% | 100% | 0 | 0% | 100% | 0 | 0% | 100% | 0 |  |  | 0 |  |  | 0 |  |  | 0
PINEDALE 210232912 | 7.4585e-05 | 0 | 0.01751 | 0 | 0.01751 | 0.0037453 | 0.013988 | 0.011172 | 0% | 99% | 0 | 0% | 99% | 0 | 0% | 99% | 0 | 0% | 99% | 0 | 0% | 65.3% | 0 | 0% | 50.41% | 0 | 0% | 50.41% | 0 | 0% | 50.41% | 0 | 0 | 0% | 2.557% | 0 | 0% | 2.557% | 0 | 0% | 2.557% | 0 | 0% | 0.2937% | 0 | 0% | 0.2937% | 0 | 0% | 0.2937% | 0 | 0% | 0.7198% | 0 | 0% | 0.7198% | 0 | 0% | 0.7198% | 0 | 0% | 0.7629% | 0 | 0% | 0.7629% | 0 | 0% | 0.7629% | 0 | 0% | 5.45% | 0 | 0% | 5.45% | 0 | 0% | 5.45% | 0 | 0% | 0.5677% | 0 | 0% | 0.5677% | 0 | 0% | 0.5677% | 0 |  |  |  | 0% | 11.8% | 0 | 0% | 11.8% | 0 | 0% | 11.8% | 0 | 0% | 0.3725% | 0 | 0% | 0.3725% | 0 | 0% | 0.3725% | 0 | 0% | 100% | 0 | 0% | 100% | 0 | 0% | 100% | 0 | 0% | 100% | 0 |  |  | 0 |  |  | 0 |  |  | 0
FIGARDEN 210347324 | 7.4532e-05 | 0 | 0.0019019 | 0 | 0.0019019 | 0.00021017 | 0.0017191 | 0.0012103 | 0% | 99% | 0 | 0% | 99% | 0 | 0% | 99% | 0 | 0% | 99% | 0 | 0% | 64.07% | 0 | 0% | 49.38% | 0 | 0% | 49.38% | 0 | 0% | 49.38% | 0 | 0 | 0% | 2.677% | 0 | 0% | 2.677% | 0 | 0% | 2.677% | 0 | 0% | 0.3079% | 0 | 0% | 0.3079% | 0 | 0% | 0.3079% | 0 | 0% | 0.8221% | 0 | 0% | 0.8221% | 0 | 0% | 0.8221% | 0 | 0% | 0.877% | 0 | 0% | 0.877% | 0 | 81.96% | 0.877% | 1.367e-05 | 0% | 6.266% | 0 | 0% | 6.266% | 0 | 0% | 6.266% | 0 | 0% | 0.3065% | 0 | 0% | 0.3065% | 0 | 0% | 0.3065% | 0 |  |  |  | 0% | 11.8% | 0 | 0% | 11.8% | 0 | 0% | 11.8% | 0 | 0% | 0.3719% | 0 | 0% | 0.3719% | 0 | 0% | 0.3719% | 0 | 0% | 100% | 0 | 0% | 100% | 0 | 0% | 100% | 0 | 0% | 100% | 0 |  |  | 0 |  |  | 0 |  |  | 0
WEST FRESNO 110655414 | 7.4458e-05 | 0 | 0.030654 | 0 | 0.030654 | 0.0022805 | 0.031034 | 0.017288 | 0% | 99% | 0 | 0% | 99% | 0 | 0% | 99% | 0 | 0% | 99% | 0 | 0% | 63.21% | 0 | 0% | 49.68% | 0 | 0% | 49.68% | 0 | 0% | 49.68% | 0 | 0 | 0% | 2.894% | 0 | 0% | 2.894% | 0 | 0% | 2.894% | 0 | 0% | 0.3281% | 0 | 0% | 0.3281% | 0 | 0% | 0.3281% | 0 | 0% | 0.9285% | 0 | 0% | 0.9285% | 0 | 0% | 0.9285% | 0 | 1.389% | 0.9754% | 4.1515e-06 | 0% | 0.9754% | 0 | 0% | 0.9754% | 0 | 0% | 7.035% | 0 | 0% | 7.035% | 0 | 0% | 7.035% | 0 | 0% | 0.2464% | 0 | 0% | 0.2464% | 0 | 0% | 0.2464% | 0 |  |  |  | 0% | 11.8% | 0 | 0% | 11.8% | 0 | 0% | 11.8% | 0 | 0% | 0.3661% | 0 | 0% | 0.3661% | 0 | 0% | 0.3661% | 0 | 0% | 100% | 0 | 0% | 100% | 0 | 0% | 100% | 0 | 0% | 100% | 0 |  |  | 0 |  |  | 0 |  |  | 0
STOCKDALE 211035420 | 7.4449e-05 | 0 | 0.00037996 | 0 | 0.00037996 | 3.6585e-05 | 0.00028824 | 0.0003024 | 0% | 99% | 0 | 0% | 99% | 0 | 0% | 99% | 0 | 0% | 99% | 0 | 0% | 65.19% | 0 | 0% | 51.67% | 0 | 0% | 51.67% | 0 | 0% | 51.67% | 0 | 0 | 0% | 2.583% | 0 | 0% | 2.583% | 0 | 0% | 2.583% | 0 | 0% | 0.2783% | 0 | 0% | 0.2783% | 0 | 0% | 0.2783% | 0 | 0% | 0.6929% | 0 | 0% | 0.6929% | 0 | 0% | 0.6929% | 0 | 0% | 0.7022% | 0 | 0% | 0.7022% | 0 | 100% | 0.7022% | 2.668e-06 | 0% | 5.153% | 0 | 0% | 5.153% | 0 | 0% | 5.153% | 0 | 0% | 0.1897% | 0 | 0% | 0.1897% | 0 | 0% | 0.1897% | 0 |  |  |  | 0% | 11.8% | 0 | 0% | 11.8% | 0 | 0% | 11.8% | 0 | 0% | 0.3682% | 0 | 0% | 0.3682% | 0 | 0% | 0.3682% | 0 | 0% | 100% | 0 | 0% | 100% | 0 | 0% | 100% | 0 | 0% | 100% | 0 |  |  | 0 |  |  | 0 |  |  | 0
PUEBLO 110256136 | 7.4104e-05 | 0 | 0.0010085 | 0.016544 | 0.017553 | 0.000259 | 0.0010469 | 0.00035896 | 0% | 99% | 0 | 0% | 99% | 0 | 0% | 99% | 0 | 0% | 99% | 0 | 0% | 63.93% | 0 | 0% | 49.69% | 0 | 0% | 49.69% | 0 | 0% | 49.69% | 0 | 0.016544 | 0% | 3.449% | 0 | 0% | 3.449% | 0 | 0% | 3.449% | 0 | 0% | 0.3837% | 0 | 0% | 0.3837% | 0 | 0% | 0.3837% | 0 | 0% | 0.9517% | 0 | 0% | 0.9517% | 0 | 0% | 0.9517% | 0 | 0% | 1.002% | 0 | 0% | 1.002% | 0 | 0% | 1.002% | 0 | 0% | 7.188% | 0 | 0% | 7.188% | 0 | 0% | 7.188% | 0 | 0% | 0.6611% | 0 | 0% | 0.6611% | 0 | 0% | 0.6611% | 0 |  |  |  | 0% | 11.8% | 0 | 0% | 11.8% | 0 | 0% | 11.8% | 0 | 0% | 0.3668% | 0 | 0% | 0.3668% | 0 | 0% | 0.3668% | 0 | 0% | 100% | 0 | 0% | 100% | 0 | 0% | 100% | 0 | 0% | 100% | 0 |  |  | 0 |  |  | 0 |  |  | 0
MEADOW LANE 2102CB | 7.4091e-05 | 0 | 0.00075626 | 0 | 0.00075626 | 9.1497e-05 | 0.0007344 | 0.00042251 | 0% | 99% | 0 | 0% | 99% | 0 | 0% | 99% | 0 | 0% | 99% | 0 | 0% | 65.94% | 0 | 0% | 51.4% | 0 | 0% | 51.4% | 0 | 0% | 51.4% | 0 | 0 | 0% | 3.458% | 0 | 0% | 3.458% | 0 | 0% | 3.458% | 0 | 0% | 0.3946% | 0 | 0% | 0.3946% | 0 | 0% | 0.3946% | 0 | 0% | 0.8752% | 0 | 0% | 0.8752% | 0 | 0% | 0.8752% | 0 | 0% | 0.9401% | 0 | 0% | 0.9401% | 0 | 0% | 0.9401% | 0 | 0% | 6.637% | 0 | 0% | 6.637% | 0 | 0% | 6.637% | 0 | 0% | 0.2273% | 0 | 0% | 0.2273% | 0 | 0% | 0.2273% | 0 |  |  |  | 0% | 11.8% | 0 | 0% | 11.8% | 0 | 0% | 11.8% | 0 | 0% | 0.3699% | 0 | 0% | 0.3699% | 0 | 0% | 0.3699% | 0 | 0% | 100% | 0 | 0% | 100% | 0 | 0% | 100% | 0 | 0% | 100% | 0 |  |  | 0 |  |  | 0 |  |  | 0
STOCKDALE 21051503 | 7.3639e-05 | 0 | 0.0010022 | 0 | 0.0010022 | 9.0972e-05 | 0.00094192 | 0.00062151 | 0% | 99% | 0 | 0% | 99% | 0 | 0% | 99% | 0 | 0% | 99% | 0 | 0% | 64.81% | 0 | 0% | 50.92% | 0 | 0% | 50.92% | 0 | 0% | 50.92% | 0 | 0 | 0% | 3.265% | 0 | 0% | 3.265% | 0 | 0% | 3.265% | 0 | 0% | 0.3635% | 0 | 0% | 0.3635% | 0 | 0% | 0.3635% | 0 | 0% | 0.8576% | 0 | 0% | 0.8576% | 0 | 0% | 0.8576% | 0 | 0% | 0.9077% | 0 | 0% | 0.9077% | 0 | 100% | 0.9077% | 9.0972e-06 | 0% | 6.478% | 0 | 0% | 6.478% | 0 | 0% | 6.478% | 0 | 0% | 0.1952% | 0 | 0% | 0.1952% | 0 | 0% | 0.1952% | 0 |  |  |  | 0% | 11.8% | 0 | 0% | 11.8% | 0 | 0% | 11.8% | 0 | 0% | 0.3697% | 0 | 0% | 0.3697% | 0 | 0% | 0.3697% | 0 | 0% | 100% | 0 | 0% | 100% | 0 | 0% | 100% | 0 | 0% | 100% | 0 |  |  | 0 |  |  | 0 |  |  | 0
CLOVIS 211138752 | 7.3493e-05 | 0 | 0.018379 | 0 | 0.018379 | 0.0033715 | 0.016256 | 0.010712 | 0% | 99% | 0 | 0% | 99% | 0 | 0% | 99% | 0 | 0% | 99% | 0 | 0% | 64.72% | 0 | 0% | 50.49% | 0 | 0% | 50.49% | 0 | 0% | 50.49% | 0 | 0 | 0% | 2.735% | 0 | 0% | 2.735% | 0 | 0% | 2.735% | 0 | 0% | 0.308% | 0 | 0% | 0.308% | 0 | 0% | 0.308% | 0 | 0% | 0.8053% | 0 | 0% | 0.8053% | 0 | 0% | 0.8053% | 0 | 100% | 0.8398% | 0.00015434 | 0% | 0.8398% | 0 | 0% | 0.8398% | 0 | 0% | 6.067% | 0 | 0% | 6.067% | 0 | 0% | 6.067% | 0 | 0% | 0.5322% | 0 | 0% | 0.5322% | 0 | 0% | 0.5322% | 0 |  |  |  | 0% | 11.8% | 0 | 0% | 11.8% | 0 | 0% | 11.8% | 0 | 0% | 0.3678% | 0 | 0% | 0.3678% | 0 | 0% | 0.3678% | 0 | 0% | 100% | 0 | 0% | 100% | 0 | 0% | 100% | 0 | 0% | 100% | 0 |  |  | 0 |  |  | 0 |  |  | 0
STAGG 210511564 | 7.3172e-05 | 0 | 0.00037344 | 0 | 0.00037344 | 0.00016787 | 0.00030727 | 0.00014133 | 0% | 99% | 0 | 0% | 99% | 0 | 0% | 99% | 0 | 0% | 99% | 0 | 0% | 64.46% | 0 | 0% | 48.67% | 0 | 0% | 48.67% | 0 | 0% | 48.67% | 0 | 0 | 0% | 2.598% | 0 | 0% | 2.598% | 0 | 0% | 2.598% | 0 | 0% | 0.3044% | 0 | 0% | 0.3044% | 0 | 0% | 0.3044% | 0 | 0% | 0.7347% | 0 | 0% | 0.7347% | 0 | 0% | 0.7347% | 0 | 0% | 0.7891% | 0 | 0% | 0.7891% | 0 | 0% | 0.7891% | 0 | 0% | 5.594% | 0 | 0% | 5.594% | 0 | 0% | 5.594% | 0 | 0% | 1.18% | 0 | 0% | 1.18% | 0 | 0% | 1.18% | 0 |  |  |  | 0% | 11.8% | 0 | 0% | 11.8% | 0 | 0% | 11.8% | 0 | 0% | 0.3737% | 0 | 0% | 0.3737% | 0 | 0% | 0.3737% | 0 | 0% | 100% | 0 | 0% | 100% | 0 | 0% | 100% | 0 | 0% | 100% | 0 |  |  | 0 |  |  | 0 |  |  | 0
WESTPARK 1106CB | 7.2741e-05 | 0 | 0.030689 | 0 | 0.030689 | 0.0064601 | 0.02826 | 0.015941 | 0% | 99% | 0 | 0% | 99% | 0 | 0% | 99% | 0 | 0% | 99% | 0 | 0% | 64.31% | 0 | 0% | 51% | 0 | 0% | 51% | 0 | 0% | 51% | 0 | 0 | 0% | 2.582% | 0 | 0% | 2.582% | 0 | 0% | 2.582% | 0 | 0% | 0.2932% | 0 | 0% | 0.2932% | 0 | 0% | 0.2932% | 0 | 0% | 0.8459% | 0 | 0% | 0.8459% | 0 | 0% | 0.8459% | 0 | 0% | 0.8803% | 0 | 68.26% | 0.8803% | 0.00018439 | 0% | 0.8803% | 0 | 0% | 6.381% | 0 | 0% | 6.381% | 0 | 0% | 6.381% | 0 | 0% | 0.4648% | 0 | 0% | 0.4648% | 0 | 0% | 0.4648% | 0 |  |  |  | 0% | 11.8% | 0 | 0% | 11.8% | 0 | 0% | 11.8% | 0 | 0% | 0.3666% | 0 | 0% | 0.3666% | 0 | 0% | 0.3666% | 0 | 0% | 100% | 0 | 0% | 100% | 0 | 0% | 100% | 0 | 0% | 100% | 0 |  |  | 0 |  |  | 0 |  |  | 0
CALIFORNIA AVE 111391862 | 7.2286e-05 | 0 | 0.0025825 | 0 | 0.0025825 | 0.00046193 | 0.0023805 | 0.0014206 | 0% | 99% | 0 | 0% | 99% | 0 | 0% | 99% | 0 | 0% | 99% | 0 | 0% | 63.69% | 0 | 0% | 49.56% | 0 | 0% | 49.56% | 0 | 0% | 49.56% | 0 | 0 | 0% | 2.708% | 0 | 0% | 2.708% | 0 | 0% | 2.708% | 0 | 0% | 0.3097% | 0 | 0% | 0.3097% | 0 | 0% | 0.3097% | 0 | 0% | 0.8443% | 0 | 0% | 0.8443% | 0 | 0% | 0.8443% | 0 | 100% | 0.8934% | 2.3071e-05 | 0% | 0.8934% | 0 | 0% | 0.8934% | 0 | 0% | 6.412% | 0 | 0% | 6.412% | 0 | 0% | 6.412% | 0 | 0% | 0.5101% | 0 | 0% | 0.5101% | 0 | 0% | 0.5101% | 0 |  |  |  | 0% | 11.8% | 0 | 0% | 11.8% | 0 | 0% | 11.8% | 0 | 0% | 0.3704% | 0 | 0% | 0.3704% | 0 | 0% | 0.3704% | 0 | 0% | 100% | 0 | 0% | 100% | 0 | 0% | 100% | 0 | 0% | 100% | 0 |  |  | 0 |  |  | 0 |  |  | 0
MEADOW LANE 2110CB | 7.2036e-05 | 0 | 0.080882 | 0 | 0.080882 | 0.017018 | 0.082055 | 0.034444 | 0% | 99% | 0 | 0% | 99% | 0 | 0% | 99% | 0 | 0% | 99% | 0 | 0% | 64.94% | 0 | 0% | 50.65% | 0 | 0% | 50.65% | 0 | 0% | 50.65% | 0 | 0 | 0% | 3.29% | 0 | 0% | 3.29% | 0 | 0% | 3.29% | 0 | 0% | 0.3788% | 0 | 0% | 0.3788% | 0 | 0% | 0.3788% | 0 | 0% | 0.9078% | 0 | 0% | 0.9078% | 0 | 0% | 0.9078% | 0 | 56.69% | 0.9538% | 0.00043731 | 0% | 0.9538% | 0 | 0% | 0.9538% | 0 | 0% | 6.837% | 0 | 0% | 6.837% | 0 | 0% | 6.837% | 0 | 0% | 0.3455% | 0 | 0% | 0.3455% | 0 | 0% | 0.3455% | 0 |  |  |  | 0% | 11.8% | 0 | 0% | 11.8% | 0 | 0% | 11.8% | 0 | 0% | 0.3626% | 0 | 0% | 0.3626% | 0 | 0% | 0.3626% | 0 | 0% | 100% | 0 | 0% | 100% | 0 | 0% | 100% | 0 | 0% | 100% | 0 |  |  | 0 |  |  | 0 |  |  | 0
BAKERSFIELD 1115CB | 7.1943e-05 | 0 | 0.056912 | 0 | 0.056912 | 0.0062981 | 0.054479 | 0.033171 | 0% | 99% | 0 | 0% | 99% | 0 | 0% | 99% | 0 | 0% | 99% | 0 | 0% | 64.09% | 0 | 0% | 51.19% | 0 | 0% | 51.19% | 0 | 0% | 51.19% | 0 | 0 | 0% | 2.797% | 0 | 0% | 2.797% | 0 | 0% | 2.797% | 0 | 0% | 0.313% | 0 | 0% | 0.313% | 0 | 0% | 0.313% | 0 | 0% | 0.8807% | 0 | 0% | 0.8807% | 0 | 0% | 0.8807% | 0 | 0% | 0.9127% | 0 | 24.84% | 0.9127% | 0.00012901 | 0% | 0.9127% | 0 | 0% | 6.628% | 0 | 0% | 6.628% | 0 | 0% | 6.628% | 0 | 0% | 0.2672% | 0 | 0% | 0.2672% | 0 | 0% | 0.2672% | 0 |  |  |  | 0% | 11.8% | 0 | 0% | 11.8% | 0 | 0% | 11.8% | 0 | 0% | 0.3647% | 0 | 0% | 0.3647% | 0 | 0% | 0.3647% | 0 | 0% | 100% | 0 | 0% | 100% | 0 | 0% | 100% | 0 | 0% | 100% | 0 |  |  | 0 |  |  | 0 |  |  | 0
WEST SACRAMENTO 1111CB | 7.1796e-05 | 0 | 0.00024428 | 0 | 0.00024428 | 8.4351e-05 | 0.00023037 | 8.8522e-05 | 0% | 99% | 0 | 0% | 99% | 0 | 0% | 99% | 0 | 0% | 99% | 0 | 0% | 62.03% | 0 | 0% | 47.7% | 0 | 0% | 47.7% | 0 | 0% | 47.7% | 0 | 0 | 0% | 2.25% | 0 | 0% | 2.25% | 0 | 0% | 2.25% | 0 | 0% | 0.2693% | 0 | 0% | 0.2693% | 0 | 0% | 0.2693% | 0 | 0% | 0.8347% | 0 | 0% | 0.8347% | 0 | 0% | 0.8347% | 0 | 0% | 0.8481% | 0 | 0% | 0.8481% | 0 | 0% | 0.8481% | 0 | 0% | 6.258% | 0 | 0% | 6.258% | 0 | 0% | 6.258% | 0 | 0% | 0.8958% | 0 | 0% | 0.8958% | 0 | 0% | 0.8958% | 0 |  |  |  | 0% | 11.8% | 0 | 0% | 11.8% | 0 | 0% | 11.8% | 0 | 0% | 0.3576% | 0 | 0% | 0.3576% | 0 | 0% | 0.3576% | 0 | 0% | 100% | 0 | 0% | 100% | 0 | 0% | 100% | 0 | 0% | 100% | 0 |  |  | 0 |  |  | 0 |  |  | 0
TRACY 111213998 | 7.1492e-05 | 0 | 0.00036487 | 0 | 0.00036487 | 3.2572e-05 | 0.00034783 | 0.00022191 | 0% | 99% | 0 | 0% | 99% | 0 | 0% | 99% | 0 | 0% | 99% | 0 | 0% | 65.23% | 0 | 0% | 50.84% | 0 | 0% | 50.84% | 0 | 0% | 50.84% | 0 | 0 | 0% | 2.805% | 0 | 0% | 2.805% | 0 | 0% | 2.805% | 0 | 0% | 0.3383% | 0 | 0% | 0.3383% | 0 | 0% | 0.3383% | 0 | 0% | 0.8357% | 0 | 0% | 0.8357% | 0 | 0% | 0.8357% | 0 | 0% | 0.8873% | 0 | 0% | 0.8873% | 0 | 0% | 0.8873% | 0 | 0% | 6.336% | 0 | 0% | 6.336% | 0 | 0% | 6.336% | 0 | 0% | 0.1857% | 0 | 0% | 0.1857% | 0 | 0% | 0.1857% | 0 |  |  |  | 0% | 11.8% | 0 | 0% | 11.8% | 0 | 0% | 11.8% | 0 | 0% | 0.3641% | 0 | 0% | 0.3641% | 0 | 0% | 0.3641% | 0 | 0% | 100% | 0 | 0% | 100% | 0 | 0% | 100% | 0 | 0% | 100% | 0 |  |  | 0 |  |  | 0 |  |  | 0
BAKERSFIELD 1107CB | 7.1398e-05 | 0 | 0.033123 | 0 | 0.033123 | 0.00368 | 0.030101 | 0.020897 | 0% | 99% | 0 | 0% | 99% | 0 | 0% | 99% | 0 | 0% | 99% | 0 | 0% | 64.49% | 0 | 0% | 51.43% | 0 | 0% | 51.43% | 0 | 0% | 51.43% | 0 | 0 | 0% | 2.697% | 0 | 0% | 2.697% | 0 | 0% | 2.697% | 0 | 0% | 0.3017% | 0 | 0% | 0.3017% | 0 | 0% | 0.3017% | 0 | 0% | 0.8328% | 0 | 0% | 0.8328% | 0 | 0% | 0.8328% | 0 | 0% | 0.8623% | 0 | 2.714% | 0.8623% | 7.7519e-06 | 0% | 0.8623% | 0 | 0% | 6.263% | 0 | 0% | 6.263% | 0 | 0% | 6.263% | 0 | 0% | 0.2543% | 0 | 0% | 0.2543% | 0 | 0% | 0.2543% | 0 |  |  |  | 0% | 11.8% | 0 | 0% | 11.8% | 0 | 0% | 11.8% | 0 | 0% | 0.3659% | 0 | 0% | 0.3659% | 0 | 0% | 0.3659% | 0 | 0% | 100% | 0 | 0% | 100% | 0 | 0% | 100% | 0 | 0% | 100% | 0 |  |  | 0 |  |  | 0 |  |  | 0
MANTECA 170338588 | 7.1255e-05 | 0 | 0.0094552 | 0 | 0.0094552 | 0.00041568 | 0.0069479 | 0.0082447 | 0% | 99% | 0 | 0% | 99% | 0 | 0% | 99% | 0 | 0% | 99% | 0 | 0% | 66.81% | 0 | 0% | 52.93% | 0 | 0% | 52.93% | 0 | 0% | 52.93% | 0 | 0 | 0% | 2.055% | 0 | 0% | 2.055% | 0 | 0% | 2.055% | 0 | 0% | 0.2398% | 0 | 0% | 0.2398% | 0 | 0% | 0.2398% | 0 | 0% | 0.6603% | 0 | 0% | 0.6603% | 0 | 0% | 0.6603% | 0 | 0% | 0.6961% | 0 | 0% | 0.6961% | 0 | 0% | 0.6961% | 0 | 0% | 5.008% | 0 | 0% | 5.008% | 0 | 0% | 5.008% | 0 | 0% | 0.1376% | 0 | 0% | 0.1376% | 0 | 0% | 0.1376% | 0 |  |  |  | 0% | 11.8% | 0 | 0% | 11.8% | 0 | 0% | 11.8% | 0 | 0% | 0.3731% | 0 | 0% | 0.3731% | 0 | 0% | 0.3731% | 0 | 0% | 100% | 0 | 0% | 100% | 0 | 0% | 100% | 0 | 0% | 100% | 0 |  |  | 0 |  |  | 0 |  |  | 0
SWIFT 2110CB | 7.1239e-05 | 0 | 0.0026662 | 0 | 0.0026662 | 0.0003408 | 0.0026359 | 0.0014246 | 0% | 99% | 0 | 0% | 99% | 0 | 0% | 99% | 0 | 0% | 99% | 0 | 0% | 65.62% | 0 | 0% | 50.8% | 0 | 0% | 50.8% | 0 | 0% | 50.8% | 0 | 0 | 0% | 2.976% | 0 | 0% | 2.976% | 0 | 0% | 2.976% | 0 | 0% | 0.3645% | 0 | 0% | 0.3645% | 0 | 0% | 0.3645% | 0 | 0% | 0.854% | 0 | 0% | 0.854% | 0 | 0% | 0.854% | 0 | 0% | 0.9041% | 0 | 100% | 0.9041% | 2.4106e-05 | 0% | 0.9041% | 0 | 0% | 6.448% | 0 | 0% | 6.448% | 0 | 0% | 6.448% | 0 | 0% | 0.2984% | 0 | 0% | 0.2984% | 0 | 0% | 0.2984% | 0 |  |  |  | 0% | 11.8% | 0 | 0% | 11.8% | 0 | 0% | 11.8% | 0 | 0% | 0.3597% | 0 | 0% | 0.3597% | 0 | 0% | 0.3597% | 0 | 0% | 100% | 0 | 0% | 100% | 0 | 0% | 100% | 0 | 0% | 100% | 0 |  |  | 0 |  |  | 0 |  |  | 0
KERN POWER 21054959 | 7.1136e-05 | 0 | 0.006898 | 0 | 0.006898 | 0.00082577 | 0.0057189 | 0.0048422 | 0% | 99% | 0 | 0% | 99% | 0 | 0% | 99% | 0 | 0% | 99% | 0 | 0% | 65.22% | 0 | 0% | 50.58% | 0 | 0% | 50.58% | 0 | 0% | 50.58% | 0 | 0 | 0% | 2.757% | 0 | 0% | 2.757% | 0 | 0% | 2.757% | 0 | 0% | 0.3147% | 0 | 0% | 0.3147% | 0 | 0% | 0.3147% | 0 | 0% | 0.7489% | 0 | 0% | 0.7489% | 0 | 0% | 0.7489% | 0 | 0% | 0.8015% | 0 | 100% | 0.8015% | 5.5287e-05 | 0% | 0.8015% | 0 | 0% | 5.69% | 0 | 0% | 5.69% | 0 | 0% | 5.69% | 0 | 0% | 0.2518% | 0 | 0% | 0.2518% | 0 | 0% | 0.2518% | 0 |  |  |  | 0% | 11.8% | 0 | 0% | 11.8% | 0 | 0% | 11.8% | 0 | 0% | 0.3737% | 0 | 0% | 0.3737% | 0 | 0% | 0.3737% | 0 | 0% | 100% | 0 | 0% | 100% | 0 | 0% | 100% | 0 | 0% | 100% | 0 |  |  | 0 |  |  | 0 |  |  | 0
STAGG 21066654 | 7.0944e-05 | 0 | 0.00096553 | 0 | 0.00096553 | 0.00018137 | 0.00092749 | 0.00048499 | 0% | 99% | 0 | 0% | 99% | 0 | 0% | 99% | 0 | 0% | 99% | 0 | 0% | 64.33% | 0 | 0% | 49.75% | 0 | 0% | 49.75% | 0 | 0% | 49.75% | 0 | 0 | 0% | 2.884% | 0 | 0% | 2.884% | 0 | 0% | 2.884% | 0 | 0% | 0.3385% | 0 | 0% | 0.3385% | 0 | 0% | 0.3385% | 0 | 0% | 0.8578% | 0 | 0% | 0.8578% | 0 | 0% | 0.8578% | 0 | 0% | 0.9104% | 0 | 0% | 0.9104% | 0 | 0% | 0.9104% | 0 | 0% | 6.508% | 0 | 0% | 6.508% | 0 | 0% | 6.508% | 0 | 0% | 0.432% | 0 | 0% | 0.432% | 0 | 0% | 0.432% | 0 |  |  |  | 0% | 11.8% | 0 | 0% | 11.8% | 0 | 0% | 11.8% | 0 | 0% | 0.3665% | 0 | 0% | 0.3665% | 0 | 0% | 0.3665% | 0 | 0% | 100% | 0 | 0% | 100% | 0 | 0% | 100% | 0 | 0% | 100% | 0 |  |  | 0 |  |  | 0 |  |  | 0
BAKERSFIELD 1114CB | 7.0933e-05 | 0 | 0.05382 | 0 | 0.05382 | 0.0089483 | 0.049602 | 0.030293 | 0% | 99% | 0 | 0% | 99% | 0 | 0% | 99% | 0 | 0% | 99% | 0 | 0% | 64.32% | 0 | 0% | 51.08% | 0 | 0% | 51.08% | 0 | 0% | 51.08% | 0 | 0 | 0% | 2.642% | 0 | 0% | 2.642% | 0 | 0% | 2.642% | 0 | 0% | 0.2999% | 0 | 0% | 0.2999% | 0 | 0% | 0.2999% | 0 | 0% | 0.8441% | 0 | 0% | 0.8441% | 0 | 0% | 0.8441% | 0 | 0% | 0.8758% | 0 | 0% | 0.8758% | 0 | 0% | 0.8758% | 0 | 0% | 6.358% | 0 | 0% | 6.358% | 0 | 0% | 6.358% | 0 | 0% | 0.3352% | 0 | 0% | 0.3352% | 0 | 0% | 0.3352% | 0 |  |  |  | 0% | 11.8% | 0 | 0% | 11.8% | 0 | 0% | 11.8% | 0 | 0% | 0.3657% | 0 | 0% | 0.3657% | 0 | 0% | 0.3657% | 0 | 0% | 100% | 0 | 0% | 100% | 0 | 0% | 100% | 0 | 0% | 100% | 0 |  |  | 0 |  |  | 0 |  |  | 0
PINEDALE 2110CB | 7.0762e-05 | 0 | 0.002528 | 0 | 0.002528 | 0.00056333 | 0.0020347 | 0.0015752 | 0% | 99% | 0 | 0% | 99% | 0 | 0% | 99% | 0 | 0% | 99% | 0 | 0% | 64.69% | 0 | 0% | 49.82% | 0 | 0% | 49.82% | 0 | 0% | 49.82% | 0 | 0 | 0% | 2.582% | 0 | 0% | 2.582% | 0 | 0% | 2.582% | 0 | 0% | 0.2934% | 0 | 0% | 0.2934% | 0 | 0% | 0.2934% | 0 | 0% | 0.7251% | 0 | 0% | 0.7251% | 0 | 0% | 0.7251% | 0 | 0% | 0.762% | 0 | 0% | 0.762% | 0 | 0% | 0.762% | 0 | 0% | 5.475% | 0 | 0% | 5.475% | 0 | 0% | 5.475% | 0 | 0% | 0.5772% | 0 | 0% | 0.5772% | 0 | 0% | 0.5772% | 0 |  |  |  | 0% | 11.8% | 0 | 0% | 11.8% | 0 | 0% | 11.8% | 0 | 0% | 0.3712% | 0 | 0% | 0.3712% | 0 | 0% | 0.3712% | 0 | 0% | 100% | 0 | 0% | 100% | 0 | 0% | 100% | 0 | 0% | 100% | 0 |  |  | 0 |  |  | 0 |  |  | 0
NORTH DUBLIN 2101MR333 | 7.0693e-05 | 0 | 0.0024053 | 2.8275 | 2.8299 | 0.00034938 | 0.0022982 | 0.0013229 | 0% | 99% | 0 | 0% | 99% | 0 | 0% | 99% | 0 | 0% | 99% | 0 | 0% | 65.56% | 0 | 0% | 50.69% | 0 | 0% | 50.69% | 0 | 0% | 50.69% | 0 | 2.8275 | 0% | 3.174% | 0 | 0% | 3.174% | 0 | 0% | 3.174% | 0 | 0% | 0.3725% | 0 | 0% | 0.3725% | 0 | 0% | 0.3725% | 0 | 0% | 0.8405% | 0 | 0% | 0.8405% | 0 | 0% | 0.8405% | 0 | 0% | 0.8925% | 0 | 0% | 0.8925% | 0 | 0% | 0.8925% | 0 | 0% | 6.347% | 0 | 0% | 6.347% | 0 | 0% | 6.347% | 0 | 0% | 0.3033% | 0 | 0% | 0.3033% | 0 | 0% | 0.3033% | 0 |  |  |  | 0% | 11.8% | 0 | 0% | 11.8% | 0 | 0% | 11.8% | 0 | 0% | 0.3645% | 0 | 0% | 0.3645% | 0 | 0% | 0.3645% | 0 | 0% | 100% | 0 | 0% | 100% | 0 | 0% | 100% | 0 | 0% | 100% | 0 |  |  | 0 |  |  | 0 |  |  | 0
ASHLAN AVE 2101CB | 7.0416e-05 | 0 | 0.031949 | 0 | 0.031949 | 0.0075503 | 0.028738 | 0.016452 | 0% | 99% | 0 | 0% | 99% | 0 | 0% | 99% | 0 | 0% | 99% | 0 | 0% | 64.08% | 0 | 0% | 49.48% | 0 | 0% | 49.48% | 0 | 0% | 49.48% | 0 | 0 | 0% | 2.488% | 0 | 0% | 2.488% | 0 | 0% | 2.488% | 0 | 0% | 0.2933% | 0 | 0% | 0.2933% | 0 | 0% | 0.2933% | 0 | 0% | 0.8152% | 0 | 0% | 0.8152% | 0 | 0% | 0.8152% | 0 | 0% | 0.8639% | 0 | 0% | 0.8639% | 0 | 100% | 0.8639% | 0.00027601 | 0% | 6.196% | 0 | 0% | 6.196% | 0 | 0% | 6.196% | 0 | 0% | 0.6561% | 0 | 0% | 0.6561% | 0 | 0% | 0.6561% | 0 |  |  |  | 0% | 11.8% | 0 | 0% | 11.8% | 0 | 0% | 11.8% | 0 | 0% | 0.3695% | 0 | 0% | 0.3695% | 0 | 0% | 0.3695% | 0 | 0% | 100% | 0 | 0% | 100% | 0 | 0% | 100% | 0 | 0% | 100% | 0 |  |  | 0 |  |  | 0 |  |  | 0
STAGG 210614574 | 7.0336e-05 | 0 | 0.0014359 | 0 | 0.0014359 | 0.00031655 | 0.0014528 | 0.00060098 | 0% | 99% | 0 | 0% | 99% | 0 | 0% | 99% | 0 | 0% | 99% | 0 | 0% | 63.18% | 0 | 0% | 49.05% | 0 | 0% | 49.05% | 0 | 0% | 49.05% | 0 | 0 | 0% | 2.733% | 0 | 0% | 2.733% | 0 | 0% | 2.733% | 0 | 0% | 0.3244% | 0 | 0% | 0.3244% | 0 | 0% | 0.3244% | 0 | 0% | 0.9047% | 0 | 0% | 0.9047% | 0 | 0% | 0.9047% | 0 | 0% | 0.943% | 0 | 5.19% | 0.943% | 7.0274e-07 | 0% | 0.943% | 0 | 0% | 6.83% | 0 | 0% | 6.83% | 0 | 0% | 6.83% | 0 | 0% | 0.4941% | 0 | 0% | 0.4941% | 0 | 0% | 0.4941% | 0 |  |  |  | 0% | 11.8% | 0 | 0% | 11.8% | 0 | 0% | 11.8% | 0 | 0% | 0.3607% | 0 | 0% | 0.3607% | 0 | 0% | 0.3607% | 0 | 0% | 100% | 0 | 0% | 100% | 0 | 0% | 100% | 0 | 0% | 100% | 0 |  |  | 0 |  |  | 0 |  |  | 0
BELLEVUE 21018146 | 7.0224e-05 | 0 | 0.00023893 | 0 | 0.00023893 | 6.2591e-05 | 0.00022727 | 0.00010456 | 0% | 99% | 0 | 0% | 99% | 0 | 0% | 99% | 0 | 0% | 99% | 0 | 0% | 64.25% | 0 | 0% | 49.35% | 0 | 0% | 49.35% | 0 | 0% | 49.35% | 0 | 0 | 0% | 3.005% | 0 | 0% | 3.005% | 0 | 0% | 3.005% | 0 | 0% | 0.3569% | 0 | 0% | 0.3569% | 0 | 0% | 0.3569% | 0 | 0% | 0.8379% | 0 | 0% | 0.8379% | 0 | 0% | 0.8379% | 0 | 0% | 0.8874% | 0 | 0% | 0.8874% | 0 | 0% | 0.8874% | 0 | 0% | 6.33% | 0 | 0% | 6.33% | 0 | 0% | 6.33% | 0 | 0% | 0.7265% | 0 | 0% | 0.7265% | 0 | 0% | 0.7265% | 0 |  |  |  | 0% | 11.8% | 0 | 0% | 11.8% | 0 | 0% | 11.8% | 0 | 0% | 0.3643% | 0 | 0% | 0.3643% | 0 | 0% | 0.3643% | 0 | 0% | 100% | 0 | 0% | 100% | 0 | 0% | 100% | 0 | 0% | 100% | 0 |  |  | 0 |  |  | 0 |  |  | 0
DEL MAR 1104CB | 7.0182e-05 | 0 | 0.00023879 | 0 | 0.00023879 | 3.3628e-05 | 0.00022804 | 0.00013252 | 0% | 99% | 0 | 0% | 99% | 0 | 0% | 99% | 0 | 0% | 99% | 0 | 0% | 63.94% | 0 | 0% | 49.6% | 0 | 0% | 49.6% | 0 | 0% | 49.6% | 0 | 0 | 0% | 2.776% | 0 | 0% | 2.776% | 0 | 0% | 2.776% | 0 | 0% | 0.3204% | 0 | 0% | 0.3204% | 0 | 0% | 0.3204% | 0 | 0% | 0.8483% | 0 | 0% | 0.8483% | 0 | 0% | 0.8483% | 0 | 0% | 0.8734% | 0 | 100% | 0.8734% | 2.0855e-06 | 0% | 0.8734% | 0 | 0% | 6.363% | 0 | 0% | 6.363% | 0 | 0% | 6.363% | 0 | 0% | 0.4121% | 0 | 0% | 0.4121% | 0 | 0% | 0.4121% | 0 |  |  |  | 0% | 11.8% | 0 | 0% | 11.8% | 0 | 0% | 11.8% | 0 | 0% | 0.36% | 0 | 0% | 0.36% | 0 | 0% | 0.36% | 0 | 0% | 100% | 0 | 0% | 100% | 0 | 0% | 100% | 0 | 0% | 100% | 0 |  |  | 0 |  |  | 0 |  |  | 0
FIGARDEN 2111CB | 6.9912e-05 | 0 | 0.0028545 | 0 | 0.0028545 | 0.00034755 | 0.0024439 | 0.0019206 | 0% | 99% | 0 | 0% | 99% | 0 | 0% | 99% | 0 | 0% | 99% | 0 | 0% | 65.75% | 0 | 0% | 50.99% | 0 | 0% | 50.99% | 0 | 0% | 50.99% | 0 | 0 | 0% | 2.546% | 0 | 0% | 2.546% | 0 | 0% | 2.546% | 0 | 0% | 0.3125% | 0 | 0% | 0.3125% | 0 | 0% | 0.3125% | 0 | 0% | 0.7381% | 0 | 0% | 0.7381% | 0 | 0% | 0.7381% | 0 | 0% | 0.7774% | 0 | 0% | 0.7774% | 0 | 100% | 0.7774% | 2.219e-05 | 0% | 5.563% | 0 | 0% | 5.563% | 0 | 0% | 5.563% | 0 | 0% | 0.3315% | 0 | 0% | 0.3315% | 0 | 0% | 0.3315% | 0 |  |  |  | 0% | 11.8% | 0 | 0% | 11.8% | 0 | 0% | 11.8% | 0 | 0% | 0.3633% | 0 | 0% | 0.3633% | 0 | 0% | 0.3633% | 0 | 0% | 100% | 0 | 0% | 100% | 0 | 0% | 100% | 0 | 0% | 100% | 0 |  |  | 0 |  |  | 0 |  |  | 0
DIXON LANDING 2111CB | 6.9886e-05 | 0 | 0.00214 | 0 | 0.00214 | 0.00042639 | 0.0020047 | 0.0011015 | 0% | 99% | 0 | 0% | 99% | 0 | 0% | 99% | 0 | 0% | 99% | 0 | 0% | 65.77% | 0 | 0% | 51.37% | 0 | 0% | 51.37% | 0 | 0% | 51.37% | 0 | 0 | 0% | 3.308% | 0 | 0% | 3.308% | 0 | 0% | 3.308% | 0 | 0% | 0.3731% | 0 | 0% | 0.3731% | 0 | 0% | 0.3731% | 0 | 0% | 0.8476% | 0 | 0% | 0.8476% | 0 | 0% | 0.8476% | 0 | 100% | 0.9022% | 1.9307e-05 | 0% | 0.9022% | 0 | 0% | 0.9022% | 0 | 0% | 6.409% | 0 | 0% | 6.409% | 0 | 0% | 6.409% | 0 | 0% | 0.4149% | 0 | 0% | 0.4149% | 0 | 0% | 0.4149% | 0 |  |  |  | 0% | 11.8% | 0 | 0% | 11.8% | 0 | 0% | 11.8% | 0 | 0% | 0.3698% | 0 | 0% | 0.3698% | 0 | 0% | 0.3698% | 0 | 0% | 100% | 0 | 0% | 100% | 0 | 0% | 100% | 0 | 0% | 100% | 0 |  |  | 0 |  |  | 0 |  |  | 0
BAKERSFIELD 1106CB | 6.9875e-05 | 0 | 0.017498 | 0 | 0.017498 | 0.0032512 | 0.016045 | 0.0095882 | 0% | 99% | 0 | 0% | 99% | 0 | 0% | 99% | 0 | 0% | 99% | 0 | 0% | 64.33% | 0 | 0% | 51.02% | 0 | 0% | 51.02% | 0 | 0% | 51.02% | 0 | 0 | 0% | 2.439% | 0 | 0% | 2.439% | 0 | 0% | 2.439% | 0 | 0% | 0.2845% | 0 | 0% | 0.2845% | 0 | 0% | 0.2845% | 0 | 0% | 0.8269% | 0 | 0% | 0.8269% | 0 | 0% | 0.8269% | 0 | 0% | 0.8509% | 0 | 0% | 0.8509% | 0 | 0% | 0.8509% | 0 | 0% | 6.213% | 0 | 0% | 6.213% | 0 | 0% | 6.213% | 0 | 0% | 0.3492% | 0 | 0% | 0.3492% | 0 | 0% | 0.3492% | 0 |  |  |  | 0% | 11.8% | 0 | 0% | 11.8% | 0 | 0% | 11.8% | 0 | 0% | 0.3621% | 0 | 0% | 0.3621% | 0 | 0% | 0.3621% | 0 | 0% | 100% | 0 | 0% | 100% | 0 | 0% | 100% | 0 | 0% | 100% | 0 |  |  | 0 |  |  | 0 |  |  | 0
MERCED 21029970 | 6.9857e-05 | 0 | 0.015568 | 0 | 0.015568 | 0.0039993 | 0.01385 | 0.0078504 | 0% | 99% | 0 | 0% | 99% | 0 | 0% | 99% | 0 | 0% | 99% | 0 | 0% | 64.76% | 0 | 0% | 50.32% | 0 | 0% | 50.32% | 0 | 0% | 50.32% | 0 | 0 | 0% | 2.495% | 0 | 0% | 2.495% | 0 | 0% | 2.495% | 0 | 0% | 0.2973% | 0 | 0% | 0.2973% | 0 | 0% | 0.2973% | 0 | 0% | 0.799% | 0 | 0% | 0.799% | 0 | 0% | 0.799% | 0 | 100% | 0.8446% | 0.00013149 | 0% | 0.8446% | 0 | 0% | 0.8446% | 0 | 0% | 6.057% | 0 | 0% | 6.057% | 0 | 0% | 6.057% | 0 | 0% | 0.6956% | 0 | 0% | 0.6956% | 0 | 0% | 0.6956% | 0 |  |  |  | 0% | 11.8% | 0 | 0% | 11.8% | 0 | 0% | 11.8% | 0 | 0% | 0.3678% | 0 | 0% | 0.3678% | 0 | 0% | 0.3678% | 0 | 0% | 100% | 0 | 0% | 100% | 0 | 0% | 100% | 0 | 0% | 100% | 0 |  |  | 0 |  |  | 0 |  |  | 0
MANCHESTER 1108D8824 | 6.973e-05 | 0 | 0.0024911 | 0 | 0.0024911 | 0.00048224 | 0.0020962 | 0.0015338 | 0% | 99% | 0 | 0% | 99% | 0 | 0% | 99% | 0 | 0% | 99% | 0 | 0% | 64.52% | 0 | 0% | 51.48% | 0 | 0% | 51.48% | 0 | 0% | 51.48% | 0 | 0 | 0% | 2.653% | 0 | 0% | 2.653% | 0 | 0% | 2.653% | 0 | 0% | 0.2821% | 0 | 0% | 0.2821% | 0 | 0% | 0.2821% | 0 | 0% | 0.7788% | 0 | 0% | 0.7788% | 0 | 0% | 0.7788% | 0 | 0% | 0.792% | 0 | 0% | 0.792% | 0 | 0% | 0.792% | 0 | 0% | 5.81% | 0 | 0% | 5.81% | 0 | 0% | 5.81% | 0 | 0% | 0.5183% | 0 | 0% | 0.5183% | 0 | 0% | 0.5183% | 0 |  |  |  | 0% | 11.8% | 0 | 0% | 11.8% | 0 | 0% | 11.8% | 0 | 0% | 0.3673% | 0 | 0% | 0.3673% | 0 | 0% | 0.3673% | 0 | 0% | 100% | 0 | 0% | 100% | 0 | 0% | 100% | 0 | 0% | 100% | 0 |  |  | 0 |  |  | 0 |  |  | 0
STOCKDALE 2110CB | 6.9544e-05 | 0 | 0.019994 | 0 | 0.019994 | 0.0025603 | 0.017707 | 0.012739 | 0% | 99% | 0 | 0% | 99% | 0 | 0% | 99% | 0 | 0% | 99% | 0 | 0% | 64.93% | 0 | 0% | 51.37% | 0 | 0% | 51.37% | 0 | 0% | 51.37% | 0 | 0 | 0% | 2.652% | 0 | 0% | 2.652% | 0 | 0% | 2.652% | 0 | 0% | 0.2989% | 0 | 0% | 0.2989% | 0 | 0% | 0.2989% | 0 | 0% | 0.8111% | 0 | 0% | 0.8111% | 0 | 0% | 0.8111% | 0 | 0% | 0.8458% | 0 | 0% | 0.8458% | 0 | 100% | 0.8458% | 0.00016911 | 0% | 6.115% | 0 | 0% | 6.115% | 0 | 0% | 6.115% | 0 | 0% | 0.2699% | 0 | 0% | 0.2699% | 0 | 0% | 0.2699% | 0 |  |  |  | 0% | 11.8% | 0 | 0% | 11.8% | 0 | 0% | 11.8% | 0 | 0% | 0.368% | 0 | 0% | 0.368% | 0 | 0% | 0.368% | 0 | 0% | 100% | 0 | 0% | 100% | 0 | 0% | 100% | 0 | 0% | 100% | 0 |  |  | 0 |  |  | 0 |  |  | 0
STAGG 2107CB | 6.9341e-05 | 0 | 0.006724 | 0 | 0.006724 | 0.0010918 | 0.0064329 | 0.003575 | 0% | 99% | 0 | 0% | 99% | 0 | 0% | 99% | 0 | 0% | 99% | 0 | 0% | 64.31% | 0 | 0% | 49.41% | 0 | 0% | 49.41% | 0 | 0% | 49.41% | 0 | 0 | 0% | 2.821% | 0 | 0% | 2.821% | 0 | 0% | 2.821% | 0 | 0% | 0.3378% | 0 | 0% | 0.3378% | 0 | 0% | 0.3378% | 0 | 0% | 0.8474% | 0 | 0% | 0.8474% | 0 | 0% | 0.8474% | 0 | 1.962% | 0.9078% | 1.1979e-06 | 0% | 0.9078% | 0 | 0% | 0.9078% | 0 | 0% | 6.455% | 0 | 0% | 6.455% | 0 | 0% | 6.455% | 0 | 0% | 0.3791% | 0 | 0% | 0.3791% | 0 | 0% | 0.3791% | 0 |  |  |  | 0% | 11.8% | 0 | 0% | 11.8% | 0 | 0% | 11.8% | 0 | 0% | 0.3673% | 0 | 0% | 0.3673% | 0 | 0% | 0.3673% | 0 | 0% | 100% | 0 | 0% | 100% | 0 | 0% | 100% | 0 | 0% | 100% | 0 |  |  | 0 |  |  | 0 |  |  | 0
SHEPHERD 211038450 | 6.9268e-05 | 0 | 0.021093 | 0 | 0.021093 | 0.0048851 | 0.017011 | 0.012924 | 0% | 99% | 0 | 0% | 99% | 0 | 0% | 99% | 0 | 0% | 99% | 0 | 0% | 65.32% | 0 | 0% | 50.48% | 0 | 0% | 50.48% | 0 | 0% | 50.48% | 0 | 0 | 0% | 2.549% | 0 | 0% | 2.549% | 0 | 0% | 2.549% | 0 | 0% | 0.2916% | 0 | 0% | 0.2916% | 0 | 0% | 0.2916% | 0 | 0% | 0.7297% | 0 | 0% | 0.7297% | 0 | 0% | 0.7297% | 0 | 97.01% | 0.7725% | 0.00015806 | 0% | 0.7725% | 0 | 0% | 0.7725% | 0 | 0% | 5.523% | 0 | 0% | 5.523% | 0 | 0% | 5.523% | 0 | 0% | 0.6377% | 0 | 0% | 0.6377% | 0 | 0% | 0.6377% | 0 |  |  |  | 0% | 11.8% | 0 | 0% | 11.8% | 0 | 0% | 11.8% | 0 | 0% | 0.3722% | 0 | 0% | 0.3722% | 0 | 0% | 0.3722% | 0 | 0% | 100% | 0 | 0% | 100% | 0 | 0% | 100% | 0 | 0% | 100% | 0 |  |  | 0 |  |  | 0 |  |  | 0
STOCKDALE 21074712 | 6.9238e-05 | 0 | 0.00035336 | 0 | 0.00035336 | 7.0234e-05 | 0.00025005 | 0.00026303 | 0% | 99% | 0 | 0% | 99% | 0 | 0% | 99% | 0 | 0% | 99% | 0 | 0% | 65.8% | 0 | 0% | 51.72% | 0 | 0% | 51.72% | 0 | 0% | 51.72% | 0 | 0 | 0% | 2.536% | 0 | 0% | 2.536% | 0 | 0% | 2.536% | 0 | 0% | 0.2729% | 0 | 0% | 0.2729% | 0 | 0% | 0.2729% | 0 | 0% | 0.6475% | 0 | 0% | 0.6475% | 0 | 0% | 0.6475% | 0 | 0% | 0.6615% | 0 | 0% | 0.6615% | 0 | 100% | 0.6615% | 2.3374e-06 | 0% | 4.822% | 0 | 0% | 4.822% | 0 | 0% | 4.822% | 0 | 0% | 0.3427% | 0 | 0% | 0.3427% | 0 | 0% | 0.3427% | 0 |  |  |  | 0% | 11.8% | 0 | 0% | 11.8% | 0 | 0% | 11.8% | 0 | 0% | 0.3716% | 0 | 0% | 0.3716% | 0 | 0% | 0.3716% | 0 | 0% | 100% | 0 | 0% | 100% | 0 | 0% | 100% | 0 | 0% | 100% | 0 |  |  | 0 |  |  | 0 |  |  | 0
STAGG 21066476 | 6.899e-05 | 0 | 0.0003521 | 0 | 0.0003521 | 7.9521e-05 | 0.00034654 | 0.00015516 | 0% | 99% | 0 | 0% | 99% | 0 | 0% | 99% | 0 | 0% | 99% | 0 | 0% | 64.02% | 0 | 0% | 49.55% | 0 | 0% | 49.55% | 0 | 0% | 49.55% | 0 | 0 | 0% | 2.782% | 0 | 0% | 2.782% | 0 | 0% | 2.782% | 0 | 0% | 0.3342% | 0 | 0% | 0.3342% | 0 | 0% | 0.3342% | 0 | 0% | 0.8828% | 0 | 0% | 0.8828% | 0 | 0% | 0.8828% | 0 | 79.93% | 0.9401% | 2.6457e-06 | 0% | 0.9401% | 0 | 0% | 0.9401% | 0 | 0% | 6.713% | 0 | 0% | 6.713% | 0 | 0% | 6.713% | 0 | 0% | 0.5107% | 0 | 0% | 0.5107% | 0 | 0% | 0.5107% | 0 |  |  |  | 0% | 11.8% | 0 | 0% | 11.8% | 0 | 0% | 11.8% | 0 | 0% | 0.3661% | 0 | 0% | 0.3661% | 0 | 0% | 0.3661% | 0 | 0% | 100% | 0 | 0% | 100% | 0 | 0% | 100% | 0 | 0% | 100% | 0 |  |  | 0 |  |  | 0 |  |  | 0
MANTECA 1701CB | 6.8594e-05 | 0 | 0.012253 | 0 | 0.012253 | 0.00085906 | 0.008291 | 0.011076 | 0% | 99% | 0 | 0% | 99% | 0 | 0% | 99% | 0 | 0% | 99% | 0 | 0% | 66.77% | 0 | 0% | 52.69% | 0 | 0% | 52.69% | 0 | 0% | 52.69% | 0 | 0 | 0% | 2.002% | 0 | 0% | 2.002% | 0 | 0% | 2.002% | 0 | 0% | 0.2353% | 0 | 0% | 0.2353% | 0 | 0% | 0.2353% | 0 | 0% | 0.5994% | 0 | 0% | 0.5994% | 0 | 0% | 0.5994% | 0 | 0% | 0.6268% | 0 | 0% | 0.6268% | 0 | 0% | 0.6268% | 0 | 0% | 4.519% | 0 | 0% | 4.519% | 0 | 0% | 4.519% | 0 | 0% | 0.1968% | 0 | 0% | 0.1968% | 0 | 0% | 0.1968% | 0 |  |  |  | 0% | 11.8% | 0 | 0% | 11.8% | 0 | 0% | 11.8% | 0 | 0% | 0.3726% | 0 | 0% | 0.3726% | 0 | 0% | 0.3726% | 0 | 0% | 100% | 0 | 0% | 100% | 0 | 0% | 100% | 0 | 0% | 100% | 0 |  |  | 0 |  |  | 0 |  |  | 0
PINEDALE 2102CB | 6.8566e-05 | 0 | 0.018897 | 0 | 0.018897 | 0.0035596 | 0.015127 | 0.012507 | 0% | 99% | 0 | 0% | 99% | 0 | 0% | 99% | 0 | 0% | 99% | 0 | 0% | 65.06% | 0 | 0% | 50.1% | 0 | 0% | 50.1% | 0 | 0% | 50.1% | 0 | 0 | 0% | 2.483% | 0 | 0% | 2.483% | 0 | 0% | 2.483% | 0 | 0% | 0.2896% | 0 | 0% | 0.2896% | 0 | 0% | 0.2896% | 0 | 0% | 0.7164% | 0 | 0% | 0.7164% | 0 | 0% | 0.7164% | 0 | 0% | 0.7611% | 0 | 0% | 0.7611% | 0 | 0% | 0.7611% | 0 | 0% | 5.433% | 0 | 0% | 5.433% | 0 | 0% | 5.433% | 0 | 0% | 0.5009% | 0 | 0% | 0.5009% | 0 | 0% | 0.5009% | 0 |  |  |  | 0% | 11.8% | 0 | 0% | 11.8% | 0 | 0% | 11.8% | 0 | 0% | 0.372% | 0 | 0% | 0.372% | 0 | 0% | 0.372% | 0 | 0% | 100% | 0 | 0% | 100% | 0 | 0% | 100% | 0 | 0% | 100% | 0 |  |  | 0 |  |  | 0 |  |  | 0
FIGARDEN 210538320 | 6.8476e-05 | 0 | 0.007572 | 0 | 0.007572 | 0.0012632 | 0.0064005 | 0.004836 | 0% | 99% | 0 | 0% | 99% | 0 | 0% | 99% | 0 | 0% | 99% | 0 | 0% | 64.53% | 0 | 0% | 49.52% | 0 | 0% | 49.52% | 0 | 0% | 49.52% | 0 | 0 | 0% | 2.538% | 0 | 0% | 2.538% | 0 | 0% | 2.538% | 0 | 0% | 0.2983% | 0 | 0% | 0.2983% | 0 | 0% | 0.2983% | 0 | 0% | 0.7551% | 0 | 0% | 0.7551% | 0 | 0% | 0.7551% | 0 | 0% | 0.8048% | 0 | 0% | 0.8048% | 0 | 100% | 0.8048% | 6.0942e-05 | 0% | 5.739% | 0 | 0% | 5.739% | 0 | 0% | 5.739% | 0 | 0% | 0.4474% | 0 | 0% | 0.4474% | 0 | 0% | 0.4474% | 0 |  |  |  | 0% | 11.8% | 0 | 0% | 11.8% | 0 | 0% | 11.8% | 0 | 0% | 0.3709% | 0 | 0% | 0.3709% | 0 | 0% | 0.3709% | 0 | 0% | 100% | 0 | 0% | 100% | 0 | 0% | 100% | 0 | 0% | 100% | 0 |  |  | 0 |  |  | 0 |  |  | 0
MEADOW LANE 210365632 | 6.8414e-05 | 0 | 0.0022113 | 0 | 0.0022113 | 0.00082377 | 0.0019423 | 0.00088431 | 0% | 99% | 0 | 0% | 99% | 0 | 0% | 99% | 0 | 0% | 99% | 0 | 0% | 64.7% | 0 | 0% | 50.3% | 0 | 0% | 50.3% | 0 | 0% | 50.3% | 0 | 0 | 0% | 3.076% | 0 | 0% | 3.076% | 0 | 0% | 3.076% | 0 | 0% | 0.3384% | 0 | 0% | 0.3384% | 0 | 0% | 0.3384% | 0 | 0% | 0.7994% | 0 | 0% | 0.7994% | 0 | 0% | 0.7994% | 0 | 0% | 0.829% | 0 | 0% | 0.829% | 0 | 0% | 0.829% | 0 | 0% | 5.985% | 0 | 0% | 5.985% | 0 | 0% | 5.985% | 0 | 0% | 0.592% | 0 | 0% | 0.592% | 0 | 0% | 0.592% | 0 |  |  |  | 0% | 11.8% | 0 | 0% | 11.8% | 0 | 0% | 11.8% | 0 | 0% | 0.3677% | 0 | 0% | 0.3677% | 0 | 0% | 0.3677% | 0 | 0% | 100% | 0 | 0% | 100% | 0 | 0% | 100% | 0 | 0% | 100% | 0 |  |  | 0 |  |  | 0 |  |  | 0
CALIFORNIA AVE 1104CB | 6.8337e-05 | 0 | 0.018717 | 0 | 0.018717 | 0.0012278 | 0.01881 | 0.01086 | 0% | 99% | 0 | 0% | 99% | 0 | 0% | 99% | 0 | 0% | 99% | 0 | 0% | 63.74% | 0 | 0% | 50.46% | 0 | 0% | 50.46% | 0 | 0% | 50.46% | 0 | 0 | 0% | 3.003% | 0 | 0% | 3.003% | 0 | 0% | 3.003% | 0 | 0% | 0.3373% | 0 | 0% | 0.3373% | 0 | 0% | 0.3373% | 0 | 0% | 0.9237% | 0 | 0% | 0.9237% | 0 | 0% | 0.9237% | 0 | 99.25% | 0.9697% | 0.00018013 | 0% | 0.9697% | 0 | 0% | 0.9697% | 0 | 0% | 6.985% | 0 | 0% | 6.985% | 0 | 0% | 6.985% | 0 | 0% | 0.2242% | 0 | 0% | 0.2242% | 0 | 0% | 0.2242% | 0 |  |  |  | 0% | 11.8% | 0 | 0% | 11.8% | 0 | 0% | 11.8% | 0 | 0% | 0.3663% | 0 | 0% | 0.3663% | 0 | 0% | 0.3663% | 0 | 0% | 100% | 0 | 0% | 100% | 0 | 0% | 100% | 0 | 0% | 100% | 0 |  |  | 0 |  |  | 0 |  |  | 0
WOODWARD 210192860 | 6.796e-05 | 0 | 0.017689 | 0 | 0.017689 | 0.0094361 | 0.011903 | 0.0078614 | 0% | 99% | 0 | 0% | 99% | 0 | 0% | 99% | 0 | 0% | 99% | 0 | 0% | 65.27% | 0 | 0% | 49.77% | 0 | 0% | 49.77% | 0 | 0% | 49.77% | 0 | 0 | 0% | 2.105% | 0 | 0% | 2.105% | 0 | 0% | 2.105% | 0 | 0% | 0.2394% | 0 | 0% | 0.2394% | 0 | 0% | 0.2394% | 0 | 0% | 0.6036% | 0 | 0% | 0.6036% | 0 | 0% | 0.6036% | 0 | 0% | 0.629% | 0 | 0% | 0.629% | 0 | 0% | 0.629% | 0 | 0% | 4.54% | 0 | 0% | 4.54% | 0 | 0% | 4.54% | 0 | 0% | 1.456% | 0 | 0% | 1.456% | 0 | 0% | 1.456% | 0 |  |  |  | 0% | 11.8% | 0 | 0% | 11.8% | 0 | 0% | 11.8% | 0 | 0% | 0.3742% | 0 | 0% | 0.3742% | 0 | 0% | 0.3742% | 0 | 0% | 100% | 0 | 0% | 100% | 0 | 0% | 100% | 0 | 0% | 100% | 0 |  |  | 0 |  |  | 0 |  |  | 0
SANTA MARIA 1112CB | 6.7907e-05 | 0 | 0.0040433 | 0 | 0.0040433 | 0.00044291 | 0.0041791 | 0.0020526 | 0% | 99% | 0 | 0% | 99% | 0 | 0% | 99% | 0 | 0% | 99% | 0 | 0% | 65.61% | 0 | 0% | 52.39% | 0 | 0% | 52.39% | 0 | 0% | 52.39% | 0 | 0 | 0% | 3.165% | 0 | 0% | 3.165% | 0 | 0% | 3.165% | 0 | 0% | 0.3568% | 0 | 0% | 0.3568% | 0 | 0% | 0.3568% | 0 | 0% | 0.9541% | 0 | 0% | 0.9541% | 0 | 0% | 0.9541% | 0 | 0% | 1.006% | 0 | 0% | 1.006% | 0 | 0% | 1.006% | 0 | 0% | 7.226% | 0 | 0% | 7.226% | 0 | 0% | 7.226% | 0 | 0% | 0.3119% | 0 | 0% | 0.3119% | 0 | 0% | 0.3119% | 0 |  |  |  | 0% | 11.8% | 0 | 0% | 11.8% | 0 | 0% | 11.8% | 0 | 0% | 0.367% | 0 | 0% | 0.367% | 0 | 0% | 0.367% | 0 | 0% | 100% | 0 | 0% | 100% | 0 | 0% | 100% | 0 | 0% | 100% | 0 |  |  | 0 |  |  | 0 |  |  | 0
MOSHER 21109174 | 6.7855e-05 | 0 | 0.00069261 | 0 | 0.00069261 | 4.1572e-05 | 0.00065706 | 0.0004447 | 0% | 99% | 0 | 0% | 99% | 0 | 0% | 99% | 0 | 0% | 99% | 0 | 0% | 64.86% | 0 | 0% | 50.8% | 0 | 0% | 50.8% | 0 | 0% | 50.8% | 0 | 0 | 0% | 3.009% | 0 | 0% | 3.009% | 0 | 0% | 3.009% | 0 | 0% | 0.347% | 0 | 0% | 0.347% | 0 | 0% | 0.347% | 0 | 0% | 0.8531% | 0 | 0% | 0.8531% | 0 | 0% | 0.8531% | 0 | 64.4% | 0.9102% | 4.0598e-06 | 0% | 0.9102% | 0 | 0% | 0.9102% | 0 | 0% | 6.482% | 0 | 0% | 6.482% | 0 | 0% | 6.482% | 0 | 0% | 0.1704% | 0 | 0% | 0.1704% | 0 | 0% | 0.1704% | 0 |  |  |  | 0% | 11.8% | 0 | 0% | 11.8% | 0 | 0% | 11.8% | 0 | 0% | 0.3688% | 0 | 0% | 0.3688% | 0 | 0% | 0.3688% | 0 | 0% | 100% | 0 | 0% | 100% | 0 | 0% | 100% | 0 | 0% | 100% | 0 |  |  | 0 |  |  | 0 |  |  | 0
CORDELIA 111013382 | 6.7635e-05 | 0 | 0.0017259 | 0 | 0.0017259 | 0.00013672 | 0.0018465 | 0.00086581 | 0% | 99% | 0 | 0% | 99% | 0 | 0% | 99% | 0 | 0% | 99% | 0 | 0% | 65.09% | 0 | 0% | 50.9% | 0 | 0% | 50.9% | 0 | 0% | 50.9% | 0 | 0 | 0% | 4.072% | 0 | 0% | 4.072% | 0 | 0% | 4.072% | 0 | 0% | 0.4506% | 0 | 0% | 0.4506% | 0 | 0% | 0.4506% | 0 | 0% | 0.9752% | 0 | 0% | 0.9752% | 0 | 0% | 0.9752% | 0 | 0% | 1.043% | 0 | 0% | 1.043% | 0 | 100% | 1.043% | 1.8e-05 | 0% | 7.376% | 0 | 0% | 7.376% | 0 | 0% | 7.376% | 0 | 0% | 0.198% | 0 | 0% | 0.198% | 0 | 0% | 0.198% | 0 |  |  |  | 0% | 11.8% | 0 | 0% | 11.8% | 0 | 0% | 11.8% | 0 | 0% | 0.3688% | 0 | 0% | 0.3688% | 0 | 0% | 0.3688% | 0 | 0% | 100% | 0 | 0% | 100% | 0 | 0% | 100% | 0 | 0% | 100% | 0 |  |  | 0 |  |  | 0 |  |  | 0
STAGG 21066652 | 6.7519e-05 | 0 | 0.00034459 | 0 | 0.00034459 | 9.1448e-05 | 0.00033571 | 0.00014168 | 0% | 99% | 0 | 0% | 99% | 0 | 0% | 99% | 0 | 0% | 99% | 0 | 0% | 64.3% | 0 | 0% | 49.53% | 0 | 0% | 49.53% | 0 | 0% | 49.53% | 0 | 0 | 0% | 2.818% | 0 | 0% | 2.818% | 0 | 0% | 2.818% | 0 | 0% | 0.3397% | 0 | 0% | 0.3397% | 0 | 0% | 0.3397% | 0 | 0% | 0.8755% | 0 | 0% | 0.8755% | 0 | 0% | 0.8755% | 0 | 0% | 0.9432% | 0 | 0% | 0.9432% | 0 | 0% | 0.9432% | 0 | 0% | 6.685% | 0 | 0% | 6.685% | 0 | 0% | 6.685% | 0 | 0% | 0.6081% | 0 | 0% | 0.6081% | 0 | 0% | 0.6081% | 0 |  |  |  | 0% | 11.8% | 0 | 0% | 11.8% | 0 | 0% | 11.8% | 0 | 0% | 0.369% | 0 | 0% | 0.369% | 0 | 0% | 0.369% | 0 | 0% | 100% | 0 | 0% | 100% | 0 | 0% | 100% | 0 | 0% | 100% | 0 |  |  | 0 |  |  | 0 |  |  | 0
PORTRERO PP(A) 1120CB | 6.7263e-05 | 0 | 0.00022886 | 0 | 0.00022886 | 7.4658e-06 | 0.00028618 | 8.414e-05 | 0% | 99% | 0 | 0% | 99% | 0 | 0% | 99% | 0 | 0% | 99% | 0 | 0% | 61.88% | 0 | 0% | 48.69% | 0 | 0% | 48.69% | 0 | 0% | 48.69% | 0 | 0 | 0% | 4.127% | 0 | 0% | 4.127% | 0 | 0% | 4.127% | 0 | 0% | 0.4571% | 0 | 0% | 0.4571% | 0 | 0% | 0.4571% | 0 | 0% | 1.151% | 0 | 0% | 1.151% | 0 | 0% | 1.151% | 0 | 100% | 1.218% | 2.7863e-06 | 0% | 1.218% | 0 | 0% | 1.218% | 0 | 0% | 8.718% | 0 | 0% | 8.718% | 0 | 0% | 8.718% | 0 | 0% | 0.1618% | 0 | 0% | 0.1618% | 0 | 0% | 0.1618% | 0 |  |  |  | 0% | 11.8% | 0 | 0% | 11.8% | 0 | 0% | 11.8% | 0 | 0% | 0.362% | 0 | 0% | 0.362% | 0 | 0% | 0.362% | 0 | 0% | 100% | 0 | 0% | 100% | 0 | 0% | 100% | 0 | 0% | 100% | 0 |  |  | 0 |  |  | 0 |  |  | 0
MOSHER 2104CB | 6.7031e-05 | 0 | 0.0017105 | 0 | 0.0017105 | 0.00014386 | 0.001691 | 0.00098881 | 0% | 99% | 0 | 0% | 99% | 0 | 0% | 99% | 0 | 0% | 99% | 0 | 0% | 63.35% | 0 | 0% | 48.65% | 0 | 0% | 48.65% | 0 | 0% | 48.65% | 0 | 0 | 0% | 2.66% | 0 | 0% | 2.66% | 0 | 0% | 2.66% | 0 | 0% | 0.3276% | 0 | 0% | 0.3276% | 0 | 0% | 0.3276% | 0 | 0% | 0.8662% | 0 | 0% | 0.8662% | 0 | 0% | 0.8662% | 0 | 0% | 0.9221% | 0 | 0% | 0.9221% | 0 | 13.6% | 0.9221% | 2.145e-06 | 0% | 6.594% | 0 | 0% | 6.594% | 0 | 0% | 6.594% | 0 | 0% | 0.2025% | 0 | 0% | 0.2025% | 0 | 0% | 0.2025% | 0 |  |  |  | 0% | 11.8% | 0 | 0% | 11.8% | 0 | 0% | 11.8% | 0 | 0% | 0.3632% | 0 | 0% | 0.3632% | 0 | 0% | 0.3632% | 0 | 0% | 100% | 0 | 0% | 100% | 0 | 0% | 100% | 0 | 0% | 100% | 0 |  |  | 0 |  |  | 0 |  |  | 0
MONTAGUE 2109CB | 6.6866e-05 | 0 | 0.0054601 | 0 | 0.0054601 | 0.0011344 | 0.0051194 | 0.0027596 | 0% | 99% | 0 | 0% | 99% | 0 | 0% | 99% | 0 | 0% | 99% | 0 | 0% | 66.07% | 0 | 0% | 51.74% | 0 | 0% | 51.74% | 0 | 0% | 51.74% | 0 | 0 | 0% | 3.181% | 0 | 0% | 3.181% | 0 | 0% | 3.181% | 0 | 0% | 0.364% | 0 | 0% | 0.364% | 0 | 0% | 0.364% | 0 | 0% | 0.851% | 0 | 0% | 0.851% | 0 | 0% | 0.851% | 0 | 0% | 0.9141% | 0 | 0% | 0.9141% | 0 | 0% | 0.9141% | 0 | 0% | 6.463% | 0 | 0% | 6.463% | 0 | 0% | 6.463% | 0 | 0% | 0.4485% | 0 | 0% | 0.4485% | 0 | 0% | 0.4485% | 0 |  |  |  | 0% | 11.8% | 0 | 0% | 11.8% | 0 | 0% | 11.8% | 0 | 0% | 0.3714% | 0 | 0% | 0.3714% | 0 | 0% | 0.3714% | 0 | 0% | 100% | 0 | 0% | 100% | 0 | 0% | 100% | 0 | 0% | 100% | 0 |  |  | 0 |  |  | 0 |  |  | 0
WOODLAND 1111CB | 6.679e-05 | 0 | 0.002727 | 0 | 0.002727 | 0.00021589 | 0.0025703 | 0.0017153 | 0% | 99% | 0 | 0% | 99% | 0 | 0% | 99% | 0 | 0% | 99% | 0 | 0% | 64.84% | 0 | 0% | 50.62% | 0 | 0% | 50.62% | 0 | 0% | 50.62% | 0 | 0 | 0% | 2.868% | 0 | 0% | 2.868% | 0 | 0% | 2.868% | 0 | 0% | 0.3362% | 0 | 0% | 0.3362% | 0 | 0% | 0.3362% | 0 | 0% | 0.8387% | 0 | 0% | 0.8387% | 0 | 0% | 0.8387% | 0 | 0% | 0.8884% | 0 | 0% | 0.8884% | 0 | 0% | 0.8884% | 0 | 0% | 6.355% | 0 | 0% | 6.355% | 0 | 0% | 6.355% | 0 | 0% | 0.2181% | 0 | 0% | 0.2181% | 0 | 0% | 0.2181% | 0 |  |  |  | 0% | 11.8% | 0 | 0% | 11.8% | 0 | 0% | 11.8% | 0 | 0% | 0.3662% | 0 | 0% | 0.3662% | 0 | 0% | 0.3662% | 0 | 0% | 100% | 0 | 0% | 100% | 0 | 0% | 100% | 0 | 0% | 100% | 0 |  |  | 0 |  |  | 0 |  |  | 0
WESTPARK 11091558 | 6.6533e-05 | 0 | 0.00033956 | 0 | 0.00033956 | 2.9543e-05 | 0.00026601 | 0.00026498 | 0% | 99% | 0 | 0% | 99% | 0 | 0% | 99% | 0 | 0% | 99% | 0 | 0% | 64.03% | 0 | 0% | 50.98% | 0 | 0% | 50.98% | 0 | 0% | 50.98% | 0 | 0 | 0% | 2.489% | 0 | 0% | 2.489% | 0 | 0% | 2.489% | 0 | 0% | 0.267% | 0 | 0% | 0.267% | 0 | 0% | 0.267% | 0 | 0% | 0.7156% | 0 | 0% | 0.7156% | 0 | 0% | 0.7156% | 0 | 0% | 0.7227% | 0 | 100% | 0.7227% | 2.4539e-06 | 0% | 0.7227% | 0 | 0% | 5.326% | 0 | 0% | 5.326% | 0 | 0% | 5.326% | 0 | 0% | 0.1876% | 0 | 0% | 0.1876% | 0 | 0% | 0.1876% | 0 |  |  |  | 0% | 11.8% | 0 | 0% | 11.8% | 0 | 0% | 11.8% | 0 | 0% | 0.3671% | 0 | 0% | 0.3671% | 0 | 0% | 0.3671% | 0 | 0% | 100% | 0 | 0% | 100% | 0 | 0% | 100% | 0 | 0% | 100% | 0 |  |  | 0 |  |  | 0 |  |  | 0
BULLARD 1105CB | 6.6268e-05 | 0 | 0.0079479 | 0 | 0.0079479 | 0.0016549 | 0.0073269 | 0.0041383 | 0% | 99% | 0 | 0% | 99% | 0 | 0% | 99% | 0 | 0% | 99% | 0 | 0% | 63.5% | 0 | 0% | 49.46% | 0 | 0% | 49.46% | 0 | 0% | 49.46% | 0 | 0 | 0% | 2.453% | 0 | 0% | 2.453% | 0 | 0% | 2.453% | 0 | 0% | 0.2841% | 0 | 0% | 0.2841% | 0 | 0% | 0.2841% | 0 | 0% | 0.8404% | 0 | 0% | 0.8404% | 0 | 0% | 0.8404% | 0 | 0% | 0.8797% | 0 | 0% | 0.8797% | 0 | 0% | 0.8797% | 0 | 0% | 6.366% | 0 | 0% | 6.366% | 0 | 0% | 6.366% | 0 | 0% | 0.5636% | 0 | 0% | 0.5636% | 0 | 0% | 0.5636% | 0 |  |  |  | 0% | 11.8% | 0 | 0% | 11.8% | 0 | 0% | 11.8% | 0 | 0% | 0.3675% | 0 | 0% | 0.3675% | 0 | 0% | 0.3675% | 0 | 0% | 100% | 0 | 0% | 100% | 0 | 0% | 100% | 0 | 0% | 100% | 0 |  |  | 0 |  |  | 0 |  |  | 0
RANCHERS COTTON 1101323356 | 6.6132e-05 | 0 | 0.0016876 | 0 | 0.0016876 | 0.00015946 | 0.0015496 | 0.0010768 | 0% | 99% | 0 | 0% | 99% | 0 | 0% | 99% | 0 | 0% | 99% | 0 | 0% | 64.47% | 0 | 0% | 50.69% | 0 | 0% | 50.69% | 0 | 0% | 50.69% | 0 | 0 | 0% | 2.989% | 0 | 0% | 2.989% | 0 | 0% | 2.989% | 0 | 0% | 0.3302% | 0 | 0% | 0.3302% | 0 | 0% | 0.3302% | 0 | 0% | 0.8417% | 0 | 0% | 0.8417% | 0 | 0% | 0.8417% | 0 | 0% | 0.8818% | 0 | 0% | 0.8818% | 0 | 0% | 0.8818% | 0 | 0% | 6.348% | 0 | 0% | 6.348% | 0 | 0% | 6.348% | 0 | 0% | 0.2848% | 0 | 0% | 0.2848% | 0 | 0% | 0.2848% | 0 |  |  |  | 0% | 11.8% | 0 | 0% | 11.8% | 0 | 0% | 11.8% | 0 | 0% | 0.369% | 0 | 0% | 0.369% | 0 | 0% | 0.369% | 0 | 0% | 100% | 0 | 0% | 100% | 0 | 0% | 100% | 0 | 0% | 100% | 0 |  |  | 0 |  |  | 0 |  |  | 0
MANCHESTER 1109CB | 6.5896e-05 | 0 | 0.054146 | 0 | 0.054146 | 0.010475 | 0.051976 | 0.02693 | 0% | 99% | 0 | 0% | 99% | 0 | 0% | 99% | 0 | 0% | 99% | 0 | 0% | 63.06% | 0 | 0% | 49.59% | 0 | 0% | 49.59% | 0 | 0% | 49.59% | 0 | 0 | 0% | 2.623% | 0 | 0% | 2.623% | 0 | 0% | 2.623% | 0 | 0% | 0.2954% | 0 | 0% | 0.2954% | 0 | 0% | 0.2954% | 0 | 0% | 0.8805% | 0 | 0% | 0.8805% | 0 | 0% | 0.8805% | 0 | 31.69% | 0.9065% | 0.00015554 | 0% | 0.9065% | 0 | 0% | 0.9065% | 0 | 0% | 6.624% | 0 | 0% | 6.624% | 0 | 0% | 6.624% | 0 | 0% | 0.5293% | 0 | 0% | 0.5293% | 0 | 0% | 0.5293% | 0 |  |  |  | 0% | 11.8% | 0 | 0% | 11.8% | 0 | 0% | 11.8% | 0 | 0% | 0.3637% | 0 | 0% | 0.3637% | 0 | 0% | 0.3637% | 0 | 0% | 100% | 0 | 0% | 100% | 0 | 0% | 100% | 0 | 0% | 100% | 0 |  |  | 0 |  |  | 0 |  |  | 0
PINEDALE 210979984 | 6.5822e-05 | 0 | 0.074353 | 0 | 0.074353 | 0.014134 | 0.065685 | 0.042919 | 0% | 99% | 0 | 0% | 99% | 0 | 0% | 99% | 0 | 0% | 99% | 0 | 0% | 65.03% | 0 | 0% | 50.88% | 0 | 0% | 50.88% | 0 | 0% | 50.88% | 0 | 0 | 0% | 2.614% | 0 | 0% | 2.614% | 0 | 0% | 2.614% | 0 | 0% | 0.301% | 0 | 0% | 0.301% | 0 | 0% | 0.301% | 0 | 0% | 0.8065% | 0 | 0% | 0.8065% | 0 | 0% | 0.8065% | 0 | 0% | 0.8517% | 0 | 0% | 0.8517% | 0 | 57.32% | 0.8517% | 0.00036299 | 0% | 6.109% | 0 | 0% | 6.109% | 0 | 0% | 6.109% | 0 | 0% | 0.5181% | 0 | 0% | 0.5181% | 0 | 0% | 0.5181% | 0 |  |  |  | 0% | 11.8% | 0 | 0% | 11.8% | 0 | 0% | 11.8% | 0 | 0% | 0.3699% | 0 | 0% | 0.3699% | 0 | 0% | 0.3699% | 0 | 0% | 100% | 0 | 0% | 100% | 0 | 0% | 100% | 0 | 0% | 100% | 0 |  |  | 0 |  |  | 0 |  |  | 0
FIGARDEN 2107CB | 6.5718e-05 | 0 | 0.003354 | 0 | 0.003354 | 0.00072885 | 0.0030185 | 0.0017894 | 0% | 99% | 0 | 0% | 99% | 0 | 0% | 99% | 0 | 0% | 99% | 0 | 0% | 64.47% | 0 | 0% | 49.82% | 0 | 0% | 49.82% | 0 | 0% | 49.82% | 0 | 0 | 0% | 2.583% | 0 | 0% | 2.583% | 0 | 0% | 2.583% | 0 | 0% | 0.3029% | 0 | 0% | 0.3029% | 0 | 0% | 0.3029% | 0 | 0% | 0.8178% | 0 | 0% | 0.8178% | 0 | 0% | 0.8178% | 0 | 0% | 0.8723% | 0 | 0% | 0.8723% | 0 | 100% | 0.8723% | 2.9258e-05 | 0% | 6.226% | 0 | 0% | 6.226% | 0 | 0% | 6.226% | 0 | 0% | 0.5815% | 0 | 0% | 0.5815% | 0 | 0% | 0.5815% | 0 |  |  |  | 0% | 11.8% | 0 | 0% | 11.8% | 0 | 0% | 11.8% | 0 | 0% | 0.371% | 0 | 0% | 0.371% | 0 | 0% | 0.371% | 0 | 0% | 100% | 0 | 0% | 100% | 0 | 0% | 100% | 0 | 0% | 100% | 0 |  |  | 0 |  |  | 0 |  |  | 0
CALIFORNIA AVE 111297998 | 6.5622e-05 | 0 | 0.00033491 | 0 | 0.00033491 | 3.4906e-05 | 0.00028984 | 0.00022811 | 0% | 99% | 0 | 0% | 99% | 0 | 0% | 99% | 0 | 0% | 99% | 0 | 0% | 63.83% | 0 | 0% | 49.48% | 0 | 0% | 49.48% | 0 | 0% | 49.48% | 0 | 0 | 0% | 2.717% | 0 | 0% | 2.717% | 0 | 0% | 2.717% | 0 | 0% | 0.299% | 0 | 0% | 0.299% | 0 | 0% | 0.299% | 0 | 0% | 0.8053% | 0 | 0% | 0.8053% | 0 | 0% | 0.8053% | 0 | 100% | 0.8616% | 2.8855e-06 | 0% | 0.8616% | 0 | 0% | 0.8616% | 0 | 0% | 6.151% | 0 | 0% | 6.151% | 0 | 0% | 6.151% | 0 | 0% | 0.3034% | 0 | 0% | 0.3034% | 0 | 0% | 0.3034% | 0 |  |  |  | 0% | 11.8% | 0 | 0% | 11.8% | 0 | 0% | 11.8% | 0 | 0% | 0.3772% | 0 | 0% | 0.3772% | 0 | 0% | 0.3772% | 0 | 0% | 100% | 0 | 0% | 100% | 0 | 0% | 100% | 0 | 0% | 100% | 0 |  |  | 0 |  |  | 0 |  |  | 0
VIERRA 1703744838 | 6.5591e-05 | 0 | 0.00033475 | 0 | 0.00033475 | 1.2945e-05 | 0.00025836 | 0.00028129 | 0% | 99% | 0 | 0% | 99% | 0 | 0% | 99% | 0 | 0% | 99% | 0 | 0% | 66.08% | 0 | 0% | 51.71% | 0 | 0% | 51.71% | 0 | 0% | 51.71% | 0 | 0 | 0% | 2.098% | 0 | 0% | 2.098% | 0 | 0% | 2.098% | 0 | 0% | 0.2624% | 0 | 0% | 0.2624% | 0 | 0% | 0.2624% | 0 | 0% | 0.667% | 0 | 0% | 0.667% | 0 | 0% | 0.667% | 0 | 0% | 0.7072% | 0 | 0% | 0.7072% | 0 | 0% | 0.7072% | 0 | 0% | 5.06% | 0 | 0% | 5.06% | 0 | 0% | 5.06% | 0 | 0% | 0.1279% | 0 | 0% | 0.1279% | 0 | 0% | 0.1279% | 0 |  |  |  | 0% | 11.8% | 0 | 0% | 11.8% | 0 | 0% | 11.8% | 0 | 0% | 0.3684% | 0 | 0% | 0.3684% | 0 | 0% | 0.3684% | 0 | 0% | 100% | 0 | 0% | 100% | 0 | 0% | 100% | 0 | 0% | 100% | 0 |  |  | 0 |  |  | 0 |  |  | 0
BULLARD 1107CB | 6.5562e-05 | 0 | 0.016396 | 0 | 0.016396 | 0.0045056 | 0.014954 | 0.007605 | 0% | 99% | 0 | 0% | 99% | 0 | 0% | 99% | 0 | 0% | 99% | 0 | 0% | 63.91% | 0 | 0% | 49.78% | 0 | 0% | 49.78% | 0 | 0% | 49.78% | 0 | 0 | 0% | 2.476% | 0 | 0% | 2.476% | 0 | 0% | 2.476% | 0 | 0% | 0.2861% | 0 | 0% | 0.2861% | 0 | 0% | 0.2861% | 0 | 0% | 0.8351% | 0 | 0% | 0.8351% | 0 | 0% | 0.8351% | 0 | 0% | 0.8768% | 0 | 0% | 0.8768% | 0 | 0% | 0.8768% | 0 | 0% | 6.329% | 0 | 0% | 6.329% | 0 | 0% | 6.329% | 0 | 0% | 0.7326% | 0 | 0% | 0.7326% | 0 | 0% | 0.7326% | 0 |  |  |  | 0% | 11.8% | 0 | 0% | 11.8% | 0 | 0% | 11.8% | 0 | 0% | 0.3687% | 0 | 0% | 0.3687% | 0 | 0% | 0.3687% | 0 | 0% | 100% | 0 | 0% | 100% | 0 | 0% | 100% | 0 | 0% | 100% | 0 |  |  | 0 |  |  | 0 |  |  | 0
BULLARD 1102R6062 | 6.5494e-05 | 0 | 0.0026741 | 0 | 0.0026741 | 0.00046888 | 0.0023103 | 0.0016351 | 0% | 99% | 0 | 0% | 99% | 0 | 0% | 99% | 0 | 0% | 99% | 0 | 0% | 64.77% | 0 | 0% | 51.19% | 0 | 0% | 51.19% | 0 | 0% | 51.19% | 0 | 0 | 0% | 2.744% | 0 | 0% | 2.744% | 0 | 0% | 2.744% | 0 | 0% | 0.3019% | 0 | 0% | 0.3019% | 0 | 0% | 0.3019% | 0 | 0% | 0.7889% | 0 | 0% | 0.7889% | 0 | 0% | 0.7889% | 0 | 0% | 0.8122% | 0 | 0% | 0.8122% | 0 | 5.016% | 0.8122% | 1.0895e-06 | 0% | 5.909% | 0 | 0% | 5.909% | 0 | 0% | 5.909% | 0 | 0% | 0.482% | 0 | 0% | 0.482% | 0 | 0% | 0.482% | 0 |  |  |  | 0% | 11.8% | 0 | 0% | 11.8% | 0 | 0% | 11.8% | 0 | 0% | 0.367% | 0 | 0% | 0.367% | 0 | 0% | 0.367% | 0 | 0% | 100% | 0 | 0% | 100% | 0 | 0% | 100% | 0 | 0% | 100% | 0 |  |  | 0 |  |  | 0 |  |  | 0
MOSHER 2107CB | 6.544e-05 | 0 | 0.0093515 | 0 | 0.0093515 | 0.0016804 | 0.0090367 | 0.00472 | 0% | 99% | 0 | 0% | 99% | 0 | 0% | 99% | 0 | 0% | 99% | 0 | 0% | 64.62% | 0 | 0% | 50.14% | 0 | 0% | 50.14% | 0 | 0% | 50.14% | 0 | 0 | 0% | 2.842% | 0 | 0% | 2.842% | 0 | 0% | 2.842% | 0 | 0% | 0.3395% | 0 | 0% | 0.3395% | 0 | 0% | 0.3395% | 0 | 0% | 0.8706% | 0 | 0% | 0.8706% | 0 | 0% | 0.8706% | 0 | 75.28% | 0.9386% | 6.6077e-05 | 0% | 0.9386% | 0 | 13.53% | 0.9386% | 1.1874e-05 | 0% | 6.648% | 0 | 0% | 6.648% | 0 | 0% | 6.648% | 0 | 0% | 0.4138% | 0 | 0% | 0.4138% | 0 | 0% | 0.4138% | 0 |  |  |  | 0% | 11.8% | 0 | 0% | 11.8% | 0 | 0% | 11.8% | 0 | 0% | 0.3698% | 0 | 0% | 0.3698% | 0 | 0% | 0.3698% | 0 | 0% | 100% | 0 | 0% | 100% | 0 | 0% | 100% | 0 | 0% | 100% | 0 |  |  | 0 |  |  | 0 |  |  | 0
PINEDALE 2107CB | 6.5372e-05 | 0 | 0.021353 | 0 | 0.021353 | 0.0030671 | 0.017666 | 0.014514 | 0% | 99% | 0 | 0% | 99% | 0 | 0% | 99% | 0 | 0% | 99% | 0 | 0% | 65.17% | 0 | 0% | 50.69% | 0 | 0% | 50.69% | 0 | 0% | 50.69% | 0 | 0 | 0% | 2.586% | 0 | 0% | 2.586% | 0 | 0% | 2.586% | 0 | 0% | 0.2984% | 0 | 0% | 0.2984% | 0 | 0% | 0.2984% | 0 | 0% | 0.7493% | 0 | 0% | 0.7493% | 0 | 0% | 0.7493% | 0 | 0% | 0.7968% | 0 | 0% | 0.7968% | 0 | 1.685% | 0.7968% | 2.8667e-06 | 0% | 5.685% | 0 | 0% | 5.685% | 0 | 0% | 5.685% | 0 | 0% | 0.3949% | 0 | 0% | 0.3949% | 0 | 0% | 0.3949% | 0 |  |  |  | 0% | 11.8% | 0 | 0% | 11.8% | 0 | 0% | 11.8% | 0 | 0% | 0.3723% | 0 | 0% | 0.3723% | 0 | 0% | 0.3723% | 0 | 0% | 100% | 0 | 0% | 100% | 0 | 0% | 100% | 0 | 0% | 100% | 0 |  |  | 0 |  |  | 0 |  |  | 0
STOCKDALE 21084265 | 6.5361e-05 | 0 | 0.00033358 | 0 | 0.00033358 | 3.8065e-05 | 0.00025414 | 0.00025845 | 0% | 99% | 0 | 0% | 99% | 0 | 0% | 99% | 0 | 0% | 99% | 0 | 0% | 65.63% | 0 | 0% | 51.67% | 0 | 0% | 51.67% | 0 | 0% | 51.67% | 0 | 0 | 0% | 2.697% | 0 | 0% | 2.697% | 0 | 0% | 2.697% | 0 | 0% | 0.2948% | 0 | 0% | 0.2948% | 0 | 0% | 0.2948% | 0 | 0% | 0.6942% | 0 | 0% | 0.6942% | 0 | 0% | 0.6942% | 0 | 0% | 0.7181% | 0 | 0% | 0.7181% | 0 | 100% | 0.7181% | 2.3956e-06 | 0% | 5.195% | 0 | 0% | 5.195% | 0 | 0% | 5.195% | 0 | 0% | 0.2092% | 0 | 0% | 0.2092% | 0 | 0% | 0.2092% | 0 |  |  |  | 0% | 11.8% | 0 | 0% | 11.8% | 0 | 0% | 11.8% | 0 | 0% | 0.371% | 0 | 0% | 0.371% | 0 | 0% | 0.371% | 0 | 0% | 100% | 0 | 0% | 100% | 0 | 0% | 100% | 0 | 0% | 100% | 0 |  |  | 0 |  |  | 0 |  |  | 0
STOCKDALE 21084267 | 6.532e-05 | 0 | 0.00066674 | 0 | 0.00066674 | 6.9275e-05 | 0.00049749 | 0.00053386 | 0% | 99% | 0 | 0% | 99% | 0 | 0% | 99% | 0 | 0% | 99% | 0 | 0% | 66.31% | 0 | 0% | 52.09% | 0 | 0% | 52.09% | 0 | 0% | 52.09% | 0 | 0 | 0% | 2.73% | 0 | 0% | 2.73% | 0 | 0% | 2.73% | 0 | 0% | 0.3065% | 0 | 0% | 0.3065% | 0 | 0% | 0.3065% | 0 | 0% | 0.6723% | 0 | 0% | 0.6723% | 0 | 0% | 0.6723% | 0 | 0% | 0.7119% | 0 | 0% | 0.7119% | 0 | 100% | 0.7119% | 4.7463e-06 | 0% | 5.066% | 0 | 0% | 5.066% | 0 | 0% | 5.066% | 0 | 0% | 0.2032% | 0 | 0% | 0.2032% | 0 | 0% | 0.2032% | 0 |  |  |  | 0% | 11.8% | 0 | 0% | 11.8% | 0 | 0% | 11.8% | 0 | 0% | 0.3738% | 0 | 0% | 0.3738% | 0 | 0% | 0.3738% | 0 | 0% | 100% | 0 | 0% | 100% | 0 | 0% | 100% | 0 | 0% | 100% | 0 |  |  | 0 |  |  | 0 |  |  | 0
KERN POWER 21054931 | 6.5301e-05 | 0 | 0.0025551 | 0 | 0.0025551 | 0.00031961 | 0.0020631 | 0.0018352 | 0% | 99% | 0 | 0% | 99% | 0 | 0% | 99% | 0 | 0% | 99% | 0 | 0% | 64.99% | 0 | 0% | 50.55% | 0 | 0% | 50.55% | 0 | 0% | 50.55% | 0 | 0 | 0% | 2.687% | 0 | 0% | 2.687% | 0 | 0% | 2.687% | 0 | 0% | 0.3056% | 0 | 0% | 0.3056% | 0 | 0% | 0.3056% | 0 | 0% | 0.7271% | 0 | 0% | 0.7271% | 0 | 0% | 0.7271% | 0 | 0% | 0.7709% | 0 | 100% | 0.7709% | 1.9698e-05 | 0% | 0.7709% | 0 | 0% | 5.501% | 0 | 0% | 5.501% | 0 | 0% | 5.501% | 0 | 0% | 0.2529% | 0 | 0% | 0.2529% | 0 | 0% | 0.2529% | 0 |  |  |  | 0% | 11.8% | 0 | 0% | 11.8% | 0 | 0% | 11.8% | 0 | 0% | 0.3722% | 0 | 0% | 0.3722% | 0 | 0% | 0.3722% | 0 | 0% | 100% | 0 | 0% | 100% | 0 | 0% | 100% | 0 | 0% | 100% | 0 |  |  | 0 |  |  | 0 |  |  | 0
CHICO B 11062580 | 6.5162e-05 | 0 | 0.0078706 | 0 | 0.0078706 | 0.0051191 | 0.005046 | 0.0028274 | 0% | 99% | 0 | 0% | 99% | 0 | 0% | 99% | 0 | 0% | 99% | 0 | 0% | 64.68% | 0 | 0% | 49.68% | 0 | 0% | 49.68% | 0 | 0% | 49.68% | 0 | 0 | 0% | 1.74% | 0 | 0% | 1.74% | 0 | 0% | 1.74% | 0 | 0% | 0.1996% | 0 | 0% | 0.1996% | 0 | 0% | 0.1996% | 0 | 0% | 0.5768% | 0 | 0% | 0.5768% | 0 | 0% | 0.5768% | 0 | 61.9% | 0.5871% | 2.8604e-05 | 0% | 0.5871% | 0 | 38.1% | 0.5871% | 1.7604e-05 | 0% | 4.312% | 0 | 0% | 4.312% | 0 | 0% | 4.312% | 0 | 0% | 1.671% | 0 | 0% | 1.671% | 0 | 0% | 1.671% | 0 |  |  |  | 0% | 11.8% | 0 | 0% | 11.8% | 0 | 0% | 11.8% | 0 | 0% | 0.3723% | 0 | 0% | 0.3723% | 0 | 0% | 0.3723% | 0 | 0% | 100% | 0 | 0% | 100% | 0 | 0% | 100% | 0 | 0% | 100% | 0 |  |  | 0 |  |  | 0 |  |  | 0
NEWARK 21KV 2102CB | 6.4923e-05 | 0 | 0.0069582 | 0 | 0.0069582 | 0.00081992 | 0.0066707 | 0.0039956 | 0% | 99% | 0 | 0% | 99% | 0 | 0% | 99% | 0 | 0% | 99% | 0 | 0% | 65.8% | 0 | 0% | 51.47% | 0 | 0% | 51.47% | 0 | 0% | 51.47% | 0 | 0 | 0% | 3.345% | 0 | 0% | 3.345% | 0 | 0% | 3.345% | 0 | 0% | 0.3812% | 0 | 0% | 0.3812% | 0 | 0% | 0.3812% | 0 | 0% | 0.8629% | 0 | 0% | 0.8629% | 0 | 0% | 0.8629% | 0 | 97.53% | 0.9221% | 6.2577e-05 | 0% | 0.9221% | 0 | 0% | 0.9221% | 0 | 0% | 6.536% | 0 | 0% | 6.536% | 0 | 0% | 6.536% | 0 | 0% | 0.2397% | 0 | 0% | 0.2397% | 0 | 0% | 0.2397% | 0 |  |  |  | 0% | 11.8% | 0 | 0% | 11.8% | 0 | 0% | 11.8% | 0 | 0% | 0.3691% | 0 | 0% | 0.3691% | 0 | 0% | 0.3691% | 0 | 0% | 100% | 0 | 0% | 100% | 0 | 0% | 100% | 0 | 0% | 100% | 0 |  |  | 0 |  |  | 0 |  |  | 0
STAGG 210744270 | 6.489e-05 | 0 | 0.0059611 | 0 | 0.0059611 | 0.0019441 | 0.0051324 | 0.0027638 | 0% | 99% | 0 | 0% | 99% | 0 | 0% | 99% | 0 | 0% | 99% | 0 | 0% | 64.36% | 0 | 0% | 49.17% | 0 | 0% | 49.17% | 0 | 0% | 49.17% | 0 | 0 | 0% | 2.686% | 0 | 0% | 2.686% | 0 | 0% | 2.686% | 0 | 0% | 0.3131% | 0 | 0% | 0.3131% | 0 | 0% | 0.3131% | 0 | 0% | 0.7671% | 0 | 0% | 0.7671% | 0 | 0% | 0.7671% | 0 | 69.83% | 0.8143% | 3.39e-05 | 19.57% | 0.8143% | 9.4999e-06 | 0% | 0.8143% | 0 | 0% | 5.814% | 0 | 0% | 5.814% | 0 | 0% | 5.814% | 0 | 0% | 0.8379% | 0 | 0% | 0.8379% | 0 | 0% | 0.8379% | 0 |  |  |  | 0% | 11.8% | 0 | 0% | 11.8% | 0 | 0% | 11.8% | 0 | 0% | 0.37% | 0 | 0% | 0.37% | 0 | 0% | 0.37% | 0 | 0% | 100% | 0 | 0% | 100% | 0 | 0% | 100% | 0 | 0% | 100% | 0 |  |  | 0 |  |  | 0 |  |  | 0
WEBER 110191832 | 6.4778e-05 | 0 | 0.0003306 | 0 | 0.0003306 | 2.2251e-05 | 0.00033325 | 0.00019025 | 0% | 99% | 0 | 0% | 99% | 0 | 0% | 99% | 0 | 0% | 99% | 0 | 0% | 63.16% | 0 | 0% | 48.63% | 0 | 0% | 48.63% | 0 | 0% | 48.63% | 0 | 0 | 0% | 2.764% | 0 | 0% | 2.764% | 0 | 0% | 2.764% | 0 | 0% | 0.3345% | 0 | 0% | 0.3345% | 0 | 0% | 0.3345% | 0 | 0% | 0.894% | 0 | 0% | 0.894% | 0 | 0% | 0.894% | 0 | 100% | 0.9578% | 3.1666e-06 | 0% | 0.9578% | 0 | 0% | 0.9578% | 0 | 0% | 6.828% | 0 | 0% | 6.828% | 0 | 0% | 6.828% | 0 | 0% | 0.1814% | 0 | 0% | 0.1814% | 0 | 0% | 0.1814% | 0 |  |  |  | 0% | 11.8% | 0 | 0% | 11.8% | 0 | 0% | 11.8% | 0 | 0% | 0.3659% | 0 | 0% | 0.3659% | 0 | 0% | 0.3659% | 0 | 0% | 100% | 0 | 0% | 100% | 0 | 0% | 100% | 0 | 0% | 100% | 0 |  |  | 0 |  |  | 0 |  |  | 0
STOCKDALE 21134765 | 6.4747e-05 | 0 | 0.038662 | 0 | 0.038662 | 0.0054544 | 0.03215 | 0.026217 | 0% | 99% | 0 | 0% | 99% | 0 | 0% | 99% | 0 | 0% | 99% | 0 | 0% | 65.17% | 0 | 0% | 51.47% | 0 | 0% | 51.47% | 0 | 0% | 51.47% | 0 | 0 | 0% | 2.501% | 0 | 0% | 2.501% | 0 | 0% | 2.501% | 0 | 0% | 0.2814% | 0 | 0% | 0.2814% | 0 | 0% | 0.2814% | 0 | 0% | 0.7584% | 0 | 0% | 0.7584% | 0 | 0% | 0.7584% | 0 | 0% | 0.7871% | 0 | 0% | 0.7871% | 0 | 92.53% | 0.7871% | 0.00028156 | 0% | 5.705% | 0 | 0% | 5.705% | 0 | 0% | 5.705% | 0 | 0% | 0.2751% | 0 | 0% | 0.2751% | 0 | 0% | 0.2751% | 0 |  |  |  | 0% | 11.8% | 0 | 0% | 11.8% | 0 | 0% | 11.8% | 0 | 0% | 0.3684% | 0 | 0% | 0.3684% | 0 | 0% | 0.3684% | 0 | 0% | 100% | 0 | 0% | 100% | 0 | 0% | 100% | 0 | 0% | 100% | 0 |  |  | 0 |  |  | 0 |  |  | 0
WESTPARK 1101CB | 6.4743e-05 | 0 | 0.061569 | 0 | 0.061569 | 0.013764 | 0.055891 | 0.031982 | 0% | 99% | 0 | 0% | 99% | 0 | 0% | 99% | 0 | 0% | 99% | 0 | 0% | 64.07% | 0 | 0% | 50.95% | 0 | 0% | 50.95% | 0 | 0% | 50.95% | 0 | 0 | 0% | 2.53% | 0 | 0% | 2.53% | 0 | 0% | 2.53% | 0 | 0% | 0.2822% | 0 | 0% | 0.2822% | 0 | 0% | 0.2822% | 0 | 0% | 0.8366% | 0 | 0% | 0.8366% | 0 | 0% | 0.8366% | 0 | 0% | 0.8594% | 0 | 98.43% | 0.8594% | 0.00052085 | 0.414% | 0.8594% | 2.1907e-06 | 0% | 6.283% | 0 | 0% | 6.283% | 0 | 0% | 6.283% | 0 | 0% | 0.4772% | 0 | 0% | 0.4772% | 0 | 0% | 0.4772% | 0 |  |  |  | 0% | 11.8% | 0 | 0% | 11.8% | 0 | 0% | 11.8% | 0 | 0% | 0.3653% | 0 | 0% | 0.3653% | 0 | 0% | 0.3653% | 0 | 0% | 100% | 0 | 0% | 100% | 0 | 0% | 100% | 0 | 0% | 100% | 0 |  |  | 0 |  |  | 0 |  |  | 0
PINEDALE 2103CB | 6.4636e-05 | 0 | 0.016494 | 0 | 0.016494 | 0.0039397 | 0.013213 | 0.010074 | 0% | 99% | 0 | 0% | 99% | 0 | 0% | 99% | 0 | 0% | 99% | 0 | 0% | 65.59% | 0 | 0% | 51.42% | 0 | 0% | 51.42% | 0 | 0% | 51.42% | 0 | 0 | 0% | 2.61% | 0 | 0% | 2.61% | 0 | 0% | 2.61% | 0 | 0% | 0.2923% | 0 | 0% | 0.2923% | 0 | 0% | 0.2923% | 0 | 0% | 0.7311% | 0 | 0% | 0.7311% | 0 | 0% | 0.7311% | 0 | 0% | 0.761% | 0 | 0% | 0.761% | 0 | 100% | 0.761% | 0.00012552 | 0% | 5.49% | 0 | 0% | 5.49% | 0 | 0% | 5.49% | 0 | 0% | 0.6331% | 0 | 0% | 0.6331% | 0 | 0% | 0.6331% | 0 |  |  |  | 0% | 11.8% | 0 | 0% | 11.8% | 0 | 0% | 11.8% | 0 | 0% | 0.3703% | 0 | 0% | 0.3703% | 0 | 0% | 0.3703% | 0 | 0% | 100% | 0 | 0% | 100% | 0 | 0% | 100% | 0 | 0% | 100% | 0 |  |  | 0 |  |  | 0 |  |  | 0
TRACY 110412866 | 6.4573e-05 | 0 | 0.00010985 | 0 | 0.00010985 | 4.8605e-06 | 0.00012918 | 4.7299e-05 | 0% | 99% | 0 | 0% | 99% | 0 | 0% | 99% | 0 | 0% | 99% | 0 | 0% | 58.89% | 0 | 0% | 48.26% | 0 | 0% | 48.26% | 0 | 0% | 48.26% | 0 | 0 | 0% | 3.113% | 0 | 0% | 3.113% | 0 | 0% | 3.113% | 0 | 0% | 0.3245% | 0 | 0% | 0.3245% | 0 | 0% | 0.3245% | 0 | 0% | 1.079% | 0 | 0% | 1.079% | 0 | 0% | 1.079% | 0 | 0% | 1.021% | 0 | 0% | 1.021% | 0 | 0% | 1.021% | 0 | 0% | 7.883% | 0 | 0% | 7.883% | 0 | 0% | 7.883% | 0 | 0% | 0.1335% | 0 | 0% | 0.1335% | 0 | 0% | 0.1335% | 0 |  |  |  | 0% | 11.8% | 0 | 0% | 11.8% | 0 | 0% | 11.8% | 0 | 0% | 0.3374% | 0 | 0% | 0.3374% | 0 | 0% | 0.3374% | 0 | 0% | 100% | 0 | 0% | 100% | 0 | 0% | 100% | 0 | 0% | 100% | 0 |  |  | 0 |  |  | 0 |  |  | 0
HAMMER 1106967040 | 6.4402e-05 | 0 | 0.0093127 | 0 | 0.0093127 | 0.0011407 | 0.0091253 | 0.0051071 | 0% | 99% | 0 | 0% | 99% | 0 | 0% | 99% | 0 | 0% | 99% | 0 | 0% | 63.4% | 0 | 0% | 49.19% | 0 | 0% | 49.19% | 0 | 0% | 49.19% | 0 | 0 | 0% | 2.689% | 0 | 0% | 2.689% | 0 | 0% | 2.689% | 0 | 0% | 0.3185% | 0 | 0% | 0.3185% | 0 | 0% | 0.3185% | 0 | 0% | 0.8791% | 0 | 0% | 0.8791% | 0 | 0% | 0.8791% | 0 | 0% | 0.9318% | 0 | 0% | 0.9318% | 0 | 0% | 0.9318% | 0 | 0% | 6.688% | 0 | 0% | 6.688% | 0 | 0% | 6.688% | 0 | 0% | 0.2947% | 0 | 0% | 0.2947% | 0 | 0% | 0.2947% | 0 |  |  |  | 0% | 11.8% | 0 | 0% | 11.8% | 0 | 0% | 11.8% | 0 | 0% | 0.3662% | 0 | 0% | 0.3662% | 0 | 0% | 0.3662% | 0 | 0% | 100% | 0 | 0% | 100% | 0 | 0% | 100% | 0 | 0% | 100% | 0 |  |  | 0 |  |  | 0 |  |  | 0
STAGG 21056452 | 6.4277e-05 | 0 | 0.0080918 | 0 | 0.0080918 | 0.0017863 | 0.0074594 | 0.0041118 | 0% | 99% | 0 | 0% | 99% | 0 | 0% | 99% | 0 | 0% | 99% | 0 | 0% | 63.64% | 0 | 0% | 49.03% | 0 | 0% | 49.03% | 0 | 0% | 49.03% | 0 | 0 | 0% | 2.606% | 0 | 0% | 2.606% | 0 | 0% | 2.606% | 0 | 0% | 0.3068% | 0 | 0% | 0.3068% | 0 | 0% | 0.3068% | 0 | 0% | 0.8239% | 0 | 0% | 0.8239% | 0 | 0% | 0.8239% | 0 | 0% | 0.8693% | 0 | 37.94% | 0.8693% | 2.6684e-05 | 0% | 0.8693% | 0 | 0% | 6.251% | 0 | 0% | 6.251% | 0 | 0% | 6.251% | 0 | 0% | 0.5497% | 0 | 0% | 0.5497% | 0 | 0% | 0.5497% | 0 |  |  |  | 0% | 11.8% | 0 | 0% | 11.8% | 0 | 0% | 11.8% | 0 | 0% | 0.3669% | 0 | 0% | 0.3669% | 0 | 0% | 0.3669% | 0 | 0% | 100% | 0 | 0% | 100% | 0 | 0% | 100% | 0 | 0% | 100% | 0 |  |  | 0 |  |  | 0 |  |  | 0
CLOVIS 2110CB | 6.4154e-05 | 0 | 0.035907 | 0 | 0.035907 | 0.007893 | 0.031798 | 0.019583 | 0% | 99% | 0 | 0% | 99% | 0 | 0% | 99% | 0 | 0% | 99% | 0 | 0% | 64.55% | 0 | 0% | 50.46% | 0 | 0% | 50.46% | 0 | 0% | 50.46% | 0 | 0 | 0% | 2.546% | 0 | 0% | 2.546% | 0 | 0% | 2.546% | 0 | 0% | 0.2902% | 0 | 0% | 0.2902% | 0 | 0% | 0.2902% | 0 | 0% | 0.8079% | 0 | 0% | 0.8079% | 0 | 0% | 0.8079% | 0 | 96.99% | 0.8394% | 0.00029234 | 3.012% | 0.8394% | 9.0797e-06 | 0% | 0.8394% | 0 | 0% | 6.086% | 0 | 0% | 6.086% | 0 | 0% | 6.086% | 0 | 0% | 0.6222% | 0 | 0% | 0.6222% | 0 | 0% | 0.6222% | 0 |  |  |  | 0% | 11.8% | 0 | 0% | 11.8% | 0 | 0% | 11.8% | 0 | 0% | 0.3668% | 0 | 0% | 0.3668% | 0 | 0% | 0.3668% | 0 | 0% | 100% | 0 | 0% | 100% | 0 | 0% | 100% | 0 | 0% | 100% | 0 |  |  | 0 |  |  | 0 |  |  | 0
ASHLAN AVE 2105CB | 6.4138e-05 | 0 | 0.038593 | 0 | 0.038593 | 0.011451 | 0.034146 | 0.01811 | 0% | 99% | 0 | 0% | 99% | 0 | 0% | 99% | 0 | 0% | 99% | 0 | 0% | 64.16% | 0 | 0% | 49.83% | 0 | 0% | 49.83% | 0 | 0% | 49.83% | 0 | 0 | 0% | 2.436% | 0 | 0% | 2.436% | 0 | 0% | 2.436% | 0 | 0% | 0.2826% | 0 | 0% | 0.2826% | 0 | 0% | 0.2826% | 0 | 0% | 0.8067% | 0 | 0% | 0.8067% | 0 | 0% | 0.8067% | 0 | 0% | 0.8442% | 0 | 0% | 0.8442% | 0 | 100% | 0.8442% | 0.0003258 | 0% | 6.1% | 0 | 0% | 6.1% | 0 | 0% | 6.1% | 0 | 0% | 0.7898% | 0 | 0% | 0.7898% | 0 | 0% | 0.7898% | 0 |  |  |  | 0% | 11.8% | 0 | 0% | 11.8% | 0 | 0% | 11.8% | 0 | 0% | 0.3682% | 0 | 0% | 0.3682% | 0 | 0% | 0.3682% | 0 | 0% | 100% | 0 | 0% | 100% | 0 | 0% | 100% | 0 | 0% | 100% | 0 |  |  | 0 |  |  | 0 |  |  | 0
BOGUE 11046134 | 6.3968e-05 | 0 | 0.0013059 | 0 | 0.0013059 | 0.00027144 | 0.0012703 | 0.00061395 | 0% | 99% | 0 | 0% | 99% | 0 | 0% | 99% | 0 | 0% | 99% | 0 | 0% | 64.32% | 0 | 0% | 49.52% | 0 | 0% | 49.52% | 0 | 0% | 49.52% | 0 | 0 | 0% | 2.992% | 0 | 0% | 2.992% | 0 | 0% | 2.992% | 0 | 0% | 0.355% | 0 | 0% | 0.355% | 0 | 0% | 0.355% | 0 | 0% | 0.8694% | 0 | 0% | 0.8694% | 0 | 0% | 0.8694% | 0 | 0% | 0.9313% | 0 | 0% | 0.9313% | 0 | 0% | 0.9313% | 0 | 0% | 6.61% | 0 | 0% | 6.61% | 0 | 0% | 6.61% | 0 | 0% | 0.5392% | 0 | 0% | 0.5392% | 0 | 0% | 0.5392% | 0 |  |  |  | 0% | 11.8% | 0 | 0% | 11.8% | 0 | 0% | 11.8% | 0 | 0% | 0.3678% | 0 | 0% | 0.3678% | 0 | 0% | 0.3678% | 0 | 0% | 100% | 0 | 0% | 100% | 0 | 0% | 100% | 0 | 0% | 100% | 0 |  |  | 0 |  |  | 0 |  |  | 0
BAIR 1101CB | 6.3835e-05 | 0 | 0.00065158 | 0 | 0.00065158 | 0.00012551 | 0.00055827 | 0.00039182 | 0% | 99% | 0 | 0% | 99% | 0 | 0% | 99% | 0 | 0% | 99% | 0 | 0% | 67.79% | 0 | 0% | 53.66% | 0 | 0% | 53.66% | 0 | 0% | 53.66% | 0 | 0 | 0% | 3.203% | 0 | 0% | 3.203% | 0 | 0% | 3.203% | 0 | 0% | 0.3577% | 0 | 0% | 0.3577% | 0 | 0% | 0.3577% | 0 | 0% | 0.7751% | 0 | 0% | 0.7751% | 0 | 0% | 0.7751% | 0 | 0% | 0.826% | 0 | 100% | 0.826% | 5.382e-06 | 0% | 0.826% | 0 | 0% | 5.853% | 0 | 0% | 5.853% | 0 | 0% | 5.853% | 0 | 0% | 0.4772% | 0 | 0% | 0.4772% | 0 | 0% | 0.4772% | 0 |  |  |  | 0% | 11.8% | 0 | 0% | 11.8% | 0 | 0% | 11.8% | 0 | 0% | 0.3728% | 0 | 0% | 0.3728% | 0 | 0% | 0.3728% | 0 | 0% | 100% | 0 | 0% | 100% | 0 | 0% | 100% | 0 | 0% | 100% | 0 |  |  | 0 |  |  | 0 |  |  | 0
STAGG 1101CB | 6.3829e-05 | 0 | 0.01846 | 0 | 0.01846 | 0.0031205 | 0.017881 | 0.0094716 | 0% | 99% | 0 | 0% | 99% | 0 | 0% | 99% | 0 | 0% | 99% | 0 | 0% | 63.25% | 0 | 0% | 48.73% | 0 | 0% | 48.73% | 0 | 0% | 48.73% | 0 | 0 | 0% | 2.658% | 0 | 0% | 2.658% | 0 | 0% | 2.658% | 0 | 0% | 0.3146% | 0 | 0% | 0.3146% | 0 | 0% | 0.3146% | 0 | 0% | 0.8675% | 0 | 0% | 0.8675% | 0 | 0% | 0.8675% | 0 | 0% | 0.9184% | 0 | 81.38% | 0.9184% | 0.00013797 | 0% | 0.9184% | 0 | 0% | 6.596% | 0 | 0% | 6.596% | 0 | 0% | 6.596% | 0 | 0% | 0.4304% | 0 | 0% | 0.4304% | 0 | 0% | 0.4304% | 0 |  |  |  | 0% | 11.8% | 0 | 0% | 11.8% | 0 | 0% | 11.8% | 0 | 0% | 0.3663% | 0 | 0% | 0.3663% | 0 | 0% | 0.3663% | 0 | 0% | 100% | 0 | 0% | 100% | 0 | 0% | 100% | 0 | 0% | 100% | 0 |  |  | 0 |  |  | 0 |  |  | 0
STAGG 21056496 | 6.3783e-05 | 0 | 0.00097657 | 0 | 0.00097657 | 0.00010816 | 0.00099459 | 0.00050933 | 0% | 99% | 0 | 0% | 99% | 0 | 0% | 99% | 0 | 0% | 99% | 0 | 0% | 63.52% | 0 | 0% | 48.58% | 0 | 0% | 48.58% | 0 | 0% | 48.58% | 0 | 0 | 0% | 2.925% | 0 | 0% | 2.925% | 0 | 0% | 2.925% | 0 | 0% | 0.3487% | 0 | 0% | 0.3487% | 0 | 0% | 0.3487% | 0 | 0% | 0.9059% | 0 | 0% | 0.9059% | 0 | 0% | 0.9059% | 0 | 0% | 0.9677% | 0 | 0% | 0.9677% | 0 | 0% | 0.9677% | 0 | 0% | 6.902% | 0 | 0% | 6.902% | 0 | 0% | 6.902% | 0 | 0% | 0.2984% | 0 | 0% | 0.2984% | 0 | 0% | 0.2984% | 0 |  |  |  | 0% | 11.8% | 0 | 0% | 11.8% | 0 | 0% | 11.8% | 0 | 0% | 0.3655% | 0 | 0% | 0.3655% | 0 | 0% | 0.3655% | 0 | 0% | 100% | 0 | 0% | 100% | 0 | 0% | 100% | 0 | 0% | 100% | 0 |  |  | 0 |  |  | 0 |  |  | 0
BAY MEADOWS 21029162 | 6.3779e-05 | 0 | 0.0010308 | 0 | 0.0010308 | 0.00016708 | 0.0010366 | 0.00049791 | 0% | 99% | 0 | 0% | 99% | 0 | 0% | 99% | 0 | 0% | 99% | 0 | 0% | 65.85% | 0 | 0% | 52.46% | 0 | 0% | 52.46% | 0 | 0% | 52.46% | 0 | 0 | 0% | 3.395% | 0 | 0% | 3.395% | 0 | 0% | 3.395% | 0 | 0% | 0.3787% | 0 | 0% | 0.3787% | 0 | 0% | 0.3787% | 0 | 0% | 0.9138% | 0 | 0% | 0.9138% | 0 | 0% | 0.9138% | 0 | 0% | 0.9548% | 0 | 0% | 0.9548% | 0 | 0% | 0.9548% | 0 | 0% | 6.868% | 0 | 0% | 6.868% | 0 | 0% | 6.868% | 0 | 0% | 0.4405% | 0 | 0% | 0.4405% | 0 | 0% | 0.4405% | 0 |  |  |  | 0% | 11.8% | 0 | 0% | 11.8% | 0 | 0% | 11.8% | 0 | 0% | 0.3644% | 0 | 0% | 0.3644% | 0 | 0% | 0.3644% | 0 | 0% | 100% | 0 | 0% | 100% | 0 | 0% | 100% | 0 | 0% | 100% | 0 |  |  | 0 |  |  | 0 |  |  | 0
ASHLAN AVE 2119D8229 | 6.3777e-05 | 0 | 0.0055334 | 0 | 0.0055334 | 0.0021928 | 0.0045137 | 0.0024277 | 0% | 99% | 0 | 0% | 99% | 0 | 0% | 99% | 0 | 0% | 99% | 0 | 0% | 65.22% | 0 | 0% | 50.68% | 0 | 0% | 50.68% | 0 | 0% | 50.68% | 0 | 0 | 0% | 2.388% | 0 | 0% | 2.388% | 0 | 0% | 2.388% | 0 | 0% | 0.2755% | 0 | 0% | 0.2755% | 0 | 0% | 0.2755% | 0 | 0% | 0.75% | 0 | 0% | 0.75% | 0 | 0% | 0.75% | 0 | 0% | 0.7907% | 0 | 0% | 0.7907% | 0 | 100% | 0.7907% | 4.3751e-05 | 0% | 5.676% | 0 | 0% | 5.676% | 0 | 0% | 5.676% | 0 | 0% | 1.033% | 0 | 0% | 1.033% | 0 | 0% | 1.033% | 0 |  |  |  | 0% | 11.8% | 0 | 0% | 11.8% | 0 | 0% | 11.8% | 0 | 0% | 0.3724% | 0 | 0% | 0.3724% | 0 | 0% | 0.3724% | 0 | 0% | 100% | 0 | 0% | 100% | 0 | 0% | 100% | 0 | 0% | 100% | 0 |  |  | 0 |  |  | 0 |  |  | 0
ASHLAN AVE 1108R3340 | 6.3737e-05 | 0 | 0.03383 | 0 | 0.03383 | 0.0069364 | 0.031897 | 0.017012 | 0% | 99% | 0 | 0% | 99% | 0 | 0% | 99% | 0 | 0% | 99% | 0 | 0% | 63.78% | 0 | 0% | 50.34% | 0 | 0% | 50.34% | 0 | 0% | 50.34% | 0 | 0 | 0% | 2.643% | 0 | 0% | 2.643% | 0 | 0% | 2.643% | 0 | 0% | 0.2965% | 0 | 0% | 0.2965% | 0 | 0% | 0.2965% | 0 | 0% | 0.8699% | 0 | 0% | 0.8699% | 0 | 0% | 0.8699% | 0 | 0% | 0.9028% | 0 | 0% | 0.9028% | 0 | 0% | 0.9028% | 0 | 0% | 6.56% | 0 | 0% | 6.56% | 0 | 0% | 6.56% | 0 | 0% | 0.5565% | 0 | 0% | 0.5565% | 0 | 0% | 0.5565% | 0 |  |  |  | 0% | 11.8% | 0 | 0% | 11.8% | 0 | 0% | 11.8% | 0 | 0% | 0.3665% | 0 | 0% | 0.3665% | 0 | 0% | 0.3665% | 0 | 0% | 100% | 0 | 0% | 100% | 0 | 0% | 100% | 0 | 0% | 100% | 0 |  |  | 0 |  |  | 0 |  |  | 0
COUNTRY CLUB 1102CB | 6.3733e-05 | 0 | 0.01596 | 0 | 0.01596 | 0.0026569 | 0.015415 | 0.008274 | 0% | 99% | 0 | 0% | 99% | 0 | 0% | 99% | 0 | 0% | 99% | 0 | 0% | 63.9% | 0 | 0% | 49.95% | 0 | 0% | 49.95% | 0 | 0% | 49.95% | 0 | 0 | 0% | 2.742% | 0 | 0% | 2.742% | 0 | 0% | 2.742% | 0 | 0% | 0.3185% | 0 | 0% | 0.3185% | 0 | 0% | 0.3185% | 0 | 0% | 0.8732% | 0 | 0% | 0.8732% | 0 | 0% | 0.8732% | 0 | 0% | 0.9214% | 0 | 100% | 0.9214% | 0.00014705 | 0% | 0.9214% | 0 | 0% | 6.625% | 0 | 0% | 6.625% | 0 | 0% | 6.625% | 0 | 0% | 0.401% | 0 | 0% | 0.401% | 0 | 0% | 0.401% | 0 |  |  |  | 0% | 11.8% | 0 | 0% | 11.8% | 0 | 0% | 11.8% | 0 | 0% | 0.3667% | 0 | 0% | 0.3667% | 0 | 0% | 0.3667% | 0 | 0% | 100% | 0 | 0% | 100% | 0 | 0% | 100% | 0 | 0% | 100% | 0 |  |  | 0 |  |  | 0 |  |  | 0
TASSAJARA 2113CB | 6.3712e-05 | 0 | 0.0013007 | 0 | 0.0013007 | 0.00039945 | 0.0011896 | 0.00055798 | 0% | 99% | 0 | 0% | 99% | 0 | 0% | 99% | 0 | 0% | 99% | 0 | 0% | 65.37% | 0 | 0% | 50.4% | 0 | 0% | 50.4% | 0 | 0% | 50.4% | 0 | 0 | 0% | 3.15% | 0 | 0% | 3.15% | 0 | 0% | 3.15% | 0 | 0% | 0.362% | 0 | 0% | 0.362% | 0 | 0% | 0.362% | 0 | 0% | 0.8192% | 0 | 0% | 0.8192% | 0 | 0% | 0.8192% | 0 | 0% | 0.8691% | 0 | 0% | 0.8691% | 0 | 0% | 0.8691% | 0 | 0% | 6.182% | 0 | 0% | 6.182% | 0 | 0% | 6.182% | 0 | 0% | 0.5574% | 0 | 0% | 0.5574% | 0 | 0% | 0.5574% | 0 |  |  |  | 0% | 11.8% | 0 | 0% | 11.8% | 0 | 0% | 11.8% | 0 | 0% | 0.3682% | 0 | 0% | 0.3682% | 0 | 0% | 0.3682% | 0 | 0% | 100% | 0 | 0% | 100% | 0 | 0% | 100% | 0 | 0% | 100% | 0 |  |  | 0 |  |  | 0 |  |  | 0
BAKERSFIELD 11101841 | 6.3508e-05 | 0 | 0.045377 | 0 | 0.045377 | 0.005805 | 0.042273 | 0.026828 | 0% | 99% | 0 | 0% | 99% | 0 | 0% | 99% | 0 | 0% | 99% | 0 | 0% | 64.63% | 0 | 0% | 51.52% | 0 | 0% | 51.52% | 0 | 0% | 51.52% | 0 | 0 | 0% | 2.761% | 0 | 0% | 2.761% | 0 | 0% | 2.761% | 0 | 0% | 0.3117% | 0 | 0% | 0.3117% | 0 | 0% | 0.3117% | 0 | 0% | 0.8575% | 0 | 0% | 0.8575% | 0 | 0% | 0.8575% | 0 | 0% | 0.8979% | 0 | 12.68% | 0.8979% | 5.1659e-05 | 0% | 0.8979% | 0 | 0% | 6.476% | 0 | 0% | 6.476% | 0 | 0% | 6.476% | 0 | 0% | 0.2883% | 0 | 0% | 0.2883% | 0 | 0% | 0.2883% | 0 |  |  |  | 0% | 11.8% | 0 | 0% | 11.8% | 0 | 0% | 11.8% | 0 | 0% | 0.3675% | 0 | 0% | 0.3675% | 0 | 0% | 0.3675% | 0 | 0% | 100% | 0 | 0% | 100% | 0 | 0% | 100% | 0 | 0% | 100% | 0 |  |  | 0 |  |  | 0 |  |  | 0
MANCHESTER 111255404 | 6.3479e-05 | 0 | 0.037473 | 0 | 0.037473 | 0.0066839 | 0.036913 | 0.018262 | 0% | 99% | 0 | 0% | 99% | 0 | 0% | 99% | 0 | 0% | 99% | 0 | 0% | 62.95% | 0 | 0% | 50.01% | 0 | 0% | 50.01% | 0 | 0% | 50.01% | 0 | 0 | 0% | 2.657% | 0 | 0% | 2.657% | 0 | 0% | 2.657% | 0 | 0% | 0.2952% | 0 | 0% | 0.2952% | 0 | 0% | 0.2952% | 0 | 0% | 0.9064% | 0 | 0% | 0.9064% | 0 | 0% | 0.9064% | 0 | 5.573% | 0.9203% | 1.9219e-05 | 0% | 0.9203% | 0 | 94.43% | 0.9203% | 0.00032563 | 0% | 6.784% | 0 | 0% | 6.784% | 0 | 0% | 6.784% | 0 | 0% | 0.4856% | 0 | 0% | 0.4856% | 0 | 0% | 0.4856% | 0 |  |  |  | 0% | 11.8% | 0 | 0% | 11.8% | 0 | 0% | 11.8% | 0 | 0% | 0.3603% | 0 | 0% | 0.3603% | 0 | 0% | 0.3603% | 0 | 0% | 100% | 0 | 0% | 100% | 0 | 0% | 100% | 0 | 0% | 100% | 0 |  |  | 0 |  |  | 0 |  |  | 0
OAKLAND J 1104CR386 | 6.3316e-05 | 0 | 0.0036623 | 0 | 0.0036623 | 0.00012063 | 0.0043126 | 0.0016124 | 0% | 99% | 0 | 0% | 99% | 0 | 0% | 99% | 0 | 0% | 99% | 0 | 0% | 64.35% | 0 | 0% | 50.73% | 0 | 0% | 50.73% | 0 | 0% | 50.73% | 0 | 0 | 0% | 3.93% | 0 | 0% | 3.93% | 0 | 0% | 3.93% | 0 | 0% | 0.4422% | 0 | 0% | 0.4422% | 0 | 0% | 0.4422% | 0 | 0% | 1.081% | 0 | 0% | 1.081% | 0 | 0% | 1.081% | 0 | 0% | 1.16% | 0 | 0% | 1.16% | 0 | 14.27% | 1.16% | 6.06e-06 | 0% | 8.221% | 0 | 0% | 8.221% | 0 | 0% | 8.221% | 0 | 0% | 0.1542% | 0 | 0% | 0.1542% | 0 | 0% | 0.1542% | 0 |  |  |  | 0% | 11.8% | 0 | 0% | 11.8% | 0 | 0% | 11.8% | 0 | 0% | 0.3667% | 0 | 0% | 0.3667% | 0 | 0% | 0.3667% | 0 | 0% | 100% | 0 | 0% | 100% | 0 | 0% | 100% | 0 | 0% | 100% | 0 |  |  | 0 |  |  | 0 |  |  | 0
MEADOW LANE 2107CB | 6.3227e-05 | 0 | 0.029042 | 0 | 0.029042 | 0.0099248 | 0.026543 | 0.011474 | 0% | 99% | 0 | 0% | 99% | 0 | 0% | 99% | 0 | 0% | 99% | 0 | 0% | 64.85% | 0 | 0% | 50.58% | 0 | 0% | 50.58% | 0 | 0% | 50.58% | 0 | 0 | 0% | 3.081% | 0 | 0% | 3.081% | 0 | 0% | 3.081% | 0 | 0% | 0.3425% | 0 | 0% | 0.3425% | 0 | 0% | 0.3425% | 0 | 0% | 0.8333% | 0 | 0% | 0.8333% | 0 | 0% | 0.8333% | 0 | 0% | 0.8682% | 0 | 0% | 0.8682% | 0 | 0% | 0.8682% | 0 | 0% | 6.256% | 0 | 0% | 6.256% | 0 | 0% | 6.256% | 0 | 0% | 0.5228% | 0 | 0% | 0.5228% | 0 | 0% | 0.5228% | 0 |  |  |  | 0% | 11.8% | 0 | 0% | 11.8% | 0 | 0% | 11.8% | 0 | 0% | 0.3672% | 0 | 0% | 0.3672% | 0 | 0% | 0.3672% | 0 | 0% | 100% | 0 | 0% | 100% | 0 | 0% | 100% | 0 | 0% | 100% | 0 |  |  | 0 |  |  | 0 |  |  | 0
SF H 1107343268 | 6.3141e-05 | 0 | 0.00016113 | 0 | 0.00016113 | 7.6162e-06 | 0.00021403 | 4.4337e-05 | 0% | 99% | 0 | 0% | 99% | 0 | 0% | 99% | 0 | 0% | 99% | 0 | 0% | 61.12% | 0 | 0% | 49.57% | 0 | 0% | 49.57% | 0 | 0% | 49.57% | 0 | 0 | 0% | 4.452% | 0 | 0% | 4.452% | 0 | 0% | 4.452% | 0 | 0% | 0.465% | 0 | 0% | 0.465% | 0 | 0% | 0.465% | 0 | 0% | 1.235% | 0 | 0% | 1.235% | 0 | 0% | 1.235% | 0 | 81.17% | 1.237% | 1.6184e-06 | 18.83% | 1.237% | 3.7541e-07 | 0% | 1.237% | 0 | 0% | 9.158% | 0 | 0% | 9.158% | 0 | 0% | 9.158% | 0 | 0% | 0.1924% | 0 | 0% | 0.1924% | 0 | 0% | 0.1924% | 0 |  |  |  | 0% | 11.8% | 0 | 0% | 11.8% | 0 | 0% | 11.8% | 0 | 0% | 0.3474% | 0 | 0% | 0.3474% | 0 | 0% | 0.3474% | 0 | 0% | 100% | 0 | 0% | 100% | 0 | 0% | 100% | 0 | 0% | 100% | 0 |  |  | 0 |  |  | 0 |  |  | 0
STOCKTON A 1103CB | 6.3054e-05 | 0 | 0.0011799 | 0 | 0.0011799 | 8.7275e-05 | 0.0013804 | 0.0004801 | 0% | 99% | 0 | 0% | 99% | 0 | 0% | 99% | 0 | 0% | 99% | 0 | 0% | 62.21% | 0 | 0% | 49.37% | 0 | 0% | 49.37% | 0 | 0% | 49.37% | 0 | 0 | 0% | 3.043% | 0 | 0% | 3.043% | 0 | 0% | 3.043% | 0 | 0% | 0.3525% | 0 | 0% | 0.3525% | 0 | 0% | 0.3525% | 0 | 0% | 1.063% | 0 | 0% | 1.063% | 0 | 0% | 1.063% | 0 | 96.75% | 1.106% | 1.2626e-05 | 0% | 1.106% | 0 | 0% | 1.106% | 0 | 0% | 8.035% | 0 | 0% | 8.035% | 0 | 0% | 8.035% | 0 | 0% | 0.2306% | 0 | 0% | 0.2306% | 0 | 0% | 0.2306% | 0 |  |  |  | 0% | 11.8% | 0 | 0% | 11.8% | 0 | 0% | 11.8% | 0 | 0% | 0.3566% | 0 | 0% | 0.3566% | 0 | 0% | 0.3566% | 0 | 0% | 100% | 0 | 0% | 100% | 0 | 0% | 100% | 0 | 0% | 100% | 0 |  |  | 0 |  |  | 0 |  |  | 0
NORTECH 2110CB | 6.2973e-05 | 0 | 0.00096418 | 0 | 0.00096418 | 9.6448e-05 | 0.0011495 | 0.00034568 | 0% | 99% | 0 | 0% | 99% | 0 | 0% | 99% | 0 | 0% | 99% | 0 | 0% | 63.63% | 0 | 0% | 49.83% | 0 | 0% | 49.83% | 0 | 0% | 49.83% | 0 | 0 | 0% | 4.784% | 0 | 0% | 4.784% | 0 | 0% | 4.784% | 0 | 0% | 0.5251% | 0 | 0% | 0.5251% | 0 | 0% | 0.5251% | 0 | 0% | 1.089% | 0 | 0% | 1.089% | 0 | 0% | 1.089% | 0 | 100% | 1.16% | 1.1183e-05 | 0% | 1.16% | 0 | 0% | 1.16% | 0 | 0% | 8.2% | 0 | 0% | 8.2% | 0 | 0% | 8.2% | 0 | 0% | 0.3184% | 0 | 0% | 0.3184% | 0 | 0% | 0.3184% | 0 |  |  |  | 0% | 11.8% | 0 | 0% | 11.8% | 0 | 0% | 11.8% | 0 | 0% | 0.3645% | 0 | 0% | 0.3645% | 0 | 0% | 0.3645% | 0 | 0% | 100% | 0 | 0% | 100% | 0 | 0% | 100% | 0 | 0% | 100% | 0 |  |  | 0 |  |  | 0 |  |  | 0
MEADOW LANE 210796222 | 6.2801e-05 | 0 | 0.0041667 | 0 | 0.0041667 | 0.0010735 | 0.0036982 | 0.0021065 | 0% | 99% | 0 | 0% | 99% | 0 | 0% | 99% | 0 | 0% | 99% | 0 | 0% | 66.31% | 0 | 0% | 52.2% | 0 | 0% | 52.2% | 0 | 0% | 52.2% | 0 | 0 | 0% | 3.312% | 0 | 0% | 3.312% | 0 | 0% | 3.312% | 0 | 0% | 0.3598% | 0 | 0% | 0.3598% | 0 | 0% | 0.3598% | 0 | 0% | 0.814% | 0 | 0% | 0.814% | 0 | 0% | 0.814% | 0 | 0% | 0.8576% | 0 | 0% | 0.8576% | 0 | 0% | 0.8576% | 0 | 0% | 6.119% | 0 | 0% | 6.119% | 0 | 0% | 6.119% | 0 | 0% | 0.4065% | 0 | 0% | 0.4065% | 0 | 0% | 0.4065% | 0 |  |  |  | 0% | 11.8% | 0 | 0% | 11.8% | 0 | 0% | 11.8% | 0 | 0% | 0.3711% | 0 | 0% | 0.3711% | 0 | 0% | 0.3711% | 0 | 0% | 100% | 0 | 0% | 100% | 0 | 0% | 100% | 0 | 0% | 100% | 0 |  |  | 0 |  |  | 0 |  |  | 0
BULLARD 1110R577 | 6.2788e-05 | 0 | 0.025315 | 0 | 0.025315 | 0.0052029 | 0.022295 | 0.014292 | 0% | 99% | 0 | 0% | 99% | 0 | 0% | 99% | 0 | 0% | 99% | 0 | 0% | 64.98% | 0 | 0% | 51.21% | 0 | 0% | 51.21% | 0 | 0% | 51.21% | 0 | 0 | 0% | 2.67% | 0 | 0% | 2.67% | 0 | 0% | 2.67% | 0 | 0% | 0.3037% | 0 | 0% | 0.3037% | 0 | 0% | 0.3037% | 0 | 0% | 0.8068% | 0 | 0% | 0.8068% | 0 | 0% | 0.8068% | 0 | 0% | 0.848% | 0 | 0% | 0.848% | 0 | 61.66% | 0.848% | 0.00013237 | 0% | 6.095% | 0 | 0% | 6.095% | 0 | 0% | 6.095% | 0 | 0% | 0.5672% | 0 | 0% | 0.5672% | 0 | 0% | 0.5672% | 0 |  |  |  | 0% | 11.8% | 0 | 0% | 11.8% | 0 | 0% | 11.8% | 0 | 0% | 0.3698% | 0 | 0% | 0.3698% | 0 | 0% | 0.3698% | 0 | 0% | 100% | 0 | 0% | 100% | 0 | 0% | 100% | 0 | 0% | 100% | 0 |  |  | 0 |  |  | 0 |  |  | 0
HUNTERS POINT (P) 1101CB | 6.255e-05 | 0 | 0.009678 | 0 | 0.009678 | 0.00019576 | 0.012375 | 0.0034052 | 0% | 99% | 0 | 0% | 99% | 0 | 0% | 99% | 0 | 0% | 99% | 0 | 0% | 60.05% | 0 | 0% | 47.08% | 0 | 0% | 47.08% | 0 | 0% | 47.08% | 0 | 0 | 0% | 3.758% | 0 | 0% | 3.758% | 0 | 0% | 3.758% | 0 | 0% | 0.4142% | 0 | 0% | 0.4142% | 0 | 0% | 0.4142% | 0 | 0% | 1.191% | 0 | 0% | 1.191% | 0 | 0% | 1.191% | 0 | 0% | 1.261% | 0 | 99.68% | 1.261% | 0.00012164 | 0% | 1.261% | 0 | 0% | 9.064% | 0 | 0% | 9.064% | 0 | 0% | 9.064% | 0 | 0% | 0.1362% | 0 | 0% | 0.1362% | 0 | 0% | 0.1362% | 0 |  |  |  | 0% | 11.8% | 0 | 0% | 11.8% | 0 | 0% | 11.8% | 0 | 0% | 0.3635% | 0 | 0% | 0.3635% | 0 | 0% | 0.3635% | 0 | 0% | 100% | 0 | 0% | 100% | 0 | 0% | 100% | 0 | 0% | 100% | 0 |  |  | 0 |  |  | 0 |  |  | 0
CARNATION 2101CB | 6.205e-05 | 0 | 0.00063336 | 0 | 0.00063336 | 7.3442e-05 | 0.00045707 | 0.00051501 | 0% | 99% | 0 | 0% | 99% | 0 | 0% | 99% | 0 | 0% | 99% | 0 | 0% | 66.13% | 0 | 0% | 51.4% | 0 | 0% | 51.4% | 0 | 0% | 51.4% | 0 | 0 | 0% | 2.536% | 0 | 0% | 2.536% | 0 | 0% | 2.536% | 0 | 0% | 0.2914% | 0 | 0% | 0.2914% | 0 | 0% | 0.2914% | 0 | 0% | 0.6471% | 0 | 0% | 0.6471% | 0 | 0% | 0.6471% | 0 | 0% | 0.6964% | 0 | 0% | 0.6964% | 0 | 0% | 0.6964% | 0 | 0% | 4.913% | 0 | 0% | 4.913% | 0 | 0% | 4.913% | 0 | 0% | 0.2135% | 0 | 0% | 0.2135% | 0 | 0% | 0.2135% | 0 |  |  |  | 0% | 11.8% | 0 | 0% | 11.8% | 0 | 0% | 11.8% | 0 | 0% | 0.3764% | 0 | 0% | 0.3764% | 0 | 0% | 0.3764% | 0 | 0% | 100% | 0 | 0% | 100% | 0 | 0% | 100% | 0 | 0% | 100% | 0 |  |  | 0 |  |  | 0 |  |  | 0
EVERGREEN 2104XR380 | 6.1902e-05 | 0 | 0.00015796 | 0 | 0.00015796 | 2.9574e-05 | 0.00013642 | 9.4767e-05 | 0% | 99% | 0 | 0% | 99% | 0 | 0% | 99% | 0 | 0% | 99% | 0 | 0% | 66.86% | 0 | 0% | 52.23% | 0 | 0% | 52.23% | 0 | 0% | 52.23% | 0 | 0 | 0% | 3.142% | 0 | 0% | 3.142% | 0 | 0% | 3.142% | 0 | 0% | 0.357% | 0 | 0% | 0.357% | 0 | 0% | 0.357% | 0 | 0% | 0.7731% | 0 | 0% | 0.7731% | 0 | 0% | 0.7731% | 0 | 0% | 0.8239% | 0 | 100% | 0.8239% | 1.3015e-06 | 0% | 0.8239% | 0 | 0% | 5.838% | 0 | 0% | 5.838% | 0 | 0% | 5.838% | 0 | 0% | 0.4008% | 0 | 0% | 0.4008% | 0 | 0% | 0.4008% | 0 |  |  |  | 0% | 11.8% | 0 | 0% | 11.8% | 0 | 0% | 11.8% | 0 | 0% | 0.371% | 0 | 0% | 0.371% | 0 | 0% | 0.371% | 0 | 0% | 100% | 0 | 0% | 100% | 0 | 0% | 100% | 0 | 0% | 100% | 0 |  |  | 0 |  |  | 0 |  |  | 0
CHICO A 1102CB | 6.1802e-05 | 0 | 0.035169 | 0 | 0.035169 | 0.026969 | 0.020522 | 0.010564 | 0% | 99% | 0 | 0% | 99% | 0 | 0% | 99% | 0 | 0% | 99% | 0 | 0% | 64.89% | 0 | 0% | 49.58% | 0 | 0% | 49.58% | 0 | 0% | 49.58% | 0 | 0 | 0% | 1.615% | 0 | 0% | 1.615% | 0 | 0% | 1.615% | 0 | 0% | 0.1832% | 0 | 0% | 0.1832% | 0 | 0% | 0.1832% | 0 | 0% | 0.5286% | 0 | 0% | 0.5286% | 0 | 0% | 0.5286% | 0 | 0% | 0.5395% | 0 | 0% | 0.5395% | 0 | 90.66% | 0.5395% | 0.00017201 | 0% | 3.955% | 0 | 0% | 3.955% | 0 | 0% | 3.955% | 0 | 0% | 1.966% | 0 | 0% | 1.966% | 0 | 0% | 1.966% | 0 |  |  |  | 0% | 11.8% | 0 | 0% | 11.8% | 0 | 0% | 11.8% | 0 | 0% | 0.3756% | 0 | 0% | 0.3756% | 0 | 0% | 0.3756% | 0 | 0% | 100% | 0 | 0% | 100% | 0 | 0% | 100% | 0 | 0% | 100% | 0 |  |  | 0 |  |  | 0 |  |  | 0
TEVIS 2102CB | 6.1721e-05 | 0 | 0.01281 | 0 | 0.01281 | 0.0016589 | 0.010537 | 0.0089505 | 0% | 99% | 0 | 0% | 99% | 0 | 0% | 99% | 0 | 0% | 99% | 0 | 0% | 65.47% | 0 | 0% | 50.89% | 0 | 0% | 50.89% | 0 | 0% | 50.89% | 0 | 0 | 0% | 2.793% | 0 | 0% | 2.793% | 0 | 0% | 2.793% | 0 | 0% | 0.3197% | 0 | 0% | 0.3197% | 0 | 0% | 0.3197% | 0 | 0% | 0.7372% | 0 | 0% | 0.7372% | 0 | 0% | 0.7372% | 0 | 0% | 0.7844% | 0 | 29.51% | 0.7844% | 2.9652e-05 | 70.49% | 0.7844% | 7.0825e-05 | 0% | 5.579% | 0 | 0% | 5.579% | 0 | 0% | 5.579% | 0 | 0% | 0.2675% | 0 | 0% | 0.2675% | 0 | 0% | 0.2675% | 0 |  |  |  | 0% | 11.8% | 0 | 0% | 11.8% | 0 | 0% | 11.8% | 0 | 0% | 0.3719% | 0 | 0% | 0.3719% | 0 | 0% | 0.3719% | 0 | 0% | 100% | 0 | 0% | 100% | 0 | 0% | 100% | 0 | 0% | 100% | 0 |  |  | 0 |  |  | 0 |  |  | 0
WESTPARK 110115325 | 6.1695e-05 | 0 | 0.0062974 | 0 | 0.0062974 | 0.0033891 | 0.0046002 | 0.0024061 | 0% | 99% | 0 | 0% | 99% | 0 | 0% | 99% | 0 | 0% | 99% | 0 | 0% | 64.48% | 0 | 0% | 50.56% | 0 | 0% | 50.56% | 0 | 0% | 50.56% | 0 | 0 | 0% | 2.086% | 0 | 0% | 2.086% | 0 | 0% | 2.086% | 0 | 0% | 0.23% | 0 | 0% | 0.23% | 0 | 0% | 0.23% | 0 | 0% | 0.6747% | 0 | 0% | 0.6747% | 0 | 0% | 0.6747% | 0 | 0% | 0.688% | 0 | 80.56% | 0.688% | 3.4901e-05 | 0% | 0.688% | 0 | 0% | 5.047% | 0 | 0% | 5.047% | 0 | 0% | 5.047% | 0 | 0% | 1.273% | 0 | 0% | 1.273% | 0 | 0% | 1.273% | 0 |  |  |  | 0% | 11.8% | 0 | 0% | 11.8% | 0 | 0% | 11.8% | 0 | 0% | 0.3709% | 0 | 0% | 0.3709% | 0 | 0% | 0.3709% | 0 | 0% | 100% | 0 | 0% | 100% | 0 | 0% | 100% | 0 | 0% | 100% | 0 |  |  | 0 |  |  | 0 |  |  | 0
WEBER 1108CB | 6.1563e-05 | 0 | 0.0062839 | 0 | 0.0062839 | 0.00041436 | 0.0065542 | 0.0034047 | 0% | 99% | 0 | 0% | 99% | 0 | 0% | 99% | 0 | 0% | 99% | 0 | 0% | 63.24% | 0 | 0% | 48.81% | 0 | 0% | 48.81% | 0 | 0% | 48.81% | 0 | 0 | 0% | 2.849% | 0 | 0% | 2.849% | 0 | 0% | 2.849% | 0 | 0% | 0.347% | 0 | 0% | 0.347% | 0 | 0% | 0.347% | 0 | 0% | 0.9241% | 0 | 0% | 0.9241% | 0 | 0% | 0.9241% | 0 | 0% | 0.9886% | 0 | 100% | 0.9886% | 6.2124e-05 | 0% | 0.9886% | 0 | 0% | 7.049% | 0 | 0% | 7.049% | 0 | 0% | 7.049% | 0 | 0% | 0.1855% | 0 | 0% | 0.1855% | 0 | 0% | 0.1855% | 0 |  |  |  | 0% | 11.8% | 0 | 0% | 11.8% | 0 | 0% | 11.8% | 0 | 0% | 0.364% | 0 | 0% | 0.364% | 0 | 0% | 0.364% | 0 | 0% | 100% | 0 | 0% | 100% | 0 | 0% | 100% | 0 | 0% | 100% | 0 |  |  | 0 |  |  | 0 |  |  | 0
MISSION (X) 111014601 | 6.1532e-05 | 0 | 0.00041872 | 0 | 0.00041872 | 1.7836e-05 | 0.00059428 | 7.9088e-05 | 0% | 99% | 0 | 0% | 99% | 0 | 0% | 99% | 0 | 0% | 99% | 0 | 0% | 61.48% | 0 | 0% | 48.82% | 0 | 0% | 48.82% | 0 | 0% | 48.82% | 0 | 0 | 0% | 4.995% | 0 | 0% | 4.995% | 0 | 0% | 4.995% | 0 | 0% | 0.5392% | 0 | 0% | 0.5392% | 0 | 0% | 0.5392% | 0 | 0% | 1.327% | 0 | 0% | 1.327% | 0 | 0% | 1.327% | 0 | 0% | 1.396% | 0 | 0% | 1.396% | 0 | 0% | 1.396% | 0 | 0% | 10.01% | 0 | 0% | 10.01% | 0 | 0% | 10.01% | 0 | 0% | 0.2314% | 0 | 0% | 0.2314% | 0 | 0% | 0.2314% | 0 |  |  |  | 0% | 11.8% | 0 | 0% | 11.8% | 0 | 0% | 11.8% | 0 | 0% | 0.3588% | 0 | 0% | 0.3588% | 0 | 0% | 0.3588% | 0 | 0% | 100% | 0 | 0% | 100% | 0 | 0% | 100% | 0 | 0% | 100% | 0 |  |  | 0 |  |  | 0 |  |  | 0
STOCKDALE 211073058 | 6.1477e-05 | 0 | 0.016943 | 0 | 0.016943 | 0.0029999 | 0.016089 | 0.0088799 | 0% | 99% | 0 | 0% | 99% | 0 | 0% | 99% | 0 | 0% | 99% | 0 | 0% | 63.37% | 0 | 0% | 50.63% | 0 | 0% | 50.63% | 0 | 0% | 50.63% | 0 | 0 | 0% | 2.533% | 0 | 0% | 2.533% | 0 | 0% | 2.533% | 0 | 0% | 0.2798% | 0 | 0% | 0.2798% | 0 | 0% | 0.2798% | 0 | 0% | 0.8734% | 0 | 0% | 0.8734% | 0 | 0% | 0.8734% | 0 | 0% | 0.8774% | 0 | 95.19% | 0.8774% | 0.00014152 | 4.806% | 0.8774% | 7.1446e-06 | 0% | 6.51% | 0 | 0% | 6.51% | 0 | 0% | 6.51% | 0 | 0% | 0.3633% | 0 | 0% | 0.3633% | 0 | 0% | 0.3633% | 0 |  |  |  | 0% | 11.8% | 0 | 0% | 11.8% | 0 | 0% | 11.8% | 0 | 0% | 0.359% | 0 | 0% | 0.359% | 0 | 0% | 0.359% | 0 | 0% | 100% | 0 | 0% | 100% | 0 | 0% | 100% | 0 | 0% | 100% | 0 |  |  | 0 |  |  | 0 |  |  | 0
CALIFORNIA AVE 1113CB | 6.1134e-05 | 0 | 0.042589 | 0 | 0.042589 | 0.0083218 | 0.04093 | 0.021052 | 0% | 99% | 0 | 0% | 99% | 0 | 0% | 99% | 0 | 0% | 99% | 0 | 0% | 63.77% | 0 | 0% | 50.17% | 0 | 0% | 50.17% | 0 | 0% | 50.17% | 0 | 0 | 0% | 2.687% | 0 | 0% | 2.687% | 0 | 0% | 2.687% | 0 | 0% | 0.3086% | 0 | 0% | 0.3086% | 0 | 0% | 0.3086% | 0 | 0% | 0.8797% | 0 | 0% | 0.8797% | 0 | 0% | 0.8797% | 0 | 98.45% | 0.9182% | 0.00038498 | 0% | 0.9182% | 0 | 0% | 0.9182% | 0 | 0% | 6.646% | 0 | 0% | 6.646% | 0 | 0% | 6.646% | 0 | 0% | 0.5587% | 0 | 0% | 0.5587% | 0 | 0% | 0.5587% | 0 |  |  |  | 0% | 11.8% | 0 | 0% | 11.8% | 0 | 0% | 11.8% | 0 | 0% | 0.3657% | 0 | 0% | 0.3657% | 0 | 0% | 0.3657% | 0 | 0% | 100% | 0 | 0% | 100% | 0 | 0% | 100% | 0 | 0% | 100% | 0 |  |  | 0 |  |  | 0 |  |  | 0
SWIFT 2106CB | 6.0985e-05 | 0 | 0.012761 | 0 | 0.012761 | 0.0019726 | 0.012809 | 0.0062835 | 0% | 99% | 0 | 0% | 99% | 0 | 0% | 99% | 0 | 0% | 99% | 0 | 0% | 65.49% | 0 | 0% | 50.64% | 0 | 0% | 50.64% | 0 | 0% | 50.64% | 0 | 0 | 0% | 2.81% | 0 | 0% | 2.81% | 0 | 0% | 2.81% | 0 | 0% | 0.355% | 0 | 0% | 0.355% | 0 | 0% | 0.355% | 0 | 0% | 0.8592% | 0 | 0% | 0.8592% | 0 | 0% | 0.8592% | 0 | 0% | 0.9071% | 0 | 100% | 0.9071% | 0.00011576 | 0% | 0.9071% | 0 | 0% | 6.488% | 0 | 0% | 6.488% | 0 | 0% | 6.488% | 0 | 0% | 0.3467% | 0 | 0% | 0.3467% | 0 | 0% | 0.3467% | 0 |  |  |  | 0% | 11.8% | 0 | 0% | 11.8% | 0 | 0% | 11.8% | 0 | 0% | 0.357% | 0 | 0% | 0.357% | 0 | 0% | 0.357% | 0 | 0% | 100% | 0 | 0% | 100% | 0 | 0% | 100% | 0 | 0% | 100% | 0 |  |  | 0 |  |  | 0 |  |  | 0
WEST FRESNO 1108CB | 6.0908e-05 | 0 | 0.022692 | 0 | 0.022692 | 0.0032113 | 0.021645 | 0.012603 | 0% | 99% | 0 | 0% | 99% | 0 | 0% | 99% | 0 | 0% | 99% | 0 | 0% | 63.49% | 0 | 0% | 49.88% | 0 | 0% | 49.88% | 0 | 0% | 49.88% | 0 | 0 | 0% | 2.811% | 0 | 0% | 2.811% | 0 | 0% | 2.811% | 0 | 0% | 0.3163% | 0 | 0% | 0.3163% | 0 | 0% | 0.3163% | 0 | 0% | 0.8733% | 0 | 0% | 0.8733% | 0 | 0% | 0.8733% | 0 | 1.911% | 0.9084% | 3.9391e-06 | 0% | 0.9084% | 0 | 0% | 0.9084% | 0 | 0% | 6.584% | 0 | 0% | 6.584% | 0 | 0% | 6.584% | 0 | 0% | 0.3975% | 0 | 0% | 0.3975% | 0 | 0% | 0.3975% | 0 |  |  |  | 0% | 11.8% | 0 | 0% | 11.8% | 0 | 0% | 11.8% | 0 | 0% | 0.3658% | 0 | 0% | 0.3658% | 0 | 0% | 0.3658% | 0 | 0% | 100% | 0 | 0% | 100% | 0 | 0% | 100% | 0 | 0% | 100% | 0 |  |  | 0 |  |  | 0 |  |  | 0
BULLARD 1110CB | 6.079e-05 | 0 | 0.015202 | 0 | 0.015202 | 0.0025075 | 0.013669 | 0.0089184 | 0% | 99% | 0 | 0% | 99% | 0 | 0% | 99% | 0 | 0% | 99% | 0 | 0% | 63.87% | 0 | 0% | 50.25% | 0 | 0% | 50.25% | 0 | 0% | 50.25% | 0 | 0 | 0% | 2.659% | 0 | 0% | 2.659% | 0 | 0% | 2.659% | 0 | 0% | 0.2986% | 0 | 0% | 0.2986% | 0 | 0% | 0.2986% | 0 | 0% | 0.8209% | 0 | 0% | 0.8209% | 0 | 0% | 0.8209% | 0 | 0% | 0.8499% | 0 | 0% | 0.8499% | 0 | 67.45% | 0.8499% | 8.7147e-05 | 0% | 6.176% | 0 | 0% | 6.176% | 0 | 0% | 6.176% | 0 | 0% | 0.4574% | 0 | 0% | 0.4574% | 0 | 0% | 0.4574% | 0 |  |  |  | 0% | 11.8% | 0 | 0% | 11.8% | 0 | 0% | 11.8% | 0 | 0% | 0.3665% | 0 | 0% | 0.3665% | 0 | 0% | 0.3665% | 0 | 0% | 100% | 0 | 0% | 100% | 0 | 0% | 100% | 0 | 0% | 100% | 0 |  |  | 0 |  |  | 0 |  |  | 0
MANCHESTER 1105CB | 6.0768e-05 | 0 | 0.020934 | 0 | 0.020934 | 0.002504 | 0.018723 | 0.013331 | 0% | 99% | 0 | 0% | 99% | 0 | 0% | 99% | 0 | 0% | 99% | 0 | 0% | 65.31% | 0 | 0% | 51.19% | 0 | 0% | 51.19% | 0 | 0% | 51.19% | 0 | 0 | 0% | 2.749% | 0 | 0% | 2.749% | 0 | 0% | 2.749% | 0 | 0% | 0.3249% | 0 | 0% | 0.3249% | 0 | 0% | 0.3249% | 0 | 0% | 0.791% | 0 | 0% | 0.791% | 0 | 0% | 0.791% | 0 | 19.84% | 0.8333% | 3.4607e-05 | 0% | 0.8333% | 0 | 44.69% | 0.8333% | 7.7956e-05 | 0% | 5.966% | 0 | 0% | 5.966% | 0 | 0% | 5.966% | 0 | 0% | 0.338% | 0 | 0% | 0.338% | 0 | 0% | 0.338% | 0 |  |  |  | 0% | 11.8% | 0 | 0% | 11.8% | 0 | 0% | 11.8% | 0 | 0% | 0.3654% | 0 | 0% | 0.3654% | 0 | 0% | 0.3654% | 0 | 0% | 100% | 0 | 0% | 100% | 0 | 0% | 100% | 0 | 0% | 100% | 0 |  |  | 0 |  |  | 0 |  |  | 0
TRACY 110611538 | 6.0621e-05 | 0 | 0.00030939 | 0 | 0.00030939 | 1.5996e-05 | 0.00030319 | 0.00019154 | 0% | 99% | 0 | 0% | 99% | 0 | 0% | 99% | 0 | 0% | 99% | 0 | 0% | 64.21% | 0 | 0% | 50.48% | 0 | 0% | 50.48% | 0 | 0% | 50.48% | 0 | 0 | 0% | 3.125% | 0 | 0% | 3.125% | 0 | 0% | 3.125% | 0 | 0% | 0.349% | 0 | 0% | 0.349% | 0 | 0% | 0.349% | 0 | 0% | 0.8935% | 0 | 0% | 0.8935% | 0 | 0% | 0.8935% | 0 | 0% | 0.9437% | 0 | 0% | 0.9437% | 0 | 0% | 0.9437% | 0 | 0% | 6.77% | 0 | 0% | 6.77% | 0 | 0% | 6.77% | 0 | 0% | 0.1415% | 0 | 0% | 0.1415% | 0 | 0% | 0.1415% | 0 |  |  |  | 0% | 11.8% | 0 | 0% | 11.8% | 0 | 0% | 11.8% | 0 | 0% | 0.3684% | 0 | 0% | 0.3684% | 0 | 0% | 0.3684% | 0 | 0% | 100% | 0 | 0% | 100% | 0 | 0% | 100% | 0 | 0% | 100% | 0 |  |  | 0 |  |  | 0 |  |  | 0
EDES 1101CB | 6.0615e-05 | 0 | 0.0039185 | 0 | 0.0039185 | 0.00015309 | 0.0036921 | 0.0026234 | 0% | 99% | 0 | 0% | 99% | 0 | 0% | 99% | 0 | 0% | 99% | 0 | 0% | 66.82% | 0 | 0% | 53.48% | 0 | 0% | 53.48% | 0 | 0% | 53.48% | 0 | 0 | 0% | 3.217% | 0 | 0% | 3.217% | 0 | 0% | 3.217% | 0 | 0% | 0.3605% | 0 | 0% | 0.3605% | 0 | 0% | 0.3605% | 0 | 0% | 0.857% | 0 | 0% | 0.857% | 0 | 0% | 0.857% | 0 | 0% | 0.9077% | 0 | 0% | 0.9077% | 0 | 0% | 0.9077% | 0 | 0% | 6.476% | 0 | 0% | 6.476% | 0 | 0% | 6.476% | 0 | 0% | 0.1481% | 0 | 0% | 0.1481% | 0 | 0% | 0.1481% | 0 |  |  |  | 0% | 11.8% | 0 | 0% | 11.8% | 0 | 0% | 11.8% | 0 | 0% | 0.369% | 0 | 0% | 0.369% | 0 | 0% | 0.369% | 0 | 0% | 100% | 0 | 0% | 100% | 0 | 0% | 100% | 0 | 0% | 100% | 0 |  |  | 0 |  |  | 0 |  |  | 0
CONTRA COSTA 21032212 | 6.0589e-05 | 0 | 0.00030922 | 0 | 0.00030922 | 7.0375e-05 | 0.00030843 | 0.00013165 | 0% | 99% | 0 | 0% | 99% | 0 | 0% | 99% | 0 | 0% | 99% | 0 | 0% | 63.03% | 0 | 0% | 49.42% | 0 | 0% | 49.42% | 0 | 0% | 49.42% | 0 | 0 | 0% | 2.921% | 0 | 0% | 2.921% | 0 | 0% | 2.921% | 0 | 0% | 0.3223% | 0 | 0% | 0.3223% | 0 | 0% | 0.3223% | 0 | 0% | 0.9185% | 0 | 0% | 0.9185% | 0 | 0% | 0.9185% | 0 | 0% | 0.9455% | 0 | 100% | 0.9455% | 2.9238e-06 | 0% | 0.9455% | 0 | 0% | 6.903% | 0 | 0% | 6.903% | 0 | 0% | 6.903% | 0 | 0% | 0.5411% | 0 | 0% | 0.5411% | 0 | 0% | 0.5411% | 0 |  |  |  | 0% | 11.8% | 0 | 0% | 11.8% | 0 | 0% | 11.8% | 0 | 0% | 0.3633% | 0 | 0% | 0.3633% | 0 | 0% | 0.3633% | 0 | 0% | 100% | 0 | 0% | 100% | 0 | 0% | 100% | 0 | 0% | 100% | 0 |  |  | 0 |  |  | 0 |  |  | 0
SF H 0403CB | 6.0556e-05 | 0 | 0.0064394 | 0 | 0.0064394 | 0.00073168 | 0.0072959 | 0.0026023 | 0% | 99% | 0 | 0% | 99% | 0 | 0% | 99% | 0 | 0% | 99% | 0 | 0% | 64.51% | 0 | 0% | 52.09% | 0 | 0% | 52.09% | 0 | 0% | 52.09% | 0 | 0 | 0% | 3.777% | 0 | 0% | 3.777% | 0 | 0% | 3.777% | 0 | 0% | 0.4148% | 0 | 0% | 0.4148% | 0 | 0% | 0.4148% | 0 | 0% | 1.03% | 0 | 0% | 1.03% | 0 | 0% | 1.03% | 0 | 21.45% | 1.05% | 1.4507e-05 | 78.55% | 1.05% | 5.312e-05 | 0% | 1.05% | 0 | 0% | 7.668% | 0 | 0% | 7.668% | 0 | 0% | 7.668% | 0 | 0% | 0.3746% | 0 | 0% | 0.3746% | 0 | 0% | 0.3746% | 0 |  |  |  | 0% | 11.8% | 0 | 0% | 11.8% | 0 | 0% | 11.8% | 0 | 0% | 0.3545% | 0 | 0% | 0.3545% | 0 | 0% | 0.3545% | 0 | 0% | 100% | 0 | 0% | 100% | 0 | 0% | 100% | 0 | 0% | 100% | 0 |  |  | 0 |  |  | 0 |  |  | 0
WOODLAND 1112CB | 6.0527e-05 | 0 | 0.010503 | 0 | 0.010503 | 0.0020262 | 0.0098984 | 0.0054132 | 0% | 99% | 0 | 0% | 99% | 0 | 0% | 99% | 0 | 0% | 99% | 0 | 0% | 64.28% | 0 | 0% | 50.01% | 0 | 0% | 50.01% | 0 | 0% | 50.01% | 0 | 0 | 0% | 2.572% | 0 | 0% | 2.572% | 0 | 0% | 2.572% | 0 | 0% | 0.3109% | 0 | 0% | 0.3109% | 0 | 0% | 0.3109% | 0 | 0% | 0.8239% | 0 | 0% | 0.8239% | 0 | 0% | 0.8239% | 0 | 0% | 0.8534% | 0 | 0% | 0.8534% | 0 | 0% | 0.8534% | 0 | 0% | 6.193% | 0 | 0% | 6.193% | 0 | 0% | 6.193% | 0 | 0% | 0.4834% | 0 | 0% | 0.4834% | 0 | 0% | 0.4834% | 0 |  |  |  | 0% | 11.8% | 0 | 0% | 11.8% | 0 | 0% | 11.8% | 0 | 0% | 0.3593% | 0 | 0% | 0.3593% | 0 | 0% | 0.3593% | 0 | 0% | 100% | 0 | 0% | 100% | 0 | 0% | 100% | 0 | 0% | 100% | 0 |  |  | 0 |  |  | 0 |  |  | 0
ASHLAN AVE 2117R1100 | 6.0502e-05 | 0 | 0.018218 | 0 | 0.018218 | 0.0035512 | 0.016032 | 0.010491 | 0% | 99% | 0 | 0% | 99% | 0 | 0% | 99% | 0 | 0% | 99% | 0 | 0% | 65% | 0 | 0% | 50.66% | 0 | 0% | 50.66% | 0 | 0% | 50.66% | 0 | 0 | 0% | 2.666% | 0 | 0% | 2.666% | 0 | 0% | 2.666% | 0 | 0% | 0.3067% | 0 | 0% | 0.3067% | 0 | 0% | 0.3067% | 0 | 0% | 0.7983% | 0 | 0% | 0.7983% | 0 | 0% | 0.7983% | 0 | 0% | 0.8427% | 0 | 0% | 0.8427% | 0 | 93.16% | 0.8427% | 0.00014302 | 0% | 6.042% | 0 | 0% | 6.042% | 0 | 0% | 6.042% | 0 | 0% | 0.518% | 0 | 0% | 0.518% | 0 | 0% | 0.518% | 0 |  |  |  | 0% | 11.8% | 0 | 0% | 11.8% | 0 | 0% | 11.8% | 0 | 0% | 0.3696% | 0 | 0% | 0.3696% | 0 | 0% | 0.3696% | 0 | 0% | 100% | 0 | 0% | 100% | 0 | 0% | 100% | 0 | 0% | 100% | 0 |  |  | 0 |  |  | 0 |  |  | 0
CLOVIS 2110R3070 | 6.0502e-05 | 0 | 0.03304 | 0 | 0.03304 | 0.0070405 | 0.030278 | 0.017222 | 0% | 99% | 0 | 0% | 99% | 0 | 0% | 99% | 0 | 0% | 99% | 0 | 0% | 63.24% | 0 | 0% | 50.02% | 0 | 0% | 50.02% | 0 | 0% | 50.02% | 0 | 0 | 0% | 2.562% | 0 | 0% | 2.562% | 0 | 0% | 2.562% | 0 | 0% | 0.2801% | 0 | 0% | 0.2801% | 0 | 0% | 0.2801% | 0 | 0% | 0.8398% | 0 | 0% | 0.8398% | 0 | 0% | 0.8398% | 0 | 100% | 0.8387% | 0.00027711 | 0% | 0.8387% | 0 | 0% | 0.8387% | 0 | 0% | 6.239% | 0 | 0% | 6.239% | 0 | 0% | 6.239% | 0 | 0% | 0.5804% | 0 | 0% | 0.5804% | 0 | 0% | 0.5804% | 0 |  |  |  | 0% | 11.8% | 0 | 0% | 11.8% | 0 | 0% | 11.8% | 0 | 0% | 0.3593% | 0 | 0% | 0.3593% | 0 | 0% | 0.3593% | 0 | 0% | 100% | 0 | 0% | 100% | 0 | 0% | 100% | 0 | 0% | 100% | 0 |  |  | 0 |  |  | 0 |  |  | 0
BARTON 1105167170 | 6.0501e-05 | 0 | 0.00020585 | 0 | 0.00020585 | 2.0508e-05 | 0.00020008 | 0.00011922 | 0% | 99% | 0 | 0% | 99% | 0 | 0% | 99% | 0 | 0% | 99% | 0 | 0% | 63.57% | 0 | 0% | 49.82% | 0 | 0% | 49.82% | 0 | 0% | 49.82% | 0 | 0 | 0% | 2.971% | 0 | 0% | 2.971% | 0 | 0% | 2.971% | 0 | 0% | 0.338% | 0 | 0% | 0.338% | 0 | 0% | 0.338% | 0 | 0% | 0.8885% | 0 | 0% | 0.8885% | 0 | 0% | 0.8885% | 0 | 0% | 0.932% | 0 | 100% | 0.932% | 1.9186e-06 | 0% | 0.932% | 0 | 0% | 6.713% | 0 | 0% | 6.713% | 0 | 0% | 6.713% | 0 | 0% | 0.3002% | 0 | 0% | 0.3002% | 0 | 0% | 0.3002% | 0 |  |  |  | 0% | 11.8% | 0 | 0% | 11.8% | 0 | 0% | 11.8% | 0 | 0% | 0.3666% | 0 | 0% | 0.3666% | 0 | 0% | 0.3666% | 0 | 0% | 100% | 0 | 0% | 100% | 0 | 0% | 100% | 0 | 0% | 100% | 0 |  |  | 0 |  |  | 0 |  |  | 0
STOCKDALE 1105CB | 6.0463e-05 | 0 | 0.0041865 | 0 | 0.0041865 | 0.00055147 | 0.003354 | 0.0030053 | 0% | 99% | 0 | 0% | 99% | 0 | 0% | 99% | 0 | 0% | 99% | 0 | 0% | 65.18% | 0 | 0% | 51.77% | 0 | 0% | 51.77% | 0 | 0% | 51.77% | 0 | 0 | 0% | 2.809% | 0 | 0% | 2.809% | 0 | 0% | 2.809% | 0 | 0% | 0.303% | 0 | 0% | 0.303% | 0 | 0% | 0.303% | 0 | 0% | 0.7344% | 0 | 0% | 0.7344% | 0 | 0% | 0.7344% | 0 | 0% | 0.7555% | 0 | 0% | 0.7555% | 0 | 100% | 0.7555% | 3.1629e-05 | 0% | 5.489% | 0 | 0% | 5.489% | 0 | 0% | 5.489% | 0 | 0% | 0.2496% | 0 | 0% | 0.2496% | 0 | 0% | 0.2496% | 0 |  |  |  | 0% | 11.8% | 0 | 0% | 11.8% | 0 | 0% | 11.8% | 0 | 0% | 0.3698% | 0 | 0% | 0.3698% | 0 | 0% | 0.3698% | 0 | 0% | 100% | 0 | 0% | 100% | 0 | 0% | 100% | 0 | 0% | 100% | 0 |  |  | 0 |  |  | 0 |  |  | 0
VACAVILLE 110541272 | 6.0462e-05 | 0 | 0.00020572 | 0 | 0.00020572 | 2.1732e-05 | 0.00020861 | 0.00010925 | 0% | 99% | 0 | 0% | 99% | 0 | 0% | 99% | 0 | 0% | 99% | 0 | 0% | 63.48% | 0 | 0% | 49.1% | 0 | 0% | 49.1% | 0 | 0% | 49.1% | 0 | 0 | 0% | 3.065% | 0 | 0% | 3.065% | 0 | 0% | 3.065% | 0 | 0% | 0.3525% | 0 | 0% | 0.3525% | 0 | 0% | 0.3525% | 0 | 0% | 0.9143% | 0 | 0% | 0.9143% | 0 | 0% | 0.9143% | 0 | 0% | 0.9685% | 0 | 100% | 0.9685% | 1.9924e-06 | 0% | 0.9685% | 0 | 0% | 6.941% | 0 | 0% | 6.941% | 0 | 0% | 6.941% | 0 | 0% | 0.255% | 0 | 0% | 0.255% | 0 | 0% | 0.255% | 0 |  |  |  | 0% | 11.8% | 0 | 0% | 11.8% | 0 | 0% | 11.8% | 0 | 0% | 0.3663% | 0 | 0% | 0.3663% | 0 | 0% | 0.3663% | 0 | 0% | 100% | 0 | 0% | 100% | 0 | 0% | 100% | 0 | 0% | 100% | 0 |  |  | 0 |  |  | 0 |  |  | 0
ASHLAN AVE 1111CB | 6.0376e-05 | 0 | 0.016485 | 0 | 0.016485 | 0.0028611 | 0.015998 | 0.0083539 | 0% | 99% | 0 | 0% | 99% | 0 | 0% | 99% | 0 | 0% | 99% | 0 | 0% | 63.32% | 0 | 0% | 49.58% | 0 | 0% | 49.58% | 0 | 0% | 49.58% | 0 | 0 | 0% | 2.663% | 0 | 0% | 2.663% | 0 | 0% | 2.663% | 0 | 0% | 0.3051% | 0 | 0% | 0.3051% | 0 | 0% | 0.3051% | 0 | 0% | 0.8867% | 0 | 0% | 0.8867% | 0 | 0% | 0.8867% | 0 | 0% | 0.9232% | 0 | 0% | 0.9232% | 0 | 61.79% | 0.9232% | 9.403e-05 | 0% | 6.698% | 0 | 0% | 6.698% | 0 | 0% | 6.698% | 0 | 0% | 0.4696% | 0 | 0% | 0.4696% | 0 | 0% | 0.4696% | 0 |  |  |  | 0% | 11.8% | 0 | 0% | 11.8% | 0 | 0% | 11.8% | 0 | 0% | 0.365% | 0 | 0% | 0.365% | 0 | 0% | 0.365% | 0 | 0% | 100% | 0 | 0% | 100% | 0 | 0% | 100% | 0 | 0% | 100% | 0 |  |  | 0 |  |  | 0 |  |  | 0
TEVIS 2105CB | 6.0365e-05 | 0 | 0.011913 | 0 | 0.011913 | 0.0017665 | 0.0097475 | 0.0081508 | 0% | 99% | 0 | 0% | 99% | 0 | 0% | 99% | 0 | 0% | 99% | 0 | 0% | 65.51% | 0 | 0% | 50.96% | 0 | 0% | 50.96% | 0 | 0% | 50.96% | 0 | 0 | 0% | 2.816% | 0 | 0% | 2.816% | 0 | 0% | 2.816% | 0 | 0% | 0.3185% | 0 | 0% | 0.3185% | 0 | 0% | 0.3185% | 0 | 0% | 0.7381% | 0 | 0% | 0.7381% | 0 | 0% | 0.7381% | 0 | 0% | 0.7846% | 0 | 12.2% | 0.7846% | 1.1405e-05 | 87.8% | 0.7846% | 8.2066e-05 | 0% | 5.584% | 0 | 0% | 5.584% | 0 | 0% | 5.584% | 0 | 0% | 0.2979% | 0 | 0% | 0.2979% | 0 | 0% | 0.2979% | 0 |  |  |  | 0% | 11.8% | 0 | 0% | 11.8% | 0 | 0% | 11.8% | 0 | 0% | 0.3728% | 0 | 0% | 0.3728% | 0 | 0% | 0.3728% | 0 | 0% | 100% | 0 | 0% | 100% | 0 | 0% | 100% | 0 | 0% | 100% | 0 |  |  | 0 |  |  | 0 |  |  | 0
RENFRO 2105536906 | 6.0302e-05 | 0 | 0.00030776 | 0 | 0.00030776 | 2.0683e-05 | 0.00027219 | 0.00021516 | 0% | 99% | 0 | 0% | 99% | 0 | 0% | 99% | 0 | 0% | 99% | 0 | 0% | 64.01% | 0 | 0% | 49.15% | 0 | 0% | 49.15% | 0 | 0% | 49.15% | 0 | 0 | 0% | 2.684% | 0 | 0% | 2.684% | 0 | 0% | 2.684% | 0 | 0% | 0.3174% | 0 | 0% | 0.3174% | 0 | 0% | 0.3174% | 0 | 0% | 0.7882% | 0 | 0% | 0.7882% | 0 | 0% | 0.7882% | 0 | 0% | 0.846% | 0 | 0% | 0.846% | 0 | 0% | 0.846% | 0 | 0% | 6.007% | 0 | 0% | 6.007% | 0 | 0% | 6.007% | 0 | 0% | 0.1777% | 0 | 0% | 0.1777% | 0 | 0% | 0.1777% | 0 |  |  |  | 0% | 11.8% | 0 | 0% | 11.8% | 0 | 0% | 11.8% | 0 | 0% | 0.3708% | 0 | 0% | 0.3708% | 0 | 0% | 0.3708% | 0 | 0% | 100% | 0 | 0% | 100% | 0 | 0% | 100% | 0 | 0% | 100% | 0 |  |  | 0 |  |  | 0 |  |  | 0
NEWARK 21KV 2105MR826 | 6.0184e-05 | 0 | 0.00092147 | 0 | 0.00092147 | 6.0843e-05 | 0.00088423 | 0.00057605 | 0% | 99% | 0 | 0% | 99% | 0 | 0% | 99% | 0 | 0% | 99% | 0 | 0% | 66.25% | 0 | 0% | 52.01% | 0 | 0% | 52.01% | 0 | 0% | 52.01% | 0 | 0 | 0% | 3.483% | 0 | 0% | 3.483% | 0 | 0% | 3.483% | 0 | 0% | 0.395% | 0 | 0% | 0.395% | 0 | 0% | 0.395% | 0 | 0% | 0.8673% | 0 | 0% | 0.8673% | 0 | 0% | 0.8673% | 0 | 0% | 0.9333% | 0 | 0% | 0.9333% | 0 | 0% | 0.9333% | 0 | 0% | 6.58% | 0 | 0% | 6.58% | 0 | 0% | 6.58% | 0 | 0% | 0.1719% | 0 | 0% | 0.1719% | 0 | 0% | 0.1719% | 0 |  |  |  | 0% | 11.8% | 0 | 0% | 11.8% | 0 | 0% | 11.8% | 0 | 0% | 0.3709% | 0 | 0% | 0.3709% | 0 | 0% | 0.3709% | 0 | 0% | 100% | 0 | 0% | 100% | 0 | 0% | 100% | 0 | 0% | 100% | 0 |  |  | 0 |  |  | 0 |  |  | 0
STONE 1109XR514 | 6.0156e-05 | 0 | 0.00020468 | 0 | 0.00020468 | 0.0001259 | 0.00015341 | 5.856e-05 | 0% | 99% | 0 | 0% | 99% | 0 | 0% | 99% | 0 | 0% | 99% | 0 | 0% | 63.2% | 0 | 0% | 49.21% | 0 | 0% | 49.21% | 0 | 0% | 49.21% | 0 | 0 | 0% | 2.046% | 0 | 0% | 2.046% | 0 | 0% | 2.046% | 0 | 0% | 0.2245% | 0 | 0% | 0.2245% | 0 | 0% | 0.2245% | 0 | 0% | 0.6783% | 0 | 0% | 0.6783% | 0 | 0% | 0.6783% | 0 | 0% | 0.664% | 0 | 100% | 0.664% | 1.3591e-06 | 0% | 0.664% | 0 | 0% | 5.001% | 0 | 0% | 5.001% | 0 | 0% | 5.001% | 0 | 0% | 1.575% | 0 | 0% | 1.575% | 0 | 0% | 1.575% | 0 |  |  |  | 0% | 11.8% | 0 | 0% | 11.8% | 0 | 0% | 11.8% | 0 | 0% | 0.3629% | 0 | 0% | 0.3629% | 0 | 0% | 0.3629% | 0 | 0% | 100% | 0 | 0% | 100% | 0 | 0% | 100% | 0 | 0% | 100% | 0 |  |  | 0 |  |  | 0 |  |  | 0
DIXON LANDING 2101CB | 6.0124e-05 | 0 | 0.0006137 | 0 | 0.0006137 | 8.7041e-05 | 0.0006385 | 0.00028752 | 0% | 99% | 0 | 0% | 99% | 0 | 0% | 99% | 0 | 0% | 99% | 0 | 0% | 64.69% | 0 | 0% | 50.36% | 0 | 0% | 50.36% | 0 | 0% | 50.36% | 0 | 0 | 0% | 3.207% | 0 | 0% | 3.207% | 0 | 0% | 3.207% | 0 | 0% | 0.3814% | 0 | 0% | 0.3814% | 0 | 0% | 0.3814% | 0 | 0% | 0.9255% | 0 | 0% | 0.9255% | 0 | 0% | 0.9255% | 0 | 0% | 0.9839% | 0 | 0% | 0.9839% | 0 | 100% | 0.9839% | 6.0381e-06 | 0% | 7.01% | 0 | 0% | 7.01% | 0 | 0% | 7.01% | 0 | 0% | 0.2633% | 0 | 0% | 0.2633% | 0 | 0% | 0.2633% | 0 |  |  |  | 0% | 11.8% | 0 | 0% | 11.8% | 0 | 0% | 11.8% | 0 | 0% | 0.3627% | 0 | 0% | 0.3627% | 0 | 0% | 0.3627% | 0 | 0% | 100% | 0 | 0% | 100% | 0 | 0% | 100% | 0 | 0% | 100% | 0 |  |  | 0 |  |  | 0 |  |  | 0
STOCKTON A 0406CB | 6.0026e-05 | 0 | 0.021097 | 0 | 0.021097 | 0.0024233 | 0.024042 | 0.0083608 | 0% | 99% | 0 | 0% | 99% | 0 | 0% | 99% | 0 | 0% | 99% | 0 | 0% | 62.81% | 0 | 0% | 49.41% | 0 | 0% | 49.41% | 0 | 0% | 49.41% | 0 | 0 | 0% | 2.904% | 0 | 0% | 2.904% | 0 | 0% | 2.904% | 0 | 0% | 0.3557% | 0 | 0% | 0.3557% | 0 | 0% | 0.3557% | 0 | 0% | 1.004% | 0 | 0% | 1.004% | 0 | 0% | 1.004% | 0 | 99.25% | 1.044% | 0.00021865 | 0% | 1.044% | 0 | 0% | 1.044% | 0 | 0% | 7.573% | 0 | 0% | 7.573% | 0 | 0% | 7.573% | 0 | 0% | 0.3208% | 0 | 0% | 0.3208% | 0 | 0% | 0.3208% | 0 |  |  |  | 0% | 11.8% | 0 | 0% | 11.8% | 0 | 0% | 11.8% | 0 | 0% | 0.3523% | 0 | 0% | 0.3523% | 0 | 0% | 0.3523% | 0 | 0% | 100% | 0 | 0% | 100% | 0 | 0% | 100% | 0 | 0% | 100% | 0 |  |  | 0 |  |  | 0 |  |  | 0
SAN JOSE B 1107CB | 5.9906e-05 | 0 | 0.0032103 | 0 | 0.0032103 | 0.0007137 | 0.0029555 | 0.0016302 | 0% | 99% | 0 | 0% | 99% | 0 | 0% | 99% | 0 | 0% | 99% | 0 | 0% | 66.3% | 0 | 0% | 52.29% | 0 | 0% | 52.29% | 0 | 0% | 52.29% | 0 | 0 | 0% | 3.015% | 0 | 0% | 3.015% | 0 | 0% | 3.015% | 0 | 0% | 0.3423% | 0 | 0% | 0.3423% | 0 | 0% | 0.3423% | 0 | 0% | 0.8386% | 0 | 0% | 0.8386% | 0 | 0% | 0.8386% | 0 | 0% | 0.8912% | 0 | 0% | 0.8912% | 0 | 0% | 0.8912% | 0 | 0% | 6.35% | 0 | 0% | 6.35% | 0 | 0% | 6.35% | 0 | 0% | 0.5396% | 0 | 0% | 0.5396% | 0 | 0% | 0.5396% | 0 |  |  |  | 0% | 11.8% | 0 | 0% | 11.8% | 0 | 0% | 11.8% | 0 | 0% | 0.3704% | 0 | 0% | 0.3704% | 0 | 0% | 0.3704% | 0 | 0% | 100% | 0 | 0% | 100% | 0 | 0% | 100% | 0 | 0% | 100% | 0 |  |  | 0 |  |  | 0 |  |  | 0
MANCHESTER 1108CB | 5.9902e-05 | 0 | 0.12269 | 0 | 0.12269 | 0.03341 | 0.11555 | 0.053576 | 0% | 99% | 0 | 0% | 99% | 0 | 0% | 99% | 0 | 0% | 99% | 0 | 0% | 63.73% | 0 | 0% | 50.18% | 0 | 0% | 50.18% | 0 | 0% | 50.18% | 0 | 0 | 0% | 2.594% | 0 | 0% | 2.594% | 0 | 0% | 2.594% | 0 | 0% | 0.2943% | 0 | 0% | 0.2943% | 0 | 0% | 0.2943% | 0 | 0% | 0.867% | 0 | 0% | 0.867% | 0 | 0% | 0.867% | 0 | 7.357% | 0.8984% | 8.1098e-05 | 0% | 0.8984% | 0 | 0.3646% | 0.8984% | 4.0187e-06 | 0% | 6.534% | 0 | 0% | 6.534% | 0 | 0% | 6.534% | 0 | 0% | 0.7376% | 0 | 0% | 0.7376% | 0 | 0% | 0.7376% | 0 |  |  |  | 0% | 11.8% | 0 | 0% | 11.8% | 0 | 0% | 11.8% | 0 | 0% | 0.3657% | 0 | 0% | 0.3657% | 0 | 0% | 0.3657% | 0 | 0% | 100% | 0 | 0% | 100% | 0 | 0% | 100% | 0 | 0% | 100% | 0 |  |  | 0 |  |  | 0 |  |  | 0
MONROE 2102CB | 5.9727e-05 | 0 | 0.023167 | 0 | 0.023167 | 0.0048707 | 0.02043 | 0.012941 | 0% | 99% | 0 | 0% | 99% | 0 | 0% | 99% | 0 | 0% | 99% | 0 | 0% | 65.79% | 0 | 0% | 51.14% | 0 | 0% | 51.14% | 0 | 0% | 51.14% | 0 | 0 | 0% | 3.088% | 0 | 0% | 3.088% | 0 | 0% | 3.088% | 0 | 0% | 0.3502% | 0 | 0% | 0.3502% | 0 | 0% | 0.3502% | 0 | 0% | 0.7937% | 0 | 0% | 0.7937% | 0 | 0% | 0.7937% | 0 | 0% | 0.8428% | 0 | 0% | 0.8428% | 0 | 68.8% | 0.8428% | 0.00013433 | 0% | 5.991% | 0 | 0% | 5.991% | 0 | 0% | 5.991% | 0 | 0% | 0.5341% | 0 | 0% | 0.5341% | 0 | 0% | 0.5341% | 0 |  |  |  | 0% | 11.8% | 0 | 0% | 11.8% | 0 | 0% | 11.8% | 0 | 0% | 0.3701% | 0 | 0% | 0.3701% | 0 | 0% | 0.3701% | 0 | 0% | 100% | 0 | 0% | 100% | 0 | 0% | 100% | 0 | 0% | 100% | 0 |  |  | 0 |  |  | 0 |  |  | 0
BAKERSFIELD 111413932 | 5.9477e-05 | 0 | 0.0091065 | 0 | 0.0091065 | 0.0022424 | 0.0083619 | 0.0044284 | 0% | 99% | 0 | 0% | 99% | 0 | 0% | 99% | 0 | 0% | 99% | 0 | 0% | 63.71% | 0 | 0% | 50.53% | 0 | 0% | 50.53% | 0 | 0% | 50.53% | 0 | 0 | 0% | 2.538% | 0 | 0% | 2.538% | 0 | 0% | 2.538% | 0 | 0% | 0.2884% | 0 | 0% | 0.2884% | 0 | 0% | 0.2884% | 0 | 0% | 0.8425% | 0 | 0% | 0.8425% | 0 | 0% | 0.8425% | 0 | 0% | 0.8663% | 0 | 0% | 0.8663% | 0 | 0% | 0.8663% | 0 | 0% | 6.329% | 0 | 0% | 6.329% | 0 | 0% | 6.329% | 0 | 0% | 0.4246% | 0 | 0% | 0.4246% | 0 | 0% | 0.4246% | 0 |  |  |  | 0% | 11.8% | 0 | 0% | 11.8% | 0 | 0% | 11.8% | 0 | 0% | 0.3641% | 0 | 0% | 0.3641% | 0 | 0% | 0.3641% | 0 | 0% | 100% | 0 | 0% | 100% | 0 | 0% | 100% | 0 | 0% | 100% | 0 |  |  | 0 |  |  | 0 |  |  | 0
BULLARD 110165566 | 5.9422e-05 | 0 | 0.014961 | 0 | 0.014961 | 0.0054077 | 0.012463 | 0.0068271 | 0% | 99% | 0 | 0% | 99% | 0 | 0% | 99% | 0 | 0% | 99% | 0 | 0% | 64.37% | 0 | 0% | 50.01% | 0 | 0% | 50.01% | 0 | 0% | 50.01% | 0 | 0 | 0% | 2.288% | 0 | 0% | 2.288% | 0 | 0% | 2.288% | 0 | 0% | 0.2646% | 0 | 0% | 0.2646% | 0 | 0% | 0.2646% | 0 | 0% | 0.7587% | 0 | 0% | 0.7587% | 0 | 0% | 0.7587% | 0 | 0% | 0.7927% | 0 | 0% | 0.7927% | 0 | 88.19% | 0.7927% | 0.00010459 | 0% | 5.733% | 0 | 0% | 5.733% | 0 | 0% | 5.733% | 0 | 0% | 0.9695% | 0 | 0% | 0.9695% | 0 | 0% | 0.9695% | 0 |  |  |  | 0% | 11.8% | 0 | 0% | 11.8% | 0 | 0% | 11.8% | 0 | 0% | 0.3699% | 0 | 0% | 0.3699% | 0 | 0% | 0.3699% | 0 | 0% | 100% | 0 | 0% | 100% | 0 | 0% | 100% | 0 | 0% | 100% | 0 |  |  | 0 |  |  | 0 |  |  | 0
STOCKDALE 21104143 | 5.9341e-05 | 0 | 0.023623 | 0 | 0.023623 | 0.00477 | 0.021038 | 0.013187 | 0% | 99% | 0 | 0% | 99% | 0 | 0% | 99% | 0 | 0% | 99% | 0 | 0% | 64.46% | 0 | 0% | 51.07% | 0 | 0% | 51.07% | 0 | 0% | 51.07% | 0 | 0 | 0% | 2.483% | 0 | 0% | 2.483% | 0 | 0% | 2.483% | 0 | 0% | 0.2783% | 0 | 0% | 0.2783% | 0 | 0% | 0.2783% | 0 | 0% | 0.8195% | 0 | 0% | 0.8195% | 0 | 0% | 0.8195% | 0 | 0% | 0.8442% | 0 | 16.7% | 0.8442% | 3.3296e-05 | 82.82% | 0.8442% | 0.00016517 | 0% | 6.159% | 0 | 0% | 6.159% | 0 | 0% | 6.159% | 0 | 0% | 0.3951% | 0 | 0% | 0.3951% | 0 | 0% | 0.3951% | 0 |  |  |  | 0% | 11.8% | 0 | 0% | 11.8% | 0 | 0% | 11.8% | 0 | 0% | 0.3659% | 0 | 0% | 0.3659% | 0 | 0% | 0.3659% | 0 | 0% | 100% | 0 | 0% | 100% | 0 | 0% | 100% | 0 | 0% | 100% | 0 |  |  | 0 |  |  | 0 |  |  | 0
DAVIS 1111CB | 5.9291e-05 | 0 | 0.0095318 | 0 | 0.0095318 | 0.0035362 | 0.0080757 | 0.0041229 | 0% | 99% | 0 | 0% | 99% | 0 | 0% | 99% | 0 | 0% | 99% | 0 | 0% | 63.72% | 0 | 0% | 49.3% | 0 | 0% | 49.3% | 0 | 0% | 49.3% | 0 | 0 | 0% | 2.272% | 0 | 0% | 2.272% | 0 | 0% | 2.272% | 0 | 0% | 0.267% | 0 | 0% | 0.267% | 0 | 0% | 0.267% | 0 | 0% | 0.7527% | 0 | 0% | 0.7527% | 0 | 0% | 0.7527% | 0 | 100% | 0.7705% | 7.344e-05 | 0% | 0.7705% | 0 | 0% | 0.7705% | 0 | 0% | 5.642% | 0 | 0% | 5.642% | 0 | 0% | 5.642% | 0 | 0% | 0.9105% | 0 | 0% | 0.9105% | 0 | 0% | 0.9105% | 0 |  |  |  | 0% | 11.8% | 0 | 0% | 11.8% | 0 | 0% | 11.8% | 0 | 0% | 0.3633% | 0 | 0% | 0.3633% | 0 | 0% | 0.3633% | 0 | 0% | 100% | 0 | 0% | 100% | 0 | 0% | 100% | 0 | 0% | 100% | 0 |  |  | 0 |  |  | 0 |  |  | 0
SARATOGA 1103CB | 5.9285e-05 | 0 | 0.0118 | 0 | 0.0118 | 0.0050336 | 0.0098742 | 0.0045715 | 0% | 99% | 0 | 0% | 99% | 0 | 0% | 99% | 0 | 0% | 99% | 0 | 0% | 64.83% | 0 | 0% | 49.93% | 0 | 0% | 49.93% | 0 | 0% | 49.93% | 0 | 0 | 0% | 2.53% | 0 | 0% | 2.53% | 0 | 0% | 2.53% | 0 | 0% | 0.2949% | 0 | 0% | 0.2949% | 0 | 0% | 0.2949% | 0 | 0% | 0.7502% | 0 | 0% | 0.7502% | 0 | 0% | 0.7502% | 0 | 100% | 0.788% | 9.299e-05 | 0% | 0.788% | 0 | 0% | 0.788% | 0 | 0% | 5.66% | 0 | 0% | 5.66% | 0 | 0% | 5.66% | 0 | 0% | 1.017% | 0 | 0% | 1.017% | 0 | 0% | 1.017% | 0 |  |  |  | 0% | 11.8% | 0 | 0% | 11.8% | 0 | 0% | 11.8% | 0 | 0% | 0.3692% | 0 | 0% | 0.3692% | 0 | 0% | 0.3692% | 0 | 0% | 100% | 0 | 0% | 100% | 0 | 0% | 100% | 0 | 0% | 100% | 0 |  |  | 0 |  |  | 0 |  |  | 0
PINEDALE 210155278 | 5.9128e-05 | 0 | 0.00090531 | 0 | 0.00090531 | 0.00012936 | 0.00072662 | 0.00063847 | 0% | 99% | 0 | 0% | 99% | 0 | 0% | 99% | 0 | 0% | 99% | 0 | 0% | 65.68% | 0 | 0% | 50.56% | 0 | 0% | 50.56% | 0 | 0% | 50.56% | 0 | 0 | 0% | 2.796% | 0 | 0% | 2.796% | 0 | 0% | 2.796% | 0 | 0% | 0.318% | 0 | 0% | 0.318% | 0 | 0% | 0.318% | 0 | 0% | 0.7245% | 0 | 0% | 0.7245% | 0 | 0% | 0.7245% | 0 | 0% | 0.7775% | 0 | 0% | 0.7775% | 0 | 0% | 0.7775% | 0 | 0% | 5.5% | 0 | 0% | 5.5% | 0 | 0% | 5.5% | 0 | 0% | 0.3963% | 0 | 0% | 0.3963% | 0 | 0% | 0.3963% | 0 |  |  |  | 0% | 11.8% | 0 | 0% | 11.8% | 0 | 0% | 11.8% | 0 | 0% | 0.3747% | 0 | 0% | 0.3747% | 0 | 0% | 0.3747% | 0 | 0% | 100% | 0 | 0% | 100% | 0 | 0% | 100% | 0 | 0% | 100% | 0 |  |  | 0 |  |  | 0 |  |  | 0
WESTPARK 1108CB | 5.903e-05 | 0 | 0.05955 | 0 | 0.05955 | 0.014519 | 0.053506 | 0.030278 | 0% | 99% | 0 | 0% | 99% | 0 | 0% | 99% | 0 | 0% | 99% | 0 | 0% | 63.96% | 0 | 0% | 50.76% | 0 | 0% | 50.76% | 0 | 0% | 50.76% | 0 | 0 | 0% | 2.509% | 0 | 0% | 2.509% | 0 | 0% | 2.509% | 0 | 0% | 0.2801% | 0 | 0% | 0.2801% | 0 | 0% | 0.2801% | 0 | 0% | 0.8281% | 0 | 0% | 0.8281% | 0 | 0% | 0.8281% | 0 | 0% | 0.8505% | 0 | 56.52% | 0.8505% | 0.00028627 | 27.75% | 0.8505% | 0.00014053 | 0% | 6.218% | 0 | 0% | 6.218% | 0 | 0% | 6.218% | 0 | 0% | 0.4972% | 0 | 0% | 0.4972% | 0 | 0% | 0.4972% | 0 |  |  |  | 0% | 11.8% | 0 | 0% | 11.8% | 0 | 0% | 11.8% | 0 | 0% | 0.3655% | 0 | 0% | 0.3655% | 0 | 0% | 0.3655% | 0 | 0% | 100% | 0 | 0% | 100% | 0 | 0% | 100% | 0 | 0% | 100% | 0 |  |  | 0 |  |  | 0 |  |  | 0
KERN OIL 110313885 | 5.8904e-05 | 0 | 0.0066138 | 0 | 0.0066138 | 0.00096939 | 0.0062705 | 0.0036779 | 0% | 99% | 0 | 0% | 99% | 0 | 0% | 99% | 0 | 0% | 99% | 0 | 0% | 64.56% | 0 | 0% | 52.24% | 0 | 0% | 52.24% | 0 | 0% | 52.24% | 0 | 0 | 0% | 2.778% | 0 | 0% | 2.778% | 0 | 0% | 2.778% | 0 | 0% | 0.3035% | 0 | 0% | 0.3035% | 0 | 0% | 0.3035% | 0 | 0% | 0.8754% | 0 | 0% | 0.8754% | 0 | 0% | 0.8754% | 0 | 0% | 0.8875% | 0 | 0.2917% | 0.8875% | 1.7124e-07 | 0% | 0.8875% | 0 | 0% | 6.53% | 0 | 0% | 6.53% | 0 | 0% | 6.53% | 0 | 0% | 0.3136% | 0 | 0% | 0.3136% | 0 | 0% | 0.3136% | 0 |  |  |  | 0% | 11.8% | 0 | 0% | 11.8% | 0 | 0% | 11.8% | 0 | 0% | 0.3613% | 0 | 0% | 0.3613% | 0 | 0% | 0.3613% | 0 | 0% | 100% | 0 | 0% | 100% | 0 | 0% | 100% | 0 | 0% | 100% | 0 |  |  | 0 |  |  | 0 |  |  | 0
VASONA 1102944322 | 5.8819e-05 | 0 | 0.0011007 | 0 | 0.0011007 | 0.00042717 | 0.00088398 | 0.00050585 | 0% | 99% | 0 | 0% | 99% | 0 | 0% | 99% | 0 | 0% | 99% | 0 | 0% | 65.41% | 0 | 0% | 50.42% | 0 | 0% | 50.42% | 0 | 0% | 50.42% | 0 | 0 | 0% | 2.537% | 0 | 0% | 2.537% | 0 | 0% | 2.537% | 0 | 0% | 0.2902% | 0 | 0% | 0.2902% | 0 | 0% | 0.2902% | 0 | 0% | 0.7231% | 0 | 0% | 0.7231% | 0 | 0% | 0.7231% | 0 | 0% | 0.7608% | 0 | 100% | 0.7608% | 8.374e-06 | 0% | 0.7608% | 0 | 0% | 5.457% | 0 | 0% | 5.457% | 0 | 0% | 5.457% | 0 | 0% | 0.8954% | 0 | 0% | 0.8954% | 0 | 0% | 0.8954% | 0 |  |  |  | 0% | 11.8% | 0 | 0% | 11.8% | 0 | 0% | 11.8% | 0 | 0% | 0.3715% | 0 | 0% | 0.3715% | 0 | 0% | 0.3715% | 0 | 0% | 100% | 0 | 0% | 100% | 0 | 0% | 100% | 0 | 0% | 100% | 0 |  |  | 0 |  |  | 0 |  |  | 0
EDENVALE 2110CB | 5.8801e-05 | 0 | 0.00020006 | 0 | 0.00020006 | 1.5284e-05 | 0.00020374 | 0.00011124 | 0% | 99% | 0 | 0% | 99% | 0 | 0% | 99% | 0 | 0% | 99% | 0 | 0% | 64.59% | 0 | 0% | 50.33% | 0 | 0% | 50.33% | 0 | 0% | 50.33% | 0 | 0 | 0% | 3.134% | 0 | 0% | 3.134% | 0 | 0% | 3.134% | 0 | 0% | 0.3739% | 0 | 0% | 0.3739% | 0 | 0% | 0.3739% | 0 | 0% | 0.8983% | 0 | 0% | 0.8983% | 0 | 0% | 0.8983% | 0 | 0% | 0.9508% | 0 | 0% | 0.9508% | 0 | 0% | 0.9508% | 0 | 0% | 6.791% | 0 | 0% | 6.791% | 0 | 0% | 6.791% | 0 | 0% | 0.2181% | 0 | 0% | 0.2181% | 0 | 0% | 0.2181% | 0 |  |  |  | 0% | 11.8% | 0 | 0% | 11.8% | 0 | 0% | 11.8% | 0 | 0% | 0.3618% | 0 | 0% | 0.3618% | 0 | 0% | 0.3618% | 0 | 0% | 100% | 0 | 0% | 100% | 0 | 0% | 100% | 0 | 0% | 100% | 0 |  |  | 0 |  |  | 0 |  |  | 0
STOCKTON A 1101CB | 5.8706e-05 | 0 | 0.026256 | 0 | 0.026256 | 0.0058713 | 0.026153 | 0.011319 | 0% | 99% | 0 | 0% | 99% | 0 | 0% | 99% | 0 | 0% | 99% | 0 | 0% | 63.46% | 0 | 0% | 50.01% | 0 | 0% | 50.01% | 0 | 0% | 50.01% | 0 | 0 | 0% | 2.741% | 0 | 0% | 2.741% | 0 | 0% | 2.741% | 0 | 0% | 0.3142% | 0 | 0% | 0.3142% | 0 | 0% | 0.3142% | 0 | 0% | 0.9084% | 0 | 0% | 0.9084% | 0 | 0% | 0.9084% | 0 | 100% | 0.9486% | 0.00024908 | 0% | 0.9486% | 0 | 0% | 0.9486% | 0 | 0% | 6.868% | 0 | 0% | 6.868% | 0 | 0% | 6.868% | 0 | 0% | 0.5422% | 0 | 0% | 0.5422% | 0 | 0% | 0.5422% | 0 |  |  |  | 0% | 11.8% | 0 | 0% | 11.8% | 0 | 0% | 11.8% | 0 | 0% | 0.3644% | 0 | 0% | 0.3644% | 0 | 0% | 0.3644% | 0 | 0% | 100% | 0 | 0% | 100% | 0 | 0% | 100% | 0 | 0% | 100% | 0 |  |  | 0 |  |  | 0 |  |  | 0
STOCKTON A 1108CB | 5.8511e-05 | 0 | 0.02174 | 0 | 0.02174 | 0.0020646 | 0.022385 | 0.011437 | 0% | 99% | 0 | 0% | 99% | 0 | 0% | 99% | 0 | 0% | 99% | 0 | 0% | 63.27% | 0 | 0% | 49.65% | 0 | 0% | 49.65% | 0 | 0% | 49.65% | 0 | 0 | 0% | 2.824% | 0 | 0% | 2.824% | 0 | 0% | 2.824% | 0 | 0% | 0.3317% | 0 | 0% | 0.3317% | 0 | 0% | 0.3317% | 0 | 0% | 0.9317% | 0 | 0% | 0.9317% | 0 | 0% | 0.9317% | 0 | 100% | 0.986% | 0.00021436 | 0% | 0.986% | 0 | 0% | 0.986% | 0 | 0% | 7.083% | 0 | 0% | 7.083% | 0 | 0% | 7.083% | 0 | 0% | 0.2647% | 0 | 0% | 0.2647% | 0 | 0% | 0.2647% | 0 |  |  |  | 0% | 11.8% | 0 | 0% | 11.8% | 0 | 0% | 11.8% | 0 | 0% | 0.3649% | 0 | 0% | 0.3649% | 0 | 0% | 0.3649% | 0 | 0% | 100% | 0 | 0% | 100% | 0 | 0% | 100% | 0 | 0% | 100% | 0 |  |  | 0 |  |  | 0 |  |  | 0
BAKERSFIELD 210913002 | 5.8507e-05 | 0 | 0.0065691 | 0 | 0.0065691 | 0.0011522 | 0.0055769 | 0.004115 | 0% | 99% | 0 | 0% | 99% | 0 | 0% | 99% | 0 | 0% | 99% | 0 | 0% | 64.69% | 0 | 0% | 51.5% | 0 | 0% | 51.5% | 0 | 0% | 51.5% | 0 | 0 | 0% | 2.459% | 0 | 0% | 2.459% | 0 | 0% | 2.459% | 0 | 0% | 0.2723% | 0 | 0% | 0.2723% | 0 | 0% | 0.2723% | 0 | 0% | 0.7795% | 0 | 0% | 0.7795% | 0 | 0% | 0.7795% | 0 | 0% | 0.7927% | 0 | 0% | 0.7927% | 0 | 13.83% | 0.7927% | 7.2011e-06 | 0% | 5.822% | 0 | 0% | 5.822% | 0 | 0% | 5.822% | 0 | 0% | 0.3305% | 0 | 0% | 0.3305% | 0 | 0% | 0.3305% | 0 |  |  |  | 0% | 11.8% | 0 | 0% | 11.8% | 0 | 0% | 11.8% | 0 | 0% | 0.3647% | 0 | 0% | 0.3647% | 0 | 0% | 0.3647% | 0 | 0% | 100% | 0 | 0% | 100% | 0 | 0% | 100% | 0 | 0% | 100% | 0 |  |  | 0 |  |  | 0 |  |  | 0
SAN RAMON 2116CB | 5.8432e-05 | 0 | 0.00029822 | 0 | 0.00029822 | 2.5954e-05 | 0.00032517 | 0.00014117 | 0% | 99% | 0 | 0% | 99% | 0 | 0% | 99% | 0 | 0% | 99% | 0 | 0% | 64.7% | 0 | 0% | 49.76% | 0 | 0% | 49.76% | 0 | 0% | 49.76% | 0 | 0 | 0% | 3.781% | 0 | 0% | 3.781% | 0 | 0% | 3.781% | 0 | 0% | 0.4395% | 0 | 0% | 0.4395% | 0 | 0% | 0.4395% | 0 | 0% | 0.9686% | 0 | 0% | 0.9686% | 0 | 0% | 0.9686% | 0 | 0% | 1.041% | 0 | 0% | 1.041% | 0 | 0% | 1.041% | 0 | 0% | 7.348% | 0 | 0% | 7.348% | 0 | 0% | 7.348% | 0 | 0% | 0.2023% | 0 | 0% | 0.2023% | 0 | 0% | 0.2023% | 0 |  |  |  | 0% | 11.8% | 0 | 0% | 11.8% | 0 | 0% | 11.8% | 0 | 0% | 0.3646% | 0 | 0% | 0.3646% | 0 | 0% | 0.3646% | 0 | 0% | 100% | 0 | 0% | 100% | 0 | 0% | 100% | 0 | 0% | 100% | 0 |  |  | 0 |  |  | 0 |  |  | 0
DAVIS 1104CB | 5.8395e-05 | 0 | 0.013232 | 0 | 0.013232 | 0.0082017 | 0.0092289 | 0.0044131 | 0% | 99% | 0 | 0% | 99% | 0 | 0% | 99% | 0 | 0% | 99% | 0 | 0% | 64.06% | 0 | 0% | 49.77% | 0 | 0% | 49.77% | 0 | 0% | 49.77% | 0 | 0 | 0% | 1.864% | 0 | 0% | 1.864% | 0 | 0% | 1.864% | 0 | 0% | 0.2068% | 0 | 0% | 0.2068% | 0 | 0% | 0.2068% | 0 | 0% | 0.6312% | 0 | 0% | 0.6312% | 0 | 0% | 0.6312% | 0 | 100% | 0.6253% | 8.2738e-05 | 0% | 0.6253% | 0 | 0% | 0.6253% | 0 | 0% | 4.675% | 0 | 0% | 4.675% | 0 | 0% | 4.675% | 0 | 0% | 1.503% | 0 | 0% | 1.503% | 0 | 0% | 1.503% | 0 |  |  |  | 0% | 11.8% | 0 | 0% | 11.8% | 0 | 0% | 11.8% | 0 | 0% | 0.3668% | 0 | 0% | 0.3668% | 0 | 0% | 0.3668% | 0 | 0% | 100% | 0 | 0% | 100% | 0 | 0% | 100% | 0 | 0% | 100% | 0 |  |  | 0 |  |  | 0 |  |  | 0
STAGG 21066650 | 5.8315e-05 | 0 | 0.00029762 | 0 | 0.00029762 | 2.826e-05 | 0.00032011 | 0.00014292 | 0% | 99% | 0 | 0% | 99% | 0 | 0% | 99% | 0 | 0% | 99% | 0 | 0% | 63.58% | 0 | 0% | 49.16% | 0 | 0% | 49.16% | 0 | 0% | 49.16% | 0 | 0 | 0% | 3.001% | 0 | 0% | 3.001% | 0 | 0% | 3.001% | 0 | 0% | 0.3662% | 0 | 0% | 0.3662% | 0 | 0% | 0.3662% | 0 | 0% | 0.96% | 0 | 0% | 0.96% | 0 | 0% | 0.96% | 0 | 100% | 1.033% | 3.0742e-06 | 0% | 1.033% | 0 | 0% | 1.033% | 0 | 0% | 7.332% | 0 | 0% | 7.332% | 0 | 0% | 7.332% | 0 | 0% | 0.2386% | 0 | 0% | 0.2386% | 0 | 0% | 0.2386% | 0 |  |  |  | 0% | 11.8% | 0 | 0% | 11.8% | 0 | 0% | 11.8% | 0 | 0% | 0.3646% | 0 | 0% | 0.3646% | 0 | 0% | 0.3646% | 0 | 0% | 100% | 0 | 0% | 100% | 0 | 0% | 100% | 0 | 0% | 100% | 0 |  |  | 0 |  |  | 0 |  |  | 0
MEADOW LANE 2107C589R | 5.8288e-05 | 0 | 0.036888 | 0 | 0.036888 | 0.012374 | 0.032761 | 0.015758 | 0% | 99% | 0 | 0% | 99% | 0 | 0% | 99% | 0 | 0% | 99% | 0 | 0% | 65.59% | 0 | 0% | 51.28% | 0 | 0% | 51.28% | 0 | 0% | 51.28% | 0 | 0 | 0% | 3.087% | 0 | 0% | 3.087% | 0 | 0% | 3.087% | 0 | 0% | 0.3428% | 0 | 0% | 0.3428% | 0 | 0% | 0.3428% | 0 | 0% | 0.8136% | 0 | 0% | 0.8136% | 0 | 0% | 0.8136% | 0 | 0% | 0.857% | 0 | 0% | 0.857% | 0 | 0% | 0.857% | 0 | 0% | 6.129% | 0 | 0% | 6.129% | 0 | 0% | 6.129% | 0 | 0% | 0.5139% | 0 | 0% | 0.5139% | 0 | 0% | 0.5139% | 0 |  |  |  | 0% | 11.8% | 0 | 0% | 11.8% | 0 | 0% | 11.8% | 0 | 0% | 0.3705% | 0 | 0% | 0.3705% | 0 | 0% | 0.3705% | 0 | 0% | 100% | 0 | 0% | 100% | 0 | 0% | 100% | 0 | 0% | 100% | 0 |  |  | 0 |  |  | 0 |  |  | 0
ASHLAN AVE 1114CB | 5.8255e-05 | 0 | 0.054607 | 0 | 0.054607 | 0.01769 | 0.04992 | 0.022533 | 0% | 99% | 0 | 0% | 99% | 0 | 0% | 99% | 0 | 0% | 99% | 0 | 0% | 63.31% | 0 | 0% | 49.43% | 0 | 0% | 49.43% | 0 | 0% | 49.43% | 0 | 0 | 0% | 2.43% | 0 | 0% | 2.43% | 0 | 0% | 2.43% | 0 | 0% | 0.2773% | 0 | 0% | 0.2773% | 0 | 0% | 0.2773% | 0 | 0% | 0.8394% | 0 | 0% | 0.8394% | 0 | 0% | 0.8394% | 0 | 0% | 0.8679% | 0 | 0% | 0.8679% | 0 | 6.422% | 0.8679% | 3.0434e-05 | 0% | 6.328% | 0 | 0% | 6.328% | 0 | 0% | 6.328% | 0 | 0% | 0.866% | 0 | 0% | 0.866% | 0 | 0% | 0.866% | 0 |  |  |  | 0% | 11.8% | 0 | 0% | 11.8% | 0 | 0% | 11.8% | 0 | 0% | 0.3661% | 0 | 0% | 0.3661% | 0 | 0% | 0.3661% | 0 | 0% | 100% | 0 | 0% | 100% | 0 | 0% | 100% | 0 | 0% | 100% | 0 |  |  | 0 |  |  | 0 |  |  | 0
MANCHESTER 1106R213 | 5.8216e-05 | 0 | 0.080964 | 0 | 0.080964 | 0.017806 | 0.075588 | 0.040259 | 0% | 99% | 0 | 0% | 99% | 0 | 0% | 99% | 0 | 0% | 99% | 0 | 0% | 64.05% | 0 | 0% | 50.55% | 0 | 0% | 50.55% | 0 | 0% | 50.55% | 0 | 0 | 0% | 2.664% | 0 | 0% | 2.664% | 0 | 0% | 2.664% | 0 | 0% | 0.3024% | 0 | 0% | 0.3024% | 0 | 0% | 0.3024% | 0 | 0% | 0.8578% | 0 | 0% | 0.8578% | 0 | 0% | 0.8578% | 0 | 98.47% | 0.8921% | 0.00071118 | 0% | 0.8921% | 0 | 0% | 0.8921% | 0 | 0% | 6.466% | 0 | 0% | 6.466% | 0 | 0% | 6.466% | 0 | 0% | 0.5925% | 0 | 0% | 0.5925% | 0 | 0% | 0.5925% | 0 |  |  |  | 0% | 11.8% | 0 | 0% | 11.8% | 0 | 0% | 11.8% | 0 | 0% | 0.3663% | 0 | 0% | 0.3663% | 0 | 0% | 0.3663% | 0 | 0% | 100% | 0 | 0% | 100% | 0 | 0% | 100% | 0 | 0% | 100% | 0 |  |  | 0 |  |  | 0 |  |  | 0
AIRWAYS 110877764 | 5.8203e-05 | 0 | 0.006535 | 0 | 0.006535 | 0.0020309 | 0.0051821 | 0.0035747 | 0% | 99% | 0 | 0% | 99% | 0 | 0% | 99% | 0 | 0% | 99% | 0 | 0% | 64.68% | 0 | 0% | 49.9% | 0 | 0% | 49.9% | 0 | 0% | 49.9% | 0 | 0 | 0% | 2.652% | 0 | 0% | 2.652% | 0 | 0% | 2.652% | 0 | 0% | 0.2958% | 0 | 0% | 0.2958% | 0 | 0% | 0.2958% | 0 | 0% | 0.7229% | 0 | 0% | 0.7229% | 0 | 0% | 0.7229% | 0 | 47.45% | 0.7613% | 2.3608e-05 | 0% | 0.7613% | 0 | 0% | 0.7613% | 0 | 0% | 5.458% | 0 | 0% | 5.458% | 0 | 0% | 5.458% | 0 | 0% | 0.8331% | 0 | 0% | 0.8331% | 0 | 0% | 0.8331% | 0 |  |  |  | 0% | 11.8% | 0 | 0% | 11.8% | 0 | 0% | 11.8% | 0 | 0% | 0.3735% | 0 | 0% | 0.3735% | 0 | 0% | 0.3735% | 0 | 0% | 100% | 0 | 0% | 100% | 0 | 0% | 100% | 0 | 0% | 100% | 0 |  |  | 0 |  |  | 0 |  |  | 0
CLOVIS 1103CB | 5.8192e-05 | 0 | 0.016998 | 0 | 0.016998 | 0.0039385 | 0.01431 | 0.0098105 | 0% | 99% | 0 | 0% | 99% | 0 | 0% | 99% | 0 | 0% | 99% | 0 | 0% | 64.61% | 0 | 0% | 50.04% | 0 | 0% | 50.04% | 0 | 0% | 50.04% | 0 | 0 | 0% | 2.694% | 0 | 0% | 2.694% | 0 | 0% | 2.694% | 0 | 0% | 0.3052% | 0 | 0% | 0.3052% | 0 | 0% | 0.3052% | 0 | 0% | 0.7652% | 0 | 0% | 0.7652% | 0 | 0% | 0.7652% | 0 | 76.36% | 0.8082% | 0.0001049 | 23.64% | 0.8082% | 3.2481e-05 | 0% | 0.8082% | 0 | 0% | 5.789% | 0 | 0% | 5.789% | 0 | 0% | 5.789% | 0 | 0% | 0.6316% | 0 | 0% | 0.6316% | 0 | 0% | 0.6316% | 0 |  |  |  | 0% | 11.8% | 0 | 0% | 11.8% | 0 | 0% | 11.8% | 0 | 0% | 0.3718% | 0 | 0% | 0.3718% | 0 | 0% | 0.3718% | 0 | 0% | 100% | 0 | 0% | 100% | 0 | 0% | 100% | 0 | 0% | 100% | 0 |  |  | 0 |  |  | 0 |  |  | 0
LAWRENCE 1103CB | 5.8074e-05 | 0 | 0.0013337 | 0 | 0.0013337 | 0.00020013 | 0.0013221 | 0.00067942 | 0% | 99% | 0 | 0% | 99% | 0 | 0% | 99% | 0 | 0% | 99% | 0 | 0% | 64.62% | 0 | 0% | 51.2% | 0 | 0% | 51.2% | 0 | 0% | 51.2% | 0 | 0 | 0% | 2.862% | 0 | 0% | 2.862% | 0 | 0% | 2.862% | 0 | 0% | 0.3352% | 0 | 0% | 0.3352% | 0 | 0% | 0.3352% | 0 | 0% | 0.8662% | 0 | 0% | 0.8662% | 0 | 0% | 0.8662% | 0 | 0% | 0.8705% | 0 | 0% | 0.8705% | 0 | 2.686% | 0.8705% | 3.1189e-07 | 0% | 6.426% | 0 | 0% | 6.426% | 0 | 0% | 6.426% | 0 | 0% | 0.3728% | 0 | 0% | 0.3728% | 0 | 0% | 0.3728% | 0 |  |  |  | 0% | 11.8% | 0 | 0% | 11.8% | 0 | 0% | 11.8% | 0 | 0% | 0.3516% | 0 | 0% | 0.3516% | 0 | 0% | 0.3516% | 0 | 0% | 100% | 0 | 0% | 100% | 0 | 0% | 100% | 0 | 0% | 100% | 0 |  |  | 0 |  |  | 0 |  |  | 0
SAN RAFAEL 1101CB | 5.8053e-05 | 0.0061861 | 0.0079009 | 0 | 0.0079009 | 0.0016887 | 0.0082563 | 0.0030975 | 0% | 99% | 0 | 0% | 99% | 0 | 0% | 99% | 0 | 0% | 99% | 0 | 0% | 63.71% | 0 | 0% | 49.89% | 0 | 0% | 49.89% | 0 | 0% | 49.89% | 0 | 0 | 0% | 3.593% | 0 | 0% | 3.593% | 0 | 0% | 3.593% | 0 | 0% | 0.3948% | 0 | 0% | 0.3948% | 0 | 0% | 0.3948% | 0 | 0% | 0.954% | 0 | 16.28% | 0.954% | 1.2269e-05 | 0% | 0.954% | 0 | 50.47% | 0.9991% | 3.984e-05 | 40.42% | 0.9991% | 3.191e-05 | 0% | 0.9991% | 0 | 0% | 7.174% | 0 | 0% | 7.174% | 0 | 0% | 7.174% | 0 | 0% | 0.6131% | 0 | 0% | 0.6131% | 0 | 0% | 0.6131% | 0 |  |  |  | 0% | 11.8% | 0 | 0% | 11.8% | 0 | 0% | 11.8% | 0 | 0% | 0.3648% | 0 | 0% | 0.3648% | 0 | 0% | 0.3648% | 0 | 0% | 100% | 0 | 0% | 100% | 0 | 0% | 100% | 0 | 0% | 100% | 0 |  |  | 0 |  |  | 0 |  |  | 0
MANTECA 1708CB | 5.8036e-05 | 0 | 0.010071 | 0 | 0.010071 | 0.0011276 | 0.0074954 | 0.0080011 | 0% | 99% | 0 | 0% | 99% | 0 | 0% | 99% | 0 | 0% | 99% | 0 | 0% | 66.48% | 0 | 0% | 53.1% | 0 | 0% | 53.1% | 0 | 0% | 53.1% | 0 | 0 | 0% | 2.094% | 0 | 0% | 2.094% | 0 | 0% | 2.094% | 0 | 0% | 0.2376% | 0 | 0% | 0.2376% | 0 | 0% | 0.2376% | 0 | 0% | 0.6727% | 0 | 0% | 0.6727% | 0 | 0% | 0.6727% | 0 | 0% | 0.6893% | 0 | 0% | 0.6893% | 0 | 0% | 0.6893% | 0 | 0% | 5.042% | 0 | 0% | 5.042% | 0 | 0% | 5.042% | 0 | 0% | 0.3054% | 0 | 0% | 0.3054% | 0 | 0% | 0.3054% | 0 |  |  |  | 0% | 11.8% | 0 | 0% | 11.8% | 0 | 0% | 11.8% | 0 | 0% | 0.3688% | 0 | 0% | 0.3688% | 0 | 0% | 0.3688% | 0 | 0% | 100% | 0 | 0% | 100% | 0 | 0% | 100% | 0 | 0% | 100% | 0 |  |  | 0 |  |  | 0 |  |  | 0
STAGG 210682812 | 5.8022e-05 | 0 | 0.0068109 | 0 | 0.0068109 | 0.0017708 | 0.0064362 | 0.0030362 | 0% | 99% | 0 | 0% | 99% | 0 | 0% | 99% | 0 | 0% | 99% | 0 | 0% | 63.7% | 0 | 0% | 49.19% | 0 | 0% | 49.19% | 0 | 0% | 49.19% | 0 | 0 | 0% | 2.555% | 0 | 0% | 2.555% | 0 | 0% | 2.555% | 0 | 0% | 0.3079% | 0 | 0% | 0.3079% | 0 | 0% | 0.3079% | 0 | 0% | 0.8405% | 0 | 0% | 0.8405% | 0 | 0% | 0.8405% | 0 | 0% | 0.8855% | 0 | 79.21% | 0.8855% | 4.7772e-05 | 0% | 0.8855% | 0 | 0% | 6.37% | 0 | 0% | 6.37% | 0 | 0% | 6.37% | 0 | 0% | 0.6033% | 0 | 0% | 0.6033% | 0 | 0% | 0.6033% | 0 |  |  |  | 0% | 11.8% | 0 | 0% | 11.8% | 0 | 0% | 11.8% | 0 | 0% | 0.3645% | 0 | 0% | 0.3645% | 0 | 0% | 0.3645% | 0 | 0% | 100% | 0 | 0% | 100% | 0 | 0% | 100% | 0 | 0% | 100% | 0 |  |  | 0 |  |  | 0 |  |  | 0
BARTON 1102373096 | 5.7988e-05 | 0 | 0.0073987 | 0 | 0.0073987 | 0.0012308 | 0.0070361 | 0.0039466 | 0% | 99% | 0 | 0% | 99% | 0 | 0% | 99% | 0 | 0% | 99% | 0 | 0% | 63.42% | 0 | 0% | 49.05% | 0 | 0% | 49.05% | 0 | 0% | 49.05% | 0 | 0 | 0% | 2.83% | 0 | 0% | 2.83% | 0 | 0% | 2.83% | 0 | 0% | 0.3271% | 0 | 0% | 0.3271% | 0 | 0% | 0.3271% | 0 | 0% | 0.8628% | 0 | 0% | 0.8628% | 0 | 0% | 0.8628% | 0 | 84.63% | 0.9119% | 5.7098e-05 | 0% | 0.9119% | 0 | 0% | 0.9119% | 0 | 0% | 6.541% | 0 | 0% | 6.541% | 0 | 0% | 6.541% | 0 | 0% | 0.4665% | 0 | 0% | 0.4665% | 0 | 0% | 0.4665% | 0 |  |  |  | 0% | 11.8% | 0 | 0% | 11.8% | 0 | 0% | 11.8% | 0 | 0% | 0.3679% | 0 | 0% | 0.3679% | 0 | 0% | 0.3679% | 0 | 0% | 100% | 0 | 0% | 100% | 0 | 0% | 100% | 0 | 0% | 100% | 0 |  |  | 0 |  |  | 0 |  |  | 0
TRACY 1104CB | 5.7876e-05 | 0 | 0.03771 | 0 | 0.03771 | 0.0063826 | 0.039013 | 0.016854 | 0% | 99% | 0 | 0% | 99% | 0 | 0% | 99% | 0 | 0% | 99% | 0 | 0% | 63.4% | 0 | 0% | 50.6% | 0 | 0% | 50.6% | 0 | 0% | 50.6% | 0 | 0 | 0% | 2.792% | 0 | 0% | 2.792% | 0 | 0% | 2.792% | 0 | 0% | 0.3164% | 0 | 0% | 0.3164% | 0 | 0% | 0.3164% | 0 | 0% | 0.9416% | 0 | 0% | 0.9416% | 0 | 0% | 0.9416% | 0 | 0% | 0.9635% | 0 | 0% | 0.9635% | 0 | 0% | 0.9635% | 0 | 0% | 7.061% | 0 | 0% | 7.061% | 0 | 0% | 7.061% | 0 | 0% | 0.3741% | 0 | 0% | 0.3741% | 0 | 0% | 0.3741% | 0 |  |  |  | 0% | 11.8% | 0 | 0% | 11.8% | 0 | 0% | 11.8% | 0 | 0% | 0.3582% | 0 | 0% | 0.3582% | 0 | 0% | 0.3582% | 0 | 0% | 100% | 0 | 0% | 100% | 0 | 0% | 100% | 0 | 0% | 100% | 0 |  |  | 0 |  |  | 0 |  |  | 0
BULLARD 211228639 | 5.7757e-05 | 0 | 0.021518 | 0 | 0.021518 | 0.0055277 | 0.019839 | 0.010155 | 0% | 99% | 0 | 0% | 99% | 0 | 0% | 99% | 0 | 0% | 99% | 0 | 0% | 63.71% | 0 | 0% | 49.91% | 0 | 0% | 49.91% | 0 | 0% | 49.91% | 0 | 0 | 0% | 2.587% | 0 | 0% | 2.587% | 0 | 0% | 2.587% | 0 | 0% | 0.2925% | 0 | 0% | 0.2925% | 0 | 0% | 0.2925% | 0 | 0% | 0.8436% | 0 | 0% | 0.8436% | 0 | 0% | 0.8436% | 0 | 3.006% | 0.8665% | 5.6051e-06 | 0% | 0.8665% | 0 | 0% | 0.8665% | 0 | 0% | 6.331% | 0 | 0% | 6.331% | 0 | 0% | 6.331% | 0 | 0% | 0.6907% | 0 | 0% | 0.6907% | 0 | 0% | 0.6907% | 0 |  |  |  | 0% | 11.8% | 0 | 0% | 11.8% | 0 | 0% | 11.8% | 0 | 0% | 0.3639% | 0 | 0% | 0.3639% | 0 | 0% | 0.3639% | 0 | 0% | 100% | 0 | 0% | 100% | 0 | 0% | 100% | 0 | 0% | 100% | 0 |  |  | 0 |  |  | 0 |  |  | 0
EDENVALE 2108CB | 5.7724e-05 | 0 | 0.0003928 | 0 | 0.0003928 | 6.3234e-05 | 0.00034932 | 0.00023587 | 0% | 99% | 0 | 0% | 99% | 0 | 0% | 99% | 0 | 0% | 99% | 0 | 0% | 66.27% | 0 | 0% | 52.03% | 0 | 0% | 52.03% | 0 | 0% | 52.03% | 0 | 0 | 0% | 3.143% | 0 | 0% | 3.143% | 0 | 0% | 3.143% | 0 | 0% | 0.3529% | 0 | 0% | 0.3529% | 0 | 0% | 0.3529% | 0 | 0% | 0.7991% | 0 | 0% | 0.7991% | 0 | 0% | 0.7991% | 0 | 0% | 0.8394% | 0 | 0% | 0.8394% | 0 | 32.85% | 0.8394% | 1.0832e-06 | 0% | 6.008% | 0 | 0% | 6.008% | 0 | 0% | 6.008% | 0 | 0% | 0.3697% | 0 | 0% | 0.3697% | 0 | 0% | 0.3697% | 0 |  |  |  | 0% | 11.8% | 0 | 0% | 11.8% | 0 | 0% | 11.8% | 0 | 0% | 0.3682% | 0 | 0% | 0.3682% | 0 | 0% | 0.3682% | 0 | 0% | 100% | 0 | 0% | 100% | 0 | 0% | 100% | 0 | 0% | 100% | 0 |  |  | 0 |  |  | 0 |  |  | 0
EL PATIO 1101CB | 5.7646e-05 | 0 | 0.0002942 | 0 | 0.0002942 | 0.00014312 | 0.00024245 | 0.00010008 | 0% | 99% | 0 | 0% | 99% | 0 | 0% | 99% | 0 | 0% | 99% | 0 | 0% | 65.78% | 0 | 0% | 50.62% | 0 | 0% | 50.62% | 0 | 0% | 50.62% | 0 | 0 | 0% | 2.474% | 0 | 0% | 2.474% | 0 | 0% | 2.474% | 0 | 0% | 0.2905% | 0 | 0% | 0.2905% | 0 | 0% | 0.2905% | 0 | 0% | 0.752% | 0 | 0% | 0.752% | 0 | 0% | 0.752% | 0 | 0% | 0.8135% | 0 | 100% | 0.8135% | 2.3932e-06 | 0% | 0.8135% | 0 | 0% | 5.744% | 0 | 0% | 5.744% | 0 | 0% | 5.744% | 0 | 0% | 1.099% | 0 | 0% | 1.099% | 0 | 0% | 1.099% | 0 |  |  |  | 0% | 11.8% | 0 | 0% | 11.8% | 0 | 0% | 11.8% | 0 | 0% | 0.3762% | 0 | 0% | 0.3762% | 0 | 0% | 0.3762% | 0 | 0% | 100% | 0 | 0% | 100% | 0 | 0% | 100% | 0 | 0% | 100% | 0 |  |  | 0 |  |  | 0 |  |  | 0
LOCKHEED NO 2 1107CB | 5.7594e-05 | 0 | 0.0066627 | 0 | 0.0066627 | 0.00023685 | 0.0067766 | 0.003985 | 0% | 99% | 0 | 0% | 99% | 0 | 0% | 99% | 0 | 0% | 99% | 0 | 0% | 62.57% | 0 | 0% | 49.05% | 0 | 0% | 49.05% | 0 | 0% | 49.05% | 0 | 0 | 0% | 3.339% | 0 | 0% | 3.339% | 0 | 0% | 3.339% | 0 | 0% | 0.374% | 0 | 0% | 0.374% | 0 | 0% | 0.374% | 0 | 0% | 0.9307% | 0 | 0% | 0.9307% | 0 | 0% | 0.9307% | 0 | 0% | 0.9945% | 0 | 0% | 0.9945% | 0 | 100% | 0.9945% | 6.6257e-05 | 0% | 7.081% | 0 | 0% | 7.081% | 0 | 0% | 7.081% | 0 | 0% | 0.1358% | 0 | 0% | 0.1358% | 0 | 0% | 0.1358% | 0 |  |  |  | 0% | 11.8% | 0 | 0% | 11.8% | 0 | 0% | 11.8% | 0 | 0% | 0.3701% | 0 | 0% | 0.3701% | 0 | 0% | 0.3701% | 0 | 0% | 100% | 0 | 0% | 100% | 0 | 0% | 100% | 0 | 0% | 100% | 0 |  |  | 0 |  |  | 0 |  |  | 0
COUNTRY CLUB 1105CB | 5.7594e-05 | 0 | 0.020282 | 0 | 0.020282 | 0.0032018 | 0.020061 | 0.010217 | 0% | 99% | 0 | 0% | 99% | 0 | 0% | 99% | 0 | 0% | 99% | 0 | 0% | 63.64% | 0 | 0% | 49.89% | 0 | 0% | 49.89% | 0 | 0% | 49.89% | 0 | 0 | 0% | 2.693% | 0 | 0% | 2.693% | 0 | 0% | 2.693% | 0 | 0% | 0.316% | 0 | 0% | 0.316% | 0 | 0% | 0.316% | 0 | 0% | 0.8954% | 0 | 0% | 0.8954% | 0 | 0% | 0.8954% | 0 | 0% | 0.9435% | 0 | 100% | 0.9435% | 0.00019135 | 0% | 0.9435% | 0 | 0% | 6.795% | 0 | 0% | 6.795% | 0 | 0% | 6.795% | 0 | 0% | 0.3922% | 0 | 0% | 0.3922% | 0 | 0% | 0.3922% | 0 |  |  |  | 0% | 11.8% | 0 | 0% | 11.8% | 0 | 0% | 11.8% | 0 | 0% | 0.3654% | 0 | 0% | 0.3654% | 0 | 0% | 0.3654% | 0 | 0% | 100% | 0 | 0% | 100% | 0 | 0% | 100% | 0 | 0% | 100% | 0 |  |  | 0 |  |  | 0 |  |  | 0
ASHLAN AVE 111299838 | 5.7588e-05 | 0 | 0.01156 | 0 | 0.01156 | 0.0016653 | 0.010769 | 0.0066489 | 0% | 99% | 0 | 0% | 99% | 0 | 0% | 99% | 0 | 0% | 99% | 0 | 0% | 63.95% | 0 | 0% | 50.17% | 0 | 0% | 50.17% | 0 | 0% | 50.17% | 0 | 0 | 0% | 2.667% | 0 | 0% | 2.667% | 0 | 0% | 2.667% | 0 | 0% | 0.3051% | 0 | 0% | 0.3051% | 0 | 0% | 0.3051% | 0 | 0% | 0.8492% | 0 | 0% | 0.8492% | 0 | 0% | 0.8492% | 0 | 0% | 0.889% | 0 | 0% | 0.889% | 0 | 28.74% | 0.889% | 2.9534e-05 | 0% | 6.42% | 0 | 0% | 6.42% | 0 | 0% | 6.42% | 0 | 0% | 0.3986% | 0 | 0% | 0.3986% | 0 | 0% | 0.3986% | 0 |  |  |  | 0% | 11.8% | 0 | 0% | 11.8% | 0 | 0% | 11.8% | 0 | 0% | 0.3671% | 0 | 0% | 0.3671% | 0 | 0% | 0.3671% | 0 | 0% | 100% | 0 | 0% | 100% | 0 | 0% | 100% | 0 | 0% | 100% | 0 |  |  | 0 |  |  | 0 |  |  | 0
WEST FRESNO 110558860 | 5.7479e-05 | 0 | 0.0066493 | 0 | 0.0066493 | 0.00090035 | 0.0062467 | 0.0038294 | 0% | 99% | 0 | 0% | 99% | 0 | 0% | 99% | 0 | 0% | 99% | 0 | 0% | 64.52% | 0 | 0% | 50.86% | 0 | 0% | 50.86% | 0 | 0% | 50.86% | 0 | 0 | 0% | 3.006% | 0 | 0% | 3.006% | 0 | 0% | 3.006% | 0 | 0% | 0.3391% | 0 | 0% | 0.3391% | 0 | 0% | 0.3391% | 0 | 0% | 0.8651% | 0 | 0% | 0.8651% | 0 | 0% | 0.8651% | 0 | 92.1% | 0.9165% | 5.6129e-05 | 0% | 0.9165% | 0 | 0% | 0.9165% | 0 | 0% | 6.552% | 0 | 0% | 6.552% | 0 | 0% | 6.552% | 0 | 0% | 0.4147% | 0 | 0% | 0.4147% | 0 | 0% | 0.4147% | 0 |  |  |  | 0% | 11.8% | 0 | 0% | 11.8% | 0 | 0% | 11.8% | 0 | 0% | 0.3703% | 0 | 0% | 0.3703% | 0 | 0% | 0.3703% | 0 | 0% | 100% | 0 | 0% | 100% | 0 | 0% | 100% | 0 | 0% | 100% | 0 |  |  | 0 |  |  | 0 |  |  | 0
BARTON 1108R3500 | 5.7476e-05 | 0 | 0.03784 | 0 | 0.03784 | 0.0077721 | 0.03499 | 0.019703 | 0% | 99% | 0 | 0% | 99% | 0 | 0% | 99% | 0 | 0% | 99% | 0 | 0% | 64.55% | 0 | 0% | 51% | 0 | 0% | 51% | 0 | 0% | 51% | 0 | 0 | 0% | 2.85% | 0 | 0% | 2.85% | 0 | 0% | 2.85% | 0 | 0% | 0.3158% | 0 | 0% | 0.3158% | 0 | 0% | 0.3158% | 0 | 0% | 0.853% | 0 | 0% | 0.853% | 0 | 0% | 0.853% | 0 | 99.94% | 0.8879% | 0.0003358 | 0% | 0.8879% | 0 | 0% | 0.8879% | 0 | 0% | 6.422% | 0 | 0% | 6.422% | 0 | 0% | 6.422% | 0 | 0% | 0.5838% | 0 | 0% | 0.5838% | 0 | 0% | 0.5838% | 0 |  |  |  | 0% | 11.8% | 0 | 0% | 11.8% | 0 | 0% | 11.8% | 0 | 0% | 0.3677% | 0 | 0% | 0.3677% | 0 | 0% | 0.3677% | 0 | 0% | 100% | 0 | 0% | 100% | 0 | 0% | 100% | 0 | 0% | 100% | 0 |  |  | 0 |  |  | 0 |  |  | 0
MANCHESTER 1106628276 | 5.7465e-05 | 0 | 0.021703 | 0 | 0.021703 | 0.0046119 | 0.020945 | 0.010269 | 0% | 99% | 0 | 0% | 99% | 0 | 0% | 99% | 0 | 0% | 99% | 0 | 0% | 63.37% | 0 | 0% | 49.84% | 0 | 0% | 49.84% | 0 | 0% | 49.84% | 0 | 0 | 0% | 2.593% | 0 | 0% | 2.593% | 0 | 0% | 2.593% | 0 | 0% | 0.2971% | 0 | 0% | 0.2971% | 0 | 0% | 0.2971% | 0 | 0% | 0.8852% | 0 | 0% | 0.8852% | 0 | 0% | 0.8852% | 0 | 71.26% | 0.9184% | 0.00014205 | 0% | 0.9184% | 0 | 0% | 0.9184% | 0 | 0% | 6.68% | 0 | 0% | 6.68% | 0 | 0% | 6.68% | 0 | 0% | 0.5768% | 0 | 0% | 0.5768% | 0 | 0% | 0.5768% | 0 |  |  |  | 0% | 11.8% | 0 | 0% | 11.8% | 0 | 0% | 11.8% | 0 | 0% | 0.3647% | 0 | 0% | 0.3647% | 0 | 0% | 0.3647% | 0 | 0% | 100% | 0 | 0% | 100% | 0 | 0% | 100% | 0 | 0% | 100% | 0 |  |  | 0 |  |  | 0 |  |  | 0
BAKERSFIELD 210413017 | 5.7372e-05 | 0 | 0.0093697 | 0 | 0.0093697 | 0.0016216 | 0.0087363 | 0.0051093 | 0% | 99% | 0 | 0% | 99% | 0 | 0% | 99% | 0 | 0% | 99% | 0 | 0% | 64.62% | 0 | 0% | 51.38% | 0 | 0% | 51.38% | 0 | 0% | 51.38% | 0 | 0 | 0% | 2.621% | 0 | 0% | 2.621% | 0 | 0% | 2.621% | 0 | 0% | 0.2996% | 0 | 0% | 0.2996% | 0 | 0% | 0.2996% | 0 | 0% | 0.8555% | 0 | 0% | 0.8555% | 0 | 0% | 0.8555% | 0 | 0% | 0.8884% | 0 | 0% | 0.8884% | 0 | 0% | 0.8884% | 0 | 0% | 6.444% | 0 | 0% | 6.444% | 0 | 0% | 6.444% | 0 | 0% | 0.3281% | 0 | 0% | 0.3281% | 0 | 0% | 0.3281% | 0 |  |  |  | 0% | 11.8% | 0 | 0% | 11.8% | 0 | 0% | 11.8% | 0 | 0% | 0.365% | 0 | 0% | 0.365% | 0 | 0% | 0.365% | 0 | 0% | 100% | 0 | 0% | 100% | 0 | 0% | 100% | 0 | 0% | 100% | 0 |  |  | 0 |  |  | 0 |  |  | 0
BARTON 1112R1370 | 5.7362e-05 | 0 | 0.012588 | 0 | 0.012588 | 0.0017504 | 0.011205 | 0.0078253 | 0% | 99% | 0 | 0% | 99% | 0 | 0% | 99% | 0 | 0% | 99% | 0 | 0% | 64.59% | 0 | 0% | 50.47% | 0 | 0% | 50.47% | 0 | 0% | 50.47% | 0 | 0 | 0% | 2.832% | 0 | 0% | 2.832% | 0 | 0% | 2.832% | 0 | 0% | 0.3209% | 0 | 0% | 0.3209% | 0 | 0% | 0.3209% | 0 | 0% | 0.8096% | 0 | 0% | 0.8096% | 0 | 0% | 0.8096% | 0 | 10.28% | 0.8541% | 1.1056e-05 | 89.72% | 0.8541% | 9.6457e-05 | 0% | 0.8541% | 0 | 0% | 6.122% | 0 | 0% | 6.122% | 0 | 0% | 6.122% | 0 | 0% | 0.4087% | 0 | 0% | 0.4087% | 0 | 0% | 0.4087% | 0 |  |  |  | 0% | 11.8% | 0 | 0% | 11.8% | 0 | 0% | 11.8% | 0 | 0% | 0.3699% | 0 | 0% | 0.3699% | 0 | 0% | 0.3699% | 0 | 0% | 100% | 0 | 0% | 100% | 0 | 0% | 100% | 0 | 0% | 100% | 0 |  |  | 0 |  |  | 0 |  |  | 0
EL PATIO 1102CB | 5.7318e-05 | 0 | 0.0081909 | 0 | 0.0081909 | 0.0024873 | 0.0072693 | 0.0037646 | 0% | 99% | 0 | 0% | 99% | 0 | 0% | 99% | 0 | 0% | 99% | 0 | 0% | 65.7% | 0 | 0% | 51.4% | 0 | 0% | 51.4% | 0 | 0% | 51.4% | 0 | 0 | 0% | 2.938% | 0 | 0% | 2.938% | 0 | 0% | 2.938% | 0 | 0% | 0.3309% | 0 | 0% | 0.3309% | 0 | 0% | 0.3309% | 0 | 0% | 0.808% | 0 | 0% | 0.808% | 0 | 0% | 0.808% | 0 | 0% | 0.8544% | 0 | 0% | 0.8544% | 0 | 100% | 0.8544% | 6.9983e-05 | 0% | 6.104% | 0 | 0% | 6.104% | 0 | 0% | 6.104% | 0 | 0% | 0.7299% | 0 | 0% | 0.7299% | 0 | 0% | 0.7299% | 0 |  |  |  | 0% | 11.8% | 0 | 0% | 11.8% | 0 | 0% | 11.8% | 0 | 0% | 0.3707% | 0 | 0% | 0.3707% | 0 | 0% | 0.3707% | 0 | 0% | 100% | 0 | 0% | 100% | 0 | 0% | 100% | 0 | 0% | 100% | 0 |  |  | 0 |  |  | 0 |  |  | 0
SAN LEANDRO U 1112MR775 | 5.7314e-05 | 0 | 0.00029251 | 0 | 0.00029251 | 1.0601e-05 | 0.0002544 | 0.00021787 | 0% | 99% | 0 | 0% | 99% | 0 | 0% | 99% | 0 | 0% | 99% | 0 | 0% | 66.93% | 0 | 0% | 54.33% | 0 | 0% | 54.33% | 0 | 0% | 54.33% | 0 | 0 | 0% | 2.907% | 0 | 0% | 2.907% | 0 | 0% | 2.907% | 0 | 0% | 0.3189% | 0 | 0% | 0.3189% | 0 | 0% | 0.3189% | 0 | 0% | 0.8034% | 0 | 0% | 0.8034% | 0 | 0% | 0.8034% | 0 | 0% | 0.8565% | 0 | 100% | 0.8565% | 2.5052e-06 | 0% | 0.8565% | 0 | 0% | 6.09% | 0 | 0% | 6.09% | 0 | 0% | 6.09% | 0 | 0% | 0.1358% | 0 | 0% | 0.1358% | 0 | 0% | 0.1358% | 0 |  |  |  | 0% | 11.8% | 0 | 0% | 11.8% | 0 | 0% | 11.8% | 0 | 0% | 0.3735% | 0 | 0% | 0.3735% | 0 | 0% | 0.3735% | 0 | 0% | 100% | 0 | 0% | 100% | 0 | 0% | 100% | 0 | 0% | 100% | 0 |  |  | 0 |  |  | 0 |  |  | 0
SWIFT 2109CB | 5.7269e-05 | 0 | 0.01325 | 0 | 0.01325 | 0.0026792 | 0.011901 | 0.0072921 | 0% | 99% | 0 | 0% | 99% | 0 | 0% | 99% | 0 | 0% | 99% | 0 | 0% | 66.25% | 0 | 0% | 51.52% | 0 | 0% | 51.52% | 0 | 0% | 51.52% | 0 | 0 | 0% | 3.113% | 0 | 0% | 3.113% | 0 | 0% | 3.113% | 0 | 0% | 0.358% | 0 | 0% | 0.358% | 0 | 0% | 0.358% | 0 | 0% | 0.8032% | 0 | 0% | 0.8032% | 0 | 0% | 0.8032% | 0 | 0% | 0.8564% | 0 | 100% | 0.8564% | 0.00011348 | 0% | 0.8564% | 0 | 0% | 6.073% | 0 | 0% | 6.073% | 0 | 0% | 6.073% | 0 | 0% | 0.461% | 0 | 0% | 0.461% | 0 | 0% | 0.461% | 0 |  |  |  | 0% | 11.8% | 0 | 0% | 11.8% | 0 | 0% | 11.8% | 0 | 0% | 0.3695% | 0 | 0% | 0.3695% | 0 | 0% | 0.3695% | 0 | 0% | 100% | 0 | 0% | 100% | 0 | 0% | 100% | 0 | 0% | 100% | 0 |  |  | 0 |  |  | 0 |  |  | 0
ASHLAN AVE 1112CB | 5.7262e-05 | 0 | 0.017993 | 0 | 0.017993 | 0.0035323 | 0.017416 | 0.0087532 | 0% | 99% | 0 | 0% | 99% | 0 | 0% | 99% | 0 | 0% | 99% | 0 | 0% | 63.22% | 0 | 0% | 49.85% | 0 | 0% | 49.85% | 0 | 0% | 49.85% | 0 | 0 | 0% | 2.724% | 0 | 0% | 2.724% | 0 | 0% | 2.724% | 0 | 0% | 0.3051% | 0 | 0% | 0.3051% | 0 | 0% | 0.3051% | 0 | 0% | 0.8892% | 0 | 0% | 0.8892% | 0 | 0% | 0.8892% | 0 | 0% | 0.9138% | 0 | 0% | 0.9138% | 0 | 3.05% | 0.9138% | 5.0145e-06 | 0% | 6.68% | 0 | 0% | 6.68% | 0 | 0% | 6.68% | 0 | 0% | 0.525% | 0 | 0% | 0.525% | 0 | 0% | 0.525% | 0 |  |  |  | 0% | 11.8% | 0 | 0% | 11.8% | 0 | 0% | 11.8% | 0 | 0% | 0.3633% | 0 | 0% | 0.3633% | 0 | 0% | 0.3633% | 0 | 0% | 100% | 0 | 0% | 100% | 0 | 0% | 100% | 0 | 0% | 100% | 0 |  |  | 0 |  |  | 0 |  |  | 0
WESTPARK 1112CB | 5.7258e-05 | 0 | 0.053575 | 0 | 0.053575 | 0.012096 | 0.049667 | 0.026675 | 0% | 99% | 0 | 0% | 99% | 0 | 0% | 99% | 0 | 0% | 99% | 0 | 0% | 63.32% | 0 | 0% | 50.48% | 0 | 0% | 50.48% | 0 | 0% | 50.48% | 0 | 0 | 0% | 2.507% | 0 | 0% | 2.507% | 0 | 0% | 2.507% | 0 | 0% | 0.2774% | 0 | 0% | 0.2774% | 0 | 0% | 0.2774% | 0 | 0% | 0.8545% | 0 | 0% | 0.8545% | 0 | 0% | 0.8545% | 0 | 0% | 0.8651% | 0 | 22.27% | 0.8651% | 0.00010323 | 77.73% | 0.8651% | 0.00036025 | 0% | 6.387% | 0 | 0% | 6.387% | 0 | 0% | 6.387% | 0 | 0% | 0.4561% | 0 | 0% | 0.4561% | 0 | 0% | 0.4561% | 0 |  |  |  | 0% | 11.8% | 0 | 0% | 11.8% | 0 | 0% | 11.8% | 0 | 0% | 0.3618% | 0 | 0% | 0.3618% | 0 | 0% | 0.3618% | 0 | 0% | 100% | 0 | 0% | 100% | 0 | 0% | 100% | 0 | 0% | 100% | 0 |  |  | 0 |  |  | 0 |  |  | 0
DIXON LANDING 2109MR613 | 5.7245e-05 | 0 | 0.0043824 | 0 | 0.0043824 | 0.00061403 | 0.0040965 | 0.0025237 | 0% | 99% | 0 | 0% | 99% | 0 | 0% | 99% | 0 | 0% | 99% | 0 | 0% | 65.82% | 0 | 0% | 51.59% | 0 | 0% | 51.59% | 0 | 0% | 51.59% | 0 | 0 | 0% | 3.224% | 0 | 0% | 3.224% | 0 | 0% | 3.224% | 0 | 0% | 0.3661% | 0 | 0% | 0.3661% | 0 | 0% | 0.3661% | 0 | 0% | 0.8445% | 0 | 0% | 0.8445% | 0 | 0% | 0.8445% | 0 | 100% | 0.8993% | 3.9413e-05 | 0% | 0.8993% | 0 | 0% | 0.8993% | 0 | 0% | 6.389% | 0 | 0% | 6.389% | 0 | 0% | 6.389% | 0 | 0% | 0.2943% | 0 | 0% | 0.2943% | 0 | 0% | 0.2943% | 0 |  |  |  | 0% | 11.8% | 0 | 0% | 11.8% | 0 | 0% | 11.8% | 0 | 0% | 0.3694% | 0 | 0% | 0.3694% | 0 | 0% | 0.3694% | 0 | 0% | 100% | 0 | 0% | 100% | 0 | 0% | 100% | 0 | 0% | 100% | 0 |  |  | 0 |  |  | 0 |  |  | 0
BULLARD 110192306 | 5.7114e-05 | 0 | 0.014186 | 0 | 0.014186 | 0.0056981 | 0.011137 | 0.0065826 | 0% | 99% | 0 | 0% | 99% | 0 | 0% | 99% | 0 | 0% | 99% | 0 | 0% | 64.94% | 0 | 0% | 50.74% | 0 | 0% | 50.74% | 0 | 0% | 50.74% | 0 | 0 | 0% | 2.355% | 0 | 0% | 2.355% | 0 | 0% | 2.355% | 0 | 0% | 0.2637% | 0 | 0% | 0.2637% | 0 | 0% | 0.2637% | 0 | 0% | 0.7224% | 0 | 0% | 0.7224% | 0 | 0% | 0.7224% | 0 | 0% | 0.7516% | 0 | 0% | 0.7516% | 0 | 100% | 0.7516% | 0.00010662 | 0% | 5.438% | 0 | 0% | 5.438% | 0 | 0% | 5.438% | 0 | 0% | 1.078% | 0 | 0% | 1.078% | 0 | 0% | 1.078% | 0 |  |  |  | 0% | 11.8% | 0 | 0% | 11.8% | 0 | 0% | 11.8% | 0 | 0% | 0.372% | 0 | 0% | 0.372% | 0 | 0% | 0.372% | 0 | 0% | 100% | 0 | 0% | 100% | 0 | 0% | 100% | 0 | 0% | 100% | 0 |  |  | 0 |  |  | 0 |  |  | 0
EAST GRAND 1103CB | 5.7083e-05 | 0 | 0.0089341 | 0 | 0.0089341 | 0.00082832 | 0.0099236 | 0.0039961 | 0% | 99% | 0 | 0% | 99% | 0 | 0% | 99% | 0 | 0% | 99% | 0 | 0% | 65.97% | 0 | 0% | 52.6% | 0 | 0% | 52.6% | 0 | 0% | 52.6% | 0 | 0 | 0% | 4.158% | 0 | 0% | 4.158% | 0 | 0% | 4.158% | 0 | 0% | 0.4591% | 0 | 0% | 0.4591% | 0 | 0% | 0.4591% | 0 | 0% | 1.016% | 0 | 0% | 1.016% | 0 | 0% | 1.016% | 0 | 0% | 1.08% | 0 | 0% | 1.08% | 0 | 31.13% | 1.08% | 3.005e-05 | 0% | 7.669% | 0 | 0% | 7.669% | 0 | 0% | 7.669% | 0 | 0% | 0.331% | 0 | 0% | 0.331% | 0 | 0% | 0.331% | 0 |  |  |  | 0% | 11.8% | 0 | 0% | 11.8% | 0 | 0% | 11.8% | 0 | 0% | 0.3662% | 0 | 0% | 0.3662% | 0 | 0% | 0.3662% | 0 | 0% | 100% | 0 | 0% | 100% | 0 | 0% | 100% | 0 | 0% | 100% | 0 |  |  | 0 |  |  | 0 |  |  | 0
HUNTERS POINT (P) 110168026 | 5.705e-05 | 0 | 0.0030087 | 0 | 0.0030087 | 6.7946e-05 | 0.0038059 | 0.0010928 | 0% | 99% | 0 | 0% | 99% | 0 | 0% | 99% | 0 | 0% | 99% | 0 | 0% | 61.07% | 0 | 0% | 48.42% | 0 | 0% | 48.42% | 0 | 0% | 48.42% | 0 | 0 | 0% | 4.018% | 0 | 0% | 4.018% | 0 | 0% | 4.018% | 0 | 0% | 0.4399% | 0 | 0% | 0.4399% | 0 | 0% | 0.4399% | 0 | 0% | 1.178% | 0 | 0% | 1.178% | 0 | 0% | 1.178% | 0 | 0% | 1.247% | 0 | 100% | 1.247% | 3.7513e-05 | 0% | 1.247% | 0 | 0% | 8.937% | 0 | 0% | 8.937% | 0 | 0% | 8.937% | 0 | 0% | 0.152% | 0 | 0% | 0.152% | 0 | 0% | 0.152% | 0 |  |  |  | 0% | 11.8% | 0 | 0% | 11.8% | 0 | 0% | 11.8% | 0 | 0% | 0.3634% | 0 | 0% | 0.3634% | 0 | 0% | 0.3634% | 0 | 0% | 100% | 0 | 0% | 100% | 0 | 0% | 100% | 0 | 0% | 100% | 0 |  |  | 0 |  |  | 0 |  |  | 0
BURLINGAME 0403CB | 5.7008e-05 | 0 | 0.0037339 | 0 | 0.0037339 | 0.00057577 | 0.0045011 | 0.0010868 | 0% | 99% | 0 | 0% | 99% | 0 | 0% | 99% | 0 | 0% | 99% | 0 | 0% | 64% | 0 | 0% | 49.65% | 0 | 0% | 49.65% | 0 | 0% | 49.65% | 0 | 0 | 0% | 3.27% | 0 | 0% | 3.27% | 0 | 0% | 3.27% | 0 | 0% | 0.4097% | 0 | 0% | 0.4097% | 0 | 0% | 0.4097% | 0 | 0% | 1.035% | 0 | 0% | 1.035% | 0 | 0% | 1.035% | 0 | 0% | 1.082% | 0 | 0% | 1.082% | 0 | 0% | 1.082% | 0 | 0% | 7.792% | 0 | 0% | 7.792% | 0 | 0% | 7.792% | 0 | 0% | 0.4159% | 0 | 0% | 0.4159% | 0 | 0% | 0.4159% | 0 |  |  |  | 0% | 11.8% | 0 | 0% | 11.8% | 0 | 0% | 11.8% | 0 | 0% | 0.3472% | 0 | 0% | 0.3472% | 0 | 0% | 0.3472% | 0 | 0% | 100% | 0 | 0% | 100% | 0 | 0% | 100% | 0 | 0% | 100% | 0 |  |  | 0 |  |  | 0 |  |  | 0
STAGG 210659040 | 5.6927e-05 | 0 | 0.013268 | 0 | 0.013268 | 0.0033069 | 0.013243 | 0.0053521 | 0% | 99% | 0 | 0% | 99% | 0 | 0% | 99% | 0 | 0% | 99% | 0 | 0% | 63.43% | 0 | 0% | 49.43% | 0 | 0% | 49.43% | 0 | 0% | 49.43% | 0 | 0 | 0% | 2.647% | 0 | 0% | 2.647% | 0 | 0% | 2.647% | 0 | 0% | 0.3133% | 0 | 0% | 0.3133% | 0 | 0% | 0.3133% | 0 | 0% | 0.8967% | 0 | 0% | 0.8967% | 0 | 0% | 0.8967% | 0 | 0% | 0.9356% | 0 | 0% | 0.9356% | 0 | 0% | 0.9356% | 0 | 0% | 6.775% | 0 | 0% | 6.775% | 0 | 0% | 6.775% | 0 | 0% | 0.569% | 0 | 0% | 0.569% | 0 | 0% | 0.569% | 0 |  |  |  | 0% | 11.8% | 0 | 0% | 11.8% | 0 | 0% | 11.8% | 0 | 0% | 0.3618% | 0 | 0% | 0.3618% | 0 | 0% | 0.3618% | 0 | 0% | 100% | 0 | 0% | 100% | 0 | 0% | 100% | 0 | 0% | 100% | 0 |  |  | 0 |  |  | 0 |  |  | 0
MEADOW LANE 210793364 | 5.6896e-05 | 0 | 0.0095824 | 0 | 0.0095824 | 0.0017712 | 0.0095014 | 0.0045456 | 0% | 99% | 0 | 0% | 99% | 0 | 0% | 99% | 0 | 0% | 99% | 0 | 0% | 65.2% | 0 | 0% | 51.32% | 0 | 0% | 51.32% | 0 | 0% | 51.32% | 0 | 0 | 0% | 3.399% | 0 | 0% | 3.399% | 0 | 0% | 3.399% | 0 | 0% | 0.3799% | 0 | 0% | 0.3799% | 0 | 0% | 0.3799% | 0 | 0% | 0.9019% | 0 | 0% | 0.9019% | 0 | 0% | 0.9019% | 0 | 0% | 0.947% | 0 | 0% | 0.947% | 0 | 0% | 0.947% | 0 | 0% | 6.787% | 0 | 0% | 6.787% | 0 | 0% | 6.787% | 0 | 0% | 0.2915% | 0 | 0% | 0.2915% | 0 | 0% | 0.2915% | 0 |  |  |  | 0% | 11.8% | 0 | 0% | 11.8% | 0 | 0% | 11.8% | 0 | 0% | 0.3656% | 0 | 0% | 0.3656% | 0 | 0% | 0.3656% | 0 | 0% | 100% | 0 | 0% | 100% | 0 | 0% | 100% | 0 | 0% | 100% | 0 |  |  | 0 |  |  | 0 |  |  | 0
SHEPHERD 211089234 | 5.6891e-05 | 0 | 0.0095815 | 0 | 0.0095815 | 0.0024586 | 0.007588 | 0.0057702 | 0% | 99% | 0 | 0% | 99% | 0 | 0% | 99% | 0 | 0% | 99% | 0 | 0% | 66.03% | 0 | 0% | 51.34% | 0 | 0% | 51.34% | 0 | 0% | 51.34% | 0 | 0 | 0% | 2.588% | 0 | 0% | 2.588% | 0 | 0% | 2.588% | 0 | 0% | 0.2951% | 0 | 0% | 0.2951% | 0 | 0% | 0.2951% | 0 | 0% | 0.7241% | 0 | 0% | 0.7241% | 0 | 0% | 0.7241% | 0 | 82.17% | 0.7707% | 6.0682e-05 | 0% | 0.7707% | 0 | 0% | 0.7707% | 0 | 0% | 5.486% | 0 | 0% | 5.486% | 0 | 0% | 5.486% | 0 | 0% | 0.7047% | 0 | 0% | 0.7047% | 0 | 0% | 0.7047% | 0 |  |  |  | 0% | 11.8% | 0 | 0% | 11.8% | 0 | 0% | 11.8% | 0 | 0% | 0.3742% | 0 | 0% | 0.3742% | 0 | 0% | 0.3742% | 0 | 0% | 100% | 0 | 0% | 100% | 0 | 0% | 100% | 0 | 0% | 100% | 0 |  |  | 0 |  |  | 0 |  |  | 0
FIGARDEN 210949236 | 5.6786e-05 | 0 | 0.012752 | 0 | 0.012752 | 0.0042849 | 0.010142 | 0.0066235 | 0% | 99% | 0 | 0% | 99% | 0 | 0% | 99% | 0 | 0% | 99% | 0 | 0% | 64.9% | 0 | 0% | 50.29% | 0 | 0% | 50.29% | 0 | 0% | 50.29% | 0 | 0 | 0% | 2.576% | 0 | 0% | 2.576% | 0 | 0% | 2.576% | 0 | 0% | 0.2882% | 0 | 0% | 0.2882% | 0 | 0% | 0.2882% | 0 | 0% | 0.7237% | 0 | 0% | 0.7237% | 0 | 0% | 0.7237% | 0 | 0% | 0.756% | 0 | 0% | 0.756% | 0 | 100% | 0.756% | 9.6407e-05 | 0% | 5.446% | 0 | 0% | 5.446% | 0 | 0% | 5.446% | 0 | 0% | 0.9326% | 0 | 0% | 0.9326% | 0 | 0% | 0.9326% | 0 |  |  |  | 0% | 11.8% | 0 | 0% | 11.8% | 0 | 0% | 11.8% | 0 | 0% | 0.3715% | 0 | 0% | 0.3715% | 0 | 0% | 0.3715% | 0 | 0% | 100% | 0 | 0% | 100% | 0 | 0% | 100% | 0 | 0% | 100% | 0 |  |  | 0 |  |  | 0 |  |  | 0
HUNTERS POINT (P) 1109CB | 5.6748e-05 | 0 | 0.007844 | 0 | 0.007844 | 0.00061205 | 0.0093356 | 0.0030008 | 0% | 99% | 0 | 0% | 99% | 0 | 0% | 99% | 0 | 0% | 99% | 0 | 0% | 63.94% | 0 | 0% | 51.24% | 0 | 0% | 51.24% | 0 | 0% | 51.24% | 0 | 0 | 0% | 4.065% | 0 | 0% | 4.065% | 0 | 0% | 4.065% | 0 | 0% | 0.4474% | 0 | 0% | 0.4474% | 0 | 0% | 0.4474% | 0 | 0% | 1.091% | 0 | 0% | 1.091% | 0 | 0% | 1.091% | 0 | 0% | 1.136% | 0 | 100% | 1.136% | 8.9143e-05 | 0% | 1.136% | 0 | 0% | 8.193% | 0 | 0% | 8.193% | 0 | 0% | 8.193% | 0 | 0% | 0.3004% | 0 | 0% | 0.3004% | 0 | 0% | 0.3004% | 0 |  |  |  | 0% | 11.8% | 0 | 0% | 11.8% | 0 | 0% | 11.8% | 0 | 0% | 0.3588% | 0 | 0% | 0.3588% | 0 | 0% | 0.3588% | 0 | 0% | 100% | 0 | 0% | 100% | 0 | 0% | 100% | 0 | 0% | 100% | 0 |  |  | 0 |  |  | 0 |  |  | 0
OAK PARK 0402CB | 5.6714e-05 | 0 | 0.0043417 | 0 | 0.0043417 | 0.0018163 | 0.0041323 | 0.0012184 | 0% | 99% | 0 | 0% | 99% | 0 | 0% | 99% | 0 | 0% | 99% | 0 | 0% | 62.56% | 0 | 0% | 49.13% | 0 | 0% | 49.13% | 0 | 0% | 49.13% | 0 | 0 | 0% | 2.412% | 0 | 0% | 2.412% | 0 | 0% | 2.412% | 0 | 0% | 0.276% | 0 | 0% | 0.276% | 0 | 0% | 0.276% | 0 | 0% | 0.8652% | 0 | 0% | 0.8652% | 0 | 0% | 0.8652% | 0 | 0% | 0.8759% | 0 | 100% | 0.8759% | 3.8028e-05 | 0% | 0.8759% | 0 | 0% | 6.472% | 0 | 0% | 6.472% | 0 | 0% | 6.472% | 0 | 0% | 0.9444% | 0 | 0% | 0.9444% | 0 | 0% | 0.9444% | 0 |  |  |  | 0% | 11.8% | 0 | 0% | 11.8% | 0 | 0% | 11.8% | 0 | 0% | 0.3593% | 0 | 0% | 0.3593% | 0 | 0% | 0.3593% | 0 | 0% | 100% | 0 | 0% | 100% | 0 | 0% | 100% | 0 | 0% | 100% | 0 |  |  | 0 |  |  | 0 |  |  | 0
BAKERSFIELD 11064568 | 5.6711e-05 | 0 | 0.017848 | 0 | 0.017848 | 0.0038644 | 0.016297 | 0.0093023 | 0% | 99% | 0 | 0% | 99% | 0 | 0% | 99% | 0 | 0% | 99% | 0 | 0% | 64.08% | 0 | 0% | 50.86% | 0 | 0% | 50.86% | 0 | 0% | 50.86% | 0 | 0 | 0% | 2.535% | 0 | 0% | 2.535% | 0 | 0% | 2.535% | 0 | 0% | 0.2854% | 0 | 0% | 0.2854% | 0 | 0% | 0.2854% | 0 | 0% | 0.8389% | 0 | 0% | 0.8389% | 0 | 0% | 0.8389% | 0 | 0% | 0.8656% | 0 | 0% | 0.8656% | 0 | 0% | 0.8656% | 0 | 0% | 6.311% | 0 | 0% | 6.311% | 0 | 0% | 6.311% | 0 | 0% | 0.3817% | 0 | 0% | 0.3817% | 0 | 0% | 0.3817% | 0 |  |  |  | 0% | 11.8% | 0 | 0% | 11.8% | 0 | 0% | 11.8% | 0 | 0% | 0.3654% | 0 | 0% | 0.3654% | 0 | 0% | 0.3654% | 0 | 0% | 100% | 0 | 0% | 100% | 0 | 0% | 100% | 0 | 0% | 100% | 0 |  |  | 0 |  |  | 0 |  |  | 0
CHICO A 110156294 | 5.6698e-05 | 0 | 0.00028937 | 0 | 0.00028937 | 8.3393e-05 | 0.00024364 | 0.00015065 | 0% | 99% | 0 | 0% | 99% | 0 | 0% | 99% | 0 | 0% | 99% | 0 | 0% | 65.09% | 0 | 0% | 50.16% | 0 | 0% | 50.16% | 0 | 0% | 50.16% | 0 | 0 | 0% | 2.693% | 0 | 0% | 2.693% | 0 | 0% | 2.693% | 0 | 0% | 0.3146% | 0 | 0% | 0.3146% | 0 | 0% | 0.3146% | 0 | 0% | 0.7596% | 0 | 0% | 0.7596% | 0 | 0% | 0.7596% | 0 | 0% | 0.8134% | 0 | 0% | 0.8134% | 0 | 82.06% | 0.8134% | 1.9312e-06 | 0% | 5.77% | 0 | 0% | 5.77% | 0 | 0% | 5.77% | 0 | 0% | 0.7187% | 0 | 0% | 0.7187% | 0 | 0% | 0.7187% | 0 |  |  |  | 0% | 11.8% | 0 | 0% | 11.8% | 0 | 0% | 11.8% | 0 | 0% | 0.3729% | 0 | 0% | 0.3729% | 0 | 0% | 0.3729% | 0 | 0% | 100% | 0 | 0% | 100% | 0 | 0% | 100% | 0 | 0% | 100% | 0 |  |  | 0 |  |  | 0 |  |  | 0
STAGG 11019210 | 5.6689e-05 | 0 | 0.0039541 | 0 | 0.0039541 | 0.0012659 | 0.0037106 | 0.0015507 | 0% | 99% | 0 | 0% | 99% | 0 | 0% | 99% | 0 | 0% | 99% | 0 | 0% | 63.21% | 0 | 0% | 48.91% | 0 | 0% | 48.91% | 0 | 0% | 48.91% | 0 | 0 | 0% | 2.54% | 0 | 0% | 2.54% | 0 | 0% | 2.54% | 0 | 0% | 0.295% | 0 | 0% | 0.295% | 0 | 0% | 0.295% | 0 | 0% | 0.8512% | 0 | 0% | 0.8512% | 0 | 0% | 0.8512% | 0 | 0% | 0.8882% | 0 | 100% | 0.8882% | 3.5119e-05 | 0% | 0.8882% | 0 | 0% | 6.437% | 0 | 0% | 6.437% | 0 | 0% | 6.437% | 0 | 0% | 0.7883% | 0 | 0% | 0.7883% | 0 | 0% | 0.7883% | 0 |  |  |  | 0% | 11.8% | 0 | 0% | 11.8% | 0 | 0% | 11.8% | 0 | 0% | 0.3658% | 0 | 0% | 0.3658% | 0 | 0% | 0.3658% | 0 | 0% | 100% | 0 | 0% | 100% | 0 | 0% | 100% | 0 | 0% | 100% | 0 |  |  | 0 |  |  | 0 |  |  | 0
BAY MEADOWS 2103CB | 5.6624e-05 | 0 | 0.00019266 | 0 | 0.00019266 | 1.268e-05 | 0.00018765 | 0.00011771 | 0% | 99% | 0 | 0% | 99% | 0 | 0% | 99% | 0 | 0% | 99% | 0 | 0% | 65.86% | 0 | 0% | 52.59% | 0 | 0% | 52.59% | 0 | 0% | 52.59% | 0 | 0 | 0% | 3.318% | 0 | 0% | 3.318% | 0 | 0% | 3.318% | 0 | 0% | 0.3704% | 0 | 0% | 0.3704% | 0 | 0% | 0.3704% | 0 | 0% | 0.8799% | 0 | 0% | 0.8799% | 0 | 0% | 0.8799% | 0 | 0% | 0.9196% | 0 | 0% | 0.9196% | 0 | 0% | 0.9196% | 0 | 0% | 6.617% | 0 | 0% | 6.617% | 0 | 0% | 6.617% | 0 | 0% | 0.2153% | 0 | 0% | 0.2153% | 0 | 0% | 0.2153% | 0 |  |  |  | 0% | 11.8% | 0 | 0% | 11.8% | 0 | 0% | 11.8% | 0 | 0% | 0.365% | 0 | 0% | 0.365% | 0 | 0% | 0.365% | 0 | 0% | 100% | 0 | 0% | 100% | 0 | 0% | 100% | 0 | 0% | 100% | 0 |  |  | 0 |  |  | 0 |  |  | 0
EMBARCADERO (Z) 1113CB | 5.6623e-05 | 0 | 0.0021192 | 0 | 0.0021192 | 8.1567e-05 | 0.0026376 | 0.0007791 | 0% | 99% | 0 | 0% | 99% | 0 | 0% | 99% | 0 | 0% | 99% | 0 | 0% | 62.49% | 0 | 0% | 49.35% | 0 | 0% | 49.35% | 0 | 0% | 49.35% | 0 | 0 | 0% | 4.325% | 0 | 0% | 4.325% | 0 | 0% | 4.325% | 0 | 0% | 0.48% | 0 | 0% | 0.48% | 0 | 0% | 0.48% | 0 | 0% | 1.146% | 0 | 0% | 1.146% | 0 | 0% | 1.146% | 0 | 100% | 1.22% | 2.5858e-05 | 0% | 1.22% | 0 | 0% | 1.22% | 0 | 0% | 8.683% | 0 | 0% | 8.683% | 0 | 0% | 8.683% | 0 | 0% | 0.1868% | 0 | 0% | 0.1868% | 0 | 0% | 0.1868% | 0 |  |  |  | 0% | 11.8% | 0 | 0% | 11.8% | 0 | 0% | 11.8% | 0 | 0% | 0.3636% | 0 | 0% | 0.3636% | 0 | 0% | 0.3636% | 0 | 0% | 100% | 0 | 0% | 100% | 0 | 0% | 100% | 0 | 0% | 100% | 0 |  |  | 0 |  |  | 0 |  |  | 0
KIRKER 210559847 | 5.6601e-05 | 0 | 0.0031776 | 0 | 0.0031776 | 0.00019345 | 0.0034187 | 0.0016332 | 0% | 99% | 0 | 0% | 99% | 0 | 0% | 99% | 0 | 0% | 99% | 0 | 0% | 63.83% | 0 | 0% | 50.11% | 0 | 0% | 50.11% | 0 | 0% | 50.11% | 0 | 0 | 0% | 3.419% | 0 | 0% | 3.419% | 0 | 0% | 3.419% | 0 | 0% | 0.388% | 0 | 0% | 0.388% | 0 | 0% | 0.388% | 0 | 0% | 0.9782% | 0 | 0% | 0.9782% | 0 | 0% | 0.9782% | 0 | 0% | 1.035% | 0 | 0% | 1.035% | 0 | 0% | 1.035% | 0 | 0% | 7.408% | 0 | 0% | 7.408% | 0 | 0% | 7.408% | 0 | 0% | 0.196% | 0 | 0% | 0.196% | 0 | 0% | 0.196% | 0 |  |  |  | 0% | 11.8% | 0 | 0% | 11.8% | 0 | 0% | 11.8% | 0 | 0% | 0.3648% | 0 | 0% | 0.3648% | 0 | 0% | 0.3648% | 0 | 0% | 100% | 0 | 0% | 100% | 0 | 0% | 100% | 0 | 0% | 100% | 0 |  |  | 0 |  |  | 0 |  |  | 0
EDES 1101CR388 | 5.6513e-05 | 0 | 0.0027881 | 0 | 0.0027881 | 0.00013122 | 0.0029277 | 0.0015435 | 0% | 99% | 0 | 0% | 99% | 0 | 0% | 99% | 0 | 0% | 99% | 0 | 0% | 65.58% | 0 | 0% | 51.97% | 0 | 0% | 51.97% | 0 | 0% | 51.97% | 0 | 0 | 0% | 3.833% | 0 | 0% | 3.833% | 0 | 0% | 3.833% | 0 | 0% | 0.4234% | 0 | 0% | 0.4234% | 0 | 0% | 0.4234% | 0 | 0% | 0.9605% | 0 | 0% | 0.9605% | 0 | 0% | 0.9605% | 0 | 0% | 1.026% | 0 | 0% | 1.026% | 0 | 0% | 1.026% | 0 | 0% | 7.271% | 0 | 0% | 7.271% | 0 | 0% | 7.271% | 0 | 0% | 0.1848% | 0 | 0% | 0.1848% | 0 | 0% | 0.1848% | 0 |  |  |  | 0% | 11.8% | 0 | 0% | 11.8% | 0 | 0% | 11.8% | 0 | 0% | 0.369% | 0 | 0% | 0.369% | 0 | 0% | 0.369% | 0 | 0% | 100% | 0 | 0% | 100% | 0 | 0% | 100% | 0 | 0% | 100% | 0 |  |  | 0 |  |  | 0 |  |  | 0
BAY MEADOWS 2101955062 | 5.6373e-05 | 0 | 0.0080078 | 0 | 0.0080078 | 0.0010901 | 0.0081714 | 0.0039574 | 0% | 99% | 0 | 0% | 99% | 0 | 0% | 99% | 0 | 0% | 99% | 0 | 0% | 65.45% | 0 | 0% | 51.97% | 0 | 0% | 51.97% | 0 | 0% | 51.97% | 0 | 0 | 0% | 3.463% | 0 | 0% | 3.463% | 0 | 0% | 3.463% | 0 | 0% | 0.3896% | 0 | 0% | 0.3896% | 0 | 0% | 0.3896% | 0 | 0% | 0.9227% | 0 | 0% | 0.9227% | 0 | 0% | 0.9227% | 0 | 5.156% | 0.9653% | 3.9859e-06 | 0% | 0.9653% | 0 | 0% | 0.9653% | 0 | 0% | 6.935% | 0 | 0% | 6.935% | 0 | 0% | 6.935% | 0 | 0% | 0.3753% | 0 | 0% | 0.3753% | 0 | 0% | 0.3753% | 0 |  |  |  | 0% | 11.8% | 0 | 0% | 11.8% | 0 | 0% | 11.8% | 0 | 0% | 0.3633% | 0 | 0% | 0.3633% | 0 | 0% | 0.3633% | 0 | 0% | 100% | 0 | 0% | 100% | 0 | 0% | 100% | 0 | 0% | 100% | 0 |  |  | 0 |  |  | 0 |  |  | 0
VASCO 1101CB | 5.6369e-05 | 0 | 0.008199 | 0 | 0.008199 | 0.00051083 | 0.0080983 | 0.0049255 | 0% | 99% | 0 | 0% | 99% | 0 | 0% | 99% | 0 | 0% | 99% | 0 | 0% | 65.22% | 0 | 0% | 51.15% | 0 | 0% | 51.15% | 0 | 0% | 51.15% | 0 | 0 | 0% | 3.438% | 0 | 0% | 3.438% | 0 | 0% | 3.438% | 0 | 0% | 0.3852% | 0 | 0% | 0.3852% | 0 | 0% | 0.3852% | 0 | 0% | 0.8942% | 0 | 0% | 0.8942% | 0 | 0% | 0.8942% | 0 | 100% | 0.9466% | 7.7611e-05 | 0% | 0.9466% | 0 | 0% | 0.9466% | 0 | 0% | 6.753% | 0 | 0% | 6.753% | 0 | 0% | 6.753% | 0 | 0% | 0.1832% | 0 | 0% | 0.1832% | 0 | 0% | 0.1832% | 0 |  |  |  | 0% | 11.8% | 0 | 0% | 11.8% | 0 | 0% | 11.8% | 0 | 0% | 0.3676% | 0 | 0% | 0.3676% | 0 | 0% | 0.3676% | 0 | 0% | 100% | 0 | 0% | 100% | 0 | 0% | 100% | 0 | 0% | 100% | 0 |  |  | 0 |  |  | 0 |  |  | 0
WEST LANE 110310382 | 5.6363e-05 | 0 | 0.0045066 | 0 | 0.0045066 | 0.00092417 | 0.0039664 | 0.0025488 | 0% | 99% | 0 | 0% | 99% | 0 | 0% | 99% | 0 | 0% | 99% | 0 | 0% | 64.98% | 0 | 0% | 50.57% | 0 | 0% | 50.57% | 0 | 0% | 50.57% | 0 | 0 | 0% | 2.839% | 0 | 0% | 2.839% | 0 | 0% | 2.839% | 0 | 0% | 0.3293% | 0 | 0% | 0.3293% | 0 | 0% | 0.3293% | 0 | 0% | 0.7871% | 0 | 0% | 0.7871% | 0 | 0% | 0.7871% | 0 | 0% | 0.8367% | 0 | 0% | 0.8367% | 0 | 0% | 0.8367% | 0 | 0% | 5.961% | 0 | 0% | 5.961% | 0 | 0% | 5.961% | 0 | 0% | 0.4554% | 0 | 0% | 0.4554% | 0 | 0% | 0.4554% | 0 |  |  |  | 0% | 11.8% | 0 | 0% | 11.8% | 0 | 0% | 11.8% | 0 | 0% | 0.3694% | 0 | 0% | 0.3694% | 0 | 0% | 0.3694% | 0 | 0% | 100% | 0 | 0% | 100% | 0 | 0% | 100% | 0 | 0% | 100% | 0 |  |  | 0 |  |  | 0 |  |  | 0
ASHLAN AVE 1116D13085 | 5.6305e-05 | 0 | 0.0086208 | 0 | 0.0086208 | 0.0019945 | 0.0084055 | 0.0038309 | 0% | 99% | 0 | 0% | 99% | 0 | 0% | 99% | 0 | 0% | 99% | 0 | 0% | 63.73% | 0 | 0% | 50.41% | 0 | 0% | 50.41% | 0 | 0% | 50.41% | 0 | 0 | 0% | 2.651% | 0 | 0% | 2.651% | 0 | 0% | 2.651% | 0 | 0% | 0.3005% | 0 | 0% | 0.3005% | 0 | 0% | 0.3005% | 0 | 0% | 0.8992% | 0 | 0% | 0.8992% | 0 | 0% | 0.8992% | 0 | 0% | 0.9323% | 0 | 0% | 0.9323% | 0 | 0% | 0.9323% | 0 | 0% | 6.779% | 0 | 0% | 6.779% | 0 | 0% | 6.779% | 0 | 0% | 0.6074% | 0 | 0% | 0.6074% | 0 | 0% | 0.6074% | 0 |  |  |  | 0% | 11.8% | 0 | 0% | 11.8% | 0 | 0% | 11.8% | 0 | 0% | 0.3647% | 0 | 0% | 0.3647% | 0 | 0% | 0.3647% | 0 | 0% | 100% | 0 | 0% | 100% | 0 | 0% | 100% | 0 | 0% | 100% | 0 |  |  | 0 |  |  | 0 |  |  | 0
MISSION (X) 1125293336 | 5.6199e-05 | 0 | 0.0030649 | 0 | 0.0030649 | 0.00015362 | 0.0038869 | 0.0010189 | 0% | 99% | 0 | 0% | 99% | 0 | 0% | 99% | 0 | 0% | 99% | 0 | 0% | 60.74% | 0 | 0% | 49.2% | 0 | 0% | 49.2% | 0 | 0% | 49.2% | 0 | 0 | 0% | 3.982% | 0 | 0% | 3.982% | 0 | 0% | 3.982% | 0 | 0% | 0.4222% | 0 | 0% | 0.4222% | 0 | 0% | 0.4222% | 0 | 0% | 1.174% | 0 | 0% | 1.174% | 0 | 0% | 1.174% | 0 | 100% | 1.18% | 3.6172e-05 | 0% | 1.18% | 0 | 0% | 1.18% | 0 | 0% | 8.729% | 0 | 0% | 8.729% | 0 | 0% | 8.729% | 0 | 0% | 0.2323% | 0 | 0% | 0.2323% | 0 | 0% | 0.2323% | 0 |  |  |  | 0% | 11.8% | 0 | 0% | 11.8% | 0 | 0% | 11.8% | 0 | 0% | 0.3492% | 0 | 0% | 0.3492% | 0 | 0% | 0.3492% | 0 | 0% | 100% | 0 | 0% | 100% | 0 | 0% | 100% | 0 | 0% | 100% | 0 |  |  | 0 |  |  | 0 |  |  | 0
CLOVIS 211084702 | 5.6122e-05 | 0 | 0.029788 | 0 | 0.029788 | 0.0057201 | 0.026739 | 0.016714 | 0% | 99% | 0 | 0% | 99% | 0 | 0% | 99% | 0 | 0% | 99% | 0 | 0% | 64.45% | 0 | 0% | 50.82% | 0 | 0% | 50.82% | 0 | 0% | 50.82% | 0 | 0 | 0% | 2.608% | 0 | 0% | 2.608% | 0 | 0% | 2.608% | 0 | 0% | 0.2926% | 0 | 0% | 0.2926% | 0 | 0% | 0.2926% | 0 | 0% | 0.8227% | 0 | 0% | 0.8227% | 0 | 0% | 0.8227% | 0 | 99.62% | 0.8447% | 0.00025068 | 0% | 0.8447% | 0 | 0% | 0.8447% | 0 | 0% | 6.167% | 0 | 0% | 6.167% | 0 | 0% | 6.167% | 0 | 0% | 0.5509% | 0 | 0% | 0.5509% | 0 | 0% | 0.5509% | 0 |  |  |  | 0% | 11.8% | 0 | 0% | 11.8% | 0 | 0% | 11.8% | 0 | 0% | 0.3647% | 0 | 0% | 0.3647% | 0 | 0% | 0.3647% | 0 | 0% | 100% | 0 | 0% | 100% | 0 | 0% | 100% | 0 | 0% | 100% | 0 |  |  | 0 |  |  | 0 |  |  | 0
CHICO C 0401CB | 5.6068e-05 | 0 | 0.02232 | 0 | 0.02232 | 0.017466 | 0.013813 | 0.0055659 | 0% | 99% | 0 | 0% | 99% | 0 | 0% | 99% | 0 | 0% | 99% | 0 | 0% | 64.46% | 0 | 0% | 49.11% | 0 | 0% | 49.11% | 0 | 0% | 49.11% | 0 | 0 | 0% | 1.721% | 0 | 0% | 1.721% | 0 | 0% | 1.721% | 0 | 0% | 0.1969% | 0 | 0% | 0.1969% | 0 | 0% | 0.1969% | 0 | 0% | 0.5604% | 0 | 0% | 0.5604% | 0 | 0% | 0.5604% | 0 | 55.41% | 0.5765% | 7.1301e-05 | 0% | 0.5765% | 0 | 43.63% | 0.5765% | 5.6137e-05 | 0% | 4.206% | 0 | 0% | 4.206% | 0 | 0% | 4.206% | 0 | 0% | 1.996% | 0 | 0% | 1.996% | 0 | 0% | 1.996% | 0 |  |  |  | 0% | 11.8% | 0 | 0% | 11.8% | 0 | 0% | 11.8% | 0 | 0% | 0.3751% | 0 | 0% | 0.3751% | 0 | 0% | 0.3751% | 0 | 0% | 100% | 0 | 0% | 100% | 0 | 0% | 100% | 0 | 0% | 100% | 0 |  |  | 0 |  |  | 0 |  |  | 0
BARTON 1109R3140 | 5.6054e-05 | 0 | 0.049492 | 0 | 0.049492 | 0.014279 | 0.04398 | 0.023439 | 0% | 99% | 0 | 0% | 99% | 0 | 0% | 99% | 0 | 0% | 99% | 0 | 0% | 64.16% | 0 | 0% | 50.06% | 0 | 0% | 50.06% | 0 | 0% | 50.06% | 0 | 0 | 0% | 2.635% | 0 | 0% | 2.635% | 0 | 0% | 2.635% | 0 | 0% | 0.2981% | 0 | 0% | 0.2981% | 0 | 0% | 0.2981% | 0 | 0% | 0.8147% | 0 | 0% | 0.8147% | 0 | 0% | 0.8147% | 0 | 100% | 0.8505% | 0.00042091 | 0% | 0.8505% | 0 | 0% | 0.8505% | 0 | 0% | 6.145% | 0 | 0% | 6.145% | 0 | 0% | 6.145% | 0 | 0% | 0.7754% | 0 | 0% | 0.7754% | 0 | 0% | 0.7754% | 0 |  |  |  | 0% | 11.8% | 0 | 0% | 11.8% | 0 | 0% | 11.8% | 0 | 0% | 0.3687% | 0 | 0% | 0.3687% | 0 | 0% | 0.3687% | 0 | 0% | 100% | 0 | 0% | 100% | 0 | 0% | 100% | 0 | 0% | 100% | 0 |  |  | 0 |  |  | 0 |  |  | 0
BAY MEADOWS 2101CB | 5.6019e-05 | 0 | 0.0001906 | 0 | 0.0001906 | 1.214e-05 | 0.0001843 | 0.0001182 | 0% | 99% | 0 | 0% | 99% | 0 | 0% | 99% | 0 | 0% | 99% | 0 | 0% | 66.09% | 0 | 0% | 52.69% | 0 | 0% | 52.69% | 0 | 0% | 52.69% | 0 | 0 | 0% | 3.288% | 0 | 0% | 3.288% | 0 | 0% | 3.288% | 0 | 0% | 0.3695% | 0 | 0% | 0.3695% | 0 | 0% | 0.3695% | 0 | 0% | 0.8723% | 0 | 0% | 0.8723% | 0 | 0% | 0.8723% | 0 | 100% | 0.9171% | 1.7481e-06 | 0% | 0.9171% | 0 | 0% | 0.9171% | 0 | 0% | 6.575% | 0 | 0% | 6.575% | 0 | 0% | 6.575% | 0 | 0% | 0.2089% | 0 | 0% | 0.2089% | 0 | 0% | 0.2089% | 0 |  |  |  | 0% | 11.8% | 0 | 0% | 11.8% | 0 | 0% | 11.8% | 0 | 0% | 0.3661% | 0 | 0% | 0.3661% | 0 | 0% | 0.3661% | 0 | 0% | 100% | 0 | 0% | 100% | 0 | 0% | 100% | 0 | 0% | 100% | 0 |  |  | 0 |  |  | 0 |  |  | 0
OAKLAND L 1103CR144 | 5.5946e-05 | 0 | 0.0027601 | 0 | 0.0027601 | 0.00011337 | 0.0033818 | 0.0010611 | 0% | 99% | 0 | 0% | 99% | 0 | 0% | 99% | 0 | 0% | 99% | 0 | 0% | 63.14% | 0 | 0% | 49.9% | 0 | 0% | 49.9% | 0 | 0% | 49.9% | 0 | 0 | 0% | 4.094% | 0 | 0% | 4.094% | 0 | 0% | 4.094% | 0 | 0% | 0.4527% | 0 | 0% | 0.4527% | 0 | 0% | 0.4527% | 0 | 0% | 1.13% | 0 | 0% | 1.13% | 0 | 0% | 1.13% | 0 | 0% | 1.196% | 0 | 0% | 1.196% | 0 | 0% | 1.196% | 0 | 0% | 8.555% | 0 | 0% | 8.555% | 0 | 0% | 8.555% | 0 | 0% | 0.1735% | 0 | 0% | 0.1735% | 0 | 0% | 0.1735% | 0 |  |  |  | 0% | 11.8% | 0 | 0% | 11.8% | 0 | 0% | 11.8% | 0 | 0% | 0.3631% | 0 | 0% | 0.3631% | 0 | 0% | 0.3631% | 0 | 0% | 100% | 0 | 0% | 100% | 0 | 0% | 100% | 0 | 0% | 100% | 0 |  |  | 0 |  |  | 0 |  |  | 0
BULLARD 2111CB | 5.5874e-05 | 0 | 0.01806 | 0 | 0.01806 | 0.0048429 | 0.015658 | 0.0093123 | 0% | 99% | 0 | 0% | 99% | 0 | 0% | 99% | 0 | 0% | 99% | 0 | 0% | 64.57% | 0 | 0% | 50.18% | 0 | 0% | 50.18% | 0 | 0% | 50.18% | 0 | 0 | 0% | 2.524% | 0 | 0% | 2.524% | 0 | 0% | 2.524% | 0 | 0% | 0.2889% | 0 | 0% | 0.2889% | 0 | 0% | 0.2889% | 0 | 0% | 0.7918% | 0 | 0% | 0.7918% | 0 | 0% | 0.7918% | 0 | 0% | 0.8325% | 0 | 0% | 0.8325% | 0 | 0% | 0.8325% | 0 | 0% | 5.992% | 0 | 0% | 5.992% | 0 | 0% | 5.992% | 0 | 0% | 0.704% | 0 | 0% | 0.704% | 0 | 0% | 0.704% | 0 |  |  |  | 0% | 11.8% | 0 | 0% | 11.8% | 0 | 0% | 11.8% | 0 | 0% | 0.3701% | 0 | 0% | 0.3701% | 0 | 0% | 0.3701% | 0 | 0% | 100% | 0 | 0% | 100% | 0 | 0% | 100% | 0 | 0% | 100% | 0 |  |  | 0 |  |  | 0 |  |  | 0
WEST FRESNO 110923744 | 5.5872e-05 | 0 | 0.042487 | 0 | 0.042487 | 0.0082036 | 0.040123 | 0.02181 | 0% | 99% | 0 | 0% | 99% | 0 | 0% | 99% | 0 | 0% | 99% | 0 | 0% | 64.22% | 0 | 0% | 50.97% | 0 | 0% | 50.97% | 0 | 0% | 50.97% | 0 | 0 | 0% | 2.748% | 0 | 0% | 2.748% | 0 | 0% | 2.748% | 0 | 0% | 0.3101% | 0 | 0% | 0.3101% | 0 | 0% | 0.3101% | 0 | 0% | 0.8711% | 0 | 0% | 0.8711% | 0 | 0% | 0.8711% | 0 | 64.26% | 0.9066% | 0.00024751 | 0% | 0.9066% | 0 | 0% | 0.9066% | 0 | 0% | 6.566% | 0 | 0% | 6.566% | 0 | 0% | 6.566% | 0 | 0% | 0.5494% | 0 | 0% | 0.5494% | 0 | 0% | 0.5494% | 0 |  |  |  | 0% | 11.8% | 0 | 0% | 11.8% | 0 | 0% | 11.8% | 0 | 0% | 0.3665% | 0 | 0% | 0.3665% | 0 | 0% | 0.3665% | 0 | 0% | 100% | 0 | 0% | 100% | 0 | 0% | 100% | 0 | 0% | 100% | 0 |  |  | 0 |  |  | 0 |  |  | 0
KERN POWER 21044281 | 5.5835e-05 | 0 | 0.0014248 | 0 | 0.0014248 | 0.00039957 | 0.00093036 | 0.0010221 | 0% | 99% | 0 | 0% | 99% | 0 | 0% | 99% | 0 | 0% | 99% | 0 | 0% | 66.24% | 0 | 0% | 52.07% | 0 | 0% | 52.07% | 0 | 0% | 52.07% | 0 | 0 | 0% | 2.555% | 0 | 0% | 2.555% | 0 | 0% | 2.555% | 0 | 0% | 0.2713% | 0 | 0% | 0.2713% | 0 | 0% | 0.2713% | 0 | 0% | 0.6001% | 0 | 0% | 0.6001% | 0 | 0% | 0.6001% | 0 | 0% | 0.6145% | 0 | 59.73% | 0.6145% | 5.2298e-06 | 40.27% | 0.6145% | 3.5256e-06 | 0% | 4.458% | 0 | 0% | 4.458% | 0 | 0% | 4.458% | 0 | 0% | 0.5002% | 0 | 0% | 0.5002% | 0 | 0% | 0.5002% | 0 |  |  |  | 0% | 11.8% | 0 | 0% | 11.8% | 0 | 0% | 11.8% | 0 | 0% | 0.3744% | 0 | 0% | 0.3744% | 0 | 0% | 0.3744% | 0 | 0% | 100% | 0 | 0% | 100% | 0 | 0% | 100% | 0 | 0% | 100% | 0 |  |  | 0 |  |  | 0 |  |  | 0
MANCHESTER 1104CB | 5.5797e-05 | 0 | 0.012245 | 0 | 0.012245 | 0.0021058 | 0.011903 | 0.0062047 | 0% | 99% | 0 | 0% | 99% | 0 | 0% | 99% | 0 | 0% | 99% | 0 | 0% | 63.52% | 0 | 0% | 50.04% | 0 | 0% | 50.04% | 0 | 0% | 50.04% | 0 | 0 | 0% | 2.822% | 0 | 0% | 2.822% | 0 | 0% | 2.822% | 0 | 0% | 0.3176% | 0 | 0% | 0.3176% | 0 | 0% | 0.3176% | 0 | 0% | 0.8938% | 0 | 0% | 0.8938% | 0 | 0% | 0.8938% | 0 | 91.38% | 0.9272% | 0.00010374 | 0% | 0.9272% | 0 | 0% | 0.9272% | 0 | 0% | 6.733% | 0 | 0% | 6.733% | 0 | 0% | 6.733% | 0 | 0% | 0.4838% | 0 | 0% | 0.4838% | 0 | 0% | 0.4838% | 0 |  |  |  | 0% | 11.8% | 0 | 0% | 11.8% | 0 | 0% | 11.8% | 0 | 0% | 0.365% | 0 | 0% | 0.365% | 0 | 0% | 0.365% | 0 | 0% | 100% | 0 | 0% | 100% | 0 | 0% | 100% | 0 | 0% | 100% | 0 |  |  | 0 |  |  | 0 |  |  | 0
ASHLAN AVE 2110R3090 | 5.578e-05 | 0 | 0.017365 | 0 | 0.017365 | 0.0057021 | 0.014548 | 0.0084162 | 0% | 99% | 0 | 0% | 99% | 0 | 0% | 99% | 0 | 0% | 99% | 0 | 0% | 64.33% | 0 | 0% | 49.79% | 0 | 0% | 49.79% | 0 | 0% | 49.79% | 0 | 0 | 0% | 2.393% | 0 | 0% | 2.393% | 0 | 0% | 2.393% | 0 | 0% | 0.2749% | 0 | 0% | 0.2749% | 0 | 0% | 0.2749% | 0 | 0% | 0.7632% | 0 | 0% | 0.7632% | 0 | 0% | 0.7632% | 0 | 0% | 0.7987% | 0 | 0% | 0.7987% | 0 | 100% | 0.7987% | 0.00013869 | 0% | 5.768% | 0 | 0% | 5.768% | 0 | 0% | 5.768% | 0 | 0% | 0.8844% | 0 | 0% | 0.8844% | 0 | 0% | 0.8844% | 0 |  |  |  | 0% | 11.8% | 0 | 0% | 11.8% | 0 | 0% | 11.8% | 0 | 0% | 0.37% | 0 | 0% | 0.37% | 0 | 0% | 0.37% | 0 | 0% | 100% | 0 | 0% | 100% | 0 | 0% | 100% | 0 | 0% | 100% | 0 |  |  | 0 |  |  | 0 |  |  | 0
MANCHESTER 1112CB | 5.563e-05 | 0 | 0.008139 | 0 | 0.008139 | 0.0018631 | 0.0072374 | 0.004335 | 0% | 99% | 0 | 0% | 99% | 0 | 0% | 99% | 0 | 0% | 99% | 0 | 0% | 64.38% | 0 | 0% | 50.46% | 0 | 0% | 50.46% | 0 | 0% | 50.46% | 0 | 0 | 0% | 2.619% | 0 | 0% | 2.619% | 0 | 0% | 2.619% | 0 | 0% | 0.2967% | 0 | 0% | 0.2967% | 0 | 0% | 0.2967% | 0 | 0% | 0.8156% | 0 | 0% | 0.8156% | 0 | 0% | 0.8156% | 0 | 8.381% | 0.8548% | 5.8307e-06 | 0% | 0.8548% | 0 | 51.07% | 0.8548% | 3.5534e-05 | 0% | 6.164% | 0 | 0% | 6.164% | 0 | 0% | 6.164% | 0 | 0% | 0.6059% | 0 | 0% | 0.6059% | 0 | 0% | 0.6059% | 0 |  |  |  | 0% | 11.8% | 0 | 0% | 11.8% | 0 | 0% | 11.8% | 0 | 0% | 0.3695% | 0 | 0% | 0.3695% | 0 | 0% | 0.3695% | 0 | 0% | 100% | 0 | 0% | 100% | 0 | 0% | 100% | 0 | 0% | 100% | 0 |  |  | 0 |  |  | 0 |  |  | 0
WESTPARK 11033768 | 5.5626e-05 | 0 | 0.097376 | 0 | 0.097376 | 0.021999 | 0.087569 | 0.051176 | 0% | 99% | 0 | 0% | 99% | 0 | 0% | 99% | 0 | 0% | 99% | 0 | 0% | 63.9% | 0 | 0% | 51.03% | 0 | 0% | 51.03% | 0 | 0% | 51.03% | 0 | 0 | 0% | 2.505% | 0 | 0% | 2.505% | 0 | 0% | 2.505% | 0 | 0% | 0.2765% | 0 | 0% | 0.2765% | 0 | 0% | 0.2765% | 0 | 0% | 0.83% | 0 | 0% | 0.83% | 0 | 0% | 0.83% | 0 | 0% | 0.8432% | 0 | 16% | 0.8432% | 0.00013141 | 83.88% | 0.8432% | 0.0006887 | 0% | 6.206% | 0 | 0% | 6.206% | 0 | 0% | 6.206% | 0 | 0% | 0.4479% | 0 | 0% | 0.4479% | 0 | 0% | 0.4479% | 0 |  |  |  | 0% | 11.8% | 0 | 0% | 11.8% | 0 | 0% | 11.8% | 0 | 0% | 0.3636% | 0 | 0% | 0.3636% | 0 | 0% | 0.3636% | 0 | 0% | 100% | 0 | 0% | 100% | 0 | 0% | 100% | 0 | 0% | 100% | 0 |  |  | 0 |  |  | 0 |  |  | 0
OAKLAND J 1110CB | 5.5606e-05 | 0 | 0.016034 | 0 | 0.016034 | 0.00050292 | 0.019899 | 0.0060672 | 0% | 99% | 0 | 0% | 99% | 0 | 0% | 99% | 0 | 0% | 99% | 0 | 0% | 63.52% | 0 | 0% | 49.81% | 0 | 0% | 49.81% | 0 | 0% | 49.81% | 0 | 0 | 0% | 3.921% | 0 | 0% | 3.921% | 0 | 0% | 3.921% | 0 | 0% | 0.4512% | 0 | 0% | 0.4512% | 0 | 0% | 0.4512% | 0 | 0% | 1.122% | 0 | 0% | 1.122% | 0 | 0% | 1.122% | 0 | 0% | 1.193% | 0 | 0% | 1.193% | 0 | 27.79% | 1.193% | 5.3183e-05 | 0% | 8.507% | 0 | 0% | 8.507% | 0 | 0% | 8.507% | 0 | 0% | 0.1498% | 0 | 0% | 0.1498% | 0 | 0% | 0.1498% | 0 |  |  |  | 0% | 11.8% | 0 | 0% | 11.8% | 0 | 0% | 11.8% | 0 | 0% | 0.3598% | 0 | 0% | 0.3598% | 0 | 0% | 0.3598% | 0 | 0% | 100% | 0 | 0% | 100% | 0 | 0% | 100% | 0 | 0% | 100% | 0 |  |  | 0 |  |  | 0 |  |  | 0
BARTON 1108D5460 | 5.5526e-05 | 0 | 0.010674 | 0 | 0.010674 | 0.0036807 | 0.0096555 | 0.0042842 | 0% | 99% | 0 | 0% | 99% | 0 | 0% | 99% | 0 | 0% | 99% | 0 | 0% | 63.62% | 0 | 0% | 50.21% | 0 | 0% | 50.21% | 0 | 0% | 50.21% | 0 | 0 | 0% | 2.507% | 0 | 0% | 2.507% | 0 | 0% | 2.507% | 0 | 0% | 0.2797% | 0 | 0% | 0.2797% | 0 | 0% | 0.2797% | 0 | 0% | 0.8348% | 0 | 0% | 0.8348% | 0 | 0% | 0.8348% | 0 | 100% | 0.8501% | 9.0735e-05 | 0% | 0.8501% | 0 | 0% | 0.8501% | 0 | 0% | 6.247% | 0 | 0% | 6.247% | 0 | 0% | 6.247% | 0 | 0% | 0.9186% | 0 | 0% | 0.9186% | 0 | 0% | 0.9186% | 0 |  |  |  | 0% | 11.8% | 0 | 0% | 11.8% | 0 | 0% | 11.8% | 0 | 0% | 0.364% | 0 | 0% | 0.364% | 0 | 0% | 0.364% | 0 | 0% | 100% | 0 | 0% | 100% | 0 | 0% | 100% | 0 | 0% | 100% | 0 |  |  | 0 |  |  | 0 |  |  | 0
TIDEWATER 21098835 | 5.5509e-05 | 0 | 0.0065158 | 0 | 0.0065158 | 0.0030009 | 0.0051829 | 0.0025723 | 0% | 99% | 0 | 0% | 99% | 0 | 0% | 99% | 0 | 0% | 99% | 0 | 0% | 65.03% | 0 | 0% | 50.89% | 0 | 0% | 50.89% | 0 | 0% | 50.89% | 0 | 0 | 0% | 2.793% | 0 | 0% | 2.793% | 0 | 0% | 2.793% | 0 | 0% | 0.3007% | 0 | 0% | 0.3007% | 0 | 0% | 0.3007% | 0 | 0% | 0.7327% | 0 | 0% | 0.7327% | 0 | 0% | 0.7327% | 0 | 0% | 0.7473% | 0 | 0% | 0.7473% | 0 | 0% | 0.7473% | 0 | 0% | 5.452% | 0 | 0% | 5.452% | 0 | 0% | 5.452% | 0 | 0% | 0.7109% | 0 | 0% | 0.7109% | 0 | 0% | 0.7109% | 0 |  |  |  | 0% | 11.8% | 0 | 0% | 11.8% | 0 | 0% | 11.8% | 0 | 0% | 0.369% | 0 | 0% | 0.369% | 0 | 0% | 0.369% | 0 | 0% | 100% | 0 | 0% | 100% | 0 | 0% | 100% | 0 | 0% | 100% | 0 |  |  | 0 |  |  | 0 |  |  | 0
HARDING 0404CB | 5.5459e-05 | 0 | 0.017379 | 0 | 0.017379 | 0.0072258 | 0.016335 | 0.0051277 | 0% | 99% | 0 | 0% | 99% | 0 | 0% | 99% | 0 | 0% | 99% | 0 | 0% | 63.17% | 0 | 0% | 49.44% | 0 | 0% | 49.44% | 0 | 0% | 49.44% | 0 | 0 | 0% | 2.474% | 0 | 0% | 2.474% | 0 | 0% | 2.474% | 0 | 0% | 0.287% | 0 | 0% | 0.287% | 0 | 0% | 0.287% | 0 | 0% | 0.8584% | 0 | 0% | 0.8584% | 0 | 0% | 0.8584% | 0 | 99.6% | 0.892% | 0.00015439 | 0.4047% | 0.892% | 6.2732e-07 | 0% | 0.892% | 0 | 0% | 6.48% | 0 | 0% | 6.48% | 0 | 0% | 6.48% | 0 | 0% | 0.9668% | 0 | 0% | 0.9668% | 0 | 0% | 0.9668% | 0 |  |  |  | 0% | 11.8% | 0 | 0% | 11.8% | 0 | 0% | 11.8% | 0 | 0% | 0.3651% | 0 | 0% | 0.3651% | 0 | 0% | 0.3651% | 0 | 0% | 100% | 0 | 0% | 100% | 0 | 0% | 100% | 0 | 0% | 100% | 0 |  |  | 0 |  |  | 0 |  |  | 0
STOCKDALE 21144151 | 5.5373e-05 | 0 | 0.045216 | 0 | 0.045216 | 0.011435 | 0.038707 | 0.0245 | 0% | 99% | 0 | 0% | 99% | 0 | 0% | 99% | 0 | 0% | 99% | 0 | 0% | 64.46% | 0 | 0% | 50.7% | 0 | 0% | 50.7% | 0 | 0% | 50.7% | 0 | 0 | 0% | 2.478% | 0 | 0% | 2.478% | 0 | 0% | 2.478% | 0 | 0% | 0.278% | 0 | 0% | 0.278% | 0 | 0% | 0.278% | 0 | 0% | 0.7857% | 0 | 0% | 0.7857% | 0 | 0% | 0.7857% | 0 | 0% | 0.8117% | 0 | 43.63% | 0.8117% | 0.00016014 | 56.37% | 0.8117% | 0.00020689 | 0% | 5.905% | 0 | 0% | 5.905% | 0 | 0% | 5.905% | 0 | 0% | 0.4979% | 0 | 0% | 0.4979% | 0 | 0% | 0.4979% | 0 |  |  |  | 0% | 11.8% | 0 | 0% | 11.8% | 0 | 0% | 11.8% | 0 | 0% | 0.3675% | 0 | 0% | 0.3675% | 0 | 0% | 0.3675% | 0 | 0% | 100% | 0 | 0% | 100% | 0 | 0% | 100% | 0 | 0% | 100% | 0 |  |  | 0 |  |  | 0 |  |  | 0
YOSEMITE 0403CB | 5.5353e-05 | 0 | 9.4167e-05 | 0 | 9.4167e-05 | 7.6836e-06 | 0.00011508 | 3.2679e-05 | 0% | 99% | 0 | 0% | 99% | 0 | 0% | 99% | 0 | 0% | 99% | 0 | 0% | 62.01% | 0 | 0% | 50.82% | 0 | 0% | 50.82% | 0 | 0% | 50.82% | 0 | 0 | 0% | 4.026% | 0 | 0% | 4.026% | 0 | 0% | 4.026% | 0 | 0% | 0.4269% | 0 | 0% | 0.4269% | 0 | 0% | 0.4269% | 0 | 0% | 1.129% | 0 | 0% | 1.129% | 0 | 0% | 1.129% | 0 | 0% | 1.119% | 0 | 100% | 1.119% | 1.0536e-06 | 0% | 1.119% | 0 | 0% | 8.331% | 0 | 0% | 8.331% | 0 | 0% | 8.331% | 0 | 0% | 0.3045% | 0 | 0% | 0.3045% | 0 | 0% | 0.3045% | 0 |  |  |  | 0% | 11.8% | 0 | 0% | 11.8% | 0 | 0% | 11.8% | 0 | 0% | 0.3467% | 0 | 0% | 0.3467% | 0 | 0% | 0.3467% | 0 | 0% | 100% | 0 | 0% | 100% | 0 | 0% | 100% | 0 | 0% | 100% | 0 |  |  | 0 |  |  | 0 |  |  | 0
EAST GRAND 1106CB | 5.5335e-05 | 0 | 0.029653 | 0 | 0.029653 | 0.0015506 | 0.036255 | 0.011144 | 0% | 99% | 0 | 0% | 99% | 0 | 0% | 99% | 0 | 0% | 99% | 0 | 0% | 62.85% | 0 | 0% | 49.55% | 0 | 0% | 49.55% | 0 | 0% | 49.55% | 0 | 0 | 0% | 3.77% | 0 | 0% | 3.77% | 0 | 0% | 3.77% | 0 | 0% | 0.4195% | 0 | 0% | 0.4195% | 0 | 0% | 0.4195% | 0 | 0% | 1.123% | 0 | 0% | 1.123% | 0 | 0% | 1.123% | 0 | 0% | 1.181% | 0 | 0% | 1.181% | 0 | 8.675% | 1.181% | 3.0392e-05 | 0% | 8.503% | 0 | 0% | 8.503% | 0 | 0% | 8.503% | 0 | 0% | 0.2152% | 0 | 0% | 0.2152% | 0 | 0% | 0.2152% | 0 |  |  |  | 0% | 11.8% | 0 | 0% | 11.8% | 0 | 0% | 11.8% | 0 | 0% | 0.3611% | 0 | 0% | 0.3611% | 0 | 0% | 0.3611% | 0 | 0% | 100% | 0 | 0% | 100% | 0 | 0% | 100% | 0 | 0% | 100% | 0 |  |  | 0 |  |  | 0 |  |  | 0
BAKERSFIELD 1116CB | 5.5304e-05 | 0 | 0.055086 | 0 | 0.055086 | 0.015778 | 0.049957 | 0.025199 | 0% | 99% | 0 | 0% | 99% | 0 | 0% | 99% | 0 | 0% | 99% | 0 | 0% | 63.98% | 0 | 0% | 50.86% | 0 | 0% | 50.86% | 0 | 0% | 50.86% | 0 | 0 | 0% | 2.475% | 0 | 0% | 2.475% | 0 | 0% | 2.475% | 0 | 0% | 0.2786% | 0 | 0% | 0.2786% | 0 | 0% | 0.2786% | 0 | 0% | 0.835% | 0 | 0% | 0.835% | 0 | 0% | 0.835% | 0 | 0% | 0.854% | 0 | 0% | 0.854% | 0 | 0% | 0.854% | 0 | 0% | 6.26% | 0 | 0% | 6.26% | 0 | 0% | 6.26% | 0 | 0% | 0.5207% | 0 | 0% | 0.5207% | 0 | 0% | 0.5207% | 0 |  |  |  | 0% | 11.8% | 0 | 0% | 11.8% | 0 | 0% | 11.8% | 0 | 0% | 0.364% | 0 | 0% | 0.364% | 0 | 0% | 0.364% | 0 | 0% | 100% | 0 | 0% | 100% | 0 | 0% | 100% | 0 | 0% | 100% | 0 |  |  | 0 |  |  | 0 |  |  | 0
POTRERO PP (A) 1119CB | 5.5287e-05 | 0 | 0.016714 | 0 | 0.016714 | 0.0010918 | 0.020164 | 0.0063338 | 0% | 99% | 0 | 0% | 99% | 0 | 0% | 99% | 0 | 0% | 99% | 0 | 0% | 63.54% | 0 | 0% | 50.95% | 0 | 0% | 50.95% | 0 | 0% | 50.95% | 0 | 0 | 0% | 4.175% | 0 | 0% | 4.175% | 0 | 0% | 4.175% | 0 | 0% | 0.455% | 0 | 0% | 0.455% | 0 | 0% | 0.455% | 0 | 0% | 1.112% | 0 | 0% | 1.112% | 0 | 0% | 1.112% | 0 | 100% | 1.159% | 0.00019373 | 0% | 1.159% | 0 | 0% | 1.159% | 0 | 0% | 8.353% | 0 | 0% | 8.353% | 0 | 0% | 8.353% | 0 | 0% | 0.2712% | 0 | 0% | 0.2712% | 0 | 0% | 0.2712% | 0 |  |  |  | 0% | 11.8% | 0 | 0% | 11.8% | 0 | 0% | 11.8% | 0 | 0% | 0.3596% | 0 | 0% | 0.3596% | 0 | 0% | 0.3596% | 0 | 0% | 100% | 0 | 0% | 100% | 0 | 0% | 100% | 0 | 0% | 100% | 0 |  |  | 0 |  |  | 0 |  |  | 0
ASHLAN AVE 2119920229 | 5.5286e-05 | 0 | 0.00028216 | 0 | 0.00028216 | 7.5189e-05 | 0.00020741 | 0.00018317 | 0% | 99% | 0 | 0% | 99% | 0 | 0% | 99% | 0 | 0% | 99% | 0 | 0% | 65.74% | 0 | 0% | 51.38% | 0 | 0% | 51.38% | 0 | 0% | 51.38% | 0 | 0 | 0% | 2.185% | 0 | 0% | 2.185% | 0 | 0% | 2.185% | 0 | 0% | 0.2584% | 0 | 0% | 0.2584% | 0 | 0% | 0.2584% | 0 | 0% | 0.6712% | 0 | 0% | 0.6712% | 0 | 0% | 0.6712% | 0 | 0% | 0.7167% | 0 | 0% | 0.7167% | 0 | 100% | 0.7167% | 2.0222e-06 | 0% | 5.102% | 0 | 0% | 5.102% | 0 | 0% | 5.102% | 0 | 0% | 0.6934% | 0 | 0% | 0.6934% | 0 | 0% | 0.6934% | 0 |  |  |  | 0% | 11.8% | 0 | 0% | 11.8% | 0 | 0% | 11.8% | 0 | 0% | 0.3757% | 0 | 0% | 0.3757% | 0 | 0% | 0.3757% | 0 | 0% | 100% | 0 | 0% | 100% | 0 | 0% | 100% | 0 | 0% | 100% | 0 |  |  | 0 |  |  | 0 |  |  | 0
STOCKDALE 11092526 | 5.5282e-05 | 0 | 0.0038559 | 0 | 0.0038559 | 0.00051899 | 0.0032609 | 0.0025852 | 0% | 99% | 0 | 0% | 99% | 0 | 0% | 99% | 0 | 0% | 99% | 0 | 0% | 65.43% | 0 | 0% | 51.17% | 0 | 0% | 51.17% | 0 | 0% | 51.17% | 0 | 0 | 0% | 2.821% | 0 | 0% | 2.821% | 0 | 0% | 2.821% | 0 | 0% | 0.3247% | 0 | 0% | 0.3247% | 0 | 0% | 0.3247% | 0 | 0% | 0.7641% | 0 | 0% | 0.7641% | 0 | 0% | 0.7641% | 0 | 0% | 0.8161% | 0 | 0% | 0.8161% | 0 | 100% | 0.8161% | 3.1467e-05 | 0% | 5.793% | 0 | 0% | 5.793% | 0 | 0% | 5.793% | 0 | 0% | 0.2761% | 0 | 0% | 0.2761% | 0 | 0% | 0.2761% | 0 |  |  |  | 0% | 11.8% | 0 | 0% | 11.8% | 0 | 0% | 11.8% | 0 | 0% | 0.3722% | 0 | 0% | 0.3722% | 0 | 0% | 0.3722% | 0 | 0% | 100% | 0 | 0% | 100% | 0 | 0% | 100% | 0 | 0% | 100% | 0 |  |  | 0 |  |  | 0 |  |  | 0
DEL MONTE 210235404 | 5.521e-05 | 0 | 0.019724 | 0 | 0.019724 | 0.0012284 | 0.023654 | 0.007677 | 0% | 99% | 0 | 0% | 99% | 0 | 0% | 99% | 0 | 0% | 99% | 0 | 0% | 64.42% | 0 | 0% | 50.6% | 0 | 0% | 50.6% | 0 | 0% | 50.6% | 0 | 0 | 0% | 4.065% | 0 | 0% | 4.065% | 0 | 0% | 4.065% | 0 | 0% | 0.4542% | 0 | 0% | 0.4542% | 0 | 0% | 0.4542% | 0 | 0% | 1.113% | 0 | 0% | 1.113% | 0 | 0% | 1.113% | 0 | 98.39% | 1.199% | 0.00023276 | 0% | 1.199% | 0 | 0% | 1.199% | 0 | 0% | 8.479% | 0 | 0% | 8.479% | 0 | 0% | 8.479% | 0 | 0% | 0.2136% | 0 | 0% | 0.2136% | 0 | 0% | 0.2136% | 0 |  |  |  | 0% | 11.8% | 0 | 0% | 11.8% | 0 | 0% | 11.8% | 0 | 0% | 0.3687% | 0 | 0% | 0.3687% | 0 | 0% | 0.3687% | 0 | 0% | 100% | 0 | 0% | 100% | 0 | 0% | 100% | 0 | 0% | 100% | 0 |  |  | 0 |  |  | 0 |  |  | 0
STAGG 1106CB | 5.5111e-05 | 0 | 0.020532 | 0 | 0.020532 | 0.0036373 | 0.019853 | 0.010403 | 0% | 99% | 0 | 0% | 99% | 0 | 0% | 99% | 0 | 0% | 99% | 0 | 0% | 63.73% | 0 | 0% | 49.56% | 0 | 0% | 49.56% | 0 | 0% | 49.56% | 0 | 0 | 0% | 2.815% | 0 | 0% | 2.815% | 0 | 0% | 2.815% | 0 | 0% | 0.3263% | 0 | 0% | 0.3263% | 0 | 0% | 0.3263% | 0 | 0% | 0.8746% | 0 | 0% | 0.8746% | 0 | 0% | 0.8746% | 0 | 0% | 0.926% | 0 | 58.27% | 0.926% | 0.00011079 | 0% | 0.926% | 0 | 0% | 6.642% | 0 | 0% | 6.642% | 0 | 0% | 6.642% | 0 | 0% | 0.4271% | 0 | 0% | 0.4271% | 0 | 0% | 0.4271% | 0 |  |  |  | 0% | 11.8% | 0 | 0% | 11.8% | 0 | 0% | 11.8% | 0 | 0% | 0.3676% | 0 | 0% | 0.3676% | 0 | 0% | 0.3676% | 0 | 0% | 100% | 0 | 0% | 100% | 0 | 0% | 100% | 0 | 0% | 100% | 0 |  |  | 0 |  |  | 0 |  |  | 0
OAKLAND D 1116CB | 5.5105e-05 | 0 | 0.021327 | 0 | 0.021327 | 0.0025706 | 0.022235 | 0.0104 | 0% | 99% | 0 | 0% | 99% | 0 | 0% | 99% | 0 | 0% | 99% | 0 | 0% | 64.85% | 0 | 0% | 52.11% | 0 | 0% | 52.11% | 0 | 0% | 52.11% | 0 | 0 | 0% | 3.385% | 0 | 0% | 3.385% | 0 | 0% | 3.385% | 0 | 0% | 0.3691% | 0 | 0% | 0.3691% | 0 | 0% | 0.3691% | 0 | 0% | 0.9615% | 0 | 0% | 0.9615% | 0 | 0% | 0.9615% | 0 | 34.42% | 0.994% | 7.2967e-05 | 6.946% | 0.994% | 1.4727e-05 | 0% | 0.994% | 0 | 0% | 7.212% | 0 | 0% | 7.212% | 0 | 0% | 7.212% | 0 | 0% | 0.3137% | 0 | 0% | 0.3137% | 0 | 0% | 0.3137% | 0 |  |  |  | 0% | 11.8% | 0 | 0% | 11.8% | 0 | 0% | 11.8% | 0 | 0% | 0.3627% | 0 | 0% | 0.3627% | 0 | 0% | 0.3627% | 0 | 0% | 100% | 0 | 0% | 100% | 0 | 0% | 100% | 0 | 0% | 100% | 0 |  |  | 0 |  |  | 0 |  |  | 0
EVERGREEN 2104XR236 | 5.5079e-05 | 0 | 0.0061843 | 0 | 0.0061843 | 0.0012946 | 0.0053497 | 0.0035645 | 0% | 99% | 0 | 0% | 99% | 0 | 0% | 99% | 0 | 0% | 99% | 0 | 0% | 66.69% | 0 | 0% | 52.24% | 0 | 0% | 52.24% | 0 | 0% | 52.24% | 0 | 0 | 0% | 3.107% | 0 | 0% | 3.107% | 0 | 0% | 3.107% | 0 | 0% | 0.3506% | 0 | 0% | 0.3506% | 0 | 0% | 0.3506% | 0 | 0% | 0.7812% | 0 | 0% | 0.7812% | 0 | 0% | 0.7812% | 0 | 0% | 0.8326% | 0 | 79.94% | 0.8326% | 4.1161e-05 | 20.06% | 0.8326% | 1.033e-05 | 0% | 5.902% | 0 | 0% | 5.902% | 0 | 0% | 5.902% | 0 | 0% | 0.4881% | 0 | 0% | 0.4881% | 0 | 0% | 0.4881% | 0 |  |  |  | 0% | 11.8% | 0 | 0% | 11.8% | 0 | 0% | 11.8% | 0 | 0% | 0.3717% | 0 | 0% | 0.3717% | 0 | 0% | 0.3717% | 0 | 0% | 100% | 0 | 0% | 100% | 0 | 0% | 100% | 0 | 0% | 100% | 0 |  |  | 0 |  |  | 0 |  |  | 0
MEADOW LANE 2103CB | 5.5055e-05 | 0 | 0.046174 | 0 | 0.046174 | 0.021193 | 0.040316 | 0.014714 | 0% | 99% | 0 | 0% | 99% | 0 | 0% | 99% | 0 | 0% | 99% | 0 | 0% | 63.97% | 0 | 0% | 49.65% | 0 | 0% | 49.65% | 0 | 0% | 49.65% | 0 | 0 | 0% | 2.782% | 0 | 0% | 2.782% | 0 | 0% | 2.782% | 0 | 0% | 0.3077% | 0 | 0% | 0.3077% | 0 | 0% | 0.3077% | 0 | 0% | 0.7959% | 0 | 0% | 0.7959% | 0 | 0% | 0.7959% | 0 | 0% | 0.8139% | 0 | 0% | 0.8139% | 0 | 0% | 0.8139% | 0 | 0% | 5.942% | 0 | 0% | 5.942% | 0 | 0% | 5.942% | 0 | 0% | 0.7408% | 0 | 0% | 0.7408% | 0 | 0% | 0.7408% | 0 |  |  |  | 0% | 11.8% | 0 | 0% | 11.8% | 0 | 0% | 11.8% | 0 | 0% | 0.3652% | 0 | 0% | 0.3652% | 0 | 0% | 0.3652% | 0 | 0% | 100% | 0 | 0% | 100% | 0 | 0% | 100% | 0 | 0% | 100% | 0 |  |  | 0 |  |  | 0 |  |  | 0
MONROE 210278440 | 5.5024e-05 | 0 | 0.0075822 | 0 | 0.0075822 | 0.0016088 | 0.0067509 | 0.0041567 | 0% | 99% | 0 | 0% | 99% | 0 | 0% | 99% | 0 | 0% | 99% | 0 | 0% | 65.79% | 0 | 0% | 51.24% | 0 | 0% | 51.24% | 0 | 0% | 51.24% | 0 | 0 | 0% | 3.107% | 0 | 0% | 3.107% | 0 | 0% | 3.107% | 0 | 0% | 0.3502% | 0 | 0% | 0.3502% | 0 | 0% | 0.3502% | 0 | 0% | 0.808% | 0 | 0% | 0.808% | 0 | 0% | 0.808% | 0 | 0% | 0.8611% | 0 | 8.261% | 0.8611% | 5.3936e-06 | 91.74% | 0.8611% | 5.9896e-05 | 0% | 6.11% | 0 | 0% | 6.11% | 0 | 0% | 6.11% | 0 | 0% | 0.5142% | 0 | 0% | 0.5142% | 0 | 0% | 0.5142% | 0 |  |  |  | 0% | 11.8% | 0 | 0% | 11.8% | 0 | 0% | 11.8% | 0 | 0% | 0.3715% | 0 | 0% | 0.3715% | 0 | 0% | 0.3715% | 0 | 0% | 100% | 0 | 0% | 100% | 0 | 0% | 100% | 0 | 0% | 100% | 0 |  |  | 0 |  |  | 0 |  |  | 0
WESTPARK 11014897 | 5.4964e-05 | 0 | 0.028987 | 0 | 0.028987 | 0.0083293 | 0.026938 | 0.012583 | 0% | 99% | 0 | 0% | 99% | 0 | 0% | 99% | 0 | 0% | 99% | 0 | 0% | 63.52% | 0 | 0% | 50.46% | 0 | 0% | 50.46% | 0 | 0% | 50.46% | 0 | 0 | 0% | 2.407% | 0 | 0% | 2.407% | 0 | 0% | 2.407% | 0 | 0% | 0.2717% | 0 | 0% | 0.2717% | 0 | 0% | 0.2717% | 0 | 0% | 0.857% | 0 | 0% | 0.857% | 0 | 0% | 0.857% | 0 | 0% | 0.8763% | 0 | 67.76% | 0.8763% | 0.00017212 | 0.624% | 0.8763% | 1.5851e-06 | 0% | 6.433% | 0 | 0% | 6.433% | 0 | 0% | 6.433% | 0 | 0% | 0.5947% | 0 | 0% | 0.5947% | 0 | 0% | 0.5947% | 0 |  |  |  | 0% | 11.8% | 0 | 0% | 11.8% | 0 | 0% | 11.8% | 0 | 0% | 0.3633% | 0 | 0% | 0.3633% | 0 | 0% | 0.3633% | 0 | 0% | 100% | 0 | 0% | 100% | 0 | 0% | 100% | 0 | 0% | 100% | 0 |  |  | 0 |  |  | 0 |  |  | 0
HARTER 1107CB | 5.4942e-05 | 0 | 0.020208 | 0 | 0.020208 | 0.0025225 | 0.019486 | 0.011349 | 0% | 99% | 0 | 0% | 99% | 0 | 0% | 99% | 0 | 0% | 99% | 0 | 0% | 63.78% | 0 | 0% | 49.76% | 0 | 0% | 49.76% | 0 | 0% | 49.76% | 0 | 0 | 0% | 2.905% | 0 | 0% | 2.905% | 0 | 0% | 2.905% | 0 | 0% | 0.3369% | 0 | 0% | 0.3369% | 0 | 0% | 0.3369% | 0 | 0% | 0.8594% | 0 | 0% | 0.8594% | 0 | 0% | 0.8594% | 0 | 0% | 0.9003% | 0 | 0% | 0.9003% | 0 | 0% | 0.9003% | 0 | 0% | 6.481% | 0 | 0% | 6.481% | 0 | 0% | 6.481% | 0 | 0% | 0.342% | 0 | 0% | 0.342% | 0 | 0% | 0.342% | 0 |  |  |  | 0% | 11.8% | 0 | 0% | 11.8% | 0 | 0% | 11.8% | 0 | 0% | 0.3634% | 0 | 0% | 0.3634% | 0 | 0% | 0.3634% | 0 | 0% | 100% | 0 | 0% | 100% | 0 | 0% | 100% | 0 | 0% | 100% | 0 |  |  | 0 |  |  | 0 |  |  | 0
ASHLAN AVE 1102CB | 5.4915e-05 | 0 | 0.094796 | 0 | 0.094796 | 0.025664 | 0.089987 | 0.040834 | 0% | 99% | 0 | 0% | 99% | 0 | 0% | 99% | 0 | 0% | 99% | 0 | 0% | 63.08% | 0 | 0% | 49.6% | 0 | 0% | 49.6% | 0 | 0% | 49.6% | 0 | 0 | 0% | 2.563% | 0 | 0% | 2.563% | 0 | 0% | 2.563% | 0 | 0% | 0.2885% | 0 | 0% | 0.2885% | 0 | 0% | 0.2885% | 0 | 0% | 0.8736% | 0 | 0% | 0.8736% | 0 | 0% | 0.8736% | 0 | 0% | 0.896% | 0 | 0% | 0.896% | 0 | 4.553% | 0.896% | 3.867e-05 | 0% | 6.563% | 0 | 0% | 6.563% | 0 | 0% | 6.563% | 0 | 0% | 0.7205% | 0 | 0% | 0.7205% | 0 | 0% | 0.7205% | 0 |  |  |  | 0% | 11.8% | 0 | 0% | 11.8% | 0 | 0% | 11.8% | 0 | 0% | 0.3636% | 0 | 0% | 0.3636% | 0 | 0% | 0.3636% | 0 | 0% | 100% | 0 | 0% | 100% | 0 | 0% | 100% | 0 | 0% | 100% | 0 |  |  | 0 |  |  | 0 |  |  | 0
SF H 1103897904 | 5.4838e-05 | 0 | 0.0027987 | 0 | 0.0027987 | 0.00017628 | 0.0032977 | 0.0011461 | 0% | 99% | 0 | 0% | 99% | 0 | 0% | 99% | 0 | 0% | 99% | 0 | 0% | 66.43% | 0 | 0% | 53.57% | 0 | 0% | 53.57% | 0 | 0% | 53.57% | 0 | 0 | 0% | 5.379% | 0 | 0% | 5.379% | 0 | 0% | 5.379% | 0 | 0% | 0.5645% | 0 | 0% | 0.5645% | 0 | 0% | 0.5645% | 0 | 0% | 1.105% | 0 | 0% | 1.105% | 0 | 0% | 1.105% | 0 | 0% | 1.179% | 0 | 100% | 1.179% | 3.301e-05 | 0% | 1.179% | 0 | 0% | 8.306% | 0 | 0% | 8.306% | 0 | 0% | 8.306% | 0 | 0% | 0.2646% | 0 | 0% | 0.2646% | 0 | 0% | 0.2646% | 0 |  |  |  | 0% | 11.8% | 0 | 0% | 11.8% | 0 | 0% | 11.8% | 0 | 0% | 0.3708% | 0 | 0% | 0.3708% | 0 | 0% | 0.3708% | 0 | 0% | 100% | 0 | 0% | 100% | 0 | 0% | 100% | 0 | 0% | 100% | 0 |  |  | 0 |  |  | 0 |  |  | 0
CALIFORNIA AVE 1114CB | 5.482e-05 | 0 | 0.096431 | 0 | 0.096431 | 0.02688 | 0.088596 | 0.043708 | 0% | 99% | 0 | 0% | 99% | 0 | 0% | 99% | 0 | 0% | 99% | 0 | 0% | 63.98% | 0 | 0% | 50.46% | 0 | 0% | 50.46% | 0 | 0% | 50.46% | 0 | 0 | 0% | 2.602% | 0 | 0% | 2.602% | 0 | 0% | 2.602% | 0 | 0% | 0.2945% | 0 | 0% | 0.2945% | 0 | 0% | 0.2945% | 0 | 0% | 0.8471% | 0 | 0% | 0.8471% | 0 | 0% | 0.8471% | 0 | 100% | 0.8781% | 0.00084672 | 0% | 0.8781% | 0 | 0% | 0.8781% | 0 | 0% | 6.379% | 0 | 0% | 6.379% | 0 | 0% | 6.379% | 0 | 0% | 0.766% | 0 | 0% | 0.766% | 0 | 0% | 0.766% | 0 |  |  |  | 0% | 11.8% | 0 | 0% | 11.8% | 0 | 0% | 11.8% | 0 | 0% | 0.3666% | 0 | 0% | 0.3666% | 0 | 0% | 0.3666% | 0 | 0% | 100% | 0 | 0% | 100% | 0 | 0% | 100% | 0 | 0% | 100% | 0 |  |  | 0 |  |  | 0 |  |  | 0
STOCKTON A 0405CB | 5.4802e-05 | 0 | 0.0027037 | 0 | 0.0027037 | 0.00029998 | 0.002991 | 0.0011722 | 0% | 99% | 0 | 0% | 99% | 0 | 0% | 99% | 0 | 0% | 99% | 0 | 0% | 63.34% | 0 | 0% | 50.32% | 0 | 0% | 50.32% | 0 | 0% | 50.32% | 0 | 0 | 0% | 3.22% | 0 | 0% | 3.22% | 0 | 0% | 3.22% | 0 | 0% | 0.37% | 0 | 0% | 0.37% | 0 | 0% | 0.37% | 0 | 0% | 1.003% | 0 | 0% | 1.003% | 0 | 0% | 1.003% | 0 | 100% | 1.051% | 2.842e-05 | 0% | 1.051% | 0 | 0% | 1.051% | 0 | 0% | 7.579% | 0 | 0% | 7.579% | 0 | 0% | 7.579% | 0 | 0% | 0.3292% | 0 | 0% | 0.3292% | 0 | 0% | 0.3292% | 0 |  |  |  | 0% | 11.8% | 0 | 0% | 11.8% | 0 | 0% | 11.8% | 0 | 0% | 0.3603% | 0 | 0% | 0.3603% | 0 | 0% | 0.3603% | 0 | 0% | 100% | 0 | 0% | 100% | 0 | 0% | 100% | 0 | 0% | 100% | 0 |  |  | 0 |  |  | 0 |  |  | 0
MONTAGUE 2106CB | 5.4748e-05 | 0 | 0.00055883 | 0 | 0.00055883 | 9.7977e-05 | 0.00053585 | 0.00028867 | 0% | 99% | 0 | 0% | 99% | 0 | 0% | 99% | 0 | 0% | 99% | 0 | 0% | 63.63% | 0 | 0% | 48.76% | 0 | 0% | 48.76% | 0 | 0% | 48.76% | 0 | 0 | 0% | 2.786% | 0 | 0% | 2.786% | 0 | 0% | 2.786% | 0 | 0% | 0.3086% | 0 | 0% | 0.3086% | 0 | 0% | 0.3086% | 0 | 0% | 0.8969% | 0 | 0% | 0.8969% | 0 | 0% | 0.8969% | 0 | 100% | 0.9666% | 5.4015e-06 | 0% | 0.9666% | 0 | 0% | 0.9666% | 0 | 0% | 6.892% | 0 | 0% | 6.892% | 0 | 0% | 6.892% | 0 | 0% | 0.4217% | 0 | 0% | 0.4217% | 0 | 0% | 0.4217% | 0 |  |  |  | 0% | 11.8% | 0 | 0% | 11.8% | 0 | 0% | 11.8% | 0 | 0% | 0.3772% | 0 | 0% | 0.3772% | 0 | 0% | 0.3772% | 0 | 0% | 100% | 0 | 0% | 100% | 0 | 0% | 100% | 0 | 0% | 100% | 0 |  |  | 0 |  |  | 0 |  |  | 0
BULLARD 110647944 | 5.4719e-05 | 0 | 0.012009 | 0 | 0.012009 | 0.0028993 | 0.0112 | 0.005724 | 0% | 99% | 0 | 0% | 99% | 0 | 0% | 99% | 0 | 0% | 99% | 0 | 0% | 63.76% | 0 | 0% | 50.03% | 0 | 0% | 50.03% | 0 | 0% | 50.03% | 0 | 0 | 0% | 2.531% | 0 | 0% | 2.531% | 0 | 0% | 2.531% | 0 | 0% | 0.2909% | 0 | 0% | 0.2909% | 0 | 0% | 0.2909% | 0 | 0% | 0.8558% | 0 | 0% | 0.8558% | 0 | 0% | 0.8558% | 0 | 0% | 0.8933% | 0 | 0% | 0.8933% | 0 | 100% | 0.8933% | 0.00010727 | 0% | 6.469% | 0 | 0% | 6.469% | 0 | 0% | 6.469% | 0 | 0% | 0.6517% | 0 | 0% | 0.6517% | 0 | 0% | 0.6517% | 0 |  |  |  | 0% | 11.8% | 0 | 0% | 11.8% | 0 | 0% | 11.8% | 0 | 0% | 0.367% | 0 | 0% | 0.367% | 0 | 0% | 0.367% | 0 | 0% | 100% | 0 | 0% | 100% | 0 | 0% | 100% | 0 | 0% | 100% | 0 |  |  | 0 |  |  | 0 |  |  | 0
EDES 1114CB | 5.4678e-05 | 0 | 0.0063253 | 0 | 0.0063253 | 0.00027877 | 0.0062673 | 0.0038955 | 0% | 99% | 0 | 0% | 99% | 0 | 0% | 99% | 0 | 0% | 99% | 0 | 0% | 66.8% | 0 | 0% | 53.61% | 0 | 0% | 53.61% | 0 | 0% | 53.61% | 0 | 0 | 0% | 3.24% | 0 | 0% | 3.24% | 0 | 0% | 3.24% | 0 | 0% | 0.3673% | 0 | 0% | 0.3673% | 0 | 0% | 0.3673% | 0 | 0% | 0.9012% | 0 | 0% | 0.9012% | 0 | 0% | 0.9012% | 0 | 0% | 0.9585% | 0 | 0% | 0.9585% | 0 | 0% | 0.9585% | 0 | 0% | 6.824% | 0 | 0% | 6.824% | 0 | 0% | 6.824% | 0 | 0% | 0.1645% | 0 | 0% | 0.1645% | 0 | 0% | 0.1645% | 0 |  |  |  | 0% | 11.8% | 0 | 0% | 11.8% | 0 | 0% | 11.8% | 0 | 0% | 0.3678% | 0 | 0% | 0.3678% | 0 | 0% | 0.3678% | 0 | 0% | 100% | 0 | 0% | 100% | 0 | 0% | 100% | 0 | 0% | 100% | 0 |  |  | 0 |  |  | 0 |  |  | 0
POTRERO PP (A) 1114CB | 5.4649e-05 | 0 | 0.0013946 | 0 | 0.0013946 | 3.745e-05 | 0.0016502 | 0.00061445 | 0% | 99% | 0 | 0% | 99% | 0 | 0% | 99% | 0 | 0% | 99% | 0 | 0% | 62.12% | 0 | 0% | 49.28% | 0 | 0% | 49.28% | 0 | 0% | 49.28% | 0 | 0 | 0% | 4.29% | 0 | 0% | 4.29% | 0 | 0% | 4.29% | 0 | 0% | 0.4654% | 0 | 0% | 0.4654% | 0 | 0% | 0.4654% | 0 | 0% | 1.093% | 0 | 0% | 1.093% | 0 | 0% | 1.093% | 0 | 100% | 1.155% | 1.6109e-05 | 0% | 1.155% | 0 | 0% | 1.155% | 0 | 0% | 8.251% | 0 | 0% | 8.251% | 0 | 0% | 8.251% | 0 | 0% | 0.1595% | 0 | 0% | 0.1595% | 0 | 0% | 0.1595% | 0 |  |  |  | 0% | 11.8% | 0 | 0% | 11.8% | 0 | 0% | 11.8% | 0 | 0% | 0.3645% | 0 | 0% | 0.3645% | 0 | 0% | 0.3645% | 0 | 0% | 100% | 0 | 0% | 100% | 0 | 0% | 100% | 0 | 0% | 100% | 0 |  |  | 0 |  |  | 0 |  |  | 0
POTRERO PP (A) 1121CB | 5.4628e-05 | 0 | 0.0016728 | 0 | 0.0016728 | 0.00010122 | 0.0019993 | 0.00066096 | 0% | 99% | 0 | 0% | 99% | 0 | 0% | 99% | 0 | 0% | 99% | 0 | 0% | 62.79% | 0 | 0% | 49.43% | 0 | 0% | 49.43% | 0 | 0% | 49.43% | 0 | 0 | 0% | 4.475% | 0 | 0% | 4.475% | 0 | 0% | 4.475% | 0 | 0% | 0.4871% | 0 | 0% | 0.4871% | 0 | 0% | 0.4871% | 0 | 0% | 1.099% | 0 | 0% | 1.099% | 0 | 0% | 1.099% | 0 | 100% | 1.163% | 1.9453e-05 | 0% | 1.163% | 0 | 0% | 1.163% | 0 | 0% | 8.291% | 0 | 0% | 8.291% | 0 | 0% | 8.291% | 0 | 0% | 0.2317% | 0 | 0% | 0.2317% | 0 | 0% | 0.2317% | 0 |  |  |  | 0% | 11.8% | 0 | 0% | 11.8% | 0 | 0% | 11.8% | 0 | 0% | 0.3642% | 0 | 0% | 0.3642% | 0 | 0% | 0.3642% | 0 | 0% | 100% | 0 | 0% | 100% | 0 | 0% | 100% | 0 | 0% | 100% | 0 |  |  | 0 |  |  | 0 |  |  | 0
LEMOORE 11058740 | 5.4555e-05 | 0 | 0.00083528 | 0 | 0.00083528 | 0.00011822 | 0.00081531 | 0.00044532 | 0% | 99% | 0 | 0% | 99% | 0 | 0% | 99% | 0 | 0% | 99% | 0 | 0% | 62.34% | 0 | 0% | 47.5% | 0 | 0% | 47.5% | 0 | 0% | 47.5% | 0 | 0 | 0% | 2.627% | 0 | 0% | 2.627% | 0 | 0% | 2.627% | 0 | 0% | 0.3113% | 0 | 0% | 0.3113% | 0 | 0% | 0.3113% | 0 | 0% | 0.8784% | 0 | 0% | 0.8784% | 0 | 0% | 0.8784% | 0 | 0% | 0.9393% | 0 | 0% | 0.9393% | 0 | 0% | 0.9393% | 0 | 0% | 6.717% | 0 | 0% | 6.717% | 0 | 0% | 6.717% | 0 | 0% | 0.3679% | 0 | 0% | 0.3679% | 0 | 0% | 0.3679% | 0 |  |  |  | 0% | 11.8% | 0 | 0% | 11.8% | 0 | 0% | 11.8% | 0 | 0% | 0.369% | 0 | 0% | 0.369% | 0 | 0% | 0.369% | 0 | 0% | 100% | 0 | 0% | 100% | 0 | 0% | 100% | 0 | 0% | 100% | 0 |  |  | 0 |  |  | 0 |  |  | 0
PETALUMA C 1101CB | 5.4411e-05 | 0 | 0.00361 | 0 | 0.00361 | 0.00026845 | 0.0042459 | 0.001445 | 0% | 99% | 0 | 0% | 99% | 0 | 0% | 99% | 0 | 0% | 99% | 0 | 0% | 63.68% | 0 | 0% | 49.39% | 0 | 0% | 49.39% | 0 | 0% | 49.39% | 0 | 0 | 0% | 3.544% | 0 | 0% | 3.544% | 0 | 0% | 3.544% | 0 | 0% | 0.4287% | 0 | 0% | 0.4287% | 0 | 0% | 0.4287% | 0 | 0% | 1.022% | 0 | 0% | 1.022% | 0 | 0% | 1.022% | 0 | 0% | 1.074% | 0 | 0% | 1.074% | 0 | 0% | 1.074% | 0 | 0% | 7.696% | 0 | 0% | 7.696% | 0 | 0% | 7.696% | 0 | 0% | 0.2389% | 0 | 0% | 0.2389% | 0 | 0% | 0.2389% | 0 |  |  |  | 0% | 11.8% | 0 | 0% | 11.8% | 0 | 0% | 11.8% | 0 | 0% | 0.352% | 0 | 0% | 0.352% | 0 | 0% | 0.352% | 0 | 0% | 100% | 0 | 0% | 100% | 0 | 0% | 100% | 0 | 0% | 100% | 0 |  |  | 0 |  |  | 0 |  |  | 0
PARKWAY 1102CB | 5.4354e-05 | 0 | 0.0002774 | 0 | 0.0002774 | 5.6466e-05 | 0.00027965 | 0.00012181 | 0% | 99% | 0 | 0% | 99% | 0 | 0% | 99% | 0 | 0% | 99% | 0 | 0% | 65.75% | 0 | 0% | 51.74% | 0 | 0% | 51.74% | 0 | 0% | 51.74% | 0 | 0 | 0% | 3.612% | 0 | 0% | 3.612% | 0 | 0% | 3.612% | 0 | 0% | 0.4083% | 0 | 0% | 0.4083% | 0 | 0% | 0.4083% | 0 | 0% | 0.9221% | 0 | 0% | 0.9221% | 0 | 0% | 0.9221% | 0 | 0% | 0.9886% | 0 | 0% | 0.9886% | 0 | 0% | 0.9886% | 0 | 0% | 6.987% | 0 | 0% | 6.987% | 0 | 0% | 6.987% | 0 | 0% | 0.5042% | 0 | 0% | 0.5042% | 0 | 0% | 0.5042% | 0 |  |  |  | 0% | 11.8% | 0 | 0% | 11.8% | 0 | 0% | 11.8% | 0 | 0% | 0.3702% | 0 | 0% | 0.3702% | 0 | 0% | 0.3702% | 0 | 0% | 100% | 0 | 0% | 100% | 0 | 0% | 100% | 0 | 0% | 100% | 0 |  |  | 0 |  |  | 0 |  |  | 0
SAN RAMON 2107818336 | 5.4353e-05 | 0 | 0.0032363 | 0.38997 | 0.3932 | 0.00088788 | 0.0028992 | 0.0015552 | 0% | 99% | 0 | 0% | 99% | 0 | 0% | 99% | 0 | 0% | 99% | 0 | 0% | 65.77% | 0 | 0% | 51.08% | 0 | 0% | 51.08% | 0 | 0% | 51.08% | 0 | 0.38997 | 0% | 3.456% | 0 | 0% | 3.456% | 0 | 0% | 3.456% | 0 | 0% | 0.3812% | 0 | 0% | 0.3812% | 0 | 0% | 0.3812% | 0 | 0% | 0.8172% | 0 | 0% | 0.8172% | 0 | 0% | 0.8172% | 0 | 0% | 0.8689% | 0 | 0% | 0.8689% | 0 | 6.282% | 0.8689% | 1.7666e-06 | 0% | 6.16% | 0 | 0% | 6.16% | 0 | 0% | 6.16% | 0 | 0% | 0.5441% | 0 | 0% | 0.5441% | 0 | 0% | 0.5441% | 0 |  |  |  | 0% | 11.8% | 0 | 0% | 11.8% | 0 | 0% | 11.8% | 0 | 55.56% | 0.3722% | 6.691e-06 | 0% | 0.3722% | 0 | 0% | 0.3722% | 0 | 0% | 100% | 0 | 0% | 100% | 0 | 0% | 100% | 0 | 0% | 100% | 0 |  |  | 0 |  |  | 0 |  |  | 0
ASHLAN AVE 2118R1520 | 5.4326e-05 | 0 | 0.021626 | 0 | 0.021626 | 0.0066952 | 0.018252 | 0.010753 | 0% | 99% | 0 | 0% | 99% | 0 | 0% | 99% | 0 | 0% | 99% | 0 | 0% | 64.59% | 0 | 0% | 50.48% | 0 | 0% | 50.48% | 0 | 0% | 50.48% | 0 | 0 | 0% | 2.412% | 0 | 0% | 2.412% | 0 | 0% | 2.412% | 0 | 0% | 0.2739% | 0 | 0% | 0.2739% | 0 | 0% | 0.2739% | 0 | 0% | 0.7727% | 0 | 0% | 0.7727% | 0 | 0% | 0.7727% | 0 | 0% | 0.8013% | 0 | 0% | 0.8013% | 0 | 100% | 0.8013% | 0.0001733 | 0% | 5.815% | 0 | 0% | 5.815% | 0 | 0% | 5.815% | 0 | 0% | 0.8364% | 0 | 0% | 0.8364% | 0 | 0% | 0.8364% | 0 |  |  |  | 0% | 11.8% | 0 | 0% | 11.8% | 0 | 0% | 11.8% | 0 | 0% | 0.3684% | 0 | 0% | 0.3684% | 0 | 0% | 0.3684% | 0 | 0% | 100% | 0 | 0% | 100% | 0 | 0% | 100% | 0 | 0% | 100% | 0 |  |  | 0 |  |  | 0 |  |  | 0
COLUMBUS 1110CB | 5.4239e-05 | 0 | 0.010782 | 0 | 0.010782 | 0.0023105 | 0.009367 | 0.0061213 | 0% | 99% | 0 | 0% | 99% | 0 | 0% | 99% | 0 | 0% | 99% | 0 | 0% | 64.77% | 0 | 0% | 51.68% | 0 | 0% | 51.68% | 0 | 0% | 51.68% | 0 | 0 | 0% | 2.736% | 0 | 0% | 2.736% | 0 | 0% | 2.736% | 0 | 0% | 0.2998% | 0 | 0% | 0.2998% | 0 | 0% | 0.2998% | 0 | 0% | 0.7972% | 0 | 0% | 0.7972% | 0 | 0% | 0.7972% | 0 | 0% | 0.8144% | 0 | 0% | 0.8144% | 0 | 0% | 0.8144% | 0 | 0% | 5.955% | 0 | 0% | 5.955% | 0 | 0% | 5.955% | 0 | 0% | 0.3534% | 0 | 0% | 0.3534% | 0 | 0% | 0.3534% | 0 |  |  |  | 0% | 11.8% | 0 | 0% | 11.8% | 0 | 0% | 11.8% | 0 | 0% | 0.3655% | 0 | 0% | 0.3655% | 0 | 0% | 0.3655% | 0 | 0% | 100% | 0 | 0% | 100% | 0 | 0% | 100% | 0 | 0% | 100% | 0 |  |  | 0 |  |  | 0 |  |  | 0
ASHLAN AVE 2115CB | 5.422e-05 | 0 | 0.045843 | 0 | 0.045843 | 0.016064 | 0.039729 | 0.019882 | 0% | 99% | 0 | 0% | 99% | 0 | 0% | 99% | 0 | 0% | 99% | 0 | 0% | 64.07% | 0 | 0% | 50.01% | 0 | 0% | 50.01% | 0 | 0% | 50.01% | 0 | 0 | 0% | 2.358% | 0 | 0% | 2.358% | 0 | 0% | 2.358% | 0 | 0% | 0.2675% | 0 | 0% | 0.2675% | 0 | 0% | 0.2675% | 0 | 0% | 0.7954% | 0 | 0% | 0.7954% | 0 | 0% | 0.7954% | 0 | 0% | 0.821% | 0 | 0% | 0.821% | 0 | 100% | 0.821% | 0.00037636 | 0% | 5.985% | 0 | 0% | 5.985% | 0 | 0% | 5.985% | 0 | 0% | 0.9326% | 0 | 0% | 0.9326% | 0 | 0% | 0.9326% | 0 |  |  |  | 0% | 11.8% | 0 | 0% | 11.8% | 0 | 0% | 11.8% | 0 | 0% | 0.3672% | 0 | 0% | 0.3672% | 0 | 0% | 0.3672% | 0 | 0% | 100% | 0 | 0% | 100% | 0 | 0% | 100% | 0 | 0% | 100% | 0 |  |  | 0 |  |  | 0 |  |  | 0
WEST FRESNO 110749176 | 5.4202e-05 | 0 | 0.023237 | 0 | 0.023237 | 0.0043552 | 0.021509 | 0.012494 | 0% | 99% | 0 | 0% | 99% | 0 | 0% | 99% | 0 | 0% | 99% | 0 | 0% | 64.1% | 0 | 0% | 50.74% | 0 | 0% | 50.74% | 0 | 0% | 50.74% | 0 | 0 | 0% | 2.792% | 0 | 0% | 2.792% | 0 | 0% | 2.792% | 0 | 0% | 0.3107% | 0 | 0% | 0.3107% | 0 | 0% | 0.3107% | 0 | 0% | 0.8499% | 0 | 0% | 0.8499% | 0 | 0% | 0.8499% | 0 | 1.045% | 0.8767% | 2.1293e-06 | 0% | 0.8767% | 0 | 0% | 0.8767% | 0 | 0% | 6.378% | 0 | 0% | 6.378% | 0 | 0% | 6.378% | 0 | 0% | 0.5251% | 0 | 0% | 0.5251% | 0 | 0% | 0.5251% | 0 |  |  |  | 0% | 11.8% | 0 | 0% | 11.8% | 0 | 0% | 11.8% | 0 | 0% | 0.3653% | 0 | 0% | 0.3653% | 0 | 0% | 0.3653% | 0 | 0% | 100% | 0 | 0% | 100% | 0 | 0% | 100% | 0 | 0% | 100% | 0 |  |  | 0 |  |  | 0 |  |  | 0
ASHLAN AVE 1107CB | 5.4152e-05 | 0 | 0.066652 | 0 | 0.066652 | 0.020526 | 0.062022 | 0.027478 | 0% | 99% | 0 | 0% | 99% | 0 | 0% | 99% | 0 | 0% | 99% | 0 | 0% | 63.14% | 0 | 0% | 49.66% | 0 | 0% | 49.66% | 0 | 0% | 49.66% | 0 | 0 | 0% | 2.473% | 0 | 0% | 2.473% | 0 | 0% | 2.473% | 0 | 0% | 0.2781% | 0 | 0% | 0.2781% | 0 | 0% | 0.2781% | 0 | 0% | 0.8569% | 0 | 0% | 0.8569% | 0 | 0% | 0.8569% | 0 | 0% | 0.876% | 0 | 0% | 0.876% | 0 | 0.7659% | 0.876% | 4.4719e-06 | 0% | 6.431% | 0 | 0% | 6.431% | 0 | 0% | 6.431% | 0 | 0% | 0.8171% | 0 | 0% | 0.8171% | 0 | 0% | 0.8171% | 0 |  |  |  | 0% | 11.8% | 0 | 0% | 11.8% | 0 | 0% | 11.8% | 0 | 0% | 0.3637% | 0 | 0% | 0.3637% | 0 | 0% | 0.3637% | 0 | 0% | 100% | 0 | 0% | 100% | 0 | 0% | 100% | 0 | 0% | 100% | 0 |  |  | 0 |  |  | 0 |  |  | 0
TRACY 1112CB | 5.4149e-05 | 0 | 0.039722 | 0 | 0.039722 | 0.0056385 | 0.039048 | 0.020886 | 0% | 99% | 0 | 0% | 99% | 0 | 0% | 99% | 0 | 0% | 99% | 0 | 0% | 63.98% | 0 | 0% | 50.82% | 0 | 0% | 50.82% | 0 | 0% | 50.82% | 0 | 0 | 0% | 2.891% | 0 | 0% | 2.891% | 0 | 0% | 2.891% | 0 | 0% | 0.3244% | 0 | 0% | 0.3244% | 0 | 0% | 0.3244% | 0 | 0% | 0.8989% | 0 | 0% | 0.8989% | 0 | 0% | 0.8989% | 0 | 0% | 0.9335% | 0 | 0% | 0.9335% | 0 | 0% | 0.9335% | 0 | 0% | 6.771% | 0 | 0% | 6.771% | 0 | 0% | 6.771% | 0 | 0% | 0.3083% | 0 | 0% | 0.3083% | 0 | 0% | 0.3083% | 0 |  |  |  | 0% | 11.8% | 0 | 0% | 11.8% | 0 | 0% | 11.8% | 0 | 0% | 0.3643% | 0 | 0% | 0.3643% | 0 | 0% | 0.3643% | 0 | 0% | 100% | 0 | 0% | 100% | 0 | 0% | 100% | 0 | 0% | 100% | 0 |  |  | 0 |  |  | 0 |  |  | 0
HAMMER 1102CB | 5.4094e-05 | 0 | 0.018497 | 0 | 0.018497 | 0.0033676 | 0.018135 | 0.0090315 | 0% | 99% | 0 | 0% | 99% | 0 | 0% | 99% | 0 | 0% | 99% | 0 | 0% | 63.8% | 0 | 0% | 49.89% | 0 | 0% | 49.89% | 0 | 0% | 49.89% | 0 | 0 | 0% | 2.745% | 0 | 0% | 2.745% | 0 | 0% | 2.745% | 0 | 0% | 0.3185% | 0 | 0% | 0.3185% | 0 | 0% | 0.3185% | 0 | 0% | 0.8913% | 0 | 0% | 0.8913% | 0 | 0% | 0.8913% | 0 | 1.595% | 0.9416% | 2.7789e-06 | 4.875% | 0.9416% | 8.4902e-06 | 0% | 0.9416% | 0 | 0% | 6.77% | 0 | 0% | 6.77% | 0 | 0% | 6.77% | 0 | 0% | 0.4275% | 0 | 0% | 0.4275% | 0 | 0% | 0.4275% | 0 |  |  |  | 0% | 11.8% | 0 | 0% | 11.8% | 0 | 0% | 11.8% | 0 | 0% | 0.3671% | 0 | 0% | 0.3671% | 0 | 0% | 0.3671% | 0 | 0% | 100% | 0 | 0% | 100% | 0 | 0% | 100% | 0 | 0% | 100% | 0 |  |  | 0 |  |  | 0 |  |  | 0
OAKLAND C 1132CR138 | 5.4078e-05 | 0 | 0.003036 | 0 | 0.003036 | 7.3508e-05 | 0.0039631 | 0.00097502 | 0% | 99% | 0 | 0% | 99% | 0 | 0% | 99% | 0 | 0% | 99% | 0 | 0% | 61.88% | 0 | 0% | 47.99% | 0 | 0% | 47.99% | 0 | 0% | 47.99% | 0 | 0 | 0% | 4.355% | 0 | 0% | 4.355% | 0 | 0% | 4.355% | 0 | 0% | 0.487% | 0 | 0% | 0.487% | 0 | 0% | 0.487% | 0 | 0% | 1.202% | 0 | 0% | 1.202% | 0 | 0% | 1.202% | 0 | 0% | 1.288% | 0 | 100% | 1.288% | 3.9115e-05 | 0% | 1.288% | 0 | 0% | 9.149% | 0 | 0% | 9.149% | 0 | 0% | 9.149% | 0 | 0% | 0.1422% | 0 | 0% | 0.1422% | 0 | 0% | 0.1422% | 0 |  |  |  | 0% | 11.8% | 0 | 0% | 11.8% | 0 | 0% | 11.8% | 0 | 0% | 0.3643% | 0 | 0% | 0.3643% | 0 | 0% | 0.3643% | 0 | 0% | 100% | 0 | 0% | 100% | 0 | 0% | 100% | 0 | 0% | 100% | 0 |  |  | 0 |  |  | 0 |  |  | 0
REDWOOD CITY 110448466 | 5.405e-05 | 0 | 0.0037699 | 0 | 0.0037699 | 0.00046758 | 0.0038861 | 0.0018696 | 0% | 99% | 0 | 0% | 99% | 0 | 0% | 99% | 0 | 0% | 99% | 0 | 0% | 65.84% | 0 | 0% | 52.17% | 0 | 0% | 52.17% | 0 | 0% | 52.17% | 0 | 0 | 0% | 3.522% | 0 | 0% | 3.522% | 0 | 0% | 3.522% | 0 | 0% | 0.3976% | 0 | 0% | 0.3976% | 0 | 0% | 0.3976% | 0 | 0% | 0.9367% | 0 | 0% | 0.9367% | 0 | 0% | 0.9367% | 0 | 0% | 0.9964% | 0 | 27.79% | 0.9964% | 1.044e-05 | 0% | 0.9964% | 0 | 0% | 7.087% | 0 | 0% | 7.087% | 0 | 0% | 7.087% | 0 | 0% | 0.3572% | 0 | 0% | 0.3572% | 0 | 0% | 0.3572% | 0 |  |  |  | 0% | 11.8% | 0 | 0% | 11.8% | 0 | 0% | 11.8% | 0 | 0% | 0.3673% | 0 | 0% | 0.3673% | 0 | 0% | 0.3673% | 0 | 0% | 100% | 0 | 0% | 100% | 0 | 0% | 100% | 0 | 0% | 100% | 0 |  |  | 0 |  |  | 0 |  |  | 0
EIGHT MILE 2101816304 | 5.4045e-05 | 0 | 0.00027583 | 0 | 0.00027583 | 2.3405e-05 | 0.00027151 | 0.00016041 | 0% | 99% | 0 | 0% | 99% | 0 | 0% | 99% | 0 | 0% | 99% | 0 | 0% | 63.59% | 0 | 0% | 49.14% | 0 | 0% | 49.14% | 0 | 0% | 49.14% | 0 | 0 | 0% | 2.834% | 0 | 0% | 2.834% | 0 | 0% | 2.834% | 0 | 0% | 0.34% | 0 | 0% | 0.34% | 0 | 0% | 0.34% | 0 | 0% | 0.8762% | 0 | 0% | 0.8762% | 0 | 0% | 0.8762% | 0 | 0% | 0.9301% | 0 | 100% | 0.9301% | 2.5654e-06 | 0% | 0.9301% | 0 | 0% | 6.65% | 0 | 0% | 6.65% | 0 | 0% | 6.65% | 0 | 0% | 0.2434% | 0 | 0% | 0.2434% | 0 | 0% | 0.2434% | 0 |  |  |  | 0% | 11.8% | 0 | 0% | 11.8% | 0 | 0% | 11.8% | 0 | 0% | 0.3646% | 0 | 0% | 0.3646% | 0 | 0% | 0.3646% | 0 | 0% | 100% | 0 | 0% | 100% | 0 | 0% | 100% | 0 | 0% | 100% | 0 |  |  | 0 |  |  | 0 |  |  | 0
MANCHESTER 1105952950 | 5.4034e-05 | 0 | 0.026198 | 0 | 0.026198 | 0.0040921 | 0.024641 | 0.014513 | 0% | 99% | 0 | 0% | 99% | 0 | 0% | 99% | 0 | 0% | 99% | 0 | 0% | 64.12% | 0 | 0% | 51.19% | 0 | 0% | 51.19% | 0 | 0% | 51.19% | 0 | 0 | 0% | 2.799% | 0 | 0% | 2.799% | 0 | 0% | 2.799% | 0 | 0% | 0.31% | 0 | 0% | 0.31% | 0 | 0% | 0.31% | 0 | 0% | 0.8664% | 0 | 0% | 0.8664% | 0 | 0% | 0.8664% | 0 | 1.2% | 0.8875% | 2.7903e-06 | 0% | 0.8875% | 0 | 97.06% | 0.8875% | 0.00022567 | 0% | 6.486% | 0 | 0% | 6.486% | 0 | 0% | 6.486% | 0 | 0% | 0.4441% | 0 | 0% | 0.4441% | 0 | 0% | 0.4441% | 0 |  |  |  | 0% | 11.8% | 0 | 0% | 11.8% | 0 | 0% | 11.8% | 0 | 0% | 0.3636% | 0 | 0% | 0.3636% | 0 | 0% | 0.3636% | 0 | 0% | 100% | 0 | 0% | 100% | 0 | 0% | 100% | 0 | 0% | 100% | 0 |  |  | 0 |  |  | 0 |  |  | 0
CALIFORNIA AVE 1113901816 | 5.3976e-05 | 0 | 0.01157 | 0 | 0.01157 | 0.0023336 | 0.010857 | 0.0059089 | 0% | 99% | 0 | 0% | 99% | 0 | 0% | 99% | 0 | 0% | 99% | 0 | 0% | 64.62% | 0 | 0% | 51.26% | 0 | 0% | 51.26% | 0 | 0% | 51.26% | 0 | 0 | 0% | 2.808% | 0 | 0% | 2.808% | 0 | 0% | 2.808% | 0 | 0% | 0.3169% | 0 | 0% | 0.3169% | 0 | 0% | 0.3169% | 0 | 0% | 0.866% | 0 | 0% | 0.866% | 0 | 0% | 0.866% | 0 | 100% | 0.9057% | 0.00010478 | 0% | 0.9057% | 0 | 0% | 0.9057% | 0 | 0% | 6.533% | 0 | 0% | 6.533% | 0 | 0% | 6.533% | 0 | 0% | 0.5711% | 0 | 0% | 0.5711% | 0 | 0% | 0.5711% | 0 |  |  |  | 0% | 11.8% | 0 | 0% | 11.8% | 0 | 0% | 11.8% | 0 | 0% | 0.3677% | 0 | 0% | 0.3677% | 0 | 0% | 0.3677% | 0 | 0% | 100% | 0 | 0% | 100% | 0 | 0% | 100% | 0 | 0% | 100% | 0 |  |  | 0 |  |  | 0 |  |  | 0
REDWOOD CITY 1104CB | 5.3966e-05 | 0 | 0.0048842 | 0 | 0.0048842 | 0.0006444 | 0.0051991 | 0.0022192 | 0% | 99% | 0 | 0% | 99% | 0 | 0% | 99% | 0 | 0% | 99% | 0 | 0% | 65.03% | 0 | 0% | 51.56% | 0 | 0% | 51.56% | 0 | 0% | 51.56% | 0 | 0 | 0% | 3.551% | 0 | 0% | 3.551% | 0 | 0% | 3.551% | 0 | 0% | 0.3979% | 0 | 0% | 0.3979% | 0 | 0% | 0.3979% | 0 | 0% | 0.9705% | 0 | 0% | 0.9705% | 0 | 0% | 0.9705% | 0 | 0% | 1.024% | 0 | 76.68% | 1.024% | 3.8346e-05 | 0% | 1.024% | 0 | 0% | 7.326% | 0 | 0% | 7.326% | 0 | 0% | 7.326% | 0 | 0% | 0.3871% | 0 | 0% | 0.3871% | 0 | 0% | 0.3871% | 0 |  |  |  | 0% | 11.8% | 0 | 0% | 11.8% | 0 | 0% | 11.8% | 0 | 0% | 0.3649% | 0 | 0% | 0.3649% | 0 | 0% | 0.3649% | 0 | 0% | 100% | 0 | 0% | 100% | 0 | 0% | 100% | 0 | 0% | 100% | 0 |  |  | 0 |  |  | 0 |  |  | 0
POTRERO PP (A) 112169424 | 5.3915e-05 | 0 | 0.00027516 | 0 | 0.00027516 | 1.3506e-05 | 0.00032891 | 0.00011181 | 0% | 99% | 0 | 0% | 99% | 0 | 0% | 99% | 0 | 0% | 99% | 0 | 0% | 62.7% | 0 | 0% | 49.3% | 0 | 0% | 49.3% | 0 | 0% | 49.3% | 0 | 0 | 0% | 4.493% | 0 | 0% | 4.493% | 0 | 0% | 4.493% | 0 | 0% | 0.49% | 0 | 0% | 0.49% | 0 | 0% | 0.49% | 0 | 0% | 1.098% | 0 | 0% | 1.098% | 0 | 0% | 1.098% | 0 | 100% | 1.164% | 3.2033e-06 | 0% | 1.164% | 0 | 0% | 1.164% | 0 | 0% | 8.288% | 0 | 0% | 8.288% | 0 | 0% | 8.288% | 0 | 0% | 0.2047% | 0 | 0% | 0.2047% | 0 | 0% | 0.2047% | 0 |  |  |  | 0% | 11.8% | 0 | 0% | 11.8% | 0 | 0% | 11.8% | 0 | 0% | 0.3645% | 0 | 0% | 0.3645% | 0 | 0% | 0.3645% | 0 | 0% | 100% | 0 | 0% | 100% | 0 | 0% | 100% | 0 | 0% | 100% | 0 |  |  | 0 |  |  | 0 |  |  | 0
MEADOW LANE 2105990692 | 5.3912e-05 | 0 | 0.015408 | 0 | 0.015408 | 0.0083442 | 0.012152 | 0.0049385 | 0% | 99% | 0 | 0% | 99% | 0 | 0% | 99% | 0 | 0% | 99% | 0 | 0% | 64.48% | 0 | 0% | 50.05% | 0 | 0% | 50.05% | 0 | 0% | 50.05% | 0 | 0 | 0% | 2.561% | 0 | 0% | 2.561% | 0 | 0% | 2.561% | 0 | 0% | 0.2807% | 0 | 0% | 0.2807% | 0 | 0% | 0.2807% | 0 | 0% | 0.7223% | 0 | 0% | 0.7223% | 0 | 0% | 0.7223% | 0 | 0% | 0.7363% | 0 | 0% | 0.7363% | 0 | 0% | 0.7363% | 0 | 0% | 5.384% | 0 | 0% | 5.384% | 0 | 0% | 5.384% | 0 | 0% | 0.9008% | 0 | 0% | 0.9008% | 0 | 0% | 0.9008% | 0 |  |  |  | 0% | 11.8% | 0 | 0% | 11.8% | 0 | 0% | 11.8% | 0 | 0% | 0.3684% | 0 | 0% | 0.3684% | 0 | 0% | 0.3684% | 0 | 0% | 100% | 0 | 0% | 100% | 0 | 0% | 100% | 0 | 0% | 100% | 0 |  |  | 0 |  |  | 0 |  |  | 0
BARTON 1106CB | 5.3898e-05 | 0 | 0.046075 | 0 | 0.046075 | 0.012698 | 0.043603 | 0.019758 | 0% | 99% | 0 | 0% | 99% | 0 | 0% | 99% | 0 | 0% | 99% | 0 | 0% | 63.14% | 0 | 0% | 50.05% | 0 | 0% | 50.05% | 0 | 0% | 50.05% | 0 | 0 | 0% | 2.59% | 0 | 0% | 2.59% | 0 | 0% | 2.59% | 0 | 0% | 0.2887% | 0 | 0% | 0.2887% | 0 | 0% | 0.2887% | 0 | 0% | 0.8711% | 0 | 0% | 0.8711% | 0 | 0% | 0.8711% | 0 | 100% | 0.882% | 0.00040637 | 0% | 0.882% | 0 | 0% | 0.882% | 0 | 0% | 6.507% | 0 | 0% | 6.507% | 0 | 0% | 6.507% | 0 | 0% | 0.7449% | 0 | 0% | 0.7449% | 0 | 0% | 0.7449% | 0 |  |  |  | 0% | 11.8% | 0 | 0% | 11.8% | 0 | 0% | 11.8% | 0 | 0% | 0.361% | 0 | 0% | 0.361% | 0 | 0% | 0.361% | 0 | 0% | 100% | 0 | 0% | 100% | 0 | 0% | 100% | 0 | 0% | 100% | 0 |  |  | 0 |  |  | 0 |  |  | 0
EDENVALE 2108XR570 | 5.3868e-05 | 0 | 0.011455 | 0 | 0.011455 | 0.0033265 | 0.0096255 | 0.0059577 | 0% | 99% | 0 | 0% | 99% | 0 | 0% | 99% | 0 | 0% | 99% | 0 | 0% | 66.06% | 0 | 0% | 51.24% | 0 | 0% | 51.24% | 0 | 0% | 51.24% | 0 | 0 | 0% | 2.875% | 0 | 0% | 2.875% | 0 | 0% | 2.875% | 0 | 0% | 0.3312% | 0 | 0% | 0.3312% | 0 | 0% | 0.3312% | 0 | 0% | 0.7493% | 0 | 0% | 0.7493% | 0 | 0% | 0.7493% | 0 | 0% | 0.7935% | 0 | 10.1% | 0.7935% | 9.179e-06 | 75.25% | 0.7935% | 6.8401e-05 | 0% | 5.651% | 0 | 0% | 5.651% | 0 | 0% | 5.651% | 0 | 0% | 0.6825% | 0 | 0% | 0.6825% | 0 | 0% | 0.6825% | 0 |  |  |  | 0% | 11.8% | 0 | 0% | 11.8% | 0 | 0% | 11.8% | 0 | 0% | 0.3699% | 0 | 0% | 0.3699% | 0 | 0% | 0.3699% | 0 | 0% | 100% | 0 | 0% | 100% | 0 | 0% | 100% | 0 | 0% | 100% | 0 |  |  | 0 |  |  | 0 |  |  | 0
LAWRENCE 1102CB | 5.3866e-05 | 0 | 0.0007331 | 0 | 0.0007331 | 0.00014309 | 0.00072146 | 0.00034561 | 0% | 99% | 0 | 0% | 99% | 0 | 0% | 99% | 0 | 0% | 99% | 0 | 0% | 64.09% | 0 | 0% | 50.72% | 0 | 0% | 50.72% | 0 | 0% | 50.72% | 0 | 0 | 0% | 3.473% | 0 | 0% | 3.473% | 0 | 0% | 3.473% | 0 | 0% | 0.375% | 0 | 0% | 0.375% | 0 | 0% | 0.375% | 0 | 0% | 0.9006% | 0 | 0% | 0.9006% | 0 | 0% | 0.9006% | 0 | 0% | 0.9211% | 0 | 0% | 0.9211% | 0 | 0% | 0.9211% | 0 | 0% | 6.712% | 0 | 0% | 6.712% | 0 | 0% | 6.712% | 0 | 0% | 0.503% | 0 | 0% | 0.503% | 0 | 0% | 0.503% | 0 |  |  |  | 0% | 11.8% | 0 | 0% | 11.8% | 0 | 0% | 11.8% | 0 | 0% | 0.3625% | 0 | 0% | 0.3625% | 0 | 0% | 0.3625% | 0 | 0% | 100% | 0 | 0% | 100% | 0 | 0% | 100% | 0 | 0% | 100% | 0 |  |  | 0 |  |  | 0 |  |  | 0
MANCHESTER 11099509 | 5.3837e-05 | 0 | 0.055777 | 0 | 0.055777 | 0.010029 | 0.053238 | 0.028808 | 0% | 99% | 0 | 0% | 99% | 0 | 0% | 99% | 0 | 0% | 99% | 0 | 0% | 64% | 0 | 0% | 50.72% | 0 | 0% | 50.72% | 0 | 0% | 50.72% | 0 | 0 | 0% | 2.77% | 0 | 0% | 2.77% | 0 | 0% | 2.77% | 0 | 0% | 0.3123% | 0 | 0% | 0.3123% | 0 | 0% | 0.3123% | 0 | 0% | 0.8787% | 0 | 0% | 0.8787% | 0 | 0% | 0.8787% | 0 | 89.61% | 0.9135% | 0.00045659 | 0% | 0.9135% | 0 | 0% | 0.9135% | 0 | 0% | 6.62% | 0 | 0% | 6.62% | 0 | 0% | 6.62% | 0 | 0% | 0.4963% | 0 | 0% | 0.4963% | 0 | 0% | 0.4963% | 0 |  |  |  | 0% | 11.8% | 0 | 0% | 11.8% | 0 | 0% | 11.8% | 0 | 0% | 0.3658% | 0 | 0% | 0.3658% | 0 | 0% | 0.3658% | 0 | 0% | 100% | 0 | 0% | 100% | 0 | 0% | 100% | 0 | 0% | 100% | 0 |  |  | 0 |  |  | 0 |  |  | 0
COTTLE 17079840 | 5.3754e-05 | 0 | 0.012986 | 0 | 0.012986 | 0.0024944 | 0.010177 | 0.0087648 | 0% | 99% | 0 | 0% | 99% | 0 | 0% | 99% | 0 | 0% | 99% | 0 | 0% | 66% | 0 | 0% | 52.46% | 0 | 0% | 52.46% | 0 | 0% | 52.46% | 0 | 0 | 0% | 2.218% | 0 | 0% | 2.218% | 0 | 0% | 2.218% | 0 | 0% | 0.2518% | 0 | 0% | 0.2518% | 0 | 0% | 0.2518% | 0 | 0% | 0.7112% | 0 | 0% | 0.7112% | 0 | 0% | 0.7112% | 0 | 58.45% | 0.7309% | 5.5475e-05 | 0% | 0.7309% | 0 | 0% | 0.7309% | 0 | 0% | 5.332% | 0 | 0% | 5.332% | 0 | 0% | 5.332% | 0 | 0% | 0.5011% | 0 | 0% | 0.5011% | 0 | 0% | 0.5011% | 0 |  |  |  | 0% | 11.8% | 0 | 0% | 11.8% | 0 | 0% | 11.8% | 0 | 0% | 0.368% | 0 | 0% | 0.368% | 0 | 0% | 0.368% | 0 | 0% | 100% | 0 | 0% | 100% | 0 | 0% | 100% | 0 | 0% | 100% | 0 |  |  | 0 |  |  | 0 |  |  | 0
EAST GRAND 1102CB | 5.3629e-05 | 0 | 0.020801 | 0 | 0.020801 | 0.0020742 | 0.022504 | 0.00976 | 0% | 99% | 0 | 0% | 99% | 0 | 0% | 99% | 0 | 0% | 99% | 0 | 0% | 66.38% | 0 | 0% | 53.14% | 0 | 0% | 53.14% | 0 | 0% | 53.14% | 0 | 0 | 0% | 4.181% | 0 | 0% | 4.181% | 0 | 0% | 4.181% | 0 | 0% | 0.4556% | 0 | 0% | 0.4556% | 0 | 0% | 0.4556% | 0 | 0% | 0.9933% | 0 | 0% | 0.9933% | 0 | 0% | 0.9933% | 0 | 0% | 1.051% | 0 | 0% | 1.051% | 0 | 36.76% | 1.051% | 8.0387e-05 | 0% | 7.476% | 0 | 0% | 7.476% | 0 | 0% | 7.476% | 0 | 0% | 0.3315% | 0 | 0% | 0.3315% | 0 | 0% | 0.3315% | 0 |  |  |  | 0% | 11.8% | 0 | 0% | 11.8% | 0 | 0% | 11.8% | 0 | 0% | 0.3669% | 0 | 0% | 0.3669% | 0 | 0% | 0.3669% | 0 | 0% | 100% | 0 | 0% | 100% | 0 | 0% | 100% | 0 | 0% | 100% | 0 |  |  | 0 |  |  | 0 |  |  | 0
STOCKTON A 11098586 | 5.3556e-05 | 0 | 0.046193 | 0 | 0.046193 | 0.017203 | 0.043051 | 0.015999 | 0% | 99% | 0 | 0% | 99% | 0 | 0% | 99% | 0 | 0% | 99% | 0 | 0% | 63.4% | 0 | 0% | 49.93% | 0 | 0% | 49.93% | 0 | 0% | 49.93% | 0 | 0 | 0% | 2.44% | 0 | 0% | 2.44% | 0 | 0% | 2.44% | 0 | 0% | 0.2788% | 0 | 0% | 0.2788% | 0 | 0% | 0.2788% | 0 | 0% | 0.8525% | 0 | 0% | 0.8525% | 0 | 0% | 0.8525% | 0 | 69.82% | 0.875% | 0.00028219 | 30.18% | 0.875% | 0.00012198 | 0% | 0.875% | 0 | 0% | 6.406% | 0 | 0% | 6.406% | 0 | 0% | 6.406% | 0 | 0% | 0.8644% | 0 | 0% | 0.8644% | 0 | 0% | 0.8644% | 0 |  |  |  | 0% | 11.8% | 0 | 0% | 11.8% | 0 | 0% | 11.8% | 0 | 0% | 0.3633% | 0 | 0% | 0.3633% | 0 | 0% | 0.3633% | 0 | 0% | 100% | 0 | 0% | 100% | 0 | 0% | 100% | 0 | 0% | 100% | 0 |  |  | 0 |  |  | 0 |  |  | 0
WOODLAND 1107CB | 5.3438e-05 | 0 | 0.021091 | 0 | 0.021091 | 0.0076303 | 0.018557 | 0.0086292 | 0% | 99% | 0 | 0% | 99% | 0 | 0% | 99% | 0 | 0% | 99% | 0 | 0% | 63.5% | 0 | 0% | 50.17% | 0 | 0% | 50.17% | 0 | 0% | 50.17% | 0 | 0 | 0% | 2.399% | 0 | 0% | 2.399% | 0 | 0% | 2.399% | 0 | 0% | 0.265% | 0 | 0% | 0.265% | 0 | 0% | 0.265% | 0 | 0% | 0.8014% | 0 | 0% | 0.8014% | 0 | 0% | 0.8014% | 0 | 0% | 0.8005% | 0 | 0% | 0.8005% | 0 | 0% | 0.8005% | 0 | 0% | 5.953% | 0 | 0% | 5.953% | 0 | 0% | 5.953% | 0 | 0% | 0.9096% | 0 | 0% | 0.9096% | 0 | 0% | 0.9096% | 0 |  |  |  | 0% | 11.8% | 0 | 0% | 11.8% | 0 | 0% | 11.8% | 0 | 0% | 0.3605% | 0 | 0% | 0.3605% | 0 | 0% | 0.3605% | 0 | 0% | 100% | 0 | 0% | 100% | 0 | 0% | 100% | 0 | 0% | 100% | 0 |  |  | 0 |  |  | 0 |  |  | 0
STOCKDALE 11112172 | 5.3427e-05 | 0 | 0.035174 | 0 | 0.035174 | 0.0055344 | 0.033535 | 0.018995 | 0% | 99% | 0 | 0% | 99% | 0 | 0% | 99% | 0 | 0% | 99% | 0 | 0% | 62.69% | 0 | 0% | 50.52% | 0 | 0% | 50.52% | 0 | 0% | 50.52% | 0 | 0 | 0% | 2.55% | 0 | 0% | 2.55% | 0 | 0% | 2.55% | 0 | 0% | 0.2752% | 0 | 0% | 0.2752% | 0 | 0% | 0.2752% | 0 | 0% | 0.8806% | 0 | 0% | 0.8806% | 0 | 0% | 0.8806% | 0 | 0% | 0.8741% | 0 | 0% | 0.8741% | 0 | 100% | 0.8741% | 0.00030746 | 0% | 6.537% | 0 | 0% | 6.537% | 0 | 0% | 6.537% | 0 | 0% | 0.3339% | 0 | 0% | 0.3339% | 0 | 0% | 0.3339% | 0 |  |  |  | 0% | 11.8% | 0 | 0% | 11.8% | 0 | 0% | 11.8% | 0 | 0% | 0.3574% | 0 | 0% | 0.3574% | 0 | 0% | 0.3574% | 0 | 0% | 100% | 0 | 0% | 100% | 0 | 0% | 100% | 0 | 0% | 100% | 0 |  |  | 0 |  |  | 0 |  |  | 0
WOLFE 1104CB | 5.3395e-05 | 0 | 0.0083569 | 0 | 0.0083569 | 0.0027832 | 0.0075709 | 0.0034411 | 0% | 99% | 0 | 0% | 99% | 0 | 0% | 99% | 0 | 0% | 99% | 0 | 0% | 64.44% | 0 | 0% | 50.79% | 0 | 0% | 50.79% | 0 | 0% | 50.79% | 0 | 0 | 0% | 2.758% | 0 | 0% | 2.758% | 0 | 0% | 2.758% | 0 | 0% | 0.3039% | 0 | 0% | 0.3039% | 0 | 0% | 0.3039% | 0 | 0% | 0.8285% | 0 | 0% | 0.8285% | 0 | 0% | 0.8285% | 0 | 6.224% | 0.8448% | 4.3941e-06 | 0% | 0.8448% | 0 | 1.825% | 0.8448% | 1.2882e-06 | 0% | 6.188% | 0 | 0% | 6.188% | 0 | 0% | 6.188% | 0 | 0% | 0.7569% | 0 | 0% | 0.7569% | 0 | 0% | 0.7569% | 0 |  |  |  | 0% | 11.8% | 0 | 0% | 11.8% | 0 | 0% | 11.8% | 0 | 0% | 0.3639% | 0 | 0% | 0.3639% | 0 | 0% | 0.3639% | 0 | 0% | 100% | 0 | 0% | 100% | 0 | 0% | 100% | 0 | 0% | 100% | 0 |  |  | 0 |  |  | 0 |  |  | 0
BARTON 1108R3370 | 5.3382e-05 | 0 | 0.054034 | 0 | 0.054034 | 0.014945 | 0.050184 | 0.024068 | 0% | 99% | 0 | 0% | 99% | 0 | 0% | 99% | 0 | 0% | 99% | 0 | 0% | 63.94% | 0 | 0% | 50.35% | 0 | 0% | 50.35% | 0 | 0% | 50.35% | 0 | 0 | 0% | 2.614% | 0 | 0% | 2.614% | 0 | 0% | 2.614% | 0 | 0% | 0.2969% | 0 | 0% | 0.2969% | 0 | 0% | 0.2969% | 0 | 0% | 0.8533% | 0 | 0% | 0.8533% | 0 | 0% | 0.8533% | 0 | 100% | 0.8829% | 0.00047704 | 0% | 0.8829% | 0 | 0% | 0.8829% | 0 | 0% | 6.42% | 0 | 0% | 6.42% | 0 | 0% | 6.42% | 0 | 0% | 0.749% | 0 | 0% | 0.749% | 0 | 0% | 0.749% | 0 |  |  |  | 0% | 11.8% | 0 | 0% | 11.8% | 0 | 0% | 11.8% | 0 | 0% | 0.3654% | 0 | 0% | 0.3654% | 0 | 0% | 0.3654% | 0 | 0% | 100% | 0 | 0% | 100% | 0 | 0% | 100% | 0 | 0% | 100% | 0 |  |  | 0 |  |  | 0 |  |  | 0
WESTPARK 110857726 | 5.3375e-05 | 0 | 0.025334 | 0 | 0.025334 | 0.0058029 | 0.022808 | 0.013209 | 0% | 99% | 0 | 0% | 99% | 0 | 0% | 99% | 0 | 0% | 99% | 0 | 0% | 64.13% | 0 | 0% | 51.08% | 0 | 0% | 51.08% | 0 | 0% | 51.08% | 0 | 0 | 0% | 2.551% | 0 | 0% | 2.551% | 0 | 0% | 2.551% | 0 | 0% | 0.2852% | 0 | 0% | 0.2852% | 0 | 0% | 0.2852% | 0 | 0% | 0.8292% | 0 | 0% | 0.8292% | 0 | 0% | 0.8292% | 0 | 0% | 0.8508% | 0 | 3.412% | 0.8508% | 7.3528e-06 | 11.95% | 0.8508% | 2.5762e-05 | 0% | 6.219% | 0 | 0% | 6.219% | 0 | 0% | 6.219% | 0 | 0% | 0.4494% | 0 | 0% | 0.4494% | 0 | 0% | 0.4494% | 0 |  |  |  | 0% | 11.8% | 0 | 0% | 11.8% | 0 | 0% | 11.8% | 0 | 0% | 0.3649% | 0 | 0% | 0.3649% | 0 | 0% | 0.3649% | 0 | 0% | 100% | 0 | 0% | 100% | 0 | 0% | 100% | 0 | 0% | 100% | 0 |  |  | 0 |  |  | 0 |  |  | 0
OAKLAND L 1103CR302 | 5.3305e-05 | 0 | 0.010247 | 0 | 0.010247 | 0.00095365 | 0.011199 | 0.0047626 | 0% | 99% | 0 | 0% | 99% | 0 | 0% | 99% | 0 | 0% | 99% | 0 | 0% | 63.57% | 0 | 0% | 51.26% | 0 | 0% | 51.26% | 0 | 0% | 51.26% | 0 | 0 | 0% | 3.375% | 0 | 0% | 3.375% | 0 | 0% | 3.375% | 0 | 0% | 0.3688% | 0 | 0% | 0.3688% | 0 | 0% | 0.3688% | 0 | 0% | 1.006% | 0 | 0% | 1.006% | 0 | 0% | 1.006% | 0 | 5.31% | 1.03% | 5.6048e-06 | 0% | 1.03% | 0 | 0% | 1.03% | 0 | 0% | 7.528% | 0 | 0% | 7.528% | 0 | 0% | 7.528% | 0 | 0% | 0.2816% | 0 | 0% | 0.2816% | 0 | 0% | 0.2816% | 0 |  |  |  | 0% | 11.8% | 0 | 0% | 11.8% | 0 | 0% | 11.8% | 0 | 0% | 0.3582% | 0 | 0% | 0.3582% | 0 | 0% | 0.3582% | 0 | 0% | 100% | 0 | 0% | 100% | 0 | 0% | 100% | 0 | 0% | 100% | 0 |  |  | 0 |  |  | 0 |  |  | 0
LAWRENCE 1108CB | 5.3299e-05 | 0 | 0.0029922 | 0 | 0.0029922 | 0.00049934 | 0.00285 | 0.0015901 | 0% | 99% | 0 | 0% | 99% | 0 | 0% | 99% | 0 | 0% | 99% | 0 | 0% | 65.06% | 0 | 0% | 51.48% | 0 | 0% | 51.48% | 0 | 0% | 51.48% | 0 | 0 | 0% | 3.414% | 0 | 0% | 3.414% | 0 | 0% | 3.414% | 0 | 0% | 0.3717% | 0 | 0% | 0.3717% | 0 | 0% | 0.3717% | 0 | 0% | 0.8701% | 0 | 0% | 0.8701% | 0 | 0% | 0.8701% | 0 | 0% | 0.9027% | 0 | 0% | 0.9027% | 0 | 0% | 0.9027% | 0 | 0% | 6.516% | 0 | 0% | 6.516% | 0 | 0% | 6.516% | 0 | 0% | 0.4134% | 0 | 0% | 0.4134% | 0 | 0% | 0.4134% | 0 |  |  |  | 0% | 11.8% | 0 | 0% | 11.8% | 0 | 0% | 11.8% | 0 | 0% | 0.3661% | 0 | 0% | 0.3661% | 0 | 0% | 0.3661% | 0 | 0% | 100% | 0 | 0% | 100% | 0 | 0% | 100% | 0 | 0% | 100% | 0 |  |  | 0 |  |  | 0 |  |  | 0
EAST GRAND 1107CB | 5.3258e-05 | 0 | 0.022877 | 0 | 0.022877 | 0.0010595 | 0.028487 | 0.0082185 | 0% | 99% | 0 | 0% | 99% | 0 | 0% | 99% | 0 | 0% | 99% | 0 | 0% | 63.1% | 0 | 0% | 50.01% | 0 | 0% | 50.01% | 0 | 0% | 50.01% | 0 | 0 | 0% | 4.121% | 0 | 0% | 4.121% | 0 | 0% | 4.121% | 0 | 0% | 0.4518% | 0 | 0% | 0.4518% | 0 | 0% | 0.4518% | 0 | 0% | 1.154% | 0 | 0% | 1.154% | 0 | 0% | 1.154% | 0 | 0% | 1.222% | 0 | 0% | 1.222% | 0 | 2.902% | 1.222% | 8.1147e-06 | 0% | 8.747% | 0 | 0% | 8.747% | 0 | 0% | 8.747% | 0 | 0% | 0.2193% | 0 | 0% | 0.2193% | 0 | 0% | 0.2193% | 0 |  |  |  | 0% | 11.8% | 0 | 0% | 11.8% | 0 | 0% | 11.8% | 0 | 0% | 0.3637% | 0 | 0% | 0.3637% | 0 | 0% | 0.3637% | 0 | 0% | 100% | 0 | 0% | 100% | 0 | 0% | 100% | 0 | 0% | 100% | 0 |  |  | 0 |  |  | 0 |  |  | 0
LARKIN (Y) 1127CB | 5.3164e-05 | 0 | 0.005517 | 0 | 0.005517 | 0.00031583 | 0.0074097 | 0.0013817 | 0% | 99% | 0 | 0% | 99% | 0 | 0% | 99% | 0 | 0% | 99% | 0 | 0% | 60.76% | 0 | 0% | 47.46% | 0 | 0% | 47.46% | 0 | 0% | 47.46% | 0 | 0 | 0% | 4.358% | 0 | 0% | 4.358% | 0 | 0% | 4.358% | 0 | 0% | 0.4739% | 0 | 0% | 0.4739% | 0 | 0% | 0.4739% | 0 | 0% | 1.256% | 0 | 0% | 1.256% | 0 | 0% | 1.256% | 0 | 100% | 1.331% | 7.3445e-05 | 0% | 1.331% | 0 | 0% | 1.331% | 0 | 0% | 9.538% | 0 | 0% | 9.538% | 0 | 0% | 9.538% | 0 | 0% | 0.2788% | 0 | 0% | 0.2788% | 0 | 0% | 0.2788% | 0 |  |  |  | 0% | 11.8% | 0 | 0% | 11.8% | 0 | 0% | 11.8% | 0 | 0% | 0.3635% | 0 | 0% | 0.3635% | 0 | 0% | 0.3635% | 0 | 0% | 100% | 0 | 0% | 100% | 0 | 0% | 100% | 0 | 0% | 100% | 0 |  |  | 0 |  |  | 0 |  |  | 0
FIGARDEN 211132528 | 5.3127e-05 | 0 | 0.0040671 | 0 | 0.0040671 | 0.0011471 | 0.0029689 | 0.0025978 | 0% | 99% | 0 | 0% | 99% | 0 | 0% | 99% | 0 | 0% | 99% | 0 | 0% | 66.32% | 0 | 0% | 51.99% | 0 | 0% | 51.99% | 0 | 0% | 51.99% | 0 | 0 | 0% | 2.712% | 0 | 0% | 2.712% | 0 | 0% | 2.712% | 0 | 0% | 0.2951% | 0 | 0% | 0.2951% | 0 | 0% | 0.2951% | 0 | 0% | 0.6693% | 0 | 0% | 0.6693% | 0 | 0% | 0.6693% | 0 | 0% | 0.6974% | 0 | 0% | 0.6974% | 0 | 100% | 0.6974% | 2.8364e-05 | 0% | 5.012% | 0 | 0% | 5.012% | 0 | 0% | 5.012% | 0 | 0% | 0.7398% | 0 | 0% | 0.7398% | 0 | 0% | 0.7398% | 0 |  |  |  | 0% | 11.8% | 0 | 0% | 11.8% | 0 | 0% | 11.8% | 0 | 0% | 0.374% | 0 | 0% | 0.374% | 0 | 0% | 0.374% | 0 | 0% | 100% | 0 | 0% | 100% | 0 | 0% | 100% | 0 | 0% | 100% | 0 |  |  | 0 |  |  | 0 |  |  | 0
STAGG 110336598 | 5.3087e-05 | 0 | 0.026823 | 0 | 0.026823 | 0.0086594 | 0.024794 | 0.010824 | 0% | 99% | 0 | 0% | 99% | 0 | 0% | 99% | 0 | 0% | 99% | 0 | 0% | 64.13% | 0 | 0% | 50.23% | 0 | 0% | 50.23% | 0 | 0% | 50.23% | 0 | 0 | 0% | 2.616% | 0 | 0% | 2.616% | 0 | 0% | 2.616% | 0 | 0% | 0.304% | 0 | 0% | 0.304% | 0 | 0% | 0.304% | 0 | 0% | 0.8392% | 0 | 0% | 0.8392% | 0 | 0% | 0.8392% | 0 | 0% | 0.88% | 0 | 0% | 0.88% | 0 | 0% | 0.88% | 0 | 0% | 6.344% | 0 | 0% | 6.344% | 0 | 0% | 6.344% | 0 | 0% | 0.7544% | 0 | 0% | 0.7544% | 0 | 0% | 0.7544% | 0 |  |  |  | 0% | 11.8% | 0 | 0% | 11.8% | 0 | 0% | 11.8% | 0 | 0% | 0.3667% | 0 | 0% | 0.3667% | 0 | 0% | 0.3667% | 0 | 0% | 100% | 0 | 0% | 100% | 0 | 0% | 100% | 0 | 0% | 100% | 0 |  |  | 0 |  |  | 0 |  |  | 0
HUNTERS POINT (P) 110339072 | 5.3072e-05 | 0 | 0.00036115 | 0 | 0.00036115 | 3.7339e-05 | 0.00042664 | 0.00013219 | 0% | 99% | 0 | 0% | 99% | 0 | 0% | 99% | 0 | 0% | 99% | 0 | 0% | 63.39% | 0 | 0% | 51.17% | 0 | 0% | 51.17% | 0 | 0% | 51.17% | 0 | 0 | 0% | 3.784% | 0 | 0% | 3.784% | 0 | 0% | 3.784% | 0 | 0% | 0.4178% | 0 | 0% | 0.4178% | 0 | 0% | 0.4178% | 0 | 0% | 1.075% | 0 | 0% | 1.075% | 0 | 0% | 1.075% | 0 | 0% | 1.093% | 0 | 100% | 1.093% | 3.9468e-06 | 0% | 1.093% | 0 | 0% | 8.007% | 0 | 0% | 8.007% | 0 | 0% | 8.007% | 0 | 0% | 0.3679% | 0 | 0% | 0.3679% | 0 | 0% | 0.3679% | 0 |  |  |  | 0% | 11.8% | 0 | 0% | 11.8% | 0 | 0% | 11.8% | 0 | 0% | 0.3518% | 0 | 0% | 0.3518% | 0 | 0% | 0.3518% | 0 | 0% | 100% | 0 | 0% | 100% | 0 | 0% | 100% | 0 | 0% | 100% | 0 |  |  | 0 |  |  | 0 |  |  | 0
SF H 110388014 | 5.3043e-05 | 0 | 0.007625 | 0 | 0.007625 | 0.00060528 | 0.0085797 | 0.0034021 | 0% | 99% | 0 | 0% | 99% | 0 | 0% | 99% | 0 | 0% | 99% | 0 | 0% | 65.39% | 0 | 0% | 52.84% | 0 | 0% | 52.84% | 0 | 0% | 52.84% | 0 | 0 | 0% | 3.995% | 0 | 0% | 3.995% | 0 | 0% | 3.995% | 0 | 0% | 0.4363% | 0 | 0% | 0.4363% | 0 | 0% | 0.4363% | 0 | 0% | 1.038% | 0 | 0% | 1.038% | 0 | 0% | 1.038% | 0 | 0% | 1.087% | 0 | 100% | 1.087% | 8.2854e-05 | 0% | 1.087% | 0 | 0% | 7.798% | 0 | 0% | 7.798% | 0 | 0% | 7.798% | 0 | 0% | 0.2949% | 0 | 0% | 0.2949% | 0 | 0% | 0.2949% | 0 |  |  |  | 0% | 11.8% | 0 | 0% | 11.8% | 0 | 0% | 11.8% | 0 | 0% | 0.363% | 0 | 0% | 0.363% | 0 | 0% | 0.363% | 0 | 0% | 100% | 0 | 0% | 100% | 0 | 0% | 100% | 0 | 0% | 100% | 0 |  |  | 0 |  |  | 0 |  |  | 0
WESTPARK 11091508 | 5.302e-05 | 0 | 0.04077 | 0 | 0.04077 | 0.0082001 | 0.035729 | 0.023372 | 0% | 99% | 0 | 0% | 99% | 0 | 0% | 99% | 0 | 0% | 99% | 0 | 0% | 64.61% | 0 | 0% | 51.48% | 0 | 0% | 51.48% | 0 | 0% | 51.48% | 0 | 0 | 0% | 2.482% | 0 | 0% | 2.482% | 0 | 0% | 2.482% | 0 | 0% | 0.2789% | 0 | 0% | 0.2789% | 0 | 0% | 0.2789% | 0 | 0% | 0.8064% | 0 | 0% | 0.8064% | 0 | 0% | 0.8064% | 0 | 0% | 0.8327% | 0 | 100% | 0.8327% | 0.0003395 | 0% | 0.8327% | 0 | 0% | 6.064% | 0 | 0% | 6.064% | 0 | 0% | 6.064% | 0 | 0% | 0.4149% | 0 | 0% | 0.4149% | 0 | 0% | 0.4149% | 0 |  |  |  | 0% | 11.8% | 0 | 0% | 11.8% | 0 | 0% | 11.8% | 0 | 0% | 0.3669% | 0 | 0% | 0.3669% | 0 | 0% | 0.3669% | 0 | 0% | 100% | 0 | 0% | 100% | 0 | 0% | 100% | 0 | 0% | 100% | 0 |  |  | 0 |  |  | 0 |  |  | 0
KERN POWER 21054930 | 5.2999e-05 | 0 | 0.0054097 | 0 | 0.0054097 | 0.00092211 | 0.0042232 | 0.0037848 | 0% | 99% | 0 | 0% | 99% | 0 | 0% | 99% | 0 | 0% | 99% | 0 | 0% | 65.31% | 0 | 0% | 50.81% | 0 | 0% | 50.81% | 0 | 0% | 50.81% | 0 | 0 | 0% | 2.709% | 0 | 0% | 2.709% | 0 | 0% | 2.709% | 0 | 0% | 0.3036% | 0 | 0% | 0.3036% | 0 | 0% | 0.3036% | 0 | 0% | 0.7076% | 0 | 0% | 0.7076% | 0 | 0% | 0.7076% | 0 | 0% | 0.7494% | 0 | 100% | 0.7494% | 4.0538e-05 | 0% | 0.7494% | 0 | 0% | 5.346% | 0 | 0% | 5.346% | 0 | 0% | 5.346% | 0 | 0% | 0.337% | 0 | 0% | 0.337% | 0 | 0% | 0.337% | 0 |  |  |  | 0% | 11.8% | 0 | 0% | 11.8% | 0 | 0% | 11.8% | 0 | 0% | 0.3737% | 0 | 0% | 0.3737% | 0 | 0% | 0.3737% | 0 | 0% | 100% | 0 | 0% | 100% | 0 | 0% | 100% | 0 | 0% | 100% | 0 |  |  | 0 |  |  | 0 |  |  | 0
OAKLAND L 1103CB | 5.2979e-05 | 0 | 0.0031545 | 0 | 0.0031545 | 0.00025537 | 0.0033869 | 0.001565 | 0% | 99% | 0 | 0% | 99% | 0 | 0% | 99% | 0 | 0% | 99% | 0 | 0% | 65.24% | 0 | 0% | 51.54% | 0 | 0% | 51.54% | 0 | 0% | 51.54% | 0 | 0 | 0% | 3.496% | 0 | 0% | 3.496% | 0 | 0% | 3.496% | 0 | 0% | 0.4004% | 0 | 0% | 0.4004% | 0 | 0% | 0.4004% | 0 | 0% | 0.9755% | 0 | 0% | 0.9755% | 0 | 0% | 0.9755% | 0 | 100% | 1.041% | 3.2829e-05 | 0% | 1.041% | 0 | 0% | 1.041% | 0 | 0% | 7.4% | 0 | 0% | 7.4% | 0 | 0% | 7.4% | 0 | 0% | 0.2667% | 0 | 0% | 0.2667% | 0 | 0% | 0.2667% | 0 |  |  |  | 0% | 11.8% | 0 | 0% | 11.8% | 0 | 0% | 11.8% | 0 | 0% | 0.3661% | 0 | 0% | 0.3661% | 0 | 0% | 0.3661% | 0 | 0% | 100% | 0 | 0% | 100% | 0 | 0% | 100% | 0 | 0% | 100% | 0 |  |  | 0 |  |  | 0 |  |  | 0
EDENVALE 2105XR350 | 5.2934e-05 | 0 | 0.00081047 | 0 | 0.00081047 | 0.0001485 | 0.00077945 | 0.00040993 | 0% | 99% | 0 | 0% | 99% | 0 | 0% | 99% | 0 | 0% | 99% | 0 | 0% | 65.73% | 0 | 0% | 51.22% | 0 | 0% | 51.22% | 0 | 0% | 51.22% | 0 | 0 | 0% | 3.44% | 0 | 0% | 3.44% | 0 | 0% | 3.44% | 0 | 0% | 0.3911% | 0 | 0% | 0.3911% | 0 | 0% | 0.3911% | 0 | 0% | 0.8631% | 0 | 0% | 0.8631% | 0 | 0% | 0.8631% | 0 | 0% | 0.9172% | 0 | 0% | 0.9172% | 0 | 0% | 0.9172% | 0 | 0% | 6.512% | 0 | 0% | 6.512% | 0 | 0% | 6.512% | 0 | 0% | 0.4652% | 0 | 0% | 0.4652% | 0 | 0% | 0.4652% | 0 |  |  |  | 0% | 11.8% | 0 | 0% | 11.8% | 0 | 0% | 11.8% | 0 | 0% | 0.3674% | 0 | 0% | 0.3674% | 0 | 0% | 0.3674% | 0 | 0% | 100% | 0 | 0% | 100% | 0 | 0% | 100% | 0 | 0% | 100% | 0 |  |  | 0 |  |  | 0 |  |  | 0
SF H 1111144648 | 5.29e-05 | 0 | 0.00010799 | 0 | 0.00010799 | 1.8474e-06 | 0.00013916 | 3.7268e-05 | 0% | 99% | 0 | 0% | 99% | 0 | 0% | 99% | 0 | 0% | 99% | 0 | 0% | 58.99% | 0 | 0% | 47.96% | 0 | 0% | 47.96% | 0 | 0% | 47.96% | 0 | 0 | 0% | 4.157% | 0 | 0% | 4.157% | 0 | 0% | 4.157% | 0 | 0% | 0.4383% | 0 | 0% | 0.4383% | 0 | 0% | 0.4383% | 0 | 0% | 1.2% | 0 | 0% | 1.2% | 0 | 0% | 1.2% | 0 | 100% | 1.209% | 1.3054e-06 | 0% | 1.209% | 0 | 0% | 1.209% | 0 | 0% | 8.928% | 0 | 0% | 8.928% | 0 | 0% | 8.928% | 0 | 0% | 0.1392% | 0 | 0% | 0.1392% | 0 | 0% | 0.1392% | 0 |  |  |  | 0% | 11.8% | 0 | 0% | 11.8% | 0 | 0% | 11.8% | 0 | 0% | 0.3496% | 0 | 0% | 0.3496% | 0 | 0% | 0.3496% | 0 | 0% | 100% | 0 | 0% | 100% | 0 | 0% | 100% | 0 | 0% | 100% | 0 |  |  | 0 |  |  | 0 |  |  | 0
KERN OIL 11104083 | 5.2827e-05 | 0 | 0.02786 | 0 | 0.02786 | 0.0064132 | 0.02622 | 0.013357 | 0% | 99% | 0 | 0% | 99% | 0 | 0% | 99% | 0 | 0% | 99% | 0 | 0% | 63.59% | 0 | 0% | 51.13% | 0 | 0% | 51.13% | 0 | 0% | 51.13% | 0 | 0 | 0% | 2.61% | 0 | 0% | 2.61% | 0 | 0% | 2.61% | 0 | 0% | 0.2845% | 0 | 0% | 0.2845% | 0 | 0% | 0.2845% | 0 | 0% | 0.8693% | 0 | 0% | 0.8693% | 0 | 0% | 0.8693% | 0 | 0% | 0.871% | 0 | 67.88% | 0.871% | 0.00016471 | 0% | 0.871% | 0 | 0% | 6.466% | 0 | 0% | 6.466% | 0 | 0% | 6.466% | 0 | 0% | 0.459% | 0 | 0% | 0.459% | 0 | 0% | 0.459% | 0 |  |  |  | 0% | 11.8% | 0 | 0% | 11.8% | 0 | 0% | 11.8% | 0 | 0% | 0.3595% | 0 | 0% | 0.3595% | 0 | 0% | 0.3595% | 0 | 0% | 100% | 0 | 0% | 100% | 0 | 0% | 100% | 0 | 0% | 100% | 0 |  |  | 0 |  |  | 0 |  |  | 0
MT EDEN 1110CB | 5.2809e-05 | 0 | 0.011823 | 0 | 0.011823 | 0.0015182 | 0.012191 | 0.0058077 | 0% | 99% | 0 | 0% | 99% | 0 | 0% | 99% | 0 | 0% | 99% | 0 | 0% | 65.05% | 0 | 0% | 51.37% | 0 | 0% | 51.37% | 0 | 0% | 51.37% | 0 | 0 | 0% | 3.539% | 0 | 0% | 3.539% | 0 | 0% | 3.539% | 0 | 0% | 0.3938% | 0 | 0% | 0.3938% | 0 | 0% | 0.3938% | 0 | 0% | 0.9446% | 0 | 0% | 0.9446% | 0 | 0% | 0.9446% | 0 | 0% | 0.9995% | 0 | 27.38% | 0.9995% | 3.2354e-05 | 72.09% | 0.9995% | 8.5191e-05 | 0% | 7.139% | 0 | 0% | 7.139% | 0 | 0% | 7.139% | 0 | 0% | 0.2779% | 0 | 0% | 0.2779% | 0 | 0% | 0.2779% | 0 |  |  |  | 0% | 11.8% | 0 | 0% | 11.8% | 0 | 0% | 11.8% | 0 | 0% | 0.3675% | 0 | 0% | 0.3675% | 0 | 0% | 0.3675% | 0 | 0% | 100% | 0 | 0% | 100% | 0 | 0% | 100% | 0 | 0% | 100% | 0 |  |  | 0 |  |  | 0 |  |  | 0
HARDING 0402CB | 5.2799e-05 | 0 | 0.027216 | 0 | 0.027216 | 0.012162 | 0.025112 | 0.0076533 | 0% | 99% | 0 | 0% | 99% | 0 | 0% | 99% | 0 | 0% | 99% | 0 | 0% | 63.31% | 0 | 0% | 49.55% | 0 | 0% | 49.55% | 0 | 0% | 49.55% | 0 | 0 | 0% | 2.425% | 0 | 0% | 2.425% | 0 | 0% | 2.425% | 0 | 0% | 0.2799% | 0 | 0% | 0.2799% | 0 | 0% | 0.2799% | 0 | 0% | 0.8422% | 0 | 0% | 0.8422% | 0 | 0% | 0.8422% | 0 | 99.71% | 0.8713% | 0.00023645 | 0.287% | 0.8713% | 6.8057e-07 | 0% | 0.8713% | 0 | 0% | 6.347% | 0 | 0% | 6.347% | 0 | 0% | 6.347% | 0 | 0% | 1.027% | 0 | 0% | 1.027% | 0 | 0% | 1.027% | 0 |  |  |  | 0% | 11.8% | 0 | 0% | 11.8% | 0 | 0% | 11.8% | 0 | 0% | 0.3648% | 0 | 0% | 0.3648% | 0 | 0% | 0.3648% | 0 | 0% | 100% | 0 | 0% | 100% | 0 | 0% | 100% | 0 | 0% | 100% | 0 |  |  | 0 |  |  | 0 |  |  | 0
MANTECA 170184188 | 5.2739e-05 | 0 | 0.0083441 | 0 | 0.0083441 | 0.00096641 | 0.0055946 | 0.0072131 | 0% | 99% | 0 | 0% | 99% | 0 | 0% | 99% | 0 | 0% | 99% | 0 | 0% | 67% | 0 | 0% | 52.85% | 0 | 0% | 52.85% | 0 | 0% | 52.85% | 0 | 0 | 0% | 2.057% | 0 | 0% | 2.057% | 0 | 0% | 2.057% | 0 | 0% | 0.238% | 0 | 0% | 0.238% | 0 | 0% | 0.238% | 0 | 0% | 0.5981% | 0 | 0% | 0.5981% | 0 | 0% | 0.5981% | 0 | 0% | 0.6269% | 0 | 0% | 0.6269% | 0 | 0% | 0.6269% | 0 | 0% | 4.509% | 0 | 0% | 4.509% | 0 | 0% | 4.509% | 0 | 0% | 0.2969% | 0 | 0% | 0.2969% | 0 | 0% | 0.2969% | 0 |  |  |  | 0% | 11.8% | 0 | 0% | 11.8% | 0 | 0% | 11.8% | 0 | 0% | 0.3738% | 0 | 0% | 0.3738% | 0 | 0% | 0.3738% | 0 | 0% | 100% | 0 | 0% | 100% | 0 | 0% | 100% | 0 | 0% | 100% | 0 |  |  | 0 |  |  | 0 |  |  | 0
STAGG 21088924 | 5.272e-05 | 0 | 0.016951 | 0 | 0.016951 | 0.0047976 | 0.016832 | 0.0063528 | 0% | 99% | 0 | 0% | 99% | 0 | 0% | 99% | 0 | 0% | 99% | 0 | 0% | 62.88% | 0 | 0% | 49.01% | 0 | 0% | 49.01% | 0 | 0% | 49.01% | 0 | 0 | 0% | 2.522% | 0 | 0% | 2.522% | 0 | 0% | 2.522% | 0 | 0% | 0.2999% | 0 | 0% | 0.2999% | 0 | 0% | 0.2999% | 0 | 0% | 0.8866% | 0 | 0% | 0.8866% | 0 | 0% | 0.8866% | 0 | 0% | 0.9111% | 0 | 3.983% | 0.9111% | 6.1513e-06 | 0% | 0.9111% | 0 | 0% | 6.663% | 0 | 0% | 6.663% | 0 | 0% | 6.663% | 0 | 0% | 0.6559% | 0 | 0% | 0.6559% | 0 | 0% | 0.6559% | 0 |  |  |  | 0% | 11.8% | 0 | 0% | 11.8% | 0 | 0% | 11.8% | 0 | 0% | 0.3581% | 0 | 0% | 0.3581% | 0 | 0% | 0.3581% | 0 | 0% | 100% | 0 | 0% | 100% | 0 | 0% | 100% | 0 | 0% | 100% | 0 |  |  | 0 |  |  | 0 |  |  | 0
SAN JOSE B 1115CB | 5.2632e-05 | 0 | 0.0013878 | 0 | 0.0013878 | 0.00028091 | 0.0013056 | 0.00070452 | 0% | 99% | 0 | 0% | 99% | 0 | 0% | 99% | 0 | 0% | 99% | 0 | 0% | 65.54% | 0 | 0% | 50.95% | 0 | 0% | 50.95% | 0 | 0% | 50.95% | 0 | 0 | 0% | 2.67% | 0 | 0% | 2.67% | 0 | 0% | 2.67% | 0 | 0% | 0.3338% | 0 | 0% | 0.3338% | 0 | 0% | 0.3338% | 0 | 0% | 0.8036% | 0 | 0% | 0.8036% | 0 | 0% | 0.8036% | 0 | 0% | 0.8428% | 0 | 0% | 0.8428% | 0 | 0% | 0.8428% | 0 | 0% | 6.049% | 0 | 0% | 6.049% | 0 | 0% | 6.049% | 0 | 0% | 0.5231% | 0 | 0% | 0.5231% | 0 | 0% | 0.5231% | 0 |  |  |  | 0% | 11.8% | 0 | 0% | 11.8% | 0 | 0% | 11.8% | 0 | 0% | 0.3583% | 0 | 0% | 0.3583% | 0 | 0% | 0.3583% | 0 | 0% | 100% | 0 | 0% | 100% | 0 | 0% | 100% | 0 | 0% | 100% | 0 |  |  | 0 |  |  | 0 |  |  | 0
WEST FRESNO 110936256 | 5.2571e-05 | 0 | 0.012789 | 0 | 0.012789 | 0.0025883 | 0.01236 | 0.0061634 | 0% | 99% | 0 | 0% | 99% | 0 | 0% | 99% | 0 | 0% | 99% | 0 | 0% | 63.62% | 0 | 0% | 50.81% | 0 | 0% | 50.81% | 0 | 0% | 50.81% | 0 | 0 | 0% | 2.756% | 0 | 0% | 2.756% | 0 | 0% | 2.756% | 0 | 0% | 0.3052% | 0 | 0% | 0.3052% | 0 | 0% | 0.3052% | 0 | 0% | 0.8928% | 0 | 0% | 0.8928% | 0 | 0% | 0.8928% | 0 | 96.46% | 0.9127% | 0.0001126 | 0% | 0.9127% | 0 | 0% | 0.9127% | 0 | 0% | 6.687% | 0 | 0% | 6.687% | 0 | 0% | 6.687% | 0 | 0% | 0.59% | 0 | 0% | 0.59% | 0 | 0% | 0.59% | 0 |  |  |  | 0% | 11.8% | 0 | 0% | 11.8% | 0 | 0% | 11.8% | 0 | 0% | 0.3625% | 0 | 0% | 0.3625% | 0 | 0% | 0.3625% | 0 | 0% | 100% | 0 | 0% | 100% | 0 | 0% | 100% | 0 | 0% | 100% | 0 |  |  | 0 |  |  | 0 |  |  | 0
SF E 1101CB | 5.2496e-05 | 0 | 0.00017861 | 0 | 0.00017861 | 2.6334e-05 | 0.00020544 | 6.3071e-05 | 0% | 99% | 0 | 0% | 99% | 0 | 0% | 99% | 0 | 0% | 99% | 0 | 0% | 63.48% | 0 | 0% | 50.97% | 0 | 0% | 50.97% | 0 | 0% | 50.97% | 0 | 0 | 0% | 3.957% | 0 | 0% | 3.957% | 0 | 0% | 3.957% | 0 | 0% | 0.4291% | 0 | 0% | 0.4291% | 0 | 0% | 0.4291% | 0 | 0% | 1.06% | 0 | 0% | 1.06% | 0 | 0% | 1.06% | 0 | 100% | 1.089% | 1.9445e-06 | 0% | 1.089% | 0 | 0% | 1.089% | 0 | 0% | 7.915% | 0 | 0% | 7.915% | 0 | 0% | 7.915% | 0 | 0% | 0.4833% | 0 | 0% | 0.4833% | 0 | 0% | 0.4833% | 0 |  |  |  | 0% | 11.8% | 0 | 0% | 11.8% | 0 | 0% | 11.8% | 0 | 0% | 0.3579% | 0 | 0% | 0.3579% | 0 | 0% | 0.3579% | 0 | 0% | 100% | 0 | 0% | 100% | 0 | 0% | 100% | 0 | 0% | 100% | 0 |  |  | 0 |  |  | 0 |  |  | 0
TIDEWATER 21091784 | 5.2285e-05 | 0 | 0.0064043 | 0 | 0.0064043 | 0.0032173 | 0.0051732 | 0.0021815 | 0% | 99% | 0 | 0% | 99% | 0 | 0% | 99% | 0 | 0% | 99% | 0 | 0% | 65.18% | 0 | 0% | 50.26% | 0 | 0% | 50.26% | 0 | 0% | 50.26% | 0 | 0 | 0% | 2.879% | 0 | 0% | 2.879% | 0 | 0% | 2.879% | 0 | 0% | 0.3193% | 0 | 0% | 0.3193% | 0 | 0% | 0.3193% | 0 | 0% | 0.7371% | 0 | 0% | 0.7371% | 0 | 0% | 0.7371% | 0 | 0% | 0.7737% | 0 | 0% | 0.7737% | 0 | 0% | 0.7737% | 0 | 0% | 5.539% | 0 | 0% | 5.539% | 0 | 0% | 5.539% | 0 | 0% | 0.8509% | 0 | 0% | 0.8509% | 0 | 0% | 0.8509% | 0 |  |  |  | 0% | 11.8% | 0 | 0% | 11.8% | 0 | 0% | 11.8% | 0 | 0% | 0.3723% | 0 | 0% | 0.3723% | 0 | 0% | 0.3723% | 0 | 0% | 100% | 0 | 0% | 100% | 0 | 0% | 100% | 0 | 0% | 100% | 0 |  |  | 0 |  |  | 0 |  |  | 0
FAIRVIEW 220893616 | 5.2246e-05 | 0 | 0.0098658 | 0 | 0.0098658 | 0.0028685 | 0.0093318 | 0.0040858 | 0% | 99% | 0 | 0% | 99% | 0 | 0% | 99% | 0 | 0% | 99% | 0 | 0% | 65.69% | 0 | 0% | 51.07% | 0 | 0% | 51.07% | 0 | 0% | 51.07% | 0 | 0 | 0% | 3.749% | 0 | 0% | 3.749% | 0 | 0% | 3.749% | 0 | 0% | 0.4127% | 0 | 0% | 0.4127% | 0 | 0% | 0.4127% | 0 | 0% | 0.8646% | 0 | 0% | 0.8646% | 0 | 0% | 0.8646% | 0 | 100% | 0.9236% | 9.1124e-05 | 0% | 0.9236% | 0 | 0% | 0.9236% | 0 | 0% | 6.522% | 0 | 0% | 6.522% | 0 | 0% | 6.522% | 0 | 0% | 0.5614% | 0 | 0% | 0.5614% | 0 | 0% | 0.5614% | 0 |  |  |  | 0% | 11.8% | 0 | 0% | 11.8% | 0 | 0% | 11.8% | 0 | 0% | 0.3721% | 0 | 0% | 0.3721% | 0 | 0% | 0.3721% | 0 | 0% | 100% | 0 | 0% | 100% | 0 | 0% | 100% | 0 | 0% | 100% | 0 |  |  | 0 |  |  | 0 |  |  | 0
SAN JOSE B 1112XR284 | 5.2236e-05 | 0 | 0.0093308 | 0 | 0.0093308 | 0.00097234 | 0.0092531 | 0.0051776 | 0% | 99% | 0 | 0% | 99% | 0 | 0% | 99% | 0 | 0% | 99% | 0 | 0% | 66.03% | 0 | 0% | 52.37% | 0 | 0% | 52.37% | 0 | 0% | 52.37% | 0 | 0 | 0% | 3.372% | 0 | 0% | 3.372% | 0 | 0% | 3.372% | 0 | 0% | 0.378% | 0 | 0% | 0.378% | 0 | 0% | 0.378% | 0 | 0% | 0.9047% | 0 | 0% | 0.9047% | 0 | 0% | 0.9047% | 0 | 0% | 0.963% | 0 | 0% | 0.963% | 0 | 3.891% | 0.963% | 3.4962e-06 | 0% | 6.848% | 0 | 0% | 6.848% | 0 | 0% | 6.848% | 0 | 0% | 0.2819% | 0 | 0% | 0.2819% | 0 | 0% | 0.2819% | 0 |  |  |  | 0% | 11.8% | 0 | 0% | 11.8% | 0 | 0% | 11.8% | 0 | 0% | 0.369% | 0 | 0% | 0.369% | 0 | 0% | 0.369% | 0 | 0% | 100% | 0 | 0% | 100% | 0 | 0% | 100% | 0 | 0% | 100% | 0 |  |  | 0 |  |  | 0 |  |  | 0
STOCKDALE 111114072 | 5.2228e-05 | 0 | 0.0042648 | 0 | 0.0042648 | 0.00066809 | 0.0037484 | 0.0026237 | 0% | 99% | 0 | 0% | 99% | 0 | 0% | 99% | 0 | 0% | 99% | 0 | 0% | 64.69% | 0 | 0% | 51.98% | 0 | 0% | 51.98% | 0 | 0% | 51.98% | 0 | 0 | 0% | 2.599% | 0 | 0% | 2.599% | 0 | 0% | 2.599% | 0 | 0% | 0.2851% | 0 | 0% | 0.2851% | 0 | 0% | 0.2851% | 0 | 0% | 0.8134% | 0 | 0% | 0.8134% | 0 | 0% | 0.8134% | 0 | 0% | 0.8354% | 0 | 0% | 0.8354% | 0 | 100% | 0.8354% | 3.5629e-05 | 0% | 6.096% | 0 | 0% | 6.096% | 0 | 0% | 6.096% | 0 | 0% | 0.3249% | 0 | 0% | 0.3249% | 0 | 0% | 0.3249% | 0 |  |  |  | 0% | 11.8% | 0 | 0% | 11.8% | 0 | 0% | 11.8% | 0 | 0% | 0.3665% | 0 | 0% | 0.3665% | 0 | 0% | 0.3665% | 0 | 0% | 100% | 0 | 0% | 100% | 0 | 0% | 100% | 0 | 0% | 100% | 0 |  |  | 0 |  |  | 0 |  |  | 0
EMBARCADERO (Z) 1114CB | 5.2207e-05 | 0 | 0.00053289 | 0 | 0.00053289 | 5.3229e-05 | 0.00047625 | 0.00035019 | 0% | 99% | 0 | 0% | 99% | 0 | 0% | 99% | 0 | 0% | 99% | 0 | 0% | 64.5% | 0 | 0% | 51.72% | 0 | 0% | 51.72% | 0 | 0% | 51.72% | 0 | 0 | 0% | 3.683% | 0 | 0% | 3.683% | 0 | 0% | 3.683% | 0 | 0% | 0.3967% | 0 | 0% | 0.3967% | 0 | 0% | 0.3967% | 0 | 0% | 0.8267% | 0 | 0% | 0.8267% | 0 | 0% | 0.8267% | 0 | 0% | 0.8959% | 0 | 0% | 0.8959% | 0 | 0% | 0.8959% | 0 | 0% | 6.269% | 0 | 0% | 6.269% | 0 | 0% | 6.269% | 0 | 0% | 0.3524% | 0 | 0% | 0.3524% | 0 | 0% | 0.3524% | 0 |  |  |  | 0% | 11.8% | 0 | 0% | 11.8% | 0 | 0% | 11.8% | 0 | 0% | 0.3774% | 0 | 0% | 0.3774% | 0 | 0% | 0.3774% | 0 | 0% | 100% | 0 | 0% | 100% | 0 | 0% | 100% | 0 | 0% | 100% | 0 |  |  | 0 |  |  | 0 |  |  | 0
MANTECA 1707CB | 5.2205e-05 | 0 | 0.02318 | 0 | 0.02318 | 0.0027235 | 0.018398 | 0.017142 | 0% | 99% | 0 | 0% | 99% | 0 | 0% | 99% | 0 | 0% | 99% | 0 | 0% | 65.98% | 0 | 0% | 52.97% | 0 | 0% | 52.97% | 0 | 0% | 52.97% | 0 | 0 | 0% | 2.206% | 0 | 0% | 2.206% | 0 | 0% | 2.206% | 0 | 0% | 0.2446% | 0 | 0% | 0.2446% | 0 | 0% | 0.2446% | 0 | 0% | 0.7233% | 0 | 0% | 0.7233% | 0 | 0% | 0.7233% | 0 | 0% | 0.7322% | 0 | 0% | 0.7322% | 0 | 0% | 0.7322% | 0 | 0% | 5.398% | 0 | 0% | 5.398% | 0 | 0% | 5.398% | 0 | 0% | 0.3158% | 0 | 0% | 0.3158% | 0 | 0% | 0.3158% | 0 |  |  |  | 0% | 11.8% | 0 | 0% | 11.8% | 0 | 0% | 11.8% | 0 | 0% | 0.3659% | 0 | 0% | 0.3659% | 0 | 0% | 0.3659% | 0 | 0% | 100% | 0 | 0% | 100% | 0 | 0% | 100% | 0 | 0% | 100% | 0 |  |  | 0 |  |  | 0 |  |  | 0
WINDSOR 11025066 | 5.2169e-05 | 0 | 0.00026625 | 0 | 0.00026625 | 0.0001344 | 0.00020764 | 9.7476e-05 | 0% | 99% | 0 | 0% | 99% | 0 | 0% | 99% | 0 | 0% | 99% | 0 | 0% | 64.03% | 0 | 0% | 49.28% | 0 | 0% | 49.28% | 0 | 0% | 49.28% | 0 | 0 | 0% | 2.528% | 0 | 0% | 2.528% | 0 | 0% | 2.528% | 0 | 0% | 0.2859% | 0 | 0% | 0.2859% | 0 | 0% | 0.2859% | 0 | 0% | 0.7023% | 0 | 0% | 0.7023% | 0 | 0% | 0.7023% | 0 | 0% | 0.7321% | 0 | 0% | 0.7321% | 0 | 0% | 0.7321% | 0 | 0% | 5.277% | 0 | 0% | 5.277% | 0 | 0% | 5.277% | 0 | 0% | 1.471% | 0 | 0% | 1.471% | 0 | 0% | 1.471% | 0 |  |  |  | 0% | 11.8% | 0 | 0% | 11.8% | 0 | 0% | 11.8% | 0 | 0% | 0.3711% | 0 | 0% | 0.3711% | 0 | 0% | 0.3711% | 0 | 0% | 100% | 0 | 0% | 100% | 0 | 0% | 100% | 0 | 0% | 100% | 0 |  |  | 0 |  |  | 0 |  |  | 0
RENFRO 21071388 | 5.2149e-05 | 0 | 0.0013308 | 0 | 0.0013308 | 0.00013006 | 0.0011644 | 0.00090226 | 0% | 99% | 0 | 0% | 99% | 0 | 0% | 99% | 0 | 0% | 99% | 0 | 0% | 64.24% | 0 | 0% | 49.68% | 0 | 0% | 49.68% | 0 | 0% | 49.68% | 0 | 0 | 0% | 2.83% | 0 | 0% | 2.83% | 0 | 0% | 2.83% | 0 | 0% | 0.3244% | 0 | 0% | 0.3244% | 0 | 0% | 0.3244% | 0 | 0% | 0.7875% | 0 | 0% | 0.7875% | 0 | 0% | 0.7875% | 0 | 0% | 0.8384% | 0 | 100% | 0.8384% | 1.1157e-05 | 0% | 0.8384% | 0 | 0% | 5.974% | 0 | 0% | 5.974% | 0 | 0% | 5.974% | 0 | 0% | 0.2324% | 0 | 0% | 0.2324% | 0 | 0% | 0.2324% | 0 |  |  |  | 0% | 11.8% | 0 | 0% | 11.8% | 0 | 0% | 11.8% | 0 | 0% | 0.371% | 0 | 0% | 0.371% | 0 | 0% | 0.371% | 0 | 0% | 100% | 0 | 0% | 100% | 0 | 0% | 100% | 0 | 0% | 100% | 0 |  |  | 0 |  |  | 0 |  |  | 0
ALMADEN 1110CB | 5.2129e-05 | 0 | 0.0078927 | 0 | 0.0078927 | 0.0023085 | 0.006783 | 0.0039376 | 0% | 99% | 0 | 0% | 99% | 0 | 0% | 99% | 0 | 0% | 99% | 0 | 0% | 65.8% | 0 | 0% | 51.29% | 0 | 0% | 51.29% | 0 | 0% | 51.29% | 0 | 0 | 0% | 2.907% | 0 | 0% | 2.907% | 0 | 0% | 2.907% | 0 | 0% | 0.3295% | 0 | 0% | 0.3295% | 0 | 0% | 0.3295% | 0 | 0% | 0.7755% | 0 | 0% | 0.7755% | 0 | 0% | 0.7755% | 0 | 0% | 0.8193% | 0 | 0% | 0.8193% | 0 | 100% | 0.8193% | 6.4663e-05 | 0% | 5.851% | 0 | 0% | 5.851% | 0 | 0% | 5.851% | 0 | 0% | 0.6403% | 0 | 0% | 0.6403% | 0 | 0% | 0.6403% | 0 |  |  |  | 0% | 11.8% | 0 | 0% | 11.8% | 0 | 0% | 11.8% | 0 | 0% | 0.3705% | 0 | 0% | 0.3705% | 0 | 0% | 0.3705% | 0 | 0% | 100% | 0 | 0% | 100% | 0 | 0% | 100% | 0 | 0% | 100% | 0 |  |  | 0 |  |  | 0 |  |  | 0
MILPITAS 2110XR276 | 5.2126e-05 | 0 | 0.0079809 | 0 | 0.0079809 | 0.0018691 | 0.0072182 | 0.0040873 | 0% | 99% | 0 | 0% | 99% | 0 | 0% | 99% | 0 | 0% | 99% | 0 | 0% | 66.07% | 0 | 0% | 51.63% | 0 | 0% | 51.63% | 0 | 0% | 51.63% | 0 | 0 | 0% | 3.155% | 0 | 0% | 3.155% | 0 | 0% | 3.155% | 0 | 0% | 0.3576% | 0 | 0% | 0.3576% | 0 | 0% | 0.3576% | 0 | 0% | 0.8195% | 0 | 0% | 0.8195% | 0 | 0% | 0.8195% | 0 | 56.7% | 0.8762% | 3.9646e-05 | 0% | 0.8762% | 0 | 0% | 0.8762% | 0 | 0% | 6.208% | 0 | 0% | 6.208% | 0 | 0% | 6.208% | 0 | 0% | 0.4483% | 0 | 0% | 0.4483% | 0 | 0% | 0.4483% | 0 |  |  |  | 0% | 11.8% | 0 | 0% | 11.8% | 0 | 0% | 11.8% | 0 | 0% | 0.3717% | 0 | 0% | 0.3717% | 0 | 0% | 0.3717% | 0 | 0% | 100% | 0 | 0% | 100% | 0 | 0% | 100% | 0 | 0% | 100% | 0 |  |  | 0 |  |  | 0 |  |  | 0
MANCHESTER 1109D6083 | 5.2125e-05 | 0 | 0.0023942 | 0 | 0.0023942 | 0.00094206 | 0.0020576 | 0.00095265 | 0% | 99% | 0 | 0% | 99% | 0 | 0% | 99% | 0 | 0% | 99% | 0 | 0% | 64.24% | 0 | 0% | 50.51% | 0 | 0% | 50.51% | 0 | 0% | 50.51% | 0 | 0 | 0% | 2.524% | 0 | 0% | 2.524% | 0 | 0% | 2.524% | 0 | 0% | 0.2787% | 0 | 0% | 0.2787% | 0 | 0% | 0.2787% | 0 | 0% | 0.7944% | 0 | 0% | 0.7944% | 0 | 0% | 0.7944% | 0 | 0% | 0.8108% | 0 | 0% | 0.8108% | 0 | 0% | 0.8108% | 0 | 0% | 5.941% | 0 | 0% | 5.941% | 0 | 0% | 5.941% | 0 | 0% | 1.043% | 0 | 0% | 1.043% | 0 | 0% | 1.043% | 0 |  |  |  | 0% | 11.8% | 0 | 0% | 11.8% | 0 | 0% | 11.8% | 0 | 0% | 0.3664% | 0 | 0% | 0.3664% | 0 | 0% | 0.3664% | 0 | 0% | 100% | 0 | 0% | 100% | 0 | 0% | 100% | 0 | 0% | 100% | 0 |  |  | 0 |  |  | 0 |  |  | 0
MONTAGUE 2103CB | 5.2103e-05 | 0 | 0.0085093 | 0 | 0.0085093 | 0.0021072 | 0.0076066 | 0.004333 | 0% | 99% | 0 | 0% | 99% | 0 | 0% | 99% | 0 | 0% | 99% | 0 | 0% | 66.14% | 0 | 0% | 51.79% | 0 | 0% | 51.79% | 0 | 0% | 51.79% | 0 | 0 | 0% | 3.059% | 0 | 0% | 3.059% | 0 | 0% | 3.059% | 0 | 0% | 0.3466% | 0 | 0% | 0.3466% | 0 | 0% | 0.3466% | 0 | 0% | 0.8093% | 0 | 0% | 0.8093% | 0 | 0% | 0.8093% | 0 | 29.06% | 0.8582% | 2.1225e-05 | 0% | 0.8582% | 0 | 0% | 0.8582% | 0 | 0% | 6.113% | 0 | 0% | 6.113% | 0 | 0% | 6.113% | 0 | 0% | 0.5951% | 0 | 0% | 0.5951% | 0 | 0% | 0.5951% | 0 |  |  |  | 0% | 11.8% | 0 | 0% | 11.8% | 0 | 0% | 11.8% | 0 | 0% | 0.3702% | 0 | 0% | 0.3702% | 0 | 0% | 0.3702% | 0 | 0% | 100% | 0 | 0% | 100% | 0 | 0% | 100% | 0 | 0% | 100% | 0 |  |  | 0 |  |  | 0 |  |  | 0
CALIFORNIA AVE 1108CB | 5.208e-05 | 0 | 0.0338 | 0 | 0.0338 | 0.006982 | 0.030782 | 0.018033 | 0% | 99% | 0 | 0% | 99% | 0 | 0% | 99% | 0 | 0% | 99% | 0 | 0% | 63.55% | 0 | 0% | 49.4% | 0 | 0% | 49.4% | 0 | 0% | 49.4% | 0 | 0 | 0% | 2.695% | 0 | 0% | 2.695% | 0 | 0% | 2.695% | 0 | 0% | 0.3072% | 0 | 0% | 0.3072% | 0 | 0% | 0.3072% | 0 | 0% | 0.826% | 0 | 0% | 0.826% | 0 | 0% | 0.826% | 0 | 98.86% | 0.8609% | 0.00028768 | 0% | 0.8609% | 0 | 0% | 0.8609% | 0 | 0% | 6.228% | 0 | 0% | 6.228% | 0 | 0% | 6.228% | 0 | 0% | 0.5755% | 0 | 0% | 0.5755% | 0 | 0% | 0.5755% | 0 |  |  |  | 0% | 11.8% | 0 | 0% | 11.8% | 0 | 0% | 11.8% | 0 | 0% | 0.3667% | 0 | 0% | 0.3667% | 0 | 0% | 0.3667% | 0 | 0% | 100% | 0 | 0% | 100% | 0 | 0% | 100% | 0 | 0% | 100% | 0 |  |  | 0 |  |  | 0 |  |  | 0
EDENVALE 2107CB | 5.2045e-05 | 0 | 0.00053124 | 0 | 0.00053124 | 0.00012523 | 0.00044514 | 0.00030658 | 0% | 99% | 0 | 0% | 99% | 0 | 0% | 99% | 0 | 0% | 99% | 0 | 0% | 66.77% | 0 | 0% | 52.31% | 0 | 0% | 52.31% | 0 | 0% | 52.31% | 0 | 0 | 0% | 3.055% | 0 | 0% | 3.055% | 0 | 0% | 3.055% | 0 | 0% | 0.3422% | 0 | 0% | 0.3422% | 0 | 0% | 0.3422% | 0 | 0% | 0.7554% | 0 | 0% | 0.7554% | 0 | 0% | 0.7554% | 0 | 0% | 0.7994% | 0 | 0% | 0.7994% | 0 | 0% | 0.7994% | 0 | 0% | 5.692% | 0 | 0% | 5.692% | 0 | 0% | 5.692% | 0 | 0% | 0.5386% | 0 | 0% | 0.5386% | 0 | 0% | 0.5386% | 0 |  |  |  | 0% | 11.8% | 0 | 0% | 11.8% | 0 | 0% | 11.8% | 0 | 0% | 0.3718% | 0 | 0% | 0.3718% | 0 | 0% | 0.3718% | 0 | 0% | 100% | 0 | 0% | 100% | 0 | 0% | 100% | 0 | 0% | 100% | 0 |  |  | 0 |  |  | 0 |  |  | 0
LAS POSITAS 2109MR419 | 5.1982e-05 | 0 | 0.030775 | 0 | 0.030775 | 0.0037621 | 0.030029 | 0.017011 | 0% | 99% | 0 | 0% | 99% | 0 | 0% | 99% | 0 | 0% | 99% | 0 | 0% | 64.98% | 0 | 0% | 51.48% | 0 | 0% | 51.48% | 0 | 0% | 51.48% | 0 | 0 | 0% | 3.203% | 0 | 0% | 3.203% | 0 | 0% | 3.203% | 0 | 0% | 0.3546% | 0 | 0% | 0.3546% | 0 | 0% | 0.3546% | 0 | 0% | 0.887% | 0 | 0% | 0.887% | 0 | 0% | 0.887% | 0 | 99.08% | 0.9132% | 0.00027844 | 0% | 0.9132% | 0 | 0% | 0.9132% | 0 | 0% | 6.634% | 0 | 0% | 6.634% | 0 | 0% | 6.634% | 0 | 0% | 0.3581% | 0 | 0% | 0.3581% | 0 | 0% | 0.3581% | 0 |  |  |  | 0% | 11.8% | 0 | 0% | 11.8% | 0 | 0% | 11.8% | 0 | 0% | 0.3622% | 0 | 0% | 0.3622% | 0 | 0% | 0.3622% | 0 | 0% | 100% | 0 | 0% | 100% | 0 | 0% | 100% | 0 | 0% | 100% | 0 |  |  | 0 |  |  | 0 |  |  | 0
SYCAMORE CREEK 110272104 | 5.1888e-05 | 0 | 0.0055611 | 0 | 0.0055611 | 0.0014632 | 0.0046187 | 0.0030982 | 0% | 99% | 0 | 0% | 99% | 0 | 0% | 99% | 0 | 0% | 99% | 0 | 0% | 65.57% | 0 | 0% | 51.12% | 0 | 0% | 51.12% | 0 | 0% | 51.12% | 0 | 0 | 0% | 3.158% | 0 | 0% | 3.158% | 0 | 0% | 3.158% | 0 | 0% | 0.3478% | 0 | 0% | 0.3478% | 0 | 0% | 0.3478% | 0 | 0% | 0.7593% | 0 | 0% | 0.7593% | 0 | 0% | 0.7593% | 0 | 100% | 0.8065% | 4.4849e-05 | 0% | 0.8065% | 0 | 0% | 0.8065% | 0 | 0% | 5.724% | 0 | 0% | 5.724% | 0 | 0% | 5.724% | 0 | 0% | 0.7102% | 0 | 0% | 0.7102% | 0 | 0% | 0.7102% | 0 |  |  |  | 0% | 11.8% | 0 | 0% | 11.8% | 0 | 0% | 11.8% | 0 | 0% | 0.3742% | 0 | 0% | 0.3742% | 0 | 0% | 0.3742% | 0 | 0% | 100% | 0 | 0% | 100% | 0 | 0% | 100% | 0 | 0% | 100% | 0 |  |  | 0 |  |  | 0 |  |  | 0
MEADOW LANE 2105CB | 5.1875e-05 | 0 | 0.093016 | 0 | 0.093016 | 0.038835 | 0.082962 | 0.031751 | 0% | 99% | 0 | 0% | 99% | 0 | 0% | 99% | 0 | 0% | 99% | 0 | 0% | 64.07% | 0 | 0% | 50.15% | 0 | 0% | 50.15% | 0 | 0% | 50.15% | 0 | 0 | 0% | 2.895% | 0 | 0% | 2.895% | 0 | 0% | 2.895% | 0 | 0% | 0.3151% | 0 | 0% | 0.3151% | 0 | 0% | 0.3151% | 0 | 0% | 0.8174% | 0 | 0% | 0.8174% | 0 | 0% | 0.8174% | 0 | 0% | 0.8306% | 0 | 0% | 0.8306% | 0 | 0% | 0.8306% | 0 | 0% | 6.086% | 0 | 0% | 6.086% | 0 | 0% | 6.086% | 0 | 0% | 0.6676% | 0 | 0% | 0.6676% | 0 | 0% | 0.6676% | 0 |  |  |  | 0% | 11.8% | 0 | 0% | 11.8% | 0 | 0% | 11.8% | 0 | 0% | 0.3641% | 0 | 0% | 0.3641% | 0 | 0% | 0.3641% | 0 | 0% | 100% | 0 | 0% | 100% | 0 | 0% | 100% | 0 | 0% | 100% | 0 |  |  | 0 |  |  | 0 |  |  | 0
BELLE HAVEN 1105819370 | 5.1849e-05 | 0 | 0.0071447 | 0 | 0.0071447 | 0.0036061 | 0.0058015 | 0.0023865 | 0% | 99% | 0 | 0% | 99% | 0 | 0% | 99% | 0 | 0% | 99% | 0 | 0% | 64.8% | 0 | 0% | 50.07% | 0 | 0% | 50.07% | 0 | 0% | 50.07% | 0 | 0 | 0% | 2.584% | 0 | 0% | 2.584% | 0 | 0% | 2.584% | 0 | 0% | 0.2895% | 0 | 0% | 0.2895% | 0 | 0% | 0.2895% | 0 | 0% | 0.736% | 0 | 0% | 0.736% | 0 | 0% | 0.736% | 0 | 0% | 0.7655% | 0 | 36.85% | 0.7655% | 2.0153e-05 | 63.15% | 0.7655% | 3.454e-05 | 0% | 5.529% | 0 | 0% | 5.529% | 0 | 0% | 5.529% | 0 | 0% | 1.241% | 0 | 0% | 1.241% | 0 | 0% | 1.241% | 0 |  |  |  | 0% | 11.8% | 0 | 0% | 11.8% | 0 | 0% | 11.8% | 0 | 0% | 0.3701% | 0 | 0% | 0.3701% | 0 | 0% | 0.3701% | 0 | 0% | 100% | 0 | 0% | 100% | 0 | 0% | 100% | 0 | 0% | 100% | 0 |  |  | 0 |  |  | 0 |  |  | 0
BELLEVUE 21015092 | 5.1836e-05 | 0 | 0.00079366 | 0 | 0.00079366 | 8.2526e-05 | 0.00080754 | 0.00042007 | 0% | 99% | 0 | 0% | 99% | 0 | 0% | 99% | 0 | 0% | 99% | 0 | 0% | 64.75% | 0 | 0% | 49.94% | 0 | 0% | 49.94% | 0 | 0% | 49.94% | 0 | 0 | 0% | 3.621% | 0 | 0% | 3.621% | 0 | 0% | 3.621% | 0 | 0% | 0.4179% | 0 | 0% | 0.4179% | 0 | 0% | 0.4179% | 0 | 0% | 0.9058% | 0 | 0% | 0.9058% | 0 | 0% | 0.9058% | 0 | 0% | 0.9726% | 0 | 0% | 0.9726% | 0 | 0% | 0.9726% | 0 | 0% | 6.862% | 0 | 0% | 6.862% | 0 | 0% | 6.862% | 0 | 0% | 0.301% | 0 | 0% | 0.301% | 0 | 0% | 0.301% | 0 |  |  |  | 0% | 11.8% | 0 | 0% | 11.8% | 0 | 0% | 11.8% | 0 | 0% | 0.3667% | 0 | 0% | 0.3667% | 0 | 0% | 0.3667% | 0 | 0% | 100% | 0 | 0% | 100% | 0 | 0% | 100% | 0 | 0% | 100% | 0 |  |  | 0 |  |  | 0 |  |  | 0
MOUNTAIN VIEW 1112CB | 5.1803e-05 | 0 | 0.0069974 | 0 | 0.0069974 | 0.0020292 | 0.0062564 | 0.0032655 | 0% | 99% | 0 | 0% | 99% | 0 | 0% | 99% | 0 | 0% | 99% | 0 | 0% | 65.51% | 0 | 0% | 51.15% | 0 | 0% | 51.15% | 0 | 0% | 51.15% | 0 | 0 | 0% | 3.169% | 0 | 0% | 3.169% | 0 | 0% | 3.169% | 0 | 0% | 0.3526% | 0 | 0% | 0.3526% | 0 | 0% | 0.3526% | 0 | 0% | 0.8151% | 0 | 0% | 0.8151% | 0 | 0% | 0.8151% | 0 | 0% | 0.8609% | 0 | 0% | 0.8609% | 0 | 100% | 0.8609% | 6.0239e-05 | 0% | 6.145% | 0 | 0% | 6.145% | 0 | 0% | 6.145% | 0 | 0% | 0.6811% | 0 | 0% | 0.6811% | 0 | 0% | 0.6811% | 0 |  |  |  | 0% | 11.8% | 0 | 0% | 11.8% | 0 | 0% | 11.8% | 0 | 0% | 0.3709% | 0 | 0% | 0.3709% | 0 | 0% | 0.3709% | 0 | 0% | 100% | 0 | 0% | 100% | 0 | 0% | 100% | 0 | 0% | 100% | 0 |  |  | 0 |  |  | 0 |  |  | 0
TAFT 11013512 | 5.1783e-05 | 0 | 0.0042285 | 0 | 0.0042285 | 0.00062211 | 0.0042556 | 0.0021026 | 0% | 99% | 0 | 0% | 99% | 0 | 0% | 99% | 0 | 0% | 99% | 0 | 0% | 63.93% | 0 | 0% | 51.59% | 0 | 0% | 51.59% | 0 | 0% | 51.59% | 0 | 0 | 0% | 2.888% | 0 | 0% | 2.888% | 0 | 0% | 2.888% | 0 | 0% | 0.314% | 0 | 0% | 0.314% | 0 | 0% | 0.314% | 0 | 0% | 0.9298% | 0 | 0% | 0.9298% | 0 | 0% | 0.9298% | 0 | 0% | 0.941% | 0 | 0% | 0.941% | 0 | 100% | 0.941% | 3.9791e-05 | 0% | 6.938% | 0 | 0% | 6.938% | 0 | 0% | 6.938% | 0 | 0% | 0.2294% | 0 | 0% | 0.2294% | 0 | 0% | 0.2294% | 0 |  |  |  | 0% | 11.8% | 0 | 0% | 11.8% | 0 | 0% | 11.8% | 0 | 0% | 0.3591% | 0 | 0% | 0.3591% | 0 | 0% | 0.3591% | 0 | 0% | 100% | 0 | 0% | 100% | 0 | 0% | 100% | 0 | 0% | 100% | 0 |  |  | 0 |  |  | 0 |  |  | 0
WEST SACRAMENTO 1108599922 | 5.1712e-05 | 0 | 0.010469 | 0 | 0.010469 | 0.0026804 | 0.010306 | 0.0042946 | 0% | 99% | 0 | 0% | 99% | 0 | 0% | 99% | 0 | 0% | 99% | 0 | 0% | 63.21% | 0 | 0% | 49.33% | 0 | 0% | 49.33% | 0 | 0% | 49.33% | 0 | 0 | 0% | 2.602% | 0 | 0% | 2.602% | 0 | 0% | 2.602% | 0 | 0% | 0.3122% | 0 | 0% | 0.3122% | 0 | 0% | 0.3122% | 0 | 0% | 0.8771% | 0 | 0% | 0.8771% | 0 | 0% | 0.8771% | 0 | 0% | 0.9078% | 0 | 0% | 0.9078% | 0 | 0% | 0.9078% | 0 | 0% | 6.599% | 0 | 0% | 6.599% | 0 | 0% | 6.599% | 0 | 0% | 0.6353% | 0 | 0% | 0.6353% | 0 | 0% | 0.6353% | 0 |  |  |  | 0% | 11.8% | 0 | 0% | 11.8% | 0 | 0% | 11.8% | 0 | 0% | 0.3593% | 0 | 0% | 0.3593% | 0 | 0% | 0.3593% | 0 | 0% | 100% | 0 | 0% | 100% | 0 | 0% | 100% | 0 | 0% | 100% | 0 |  |  | 0 |  |  | 0 |  |  | 0
LIVERMORE 11036792 | 5.1682e-05 | 0 | 0.00026377 | 0 | 0.00026377 | 1.7658e-05 | 0.00024849 | 0.00016927 | 0% | 99% | 0 | 0% | 99% | 0 | 0% | 99% | 0 | 0% | 99% | 0 | 0% | 65.59% | 0 | 0% | 51.2% | 0 | 0% | 51.2% | 0 | 0% | 51.2% | 0 | 0 | 0% | 3.287% | 0 | 0% | 3.287% | 0 | 0% | 3.287% | 0 | 0% | 0.3784% | 0 | 0% | 0.3784% | 0 | 0% | 0.3784% | 0 | 0% | 0.8409% | 0 | 0% | 0.8409% | 0 | 0% | 0.8409% | 0 | 100% | 0.8918% | 2.3522e-06 | 0% | 0.8918% | 0 | 0% | 0.8918% | 0 | 0% | 6.34% | 0 | 0% | 6.34% | 0 | 0% | 6.34% | 0 | 0% | 0.2121% | 0 | 0% | 0.2121% | 0 | 0% | 0.2121% | 0 |  |  |  | 0% | 11.8% | 0 | 0% | 11.8% | 0 | 0% | 11.8% | 0 | 0% | 0.3664% | 0 | 0% | 0.3664% | 0 | 0% | 0.3664% | 0 | 0% | 100% | 0 | 0% | 100% | 0 | 0% | 100% | 0 | 0% | 100% | 0 |  |  | 0 |  |  | 0 |  |  | 0
CASTRO VALLEY 1108MR580 | 5.1648e-05 | 0 | 0.0028117 | 0 | 0.0028117 | 0.0008747 | 0.0027071 | 0.0010596 | 0% | 99% | 0 | 0% | 99% | 0 | 0% | 99% | 0 | 0% | 99% | 0 | 0% | 64.17% | 0 | 0% | 50.37% | 0 | 0% | 50.37% | 0 | 0% | 50.37% | 0 | 0 | 0% | 3.265% | 0 | 0% | 3.265% | 0 | 0% | 3.265% | 0 | 0% | 0.3581% | 0 | 0% | 0.3581% | 0 | 0% | 0.3581% | 0 | 0% | 0.881% | 0 | 0% | 0.881% | 0 | 0% | 0.881% | 0 | 0% | 0.912% | 0 | 84.08% | 0.912% | 2.1558e-05 | 0% | 0.912% | 0 | 0% | 6.599% | 0 | 0% | 6.599% | 0 | 0% | 6.599% | 0 | 0% | 0.6727% | 0 | 0% | 0.6727% | 0 | 0% | 0.6727% | 0 |  |  |  | 0% | 11.8% | 0 | 0% | 11.8% | 0 | 0% | 11.8% | 0 | 0% | 0.3651% | 0 | 0% | 0.3651% | 0 | 0% | 0.3651% | 0 | 0% | 100% | 0 | 0% | 100% | 0 | 0% | 100% | 0 | 0% | 100% | 0 |  |  | 0 |  |  | 0 |  |  | 0
CONTRA COSTA 2103304858 | 5.1638e-05 | 0 | 0.0044802 | 0 | 0.0044802 | 0.0011072 | 0.0043517 | 0.0019369 | 0% | 99% | 0 | 0% | 99% | 0 | 0% | 99% | 0 | 0% | 99% | 0 | 0% | 64.12% | 0 | 0% | 51.12% | 0 | 0% | 51.12% | 0 | 0% | 51.12% | 0 | 0 | 0% | 2.967% | 0 | 0% | 2.967% | 0 | 0% | 2.967% | 0 | 0% | 0.3266% | 0 | 0% | 0.3266% | 0 | 0% | 0.3266% | 0 | 0% | 0.8943% | 0 | 0% | 0.8943% | 0 | 0% | 0.8943% | 0 | 0% | 0.912% | 0 | 0% | 0.912% | 0 | 0% | 0.912% | 0 | 0% | 6.679% | 0 | 0% | 6.679% | 0 | 0% | 6.679% | 0 | 0% | 0.5413% | 0 | 0% | 0.5413% | 0 | 0% | 0.5413% | 0 |  |  |  | 0% | 11.8% | 0 | 0% | 11.8% | 0 | 0% | 11.8% | 0 | 0% | 0.3616% | 0 | 0% | 0.3616% | 0 | 0% | 0.3616% | 0 | 0% | 100% | 0 | 0% | 100% | 0 | 0% | 100% | 0 | 0% | 100% | 0 |  |  | 0 |  |  | 0 |  |  | 0
DEEPWATER 110522130 | 5.1634e-05 | 0 | 0.00026352 | 0 | 0.00026352 | 1.7714e-05 | 0.00030357 | 0.00011373 | 0% | 99% | 0 | 0% | 99% | 0 | 0% | 99% | 0 | 0% | 99% | 0 | 0% | 62.85% | 0 | 0% | 48.8% | 0 | 0% | 48.8% | 0 | 0% | 48.8% | 0 | 0 | 0% | 3.191% | 0 | 0% | 3.191% | 0 | 0% | 3.191% | 0 | 0% | 0.3906% | 0 | 0% | 0.3906% | 0 | 0% | 0.3906% | 0 | 0% | 1.015% | 0 | 0% | 1.015% | 0 | 0% | 1.015% | 0 | 0% | 1.07% | 0 | 0% | 1.07% | 0 | 0% | 1.07% | 0 | 0% | 7.682% | 0 | 0% | 7.682% | 0 | 0% | 7.682% | 0 | 0% | 0.2087% | 0 | 0% | 0.2087% | 0 | 0% | 0.2087% | 0 |  |  |  | 0% | 11.8% | 0 | 0% | 11.8% | 0 | 0% | 11.8% | 0 | 0% | 0.3553% | 0 | 0% | 0.3553% | 0 | 0% | 0.3553% | 0 | 0% | 100% | 0 | 0% | 100% | 0 | 0% | 100% | 0 | 0% | 100% | 0 |  |  | 0 |  |  | 0 |  |  | 0
FIGARDEN 2112R3150 | 5.1627e-05 | 0 | 0.0039523 | 0 | 0.0039523 | 0.0013843 | 0.002894 | 0.0022461 | 0% | 99% | 0 | 0% | 99% | 0 | 0% | 99% | 0 | 0% | 99% | 0 | 0% | 64.83% | 0 | 0% | 49.67% | 0 | 0% | 49.67% | 0 | 0% | 49.67% | 0 | 0 | 0% | 2.437% | 0 | 0% | 2.437% | 0 | 0% | 2.437% | 0 | 0% | 0.2733% | 0 | 0% | 0.2733% | 0 | 0% | 0.2733% | 0 | 0% | 0.663% | 0 | 0% | 0.663% | 0 | 0% | 0.663% | 0 | 0% | 0.6961% | 0 | 0% | 0.6961% | 0 | 100% | 0.6961% | 2.7512e-05 | 0% | 5% | 0 | 0% | 5% | 0 | 0% | 5% | 0 | 0% | 0.9617% | 0 | 0% | 0.9617% | 0 | 0% | 0.9617% | 0 |  |  |  | 0% | 11.8% | 0 | 0% | 11.8% | 0 | 0% | 11.8% | 0 | 0% | 0.3743% | 0 | 0% | 0.3743% | 0 | 0% | 0.3743% | 0 | 0% | 100% | 0 | 0% | 100% | 0 | 0% | 100% | 0 | 0% | 100% | 0 |  |  | 0 |  |  | 0 |  |  | 0
WESTPARK 11104871 | 5.1537e-05 | 0 | 0.04261 | 0 | 0.04261 | 0.01095 | 0.039248 | 0.020141 | 0% | 99% | 0 | 0% | 99% | 0 | 0% | 99% | 0 | 0% | 99% | 0 | 0% | 63.26% | 0 | 0% | 50.33% | 0 | 0% | 50.33% | 0 | 0% | 50.33% | 0 | 0 | 0% | 2.466% | 0 | 0% | 2.466% | 0 | 0% | 2.466% | 0 | 0% | 0.2752% | 0 | 0% | 0.2752% | 0 | 0% | 0.2752% | 0 | 0% | 0.8484% | 0 | 0% | 0.8484% | 0 | 0% | 0.8484% | 0 | 0% | 0.8603% | 0 | 0.9166% | 0.8603% | 3.36e-06 | 2.767% | 0.8603% | 1.0144e-05 | 0% | 6.344% | 0 | 0% | 6.344% | 0 | 0% | 6.344% | 0 | 0% | 0.4995% | 0 | 0% | 0.4995% | 0 | 0% | 0.4995% | 0 |  |  |  | 0% | 11.8% | 0 | 0% | 11.8% | 0 | 0% | 11.8% | 0 | 0% | 0.3621% | 0 | 0% | 0.3621% | 0 | 0% | 0.3621% | 0 | 0% | 100% | 0 | 0% | 100% | 0 | 0% | 100% | 0 | 0% | 100% | 0 |  |  | 0 |  |  | 0 |  |  | 0
BARTON 110841140 | 5.1471e-05 | 0 | 0.023554 | 0 | 0.023554 | 0.0064247 | 0.021217 | 0.011241 | 0% | 99% | 0 | 0% | 99% | 0 | 0% | 99% | 0 | 0% | 99% | 0 | 0% | 64.46% | 0 | 0% | 50.6% | 0 | 0% | 50.6% | 0 | 0% | 50.6% | 0 | 0 | 0% | 2.666% | 0 | 0% | 2.666% | 0 | 0% | 2.666% | 0 | 0% | 0.3022% | 0 | 0% | 0.3022% | 0 | 0% | 0.3022% | 0 | 0% | 0.8284% | 0 | 0% | 0.8284% | 0 | 0% | 0.8284% | 0 | 100% | 0.8664% | 0.00020406 | 0% | 0.8664% | 0 | 0% | 0.8664% | 0 | 0% | 6.251% | 0 | 0% | 6.251% | 0 | 0% | 6.251% | 0 | 0% | 0.7419% | 0 | 0% | 0.7419% | 0 | 0% | 0.7419% | 0 |  |  |  | 0% | 11.8% | 0 | 0% | 11.8% | 0 | 0% | 11.8% | 0 | 0% | 0.3686% | 0 | 0% | 0.3686% | 0 | 0% | 0.3686% | 0 | 0% | 100% | 0 | 0% | 100% | 0 | 0% | 100% | 0 | 0% | 100% | 0 |  |  | 0 |  |  | 0 |  |  | 0
CONTRA COSTA 2114CB | 5.1444e-05 | 0 | 0.0047259 | 0 | 0.0047259 | 0.00090513 | 0.004944 | 0.0019523 | 0% | 99% | 0 | 0% | 99% | 0 | 0% | 99% | 0 | 0% | 99% | 0 | 0% | 65.06% | 0 | 0% | 50.93% | 0 | 0% | 50.93% | 0 | 0% | 50.93% | 0 | 0 | 0% | 3.637% | 0 | 0% | 3.637% | 0 | 0% | 3.637% | 0 | 0% | 0.4129% | 0 | 0% | 0.4129% | 0 | 0% | 0.4129% | 0 | 0% | 0.9429% | 0 | 0% | 0.9429% | 0 | 0% | 0.9429% | 0 | 0% | 0.996% | 0 | 100% | 0.996% | 4.7069e-05 | 0% | 0.996% | 0 | 0% | 7.103% | 0 | 0% | 7.103% | 0 | 0% | 7.103% | 0 | 0% | 0.3502% | 0 | 0% | 0.3502% | 0 | 0% | 0.3502% | 0 |  |  |  | 0% | 11.8% | 0 | 0% | 11.8% | 0 | 0% | 11.8% | 0 | 0% | 0.3638% | 0 | 0% | 0.3638% | 0 | 0% | 0.3638% | 0 | 0% | 100% | 0 | 0% | 100% | 0 | 0% | 100% | 0 | 0% | 100% | 0 |  |  | 0 |  |  | 0 |  |  | 0
EAST GRAND 1107540874 | 5.1409e-05 | 0 | 0.0013119 | 0 | 0.0013119 | 9.5377e-05 | 0.0015313 | 0.00053893 | 0% | 99% | 0 | 0% | 99% | 0 | 0% | 99% | 0 | 0% | 99% | 0 | 0% | 64.72% | 0 | 0% | 51.7% | 0 | 0% | 51.7% | 0 | 0% | 51.7% | 0 | 0 | 0% | 4.08% | 0 | 0% | 4.08% | 0 | 0% | 4.08% | 0 | 0% | 0.4522% | 0 | 0% | 0.4522% | 0 | 0% | 0.4522% | 0 | 0% | 1.069% | 0 | 0% | 1.069% | 0 | 0% | 1.069% | 0 | 0% | 1.128% | 0 | 0% | 1.128% | 0 | 0% | 1.128% | 0 | 0% | 8.062% | 0 | 0% | 8.062% | 0 | 0% | 8.062% | 0 | 0% | 0.2772% | 0 | 0% | 0.2772% | 0 | 0% | 0.2772% | 0 |  |  |  | 0% | 11.8% | 0 | 0% | 11.8% | 0 | 0% | 11.8% | 0 | 0% | 0.3624% | 0 | 0% | 0.3624% | 0 | 0% | 0.3624% | 0 | 0% | 100% | 0 | 0% | 100% | 0 | 0% | 100% | 0 | 0% | 100% | 0 |  |  | 0 |  |  | 0 |  |  | 0
EDES 1101CR354 | 5.1406e-05 | 0 | 0.0082205 | 0 | 0.0082205 | 0.0005288 | 0.0081917 | 0.0048495 | 0% | 99% | 0 | 0% | 99% | 0 | 0% | 99% | 0 | 0% | 99% | 0 | 0% | 66.14% | 0 | 0% | 52.91% | 0 | 0% | 52.91% | 0 | 0% | 52.91% | 0 | 0 | 0% | 3.345% | 0 | 0% | 3.345% | 0 | 0% | 3.345% | 0 | 0% | 0.3737% | 0 | 0% | 0.3737% | 0 | 0% | 0.3737% | 0 | 0% | 0.9129% | 0 | 0% | 0.9129% | 0 | 0% | 0.9129% | 0 | 0% | 0.9666% | 0 | 0% | 0.9666% | 0 | 0% | 0.9666% | 0 | 0% | 6.901% | 0 | 0% | 6.901% | 0 | 0% | 6.901% | 0 | 0% | 0.216% | 0 | 0% | 0.216% | 0 | 0% | 0.216% | 0 |  |  |  | 0% | 11.8% | 0 | 0% | 11.8% | 0 | 0% | 11.8% | 0 | 0% | 0.3681% | 0 | 0% | 0.3681% | 0 | 0% | 0.3681% | 0 | 0% | 100% | 0 | 0% | 100% | 0 | 0% | 100% | 0 | 0% | 100% | 0 |  |  | 0 |  |  | 0 |  |  | 0
COLUMBUS 111077274 | 5.1164e-05 | 0 | 0.00026112 | 0 | 0.00026112 | 4.2765e-05 | 0.00022273 | 0.00016555 | 0% | 99% | 0 | 0% | 99% | 0 | 0% | 99% | 0 | 0% | 99% | 0 | 0% | 64.13% | 0 | 0% | 51.28% | 0 | 0% | 51.28% | 0 | 0% | 51.28% | 0 | 0 | 0% | 2.911% | 0 | 0% | 2.911% | 0 | 0% | 2.911% | 0 | 0% | 0.3082% | 0 | 0% | 0.3082% | 0 | 0% | 0.3082% | 0 | 0% | 0.7809% | 0 | 0% | 0.7809% | 0 | 0% | 0.7809% | 0 | 0% | 0.7786% | 0 | 0% | 0.7786% | 0 | 0% | 0.7786% | 0 | 0% | 5.773% | 0 | 0% | 5.773% | 0 | 0% | 5.773% | 0 | 0% | 0.2652% | 0 | 0% | 0.2652% | 0 | 0% | 0.2652% | 0 |  |  |  | 0% | 11.8% | 0 | 0% | 11.8% | 0 | 0% | 11.8% | 0 | 0% | 0.3626% | 0 | 0% | 0.3626% | 0 | 0% | 0.3626% | 0 | 0% | 100% | 0 | 0% | 100% | 0 | 0% | 100% | 0 | 0% | 100% | 0 |  |  | 0 |  |  | 0 |  |  | 0
TRACY 110313302 | 5.1093e-05 | 0 | 0.00078227 | 0 | 0.00078227 | 6.4318e-05 | 0.00077391 | 0.00045312 | 0% | 99% | 0 | 0% | 99% | 0 | 0% | 99% | 0 | 0% | 99% | 0 | 0% | 64.43% | 0 | 0% | 50.17% | 0 | 0% | 50.17% | 0 | 0% | 50.17% | 0 | 0 | 0% | 2.738% | 0 | 0% | 2.738% | 0 | 0% | 2.738% | 0 | 0% | 0.3409% | 0 | 0% | 0.3409% | 0 | 0% | 0.3409% | 0 | 0% | 0.8585% | 0 | 0% | 0.8585% | 0 | 0% | 0.8585% | 0 | 0% | 0.9093% | 0 | 0% | 0.9093% | 0 | 0% | 0.9093% | 0 | 0% | 6.502% | 0 | 0% | 6.502% | 0 | 0% | 6.502% | 0 | 0% | 0.1859% | 0 | 0% | 0.1859% | 0 | 0% | 0.1859% | 0 |  |  |  | 0% | 11.8% | 0 | 0% | 11.8% | 0 | 0% | 11.8% | 0 | 0% | 0.3602% | 0 | 0% | 0.3602% | 0 | 0% | 0.3602% | 0 | 0% | 100% | 0 | 0% | 100% | 0 | 0% | 100% | 0 | 0% | 100% | 0 |  |  | 0 |  |  | 0 |  |  | 0
EL CAPITAN 110690310 | 5.1086e-05 | 0 | 0.0062574 | 0 | 0.0062574 | 0.0011446 | 0.0059433 | 0.0032415 | 0% | 99% | 0 | 0% | 99% | 0 | 0% | 99% | 0 | 0% | 99% | 0 | 0% | 64.29% | 0 | 0% | 51.03% | 0 | 0% | 51.03% | 0 | 0% | 51.03% | 0 | 0 | 0% | 2.788% | 0 | 0% | 2.788% | 0 | 0% | 2.788% | 0 | 0% | 0.3127% | 0 | 0% | 0.3127% | 0 | 0% | 0.3127% | 0 | 0% | 0.8697% | 0 | 0% | 0.8697% | 0 | 0% | 0.8697% | 0 | 13.2% | 0.9009% | 7.4384e-06 | 0% | 0.9009% | 0 | 31.08% | 0.9009% | 1.7519e-05 | 0% | 6.54% | 0 | 0% | 6.54% | 0 | 0% | 6.54% | 0 | 0% | 0.5017% | 0 | 0% | 0.5017% | 0 | 0% | 0.5017% | 0 |  |  |  | 0% | 11.8% | 0 | 0% | 11.8% | 0 | 0% | 11.8% | 0 | 0% | 0.3648% | 0 | 0% | 0.3648% | 0 | 0% | 0.3648% | 0 | 0% | 100% | 0 | 0% | 100% | 0 | 0% | 100% | 0 | 0% | 100% | 0 |  |  | 0 |  |  | 0 |  |  | 0
LARKIN (Y) 1135CB | 5.1043e-05 | 0 | 0.0018235 | 0 | 0.0018235 | 0.00015193 | 0.0024007 | 0.00045752 | 0% | 99% | 0 | 0% | 99% | 0 | 0% | 99% | 0 | 0% | 99% | 0 | 0% | 61.5% | 0 | 0% | 48.89% | 0 | 0% | 48.89% | 0 | 0% | 48.89% | 0 | 0 | 0% | 4.47% | 0 | 0% | 4.47% | 0 | 0% | 4.47% | 0 | 0% | 0.4807% | 0 | 0% | 0.4807% | 0 | 0% | 0.4807% | 0 | 0% | 1.226% | 0 | 0% | 1.226% | 0 | 0% | 1.226% | 0 | 0% | 1.277% | 0 | 0% | 1.277% | 0 | 0% | 1.277% | 0 | 0% | 9.221% | 0 | 0% | 9.221% | 0 | 0% | 9.221% | 0 | 0% | 0.3559% | 0 | 0% | 0.3559% | 0 | 0% | 0.3559% | 0 |  |  |  | 0% | 11.8% | 0 | 0% | 11.8% | 0 | 0% | 11.8% | 0 | 0% | 0.3582% | 0 | 0% | 0.3582% | 0 | 0% | 0.3582% | 0 | 0% | 100% | 0 | 0% | 100% | 0 | 0% | 100% | 0 | 0% | 100% | 0 |  |  | 0 |  |  | 0 |  |  | 0
POTRERO PP (A) 1109CB | 5.1031e-05 | 0 | 0.0069018 | 0 | 0.0069018 | 0.00079178 | 0.0079448 | 0.0026566 | 0% | 99% | 0 | 0% | 99% | 0 | 0% | 99% | 0 | 0% | 99% | 0 | 0% | 64.09% | 0 | 0% | 51.6% | 0 | 0% | 51.6% | 0 | 0% | 51.6% | 0 | 0 | 0% | 3.987% | 0 | 0% | 3.987% | 0 | 0% | 3.987% | 0 | 0% | 0.4343% | 0 | 0% | 0.4343% | 0 | 0% | 0.4343% | 0 | 0% | 1.056% | 0 | 0% | 1.056% | 0 | 0% | 1.056% | 0 | 100% | 1.088% | 7.5105e-05 | 0% | 1.088% | 0 | 0% | 1.088% | 0 | 0% | 7.891% | 0 | 0% | 7.891% | 0 | 0% | 7.891% | 0 | 0% | 0.4035% | 0 | 0% | 0.4035% | 0 | 0% | 0.4035% | 0 |  |  |  | 0% | 11.8% | 0 | 0% | 11.8% | 0 | 0% | 11.8% | 0 | 0% | 0.3578% | 0 | 0% | 0.3578% | 0 | 0% | 0.3578% | 0 | 0% | 100% | 0 | 0% | 100% | 0 | 0% | 100% | 0 | 0% | 100% | 0 |  |  | 0 |  |  | 0 |  |  | 0
BAKERSFIELD 11163742 | 5.1029e-05 | 0 | 0.073702 | 0 | 0.073702 | 0.017077 | 0.071549 | 0.033038 | 0% | 99% | 0 | 0% | 99% | 0 | 0% | 99% | 0 | 0% | 99% | 0 | 0% | 62.85% | 0 | 0% | 50.47% | 0 | 0% | 50.47% | 0 | 0% | 50.47% | 0 | 0 | 0% | 2.565% | 0 | 0% | 2.565% | 0 | 0% | 2.565% | 0 | 0% | 0.2793% | 0 | 0% | 0.2793% | 0 | 0% | 0.2793% | 0 | 0% | 0.8977% | 0 | 0% | 0.8977% | 0 | 0% | 0.8977% | 0 | 0% | 0.8974% | 0 | 0% | 0.8974% | 0 | 0% | 0.8974% | 0 | 0% | 6.682% | 0 | 0% | 6.682% | 0 | 0% | 6.682% | 0 | 0% | 0.4137% | 0 | 0% | 0.4137% | 0 | 0% | 0.4137% | 0 |  |  |  | 0% | 11.8% | 0 | 0% | 11.8% | 0 | 0% | 11.8% | 0 | 0% | 0.358% | 0 | 0% | 0.358% | 0 | 0% | 0.358% | 0 | 0% | 100% | 0 | 0% | 100% | 0 | 0% | 100% | 0 | 0% | 100% | 0 |  |  | 0 |  |  | 0 |  |  | 0
VINEYARD 2105MR256 | 5.102e-05 | 0 | 0.0020831 | 0 | 0.0020831 | 0.00037069 | 0.0021059 | 0.00096207 | 0% | 99% | 0 | 0% | 99% | 0 | 0% | 99% | 0 | 0% | 99% | 0 | 0% | 64.82% | 0 | 0% | 49.73% | 0 | 0% | 49.73% | 0 | 0% | 49.73% | 0 | 0 | 0% | 3.386% | 0 | 0% | 3.386% | 0 | 0% | 3.386% | 0 | 0% | 0.3991% | 0 | 0% | 0.3991% | 0 | 0% | 0.3991% | 0 | 0% | 0.8899% | 0 | 0% | 0.8899% | 0 | 0% | 0.8899% | 0 | 0% | 0.9502% | 0 | 0% | 0.9502% | 0 | 0% | 0.9502% | 0 | 0% | 6.733% | 0 | 0% | 6.733% | 0 | 0% | 6.733% | 0 | 0% | 0.3345% | 0 | 0% | 0.3345% | 0 | 0% | 0.3345% | 0 |  |  |  | 0% | 11.8% | 0 | 0% | 11.8% | 0 | 0% | 11.8% | 0 | 0% | 0.3639% | 0 | 0% | 0.3639% | 0 | 0% | 0.3639% | 0 | 0% | 100% | 0 | 0% | 100% | 0 | 0% | 100% | 0 | 0% | 100% | 0 |  |  | 0 |  |  | 0 |  |  | 0
EIGHT MILE 21017406 | 5.1014e-05 | 0 | 0.00017357 | 0 | 0.00017357 | 1.4792e-05 | 0.00017143 | 0.0001003 | 0% | 99% | 0 | 0% | 99% | 0 | 0% | 99% | 0 | 0% | 99% | 0 | 0% | 63.55% | 0 | 0% | 48.98% | 0 | 0% | 48.98% | 0 | 0% | 48.98% | 0 | 0 | 0% | 2.839% | 0 | 0% | 2.839% | 0 | 0% | 2.839% | 0 | 0% | 0.3423% | 0 | 0% | 0.3423% | 0 | 0% | 0.3423% | 0 | 0% | 0.8776% | 0 | 0% | 0.8776% | 0 | 0% | 0.8776% | 0 | 0% | 0.9344% | 0 | 100% | 0.9344% | 1.6218e-06 | 0% | 0.9344% | 0 | 0% | 6.668% | 0 | 0% | 6.668% | 0 | 0% | 6.668% | 0 | 0% | 0.2478% | 0 | 0% | 0.2478% | 0 | 0% | 0.2478% | 0 |  |  |  | 0% | 11.8% | 0 | 0% | 11.8% | 0 | 0% | 11.8% | 0 | 0% | 0.3649% | 0 | 0% | 0.3649% | 0 | 0% | 0.3649% | 0 | 0% | 100% | 0 | 0% | 100% | 0 | 0% | 100% | 0 | 0% | 100% | 0 |  |  | 0 |  |  | 0 |  |  | 0
MONTAGUE 2108CB | 5.0994e-05 | 0 | 0.01015 | 0 | 0.01015 | 0.0015649 | 0.0094478 | 0.0057426 | 0% | 99% | 0 | 0% | 99% | 0 | 0% | 99% | 0 | 0% | 99% | 0 | 0% | 66.01% | 0 | 0% | 52.15% | 0 | 0% | 52.15% | 0 | 0% | 52.15% | 0 | 0 | 0% | 3.436% | 0 | 0% | 3.436% | 0 | 0% | 3.436% | 0 | 0% | 0.3804% | 0 | 0% | 0.3804% | 0 | 0% | 0.3804% | 0 | 0% | 0.8511% | 0 | 0% | 0.8511% | 0 | 0% | 0.8511% | 0 | 100% | 0.9021% | 9.1568e-05 | 0% | 0.9021% | 0 | 0% | 0.9021% | 0 | 0% | 6.417% | 0 | 0% | 6.417% | 0 | 0% | 6.417% | 0 | 0% | 0.3062% | 0 | 0% | 0.3062% | 0 | 0% | 0.3062% | 0 |  |  |  | 0% | 11.8% | 0 | 0% | 11.8% | 0 | 0% | 11.8% | 0 | 0% | 0.3702% | 0 | 0% | 0.3702% | 0 | 0% | 0.3702% | 0 | 0% | 100% | 0 | 0% | 100% | 0 | 0% | 100% | 0 | 0% | 100% | 0 |  |  | 0 |  |  | 0 |  |  | 0
TIDEWATER 2107M517R | 5.0957e-05 | 0 | 0.011183 | 0 | 0.011183 | 0.003136 | 0.010149 | 0.0051753 | 0% | 99% | 0 | 0% | 99% | 0 | 0% | 99% | 0 | 0% | 99% | 0 | 0% | 65.38% | 0 | 0% | 50.83% | 0 | 0% | 50.83% | 0 | 0% | 50.83% | 0 | 0 | 0% | 3.255% | 0 | 0% | 3.255% | 0 | 0% | 3.255% | 0 | 0% | 0.3634% | 0 | 0% | 0.3634% | 0 | 0% | 0.3634% | 0 | 0% | 0.8246% | 0 | 0% | 0.8246% | 0 | 0% | 0.8246% | 0 | 96.1% | 0.8717% | 9.368e-05 | 0% | 0.8717% | 0 | 0% | 0.8717% | 0 | 0% | 6.215% | 0 | 0% | 6.215% | 0 | 0% | 6.215% | 0 | 0% | 0.3998% | 0 | 0% | 0.3998% | 0 | 0% | 0.3998% | 0 |  |  |  | 0% | 11.8% | 0 | 0% | 11.8% | 0 | 0% | 11.8% | 0 | 0% | 0.3699% | 0 | 0% | 0.3699% | 0 | 0% | 0.3699% | 0 | 0% | 100% | 0 | 0% | 100% | 0 | 0% | 100% | 0 | 0% | 100% | 0 |  |  | 0 |  |  | 0 |  |  | 0
STOCKTON A 110612484 | 5.0905e-05 | 0 | 0.012297 | 0 | 0.012297 | 0.0026228 | 0.012649 | 0.0050278 | 0% | 99% | 0 | 0% | 99% | 0 | 0% | 99% | 0 | 0% | 99% | 0 | 0% | 63.54% | 0 | 0% | 50.72% | 0 | 0% | 50.72% | 0 | 0% | 50.72% | 0 | 0 | 0% | 2.824% | 0 | 0% | 2.824% | 0 | 0% | 2.824% | 0 | 0% | 0.3243% | 0 | 0% | 0.3243% | 0 | 0% | 0.3243% | 0 | 0% | 0.9418% | 0 | 0% | 0.9418% | 0 | 0% | 0.9418% | 0 | 99.07% | 0.9757% | 0.00011887 | 0% | 0.9757% | 0 | 0% | 0.9757% | 0 | 0% | 7.094% | 0 | 0% | 7.094% | 0 | 0% | 7.094% | 0 | 0% | 0.5459% | 0 | 0% | 0.5459% | 0 | 0% | 0.5459% | 0 |  |  |  | 0% | 11.8% | 0 | 0% | 11.8% | 0 | 0% | 11.8% | 0 | 0% | 0.3614% | 0 | 0% | 0.3614% | 0 | 0% | 0.3614% | 0 | 0% | 100% | 0 | 0% | 100% | 0 | 0% | 100% | 0 | 0% | 100% | 0 |  |  | 0 |  |  | 0 |  |  | 0
MISSION (X) 1127CB | 5.0883e-05 | 0 | 0.0072713 | 0 | 0.0072713 | 0.00024068 | 0.0090654 | 0.0026971 | 0% | 99% | 0 | 0% | 99% | 0 | 0% | 99% | 0 | 0% | 99% | 0 | 0% | 61.75% | 0 | 0% | 48.68% | 0 | 0% | 48.68% | 0 | 0% | 48.68% | 0 | 0 | 0% | 4.073% | 0 | 0% | 4.073% | 0 | 0% | 4.073% | 0 | 0% | 0.4551% | 0 | 0% | 0.4551% | 0 | 0% | 0.4551% | 0 | 0% | 1.152% | 0 | 0% | 1.152% | 0 | 0% | 1.152% | 0 | 100% | 1.232% | 8.9568e-05 | 0% | 1.232% | 0 | 0% | 1.232% | 0 | 0% | 8.762% | 0 | 0% | 8.762% | 0 | 0% | 8.762% | 0 | 0% | 0.1877% | 0 | 0% | 0.1877% | 0 | 0% | 0.1877% | 0 |  |  |  | 0% | 11.8% | 0 | 0% | 11.8% | 0 | 0% | 11.8% | 0 | 0% | 0.365% | 0 | 0% | 0.365% | 0 | 0% | 0.365% | 0 | 0% | 100% | 0 | 0% | 100% | 0 | 0% | 100% | 0 | 0% | 100% | 0 |  |  | 0 |  |  | 0 |  |  | 0
COUNTRY CLUB 1103CB | 5.0843e-05 | 0 | 0.052174 | 0 | 0.052174 | 0.0096981 | 0.050372 | 0.026057 | 0% | 99% | 0 | 0% | 99% | 0 | 0% | 99% | 0 | 0% | 99% | 0 | 0% | 63.59% | 0 | 0% | 50.04% | 0 | 0% | 50.04% | 0 | 0% | 50.04% | 0 | 0 | 0% | 2.686% | 0 | 0% | 2.686% | 0 | 0% | 2.686% | 0 | 0% | 0.3101% | 0 | 0% | 0.3101% | 0 | 0% | 0.3101% | 0 | 0% | 0.8749% | 0 | 0% | 0.8749% | 0 | 0% | 0.8749% | 0 | 0% | 0.9121% | 0 | 66.4% | 0.9121% | 0.00031599 | 0% | 0.9121% | 0 | 0% | 6.607% | 0 | 0% | 6.607% | 0 | 0% | 6.607% | 0 | 0% | 0.45% | 0 | 0% | 0.45% | 0 | 0% | 0.45% | 0 |  |  |  | 0% | 11.8% | 0 | 0% | 11.8% | 0 | 0% | 11.8% | 0 | 0% | 0.3643% | 0 | 0% | 0.3643% | 0 | 0% | 0.3643% | 0 | 0% | 100% | 0 | 0% | 100% | 0 | 0% | 100% | 0 | 0% | 100% | 0 |  |  | 0 |  |  | 0 |  |  | 0
BELLEVUE 2101102360 | 5.0829e-05 | 0 | 0.00588 | 0 | 0.00588 | 0.0016897 | 0.0055569 | 0.0024598 | 0% | 99% | 0 | 0% | 99% | 0 | 0% | 99% | 0 | 0% | 99% | 0 | 0% | 64.74% | 0 | 0% | 49.73% | 0 | 0% | 49.73% | 0 | 0% | 49.73% | 0 | 0 | 0% | 3.252% | 0 | 0% | 3.252% | 0 | 0% | 3.252% | 0 | 0% | 0.3769% | 0 | 0% | 0.3769% | 0 | 0% | 0.3769% | 0 | 0% | 0.8428% | 0 | 0% | 0.8428% | 0 | 0% | 0.8428% | 0 | 0% | 0.9013% | 0 | 0% | 0.9013% | 0 | 0% | 0.9013% | 0 | 0% | 6.379% | 0 | 0% | 6.379% | 0 | 0% | 6.379% | 0 | 0% | 0.7498% | 0 | 0% | 0.7498% | 0 | 0% | 0.7498% | 0 |  |  |  | 0% | 11.8% | 0 | 0% | 11.8% | 0 | 0% | 11.8% | 0 | 0% | 0.3682% | 0 | 0% | 0.3682% | 0 | 0% | 0.3682% | 0 | 0% | 100% | 0 | 0% | 100% | 0 | 0% | 100% | 0 | 0% | 100% | 0 |  |  | 0 |  |  | 0 |  |  | 0
RICHMOND R 1125BR308 | 5.0823e-05 | 0 | 0.0027667 | 0 | 0.0027667 | 0.00018029 | 0.002963 | 0.0014239 | 0% | 99% | 0 | 0% | 99% | 0 | 0% | 99% | 0 | 0% | 99% | 0 | 0% | 65.22% | 0 | 0% | 52.33% | 0 | 0% | 52.33% | 0 | 0% | 52.33% | 0 | 0 | 0% | 3.367% | 0 | 0% | 3.367% | 0 | 0% | 3.367% | 0 | 0% | 0.3805% | 0 | 0% | 0.3805% | 0 | 0% | 0.3805% | 0 | 0% | 0.9639% | 0 | 0% | 0.9639% | 0 | 0% | 0.9639% | 0 | 0% | 0.9991% | 0 | 0% | 0.9991% | 0 | 0% | 0.9991% | 0 | 0% | 7.23% | 0 | 0% | 7.23% | 0 | 0% | 7.23% | 0 | 0% | 0.189% | 0 | 0% | 0.189% | 0 | 0% | 0.189% | 0 |  |  |  | 0% | 11.8% | 0 | 0% | 11.8% | 0 | 0% | 11.8% | 0 | 0% | 0.3584% | 0 | 0% | 0.3584% | 0 | 0% | 0.3584% | 0 | 0% | 100% | 0 | 0% | 100% | 0 | 0% | 100% | 0 | 0% | 100% | 0 |  |  | 0 |  |  | 0 |  |  | 0
RICHMOND R 1124CB | 5.0814e-05 | 0 | 0.010192 | 0 | 0.010192 | 0.00084823 | 0.010979 | 0.0049977 | 0% | 99% | 0 | 0% | 99% | 0 | 0% | 99% | 0 | 0% | 99% | 0 | 0% | 64.63% | 0 | 0% | 51.77% | 0 | 0% | 51.77% | 0 | 0% | 51.77% | 0 | 0 | 0% | 3.473% | 0 | 0% | 3.473% | 0 | 0% | 3.473% | 0 | 0% | 0.3866% | 0 | 0% | 0.3866% | 0 | 0% | 0.3866% | 0 | 0% | 0.9806% | 0 | 0% | 0.9806% | 0 | 0% | 0.9806% | 0 | 0% | 1.015% | 0 | 0% | 1.015% | 0 | 0% | 1.015% | 0 | 0% | 7.355% | 0 | 0% | 7.355% | 0 | 0% | 7.355% | 0 | 0% | 0.2233% | 0 | 0% | 0.2233% | 0 | 0% | 0.2233% | 0 |  |  |  | 0% | 11.8% | 0 | 0% | 11.8% | 0 | 0% | 11.8% | 0 | 0% | 0.3599% | 0 | 0% | 0.3599% | 0 | 0% | 0.3599% | 0 | 0% | 100% | 0 | 0% | 100% | 0 | 0% | 100% | 0 | 0% | 100% | 0 |  |  | 0 |  |  | 0 |  |  | 0
ASHLAN AVE 111266668 | 5.079e-05 | 0 | 0.0059619 | 0 | 0.0059619 | 0.0010663 | 0.0055559 | 0.0032195 | 0% | 99% | 0 | 0% | 99% | 0 | 0% | 99% | 0 | 0% | 99% | 0 | 0% | 63.51% | 0 | 0% | 49.25% | 0 | 0% | 49.25% | 0 | 0% | 49.25% | 0 | 0 | 0% | 2.676% | 0 | 0% | 2.676% | 0 | 0% | 2.676% | 0 | 0% | 0.3091% | 0 | 0% | 0.3091% | 0 | 0% | 0.3091% | 0 | 0% | 0.8442% | 0 | 0% | 0.8442% | 0 | 0% | 0.8442% | 0 | 0% | 0.891% | 0 | 0% | 0.891% | 0 | 19.47% | 0.891% | 1.0345e-05 | 0% | 6.403% | 0 | 0% | 6.403% | 0 | 0% | 6.403% | 0 | 0% | 0.5134% | 0 | 0% | 0.5134% | 0 | 0% | 0.5134% | 0 |  |  |  | 0% | 11.8% | 0 | 0% | 11.8% | 0 | 0% | 11.8% | 0 | 0% | 0.3682% | 0 | 0% | 0.3682% | 0 | 0% | 0.3682% | 0 | 0% | 100% | 0 | 0% | 100% | 0 | 0% | 100% | 0 | 0% | 100% | 0 |  |  | 0 |  |  | 0 |  |  | 0
SAN JOSE B 1105XR504 | 5.0755e-05 | 0 | 0.01347 | 0 | 0.01347 | 0.0036769 | 0.01225 | 0.0063086 | 0% | 99% | 0 | 0% | 99% | 0 | 0% | 99% | 0 | 0% | 99% | 0 | 0% | 65.71% | 0 | 0% | 51.63% | 0 | 0% | 51.63% | 0 | 0% | 51.63% | 0 | 0 | 0% | 2.939% | 0 | 0% | 2.939% | 0 | 0% | 2.939% | 0 | 0% | 0.3338% | 0 | 0% | 0.3338% | 0 | 0% | 0.3338% | 0 | 0% | 0.8277% | 0 | 0% | 0.8277% | 0 | 0% | 0.8277% | 0 | 0% | 0.8759% | 0 | 0% | 0.8759% | 0 | 68.52% | 0.8759% | 8.084e-05 | 0% | 6.258% | 0 | 0% | 6.258% | 0 | 0% | 6.258% | 0 | 0% | 0.6791% | 0 | 0% | 0.6791% | 0 | 0% | 0.6791% | 0 |  |  |  | 0% | 11.8% | 0 | 0% | 11.8% | 0 | 0% | 11.8% | 0 | 0% | 0.3698% | 0 | 0% | 0.3698% | 0 | 0% | 0.3698% | 0 | 0% | 100% | 0 | 0% | 100% | 0 | 0% | 100% | 0 | 0% | 100% | 0 |  |  | 0 |  |  | 0 |  |  | 0
SAN JOSE A 111281630 | 5.0744e-05 | 0 | 0.0080284 | 0 | 0.0080284 | 0.001265 | 0.0075735 | 0.0044144 | 0% | 99% | 0 | 0% | 99% | 0 | 0% | 99% | 0 | 0% | 99% | 0 | 0% | 66.06% | 0 | 0% | 52.55% | 0 | 0% | 52.55% | 0 | 0% | 52.55% | 0 | 0 | 0% | 3.134% | 0 | 0% | 3.134% | 0 | 0% | 3.134% | 0 | 0% | 0.3491% | 0 | 0% | 0.3491% | 0 | 0% | 0.3491% | 0 | 0% | 0.8627% | 0 | 0% | 0.8627% | 0 | 0% | 0.8627% | 0 | 0% | 0.9081% | 0 | 27.05% | 0.9081% | 1.9725e-05 | 0% | 0.9081% | 0 | 0% | 6.505% | 0 | 0% | 6.505% | 0 | 0% | 6.505% | 0 | 0% | 0.3936% | 0 | 0% | 0.3936% | 0 | 0% | 0.3936% | 0 |  |  |  | 0% | 11.8% | 0 | 0% | 11.8% | 0 | 0% | 11.8% | 0 | 0% | 0.3684% | 0 | 0% | 0.3684% | 0 | 0% | 0.3684% | 0 | 0% | 100% | 0 | 0% | 100% | 0 | 0% | 100% | 0 | 0% | 100% | 0 |  |  | 0 |  |  | 0 |  |  | 0
OAKLAND D 1101CB | 5.0678e-05 | 0 | 0.0010346 | 0 | 0.0010346 | 8.7047e-05 | 0.0012523 | 0.00036845 | 0% | 99% | 0 | 0% | 99% | 0 | 0% | 99% | 0 | 0% | 99% | 0 | 0% | 64.37% | 0 | 0% | 50.78% | 0 | 0% | 50.78% | 0 | 0% | 50.78% | 0 | 0 | 0% | 3.942% | 0 | 0% | 3.942% | 0 | 0% | 3.942% | 0 | 0% | 0.4492% | 0 | 0% | 0.4492% | 0 | 0% | 0.4492% | 0 | 0% | 1.108% | 0 | 0% | 1.108% | 0 | 0% | 1.108% | 0 | 0% | 1.189% | 0 | 0% | 1.189% | 0 | 0% | 1.189% | 0 | 0% | 8.426% | 0 | 0% | 8.426% | 0 | 0% | 8.426% | 0 | 0% | 0.2876% | 0 | 0% | 0.2876% | 0 | 0% | 0.2876% | 0 |  |  |  | 0% | 11.8% | 0 | 0% | 11.8% | 0 | 0% | 11.8% | 0 | 0% | 0.3647% | 0 | 0% | 0.3647% | 0 | 0% | 0.3647% | 0 | 0% | 100% | 0 | 0% | 100% | 0 | 0% | 100% | 0 | 0% | 100% | 0 |  |  | 0 |  |  | 0 |  |  | 0
MONTAGUE 2102CB | 5.0671e-05 | 0 | 0.0054307 | 0 | 0.0054307 | 0.0010935 | 0.005258 | 0.0026134 | 0% | 99% | 0 | 0% | 99% | 0 | 0% | 99% | 0 | 0% | 99% | 0 | 0% | 65.87% | 0 | 0% | 51.54% | 0 | 0% | 51.54% | 0 | 0% | 51.54% | 0 | 0 | 0% | 3.147% | 0 | 0% | 3.147% | 0 | 0% | 3.147% | 0 | 0% | 0.3657% | 0 | 0% | 0.3657% | 0 | 0% | 0.3657% | 0 | 0% | 0.8787% | 0 | 0% | 0.8787% | 0 | 0% | 0.8787% | 0 | 0% | 0.9476% | 0 | 0% | 0.9476% | 0 | 0% | 0.9476% | 0 | 0% | 6.691% | 0 | 0% | 6.691% | 0 | 0% | 6.691% | 0 | 0% | 0.4326% | 0 | 0% | 0.4326% | 0 | 0% | 0.4326% | 0 |  |  |  | 0% | 11.8% | 0 | 0% | 11.8% | 0 | 0% | 11.8% | 0 | 0% | 0.3709% | 0 | 0% | 0.3709% | 0 | 0% | 0.3709% | 0 | 0% | 100% | 0 | 0% | 100% | 0 | 0% | 100% | 0 | 0% | 100% | 0 |  |  | 0 |  |  | 0 |  |  | 0
LAS GALLINAS A 110436840 | 5.0629e-05 | 0 | 0.0016365 | 0 | 0.0016365 | 0.00045705 | 0.0016812 | 0.00056319 | 0% | 99% | 0 | 0% | 99% | 0 | 0% | 99% | 0 | 0% | 99% | 0 | 0% | 64.22% | 0 | 0% | 49.91% | 0 | 0% | 49.91% | 0 | 0% | 49.91% | 0 | 0 | 0% | 3.729% | 0 | 0% | 3.729% | 0 | 0% | 3.729% | 0 | 0% | 0.4107% | 0 | 0% | 0.4107% | 0 | 0% | 0.4107% | 0 | 0% | 0.9407% | 0 | 0% | 0.9407% | 0 | 0% | 0.9407% | 0 | 0% | 0.9968% | 0 | 0% | 0.9968% | 0 | 0% | 0.9968% | 0 | 0% | 7.097% | 0 | 0% | 7.097% | 0 | 0% | 7.097% | 0 | 0% | 0.7008% | 0 | 0% | 0.7008% | 0 | 0% | 0.7008% | 0 |  |  |  | 0% | 11.8% | 0 | 0% | 11.8% | 0 | 0% | 11.8% | 0 | 0% | 0.3684% | 0 | 0% | 0.3684% | 0 | 0% | 0.3684% | 0 | 0% | 100% | 0 | 0% | 100% | 0 | 0% | 100% | 0 | 0% | 100% | 0 |  |  | 0 |  |  | 0 |  |  | 0
COUNTRY CLUB 0403CB | 5.057e-05 | 0 | 0.020819 | 0 | 0.020819 | 0.0088417 | 0.019786 | 0.0057398 | 0% | 99% | 0 | 0% | 99% | 0 | 0% | 99% | 0 | 0% | 99% | 0 | 0% | 63.34% | 0 | 0% | 49.58% | 0 | 0% | 49.58% | 0 | 0% | 49.58% | 0 | 0 | 0% | 2.534% | 0 | 0% | 2.534% | 0 | 0% | 2.534% | 0 | 0% | 0.2907% | 0 | 0% | 0.2907% | 0 | 0% | 0.2907% | 0 | 0% | 0.8694% | 0 | 0% | 0.8694% | 0 | 0% | 0.8694% | 0 | 13.58% | 0.9012% | 2.5484e-05 | 86.42% | 0.9012% | 0.00016214 | 0% | 0.9012% | 0 | 0% | 6.554% | 0 | 0% | 6.554% | 0 | 0% | 6.554% | 0 | 0% | 0.9548% | 0 | 0% | 0.9548% | 0 | 0% | 0.9548% | 0 |  |  |  | 0% | 11.8% | 0 | 0% | 11.8% | 0 | 0% | 11.8% | 0 | 0% | 0.3646% | 0 | 0% | 0.3646% | 0 | 0% | 0.3646% | 0 | 0% | 100% | 0 | 0% | 100% | 0 | 0% | 100% | 0 | 0% | 100% | 0 |  |  | 0 |  |  | 0 |  |  | 0
STONE 110942894 | 5.0486e-05 | 0 | 0.0072145 | 0 | 0.0072145 | 0.00080701 | 0.0073843 | 0.0037181 | 0% | 99% | 0 | 0% | 99% | 0 | 0% | 99% | 0 | 0% | 99% | 0 | 0% | 65.11% | 0 | 0% | 51.32% | 0 | 0% | 51.32% | 0 | 0% | 51.32% | 0 | 0 | 0% | 3.25% | 0 | 0% | 3.25% | 0 | 0% | 3.25% | 0 | 0% | 0.3737% | 0 | 0% | 0.3737% | 0 | 0% | 0.3737% | 0 | 0% | 0.9287% | 0 | 0% | 0.9287% | 0 | 0% | 0.9287% | 0 | 0% | 0.9898% | 0 | 84.58% | 0.9898% | 6.0399e-05 | 12.18% | 0.9898% | 8.6946e-06 | 0% | 7.045% | 0 | 0% | 7.045% | 0 | 0% | 7.045% | 0 | 0% | 0.3059% | 0 | 0% | 0.3059% | 0 | 0% | 0.3059% | 0 |  |  |  | 0% | 11.8% | 0 | 0% | 11.8% | 0 | 0% | 11.8% | 0 | 0% | 0.3671% | 0 | 0% | 0.3671% | 0 | 0% | 0.3671% | 0 | 0% | 100% | 0 | 0% | 100% | 0 | 0% | 100% | 0 | 0% | 100% | 0 |  |  | 0 |  |  | 0 |  |  | 0
SUISUN 1107CB | 5.0484e-05 | 0 | 0.0094473 | 0 | 0.0094473 | 0.0024689 | 0.0093632 | 0.0037631 | 0% | 99% | 0 | 0% | 99% | 0 | 0% | 99% | 0 | 0% | 99% | 0 | 0% | 64.12% | 0 | 0% | 50.39% | 0 | 0% | 50.39% | 0 | 0% | 50.39% | 0 | 0 | 0% | 3.243% | 0 | 0% | 3.243% | 0 | 0% | 3.243% | 0 | 0% | 0.3591% | 0 | 0% | 0.3591% | 0 | 0% | 0.3591% | 0 | 0% | 0.9061% | 0 | 0% | 0.9061% | 0 | 0% | 0.9061% | 0 | 0% | 0.9424% | 0 | 0% | 0.9424% | 0 | 0% | 0.9424% | 0 | 0% | 6.808% | 0 | 0% | 6.808% | 0 | 0% | 6.808% | 0 | 0% | 0.4634% | 0 | 0% | 0.4634% | 0 | 0% | 0.4634% | 0 |  |  |  | 0% | 11.8% | 0 | 0% | 11.8% | 0 | 0% | 11.8% | 0 | 0% | 0.3649% | 0 | 0% | 0.3649% | 0 | 0% | 0.3649% | 0 | 0% | 100% | 0 | 0% | 100% | 0 | 0% | 100% | 0 | 0% | 100% | 0 |  |  | 0 |  |  | 0 |  |  | 0
POTRERO PP (A) 1117548866 | 5.0474e-05 | 0 | 0.00017173 | 0 | 0.00017173 | 2.7845e-05 | 0.00019524 | 6.0403e-05 | 0% | 99% | 0 | 0% | 99% | 0 | 0% | 99% | 0 | 0% | 99% | 0 | 0% | 63.01% | 0 | 0% | 51.93% | 0 | 0% | 51.93% | 0 | 0% | 51.93% | 0 | 0 | 0% | 3.674% | 0 | 0% | 3.674% | 0 | 0% | 3.674% | 0 | 0% | 0.3718% | 0 | 0% | 0.3718% | 0 | 0% | 0.3718% | 0 | 0% | 1.064% | 0 | 0% | 1.064% | 0 | 0% | 1.064% | 0 | 88.4% | 1.05% | 1.5941e-06 | 11.6% | 1.05% | 2.0909e-07 | 0% | 1.05% | 0 | 0% | 7.843% | 0 | 0% | 7.843% | 0 | 0% | 7.843% | 0 | 0% | 0.5085% | 0 | 0% | 0.5085% | 0 | 0% | 0.5085% | 0 |  |  |  | 0% | 11.8% | 0 | 0% | 11.8% | 0 | 0% | 11.8% | 0 | 0% | 0.3518% | 0 | 0% | 0.3518% | 0 | 0% | 0.3518% | 0 | 0% | 100% | 0 | 0% | 100% | 0 | 0% | 100% | 0 | 0% | 100% | 0 |  |  | 0 |  |  | 0 |  |  | 0
EAST GRAND 111012515 | 5.0458e-05 | 0 | 0.016739 | 0 | 0.016739 | 0.00098793 | 0.019519 | 0.0071247 | 0% | 99% | 0 | 0% | 99% | 0 | 0% | 99% | 0 | 0% | 99% | 0 | 0% | 64.63% | 0 | 0% | 52.07% | 0 | 0% | 52.07% | 0 | 0% | 52.07% | 0 | 0 | 0% | 4.183% | 0 | 0% | 4.183% | 0 | 0% | 4.183% | 0 | 0% | 0.4536% | 0 | 0% | 0.4536% | 0 | 0% | 0.4536% | 0 | 0% | 1.074% | 0 | 0% | 1.074% | 0 | 0% | 1.074% | 0 | 0% | 1.12% | 0 | 0% | 1.12% | 0 | 43.75% | 1.12% | 8.2032e-05 | 0% | 8.058% | 0 | 0% | 8.058% | 0 | 0% | 8.058% | 0 | 0% | 0.2502% | 0 | 0% | 0.2502% | 0 | 0% | 0.2502% | 0 |  |  |  | 0% | 11.8% | 0 | 0% | 11.8% | 0 | 0% | 11.8% | 0 | 0% | 0.361% | 0 | 0% | 0.361% | 0 | 0% | 0.361% | 0 | 0% | 100% | 0 | 0% | 100% | 0 | 0% | 100% | 0 | 0% | 100% | 0 |  |  | 0 |  |  | 0 |  |  | 0
FIGARDEN 210479486 | 5.0395e-05 | 0 | 0.0043724 | 0 | 0.0043724 | 0.00059061 | 0.0040997 | 0.0025274 | 0% | 99% | 0 | 0% | 99% | 0 | 0% | 99% | 0 | 0% | 99% | 0 | 0% | 63.93% | 0 | 0% | 49.1% | 0 | 0% | 49.1% | 0 | 0% | 49.1% | 0 | 0 | 0% | 2.625% | 0 | 0% | 2.625% | 0 | 0% | 2.625% | 0 | 0% | 0.318% | 0 | 0% | 0.318% | 0 | 0% | 0.318% | 0 | 0% | 0.8404% | 0 | 0% | 0.8404% | 0 | 0% | 0.8404% | 0 | 0% | 0.9042% | 0 | 0% | 0.9042% | 0 | 100% | 0.9042% | 3.9534e-05 | 0% | 6.42% | 0 | 0% | 6.42% | 0 | 0% | 6.42% | 0 | 0% | 0.387% | 0 | 0% | 0.387% | 0 | 0% | 0.387% | 0 |  |  |  | 0% | 11.8% | 0 | 0% | 11.8% | 0 | 0% | 11.8% | 0 | 0% | 0.3695% | 0 | 0% | 0.3695% | 0 | 0% | 0.3695% | 0 | 0% | 100% | 0 | 0% | 100% | 0 | 0% | 100% | 0 | 0% | 100% | 0 |  |  | 0 |  |  | 0 |  |  | 0
COLUMBUS 1103CB | 5.0323e-05 | 0 | 0.052232 | 0 | 0.052232 | 0.010245 | 0.050971 | 0.025007 | 0% | 99% | 0 | 0% | 99% | 0 | 0% | 99% | 0 | 0% | 99% | 0 | 0% | 63.36% | 0 | 0% | 50.92% | 0 | 0% | 50.92% | 0 | 0% | 50.92% | 0 | 0 | 0% | 2.677% | 0 | 0% | 2.677% | 0 | 0% | 2.677% | 0 | 0% | 0.2925% | 0 | 0% | 0.2925% | 0 | 0% | 0.2925% | 0 | 0% | 0.9013% | 0 | 0% | 0.9013% | 0 | 0% | 0.9013% | 0 | 0% | 0.9094% | 0 | 0% | 0.9094% | 0 | 0% | 0.9094% | 0 | 0% | 6.726% | 0 | 0% | 6.726% | 0 | 0% | 6.726% | 0 | 0% | 0.3425% | 0 | 0% | 0.3425% | 0 | 0% | 0.3425% | 0 |  |  |  | 0% | 11.8% | 0 | 0% | 11.8% | 0 | 0% | 11.8% | 0 | 0% | 0.3595% | 0 | 0% | 0.3595% | 0 | 0% | 0.3595% | 0 | 0% | 100% | 0 | 0% | 100% | 0 | 0% | 100% | 0 | 0% | 100% | 0 |  |  | 0 |  |  | 0 |  |  | 0
OAKLAND L 1101568018 | 5.0308e-05 | 0 | 0.017202 | 0 | 0.017202 | 0.0016003 | 0.018718 | 0.0080788 | 0% | 99% | 0 | 0% | 99% | 0 | 0% | 99% | 0 | 0% | 99% | 0 | 0% | 63.48% | 0 | 0% | 51.06% | 0 | 0% | 51.06% | 0 | 0% | 51.06% | 0 | 0 | 0% | 3.338% | 0 | 0% | 3.338% | 0 | 0% | 3.338% | 0 | 0% | 0.3645% | 0 | 0% | 0.3645% | 0 | 0% | 0.3645% | 0 | 0% | 1.003% | 0 | 0% | 1.003% | 0 | 0% | 1.003% | 0 | 67.12% | 1.027% | 0.00011863 | 0% | 1.027% | 0 | 0% | 1.027% | 0 | 0% | 7.509% | 0 | 0% | 7.509% | 0 | 0% | 7.509% | 0 | 0% | 0.27% | 0 | 0% | 0.27% | 0 | 0% | 0.27% | 0 |  |  |  | 0% | 11.8% | 0 | 0% | 11.8% | 0 | 0% | 11.8% | 0 | 0% | 0.3588% | 0 | 0% | 0.3588% | 0 | 0% | 0.3588% | 0 | 0% | 100% | 0 | 0% | 100% | 0 | 0% | 100% | 0 | 0% | 100% | 0 |  |  | 0 |  |  | 0 |  |  | 0
MILPITAS 2110CB | 5.025e-05 | 0 | 0.018722 | 0 | 0.018722 | 0.0048251 | 0.017204 | 0.0088752 | 0% | 99% | 0 | 0% | 99% | 0 | 0% | 99% | 0 | 0% | 99% | 0 | 0% | 65.51% | 0 | 0% | 51.49% | 0 | 0% | 51.49% | 0 | 0% | 51.49% | 0 | 0 | 0% | 3.055% | 0 | 0% | 3.055% | 0 | 0% | 3.055% | 0 | 0% | 0.3427% | 0 | 0% | 0.3427% | 0 | 0% | 0.3427% | 0 | 0% | 0.8411% | 0 | 0% | 0.8411% | 0 | 0% | 0.8411% | 0 | 77.43% | 0.8893% | 0.00012891 | 0% | 0.8893% | 0 | 0% | 0.8893% | 0 | 0% | 6.357% | 0 | 0% | 6.357% | 0 | 0% | 6.357% | 0 | 0% | 0.4846% | 0 | 0% | 0.4846% | 0 | 0% | 0.4846% | 0 |  |  |  | 0% | 11.8% | 0 | 0% | 11.8% | 0 | 0% | 11.8% | 0 | 0% | 0.3703% | 0 | 0% | 0.3703% | 0 | 0% | 0.3703% | 0 | 0% | 100% | 0 | 0% | 100% | 0 | 0% | 100% | 0 | 0% | 100% | 0 |  |  | 0 |  |  | 0 |  |  | 0
WEBER 1107CB | 5.0232e-05 | 0 | 0.0012818 | 0 | 0.0012818 | 0.00023245 | 0.0012746 | 0.00060894 | 0% | 99% | 0 | 0% | 99% | 0 | 0% | 99% | 0 | 0% | 99% | 0 | 0% | 63.87% | 0 | 0% | 49.38% | 0 | 0% | 49.38% | 0 | 0% | 49.38% | 0 | 0 | 0% | 3.018% | 0 | 0% | 3.018% | 0 | 0% | 3.018% | 0 | 0% | 0.3536% | 0 | 0% | 0.3536% | 0 | 0% | 0.3536% | 0 | 0% | 0.8909% | 0 | 0% | 0.8909% | 0 | 0% | 0.8909% | 0 | 0% | 0.9503% | 0 | 100% | 0.9503% | 1.2181e-05 | 0% | 0.9503% | 0 | 0% | 6.772% | 0 | 0% | 6.772% | 0 | 0% | 6.772% | 0 | 0% | 0.4402% | 0 | 0% | 0.4402% | 0 | 0% | 0.4402% | 0 |  |  |  | 0% | 11.8% | 0 | 0% | 11.8% | 0 | 0% | 11.8% | 0 | 0% | 0.3669% | 0 | 0% | 0.3669% | 0 | 0% | 0.3669% | 0 | 0% | 100% | 0 | 0% | 100% | 0 | 0% | 100% | 0 | 0% | 100% | 0 |  |  | 0 |  |  | 0 |  |  | 0
EAST GRAND 1107131 | 5.0213e-05 | 0 | 0.0052535 | 0 | 0.0052535 | 0.000299 | 0.0063323 | 0.002041 | 0% | 99% | 0 | 0% | 99% | 0 | 0% | 99% | 0 | 0% | 99% | 0 | 0% | 64.17% | 0 | 0% | 51.31% | 0 | 0% | 51.31% | 0 | 0% | 51.31% | 0 | 0 | 0% | 4.22% | 0 | 0% | 4.22% | 0 | 0% | 4.22% | 0 | 0% | 0.4674% | 0 | 0% | 0.4674% | 0 | 0% | 0.4674% | 0 | 0% | 1.105% | 0 | 0% | 1.105% | 0 | 0% | 1.105% | 0 | 0% | 1.164% | 0 | 0% | 1.164% | 0 | 7.545% | 1.164% | 4.6123e-06 | 0% | 8.326% | 0 | 0% | 8.326% | 0 | 0% | 8.326% | 0 | 0% | 0.2465% | 0 | 0% | 0.2465% | 0 | 0% | 0.2465% | 0 |  |  |  | 0% | 11.8% | 0 | 0% | 11.8% | 0 | 0% | 11.8% | 0 | 0% | 0.3609% | 0 | 0% | 0.3609% | 0 | 0% | 0.3609% | 0 | 0% | 100% | 0 | 0% | 100% | 0 | 0% | 100% | 0 | 0% | 100% | 0 |  |  | 0 |  |  | 0 |  |  | 0
STAGG 2108CB | 5.0123e-05 | 0 | 0.015775 | 0 | 0.015775 | 0.0061672 | 0.014557 | 0.0053163 | 0% | 99% | 0 | 0% | 99% | 0 | 0% | 99% | 0 | 0% | 99% | 0 | 0% | 63.34% | 0 | 0% | 49.17% | 0 | 0% | 49.17% | 0 | 0% | 49.17% | 0 | 0 | 0% | 2.316% | 0 | 0% | 2.316% | 0 | 0% | 2.316% | 0 | 0% | 0.2767% | 0 | 0% | 0.2767% | 0 | 0% | 0.2767% | 0 | 0% | 0.825% | 0 | 0% | 0.825% | 0 | 0% | 0.825% | 0 | 0% | 0.853% | 0 | 0% | 0.853% | 0 | 0% | 0.853% | 0 | 0% | 6.215% | 0 | 0% | 6.215% | 0 | 0% | 6.215% | 0 | 0% | 0.9256% | 0 | 0% | 0.9256% | 0 | 0% | 0.9256% | 0 |  |  |  | 0% | 11.8% | 0 | 0% | 11.8% | 0 | 0% | 11.8% | 0 | 0% | 0.3621% | 0 | 0% | 0.3621% | 0 | 0% | 0.3621% | 0 | 0% | 100% | 0 | 0% | 100% | 0 | 0% | 100% | 0 | 0% | 100% | 0 |  |  | 0 |  |  | 0 |  |  | 0
POTRERO PP (A) 11103415 | 5.0108e-05 | 0 | 0.012275 | 0 | 0.012275 | 0.00080637 | 0.015297 | 0.0041601 | 0% | 99% | 0 | 0% | 99% | 0 | 0% | 99% | 0 | 0% | 99% | 0 | 0% | 63.04% | 0 | 0% | 50.43% | 0 | 0% | 50.43% | 0 | 0% | 50.43% | 0 | 0 | 0% | 4.113% | 0 | 0% | 4.113% | 0 | 0% | 4.113% | 0 | 0% | 0.4539% | 0 | 0% | 0.4539% | 0 | 0% | 0.4539% | 0 | 0% | 1.143% | 0 | 0% | 1.143% | 0 | 0% | 1.143% | 0 | 100% | 1.191% | 0.00014615 | 0% | 1.191% | 0 | 0% | 1.191% | 0 | 0% | 8.592% | 0 | 0% | 8.592% | 0 | 0% | 8.592% | 0 | 0% | 0.282% | 0 | 0% | 0.282% | 0 | 0% | 0.282% | 0 |  |  |  | 0% | 11.8% | 0 | 0% | 11.8% | 0 | 0% | 11.8% | 0 | 0% | 0.357% | 0 | 0% | 0.357% | 0 | 0% | 0.357% | 0 | 0% | 100% | 0 | 0% | 100% | 0 | 0% | 100% | 0 | 0% | 100% | 0 |  |  | 0 |  |  | 0 |  |  | 0
RICHMOND R 1126CB | 5.009e-05 | 0 | 0.010729 | 0 | 0.010729 | 0.0010252 | 0.011377 | 0.0053082 | 0% | 99% | 0 | 0% | 99% | 0 | 0% | 99% | 0 | 0% | 99% | 0 | 0% | 64.74% | 0 | 0% | 52.16% | 0 | 0% | 52.16% | 0 | 0% | 52.16% | 0 | 0 | 0% | 3.28% | 0 | 0% | 3.28% | 0 | 0% | 3.28% | 0 | 0% | 0.3667% | 0 | 0% | 0.3667% | 0 | 0% | 0.3667% | 0 | 0% | 0.961% | 0 | 0% | 0.961% | 0 | 0% | 0.961% | 0 | 0% | 0.9819% | 0 | 0% | 0.9819% | 0 | 0% | 0.9819% | 0 | 0% | 7.176% | 0 | 0% | 7.176% | 0 | 0% | 7.176% | 0 | 0% | 0.2396% | 0 | 0% | 0.2396% | 0 | 0% | 0.2396% | 0 |  |  |  | 0% | 11.8% | 0 | 0% | 11.8% | 0 | 0% | 11.8% | 0 | 0% | 0.3566% | 0 | 0% | 0.3566% | 0 | 0% | 0.3566% | 0 | 0% | 100% | 0 | 0% | 100% | 0 | 0% | 100% | 0 | 0% | 100% | 0 |  |  | 0 |  |  | 0 |  |  | 0
SAN RAFAEL 1110CB | 5.0078e-05 | 0 | 0.00025558 | 0 | 0.00025558 | 2.9838e-05 | 0.00026771 | 0.00012436 | 0% | 99% | 0 | 0% | 99% | 0 | 0% | 99% | 0 | 0% | 99% | 0 | 0% | 63.76% | 0 | 0% | 49.56% | 0 | 0% | 49.56% | 0 | 0% | 49.56% | 0 | 0 | 0% | 3.744% | 0 | 0% | 3.744% | 0 | 0% | 3.744% | 0 | 0% | 0.4235% | 0 | 0% | 0.4235% | 0 | 0% | 0.4235% | 0 | 0% | 0.9387% | 0 | 0% | 0.9387% | 0 | 0% | 0.9387% | 0 | 0% | 0.9924% | 0 | 58.43% | 0.9924% | 1.482e-06 | 12.5% | 0.9924% | 3.1704e-07 | 100% | 7.071% | 1.8073e-05 | 0% | 7.071% | 0 | 0% | 7.071% | 0 | 0% | 0.3417% | 0 | 0% | 0.3417% | 0 | 0% | 0.3417% | 0 |  |  |  | 0% | 11.8% | 0 | 0% | 11.8% | 0 | 0% | 11.8% | 0 | 0% | 0.3639% | 0 | 0% | 0.3639% | 0 | 0% | 0.3639% | 0 | 0% | 100% | 0 | 0% | 100% | 0 | 0% | 100% | 0 | 0% | 100% | 0 |  |  | 0 |  |  | 0 |  |  | 0
BARTON 1116CB | 5.0052e-05 | 0 | 0.037678 | 0 | 0.037678 | 0.013282 | 0.03409 | 0.014826 | 0% | 99% | 0 | 0% | 99% | 0 | 0% | 99% | 0 | 0% | 99% | 0 | 0% | 63.41% | 0 | 0% | 49.76% | 0 | 0% | 49.76% | 0 | 0% | 49.76% | 0 | 0 | 0% | 2.488% | 0 | 0% | 2.488% | 0 | 0% | 2.488% | 0 | 0% | 0.2794% | 0 | 0% | 0.2794% | 0 | 0% | 0.2794% | 0 | 0% | 0.8323% | 0 | 0% | 0.8323% | 0 | 0% | 0.8323% | 0 | 100% | 0.8506% | 0.00032049 | 0% | 0.8506% | 0 | 0% | 0.8506% | 0 | 0% | 6.238% | 0 | 0% | 6.238% | 0 | 0% | 6.238% | 0 | 0% | 0.9598% | 0 | 0% | 0.9598% | 0 | 0% | 0.9598% | 0 |  |  |  | 0% | 11.8% | 0 | 0% | 11.8% | 0 | 0% | 11.8% | 0 | 0% | 0.3644% | 0 | 0% | 0.3644% | 0 | 0% | 0.3644% | 0 | 0% | 100% | 0 | 0% | 100% | 0 | 0% | 100% | 0 | 0% | 100% | 0 |  |  | 0 |  |  | 0 |  |  | 0
SANTA ROSA A 1112CB | 5.005e-05 | 0 | 0.0050236 | 0 | 0.0050236 | 0.001801 | 0.0043266 | 0.0021651 | 0% | 99% | 0 | 0% | 99% | 0 | 0% | 99% | 0 | 0% | 99% | 0 | 0% | 64.79% | 0 | 0% | 50.25% | 0 | 0% | 50.25% | 0 | 0% | 50.25% | 0 | 0 | 0% | 2.687% | 0 | 0% | 2.687% | 0 | 0% | 2.687% | 0 | 0% | 0.3071% | 0 | 0% | 0.3071% | 0 | 0% | 0.3071% | 0 | 0% | 0.781% | 0 | 0% | 0.781% | 0 | 0% | 0.781% | 0 | 0% | 0.8228% | 0 | 0% | 0.8228% | 0 | 28.39% | 0.8228% | 1.1737e-05 | 0% | 5.901% | 0 | 0% | 5.901% | 0 | 0% | 5.901% | 0 | 0% | 0.9452% | 0 | 0% | 0.9452% | 0 | 0% | 0.9452% | 0 |  |  |  | 0% | 11.8% | 0 | 0% | 11.8% | 0 | 0% | 11.8% | 0 | 0% | 0.3704% | 0 | 0% | 0.3704% | 0 | 0% | 0.3704% | 0 | 0% | 100% | 0 | 0% | 100% | 0 | 0% | 100% | 0 | 0% | 100% | 0 |  |  | 0 |  |  | 0 |  |  | 0
HICKS 2102XR384 | 5.0013e-05 | 0 | 0.0005105 | 0 | 0.0005105 | 0.00012874 | 0.0004317 | 0.00028227 | 0% | 99% | 0 | 0% | 99% | 0 | 0% | 99% | 0 | 0% | 99% | 0 | 0% | 65.87% | 0 | 0% | 51.16% | 0 | 0% | 51.16% | 0 | 0% | 51.16% | 0 | 0 | 0% | 2.986% | 0 | 0% | 2.986% | 0 | 0% | 2.986% | 0 | 0% | 0.3407% | 0 | 0% | 0.3407% | 0 | 0% | 0.3407% | 0 | 0% | 0.7526% | 0 | 0% | 0.7526% | 0 | 0% | 0.7526% | 0 | 0% | 0.7929% | 0 | 0% | 0.7929% | 0 | 100% | 0.7929% | 4.0478e-06 | 0% | 5.66% | 0 | 0% | 5.66% | 0 | 0% | 5.66% | 0 | 0% | 0.5634% | 0 | 0% | 0.5634% | 0 | 0% | 0.5634% | 0 |  |  |  | 0% | 11.8% | 0 | 0% | 11.8% | 0 | 0% | 11.8% | 0 | 0% | 0.3687% | 0 | 0% | 0.3687% | 0 | 0% | 0.3687% | 0 | 0% | 100% | 0 | 0% | 100% | 0 | 0% | 100% | 0 | 0% | 100% | 0 |  |  | 0 |  |  | 0 |  |  | 0
VACAVILLE 1106CB | 4.9883e-05 | 0 | 0.014257 | 0 | 0.014257 | 0.0037964 | 0.012368 | 0.0073697 | 0% | 99% | 0 | 0% | 99% | 0 | 0% | 99% | 0 | 0% | 99% | 0 | 0% | 64.69% | 0 | 0% | 50.09% | 0 | 0% | 50.09% | 0 | 0% | 50.09% | 0 | 0 | 0% | 2.941% | 0 | 0% | 2.941% | 0 | 0% | 2.941% | 0 | 0% | 0.3317% | 0 | 0% | 0.3317% | 0 | 0% | 0.3317% | 0 | 0% | 0.784% | 0 | 0% | 0.784% | 0 | 0% | 0.784% | 0 | 0% | 0.8303% | 0 | 37.59% | 0.8303% | 4.4494e-05 | 62.41% | 0.8303% | 7.3884e-05 | 0% | 5.927% | 0 | 0% | 5.927% | 0 | 0% | 5.927% | 0 | 0% | 0.6002% | 0 | 0% | 0.6002% | 0 | 0% | 0.6002% | 0 |  |  |  | 0% | 11.8% | 0 | 0% | 11.8% | 0 | 0% | 11.8% | 0 | 0% | 0.3712% | 0 | 0% | 0.3712% | 0 | 0% | 0.3712% | 0 | 0% | 100% | 0 | 0% | 100% | 0 | 0% | 100% | 0 | 0% | 100% | 0 |  |  | 0 |  |  | 0 |  |  | 0
VIERRA 1706CB | 4.982e-05 | 0 | 0.013222 | 0 | 0.013222 | 0.001222 | 0.0099313 | 0.010673 | 0% | 99% | 0 | 0% | 99% | 0 | 0% | 99% | 0 | 0% | 99% | 0 | 0% | 66.14% | 0 | 0% | 52.04% | 0 | 0% | 52.04% | 0 | 0% | 52.04% | 0 | 0 | 0% | 2.187% | 0 | 0% | 2.187% | 0 | 0% | 2.187% | 0 | 0% | 0.2569% | 0 | 0% | 0.2569% | 0 | 0% | 0.2569% | 0 | 0% | 0.6689% | 0 | 0% | 0.6689% | 0 | 0% | 0.6689% | 0 | 0% | 0.7024% | 0 | 0% | 0.7024% | 0 | 0% | 0.7024% | 0 | 0% | 5.054% | 0 | 0% | 5.054% | 0 | 0% | 5.054% | 0 | 0% | 0.2549% | 0 | 0% | 0.2549% | 0 | 0% | 0.2549% | 0 |  |  |  | 0% | 11.8% | 0 | 0% | 11.8% | 0 | 0% | 11.8% | 0 | 0% | 0.371% | 0 | 0% | 0.371% | 0 | 0% | 0.371% | 0 | 0% | 100% | 0 | 0% | 100% | 0 | 0% | 100% | 0 | 0% | 100% | 0 |  |  | 0 |  |  | 0 |  |  | 0
DEL MONTE 11012108 | 4.9818e-05 | 0 | 0.0015255 | 0 | 0.0015255 | 0.00014264 | 0.001864 | 0.00051163 | 0% | 99% | 0 | 0% | 99% | 0 | 0% | 99% | 0 | 0% | 99% | 0 | 0% | 64.64% | 0 | 0% | 51.12% | 0 | 0% | 51.12% | 0 | 0% | 51.12% | 0 | 0 | 0% | 4.337% | 0 | 0% | 4.337% | 0 | 0% | 4.337% | 0 | 0% | 0.4834% | 0 | 0% | 0.4834% | 0 | 0% | 0.4834% | 0 | 0% | 1.136% | 0 | 0% | 1.136% | 0 | 0% | 1.136% | 0 | 45.66% | 1.222% | 8.5152e-06 | 0% | 1.222% | 0 | 0% | 1.222% | 0 | 0% | 8.633% | 0 | 0% | 8.633% | 0 | 0% | 8.633% | 0 | 0% | 0.2828% | 0 | 0% | 0.2828% | 0 | 0% | 0.2828% | 0 |  |  |  | 0% | 11.8% | 0 | 0% | 11.8% | 0 | 0% | 11.8% | 0 | 0% | 0.3681% | 0 | 0% | 0.3681% | 0 | 0% | 0.3681% | 0 | 0% | 100% | 0 | 0% | 100% | 0 | 0% | 100% | 0 | 0% | 100% | 0 |  |  | 0 |  |  | 0 |  |  | 0
ASHLAN AVE 111199204 | 4.9814e-05 | 0 | 0.014745 | 0 | 0.014745 | 0.0032003 | 0.013913 | 0.0072275 | 0% | 99% | 0 | 0% | 99% | 0 | 0% | 99% | 0 | 0% | 99% | 0 | 0% | 63.75% | 0 | 0% | 50.19% | 0 | 0% | 50.19% | 0 | 0% | 50.19% | 0 | 0 | 0% | 2.683% | 0 | 0% | 2.683% | 0 | 0% | 2.683% | 0 | 0% | 0.3057% | 0 | 0% | 0.3057% | 0 | 0% | 0.3057% | 0 | 0% | 0.8653% | 0 | 0% | 0.8653% | 0 | 0% | 0.8653% | 0 | 0% | 0.8989% | 0 | 0% | 0.8989% | 0 | 63.68% | 0.8989% | 8.4409e-05 | 0% | 6.522% | 0 | 0% | 6.522% | 0 | 0% | 6.522% | 0 | 0% | 0.5848% | 0 | 0% | 0.5848% | 0 | 0% | 0.5848% | 0 |  |  |  | 0% | 11.8% | 0 | 0% | 11.8% | 0 | 0% | 11.8% | 0 | 0% | 0.3657% | 0 | 0% | 0.3657% | 0 | 0% | 0.3657% | 0 | 0% | 100% | 0 | 0% | 100% | 0 | 0% | 100% | 0 | 0% | 100% | 0 |  |  | 0 |  |  | 0 |  |  | 0
EMBARCADERO (Z) 1112CB | 4.9808e-05 | 0 | 0.00016947 | 0 | 0.00016947 | 6.0052e-06 | 0.00019479 | 7.8956e-05 | 0% | 99% | 0 | 0% | 99% | 0 | 0% | 99% | 0 | 0% | 99% | 0 | 0% | 63.53% | 0 | 0% | 50.68% | 0 | 0% | 50.68% | 0 | 0% | 50.68% | 0 | 0 | 0% | 4.254% | 0 | 0% | 4.254% | 0 | 0% | 4.254% | 0 | 0% | 0.4628% | 0 | 0% | 0.4628% | 0 | 0% | 0.4628% | 0 | 0% | 1.052% | 0 | 0% | 1.052% | 0 | 0% | 1.052% | 0 | 0% | 1.108% | 0 | 0% | 1.108% | 0 | 0% | 1.108% | 0 | 0% | 7.916% | 0 | 0% | 7.916% | 0 | 0% | 7.916% | 0 | 0% | 0.1714% | 0 | 0% | 0.1714% | 0 | 0% | 0.1714% | 0 |  |  |  | 0% | 11.8% | 0 | 0% | 11.8% | 0 | 0% | 11.8% | 0 | 0% | 0.3632% | 0 | 0% | 0.3632% | 0 | 0% | 0.3632% | 0 | 0% | 100% | 0 | 0% | 100% | 0 | 0% | 100% | 0 | 0% | 100% | 0 |  |  | 0 |  |  | 0 |  |  | 0
OAKLAND J 1114CB | 4.9737e-05 | 0 | 0.00025384 | 0 | 0.00025384 | 1.2813e-05 | 0.00031841 | 8.7802e-05 | 0% | 99% | 0 | 0% | 99% | 0 | 0% | 99% | 0 | 0% | 99% | 0 | 0% | 63.79% | 0 | 0% | 50.07% | 0 | 0% | 50.07% | 0 | 0% | 50.07% | 0 | 0 | 0% | 4.078% | 0 | 0% | 4.078% | 0 | 0% | 4.078% | 0 | 0% | 0.4644% | 0 | 0% | 0.4644% | 0 | 0% | 0.4644% | 0 | 0% | 1.15% | 0 | 0% | 1.15% | 0 | 0% | 1.15% | 0 | 0% | 1.233% | 0 | 0% | 1.233% | 0 | 100% | 1.233% | 3.1303e-06 | 0% | 8.745% | 0 | 0% | 8.745% | 0 | 0% | 8.745% | 0 | 0% | 0.1991% | 0 | 0% | 0.1991% | 0 | 0% | 0.1991% | 0 |  |  |  | 0% | 11.8% | 0 | 0% | 11.8% | 0 | 0% | 11.8% | 0 | 0% | 0.364% | 0 | 0% | 0.364% | 0 | 0% | 0.364% | 0 | 0% | 100% | 0 | 0% | 100% | 0 | 0% | 100% | 0 | 0% | 100% | 0 |  |  | 0 |  |  | 0 |  |  | 0
OAKLAND D 1115CB | 4.9728e-05 | 0 | 0.019288 | 0 | 0.019288 | 0.002231 | 0.0207 | 0.0089097 | 0% | 99% | 0 | 0% | 99% | 0 | 0% | 99% | 0 | 0% | 99% | 0 | 0% | 64.31% | 0 | 0% | 51.61% | 0 | 0% | 51.61% | 0 | 0% | 51.61% | 0 | 0 | 0% | 3.437% | 0 | 0% | 3.437% | 0 | 0% | 3.437% | 0 | 0% | 0.3762% | 0 | 0% | 0.3762% | 0 | 0% | 0.3762% | 0 | 0% | 0.9892% | 0 | 0% | 0.9892% | 0 | 0% | 0.9892% | 0 | 48.64% | 1.021% | 9.5778e-05 | 0.1309% | 1.021% | 2.5768e-07 | 0% | 1.021% | 0 | 0% | 7.418% | 0 | 0% | 7.418% | 0 | 0% | 7.418% | 0 | 0% | 0.315% | 0 | 0% | 0.315% | 0 | 0% | 0.315% | 0 |  |  |  | 0% | 11.8% | 0 | 0% | 11.8% | 0 | 0% | 11.8% | 0 | 0% | 0.3612% | 0 | 0% | 0.3612% | 0 | 0% | 0.3612% | 0 | 0% | 100% | 0 | 0% | 100% | 0 | 0% | 100% | 0 | 0% | 100% | 0 |  |  | 0 |  |  | 0 |  |  | 0
ASHLAN AVE 111454300 | 4.9685e-05 | 0 | 0.014411 | 0 | 0.014411 | 0.0048579 | 0.012974 | 0.0059582 | 0% | 99% | 0 | 0% | 99% | 0 | 0% | 99% | 0 | 0% | 99% | 0 | 0% | 63.55% | 0 | 0% | 49.94% | 0 | 0% | 49.94% | 0 | 0% | 49.94% | 0 | 0 | 0% | 2.497% | 0 | 0% | 2.497% | 0 | 0% | 2.497% | 0 | 0% | 0.2813% | 0 | 0% | 0.2813% | 0 | 0% | 0.2813% | 0 | 0% | 0.8282% | 0 | 0% | 0.8282% | 0 | 0% | 0.8282% | 0 | 0% | 0.8505% | 0 | 0% | 0.8505% | 0 | 0% | 0.8505% | 0 | 0% | 6.216% | 0 | 0% | 6.216% | 0 | 0% | 6.216% | 0 | 0% | 0.9056% | 0 | 0% | 0.9056% | 0 | 0% | 0.9056% | 0 |  |  |  | 0% | 11.8% | 0 | 0% | 11.8% | 0 | 0% | 11.8% | 0 | 0% | 0.3654% | 0 | 0% | 0.3654% | 0 | 0% | 0.3654% | 0 | 0% | 100% | 0 | 0% | 100% | 0 | 0% | 100% | 0 | 0% | 100% | 0 |  |  | 0 |  |  | 0 |  |  | 0
PUEBLO 11031751 | 4.9654e-05 | 0 | 0.013684 | 0.31749 | 0.33117 | 0.0061223 | 0.012356 | 0.0041111 | 0% | 99% | 0 | 0% | 99% | 0 | 0% | 99% | 0 | 0% | 99% | 0 | 0% | 63.7% | 0 | 0% | 50.25% | 0 | 0% | 50.25% | 0 | 0% | 50.25% | 0 | 0.31749 | 0% | 3.107% | 0 | 0% | 3.107% | 0 | 0% | 3.107% | 0 | 0% | 0.3275% | 0 | 0% | 0.3275% | 0 | 0% | 0.3275% | 0 | 0% | 0.8386% | 0 | 0% | 0.8386% | 0 | 0% | 0.8386% | 0 | 0% | 0.8439% | 0 | 0.94% | 0.8439% | 1.0854e-06 | 0% | 0.8439% | 0 | 0% | 6.215% | 0 | 0% | 6.215% | 0 | 0% | 6.215% | 0 | 0% | 1.144% | 0 | 0% | 1.144% | 0 | 0% | 1.144% | 0 |  |  |  | 0% | 11.8% | 0 | 0% | 11.8% | 0 | 0% | 11.8% | 0 | 0% | 0.364% | 0 | 0% | 0.364% | 0 | 0% | 0.364% | 0 | 0% | 100% | 0 | 0% | 100% | 0 | 0% | 100% | 0 | 0% | 100% | 0 |  |  | 0 |  |  | 0 |  |  | 0
EAST GRAND 1110CB | 4.9644e-05 | 0 | 0.011275 | 0 | 0.011275 | 0.00053229 | 0.013493 | 0.0045865 | 0% | 99% | 0 | 0% | 99% | 0 | 0% | 99% | 0 | 0% | 99% | 0 | 0% | 64.84% | 0 | 0% | 52.09% | 0 | 0% | 52.09% | 0 | 0% | 52.09% | 0 | 0 | 0% | 4.244% | 0 | 0% | 4.244% | 0 | 0% | 4.244% | 0 | 0% | 0.4693% | 0 | 0% | 0.4693% | 0 | 0% | 0.4693% | 0 | 0% | 1.096% | 0 | 0% | 1.096% | 0 | 0% | 1.096% | 0 | 0% | 1.155% | 0 | 0% | 1.155% | 0 | 12.74% | 1.155% | 1.658e-05 | 0% | 8.253% | 0 | 0% | 8.253% | 0 | 0% | 8.253% | 0 | 0% | 0.2247% | 0 | 0% | 0.2247% | 0 | 0% | 0.2247% | 0 |  |  |  | 0% | 11.8% | 0 | 0% | 11.8% | 0 | 0% | 11.8% | 0 | 0% | 0.361% | 0 | 0% | 0.361% | 0 | 0% | 0.361% | 0 | 0% | 100% | 0 | 0% | 100% | 0 | 0% | 100% | 0 | 0% | 100% | 0 |  |  | 0 |  |  | 0 |  |  | 0
WEST LANE 1103D1057 | 4.9619e-05 | 0 | 0.0017727 | 0 | 0.0017727 | 0.00044519 | 0.0016791 | 0.0008019 | 0% | 99% | 0 | 0% | 99% | 0 | 0% | 99% | 0 | 0% | 99% | 0 | 0% | 63.97% | 0 | 0% | 51.12% | 0 | 0% | 51.12% | 0 | 0% | 51.12% | 0 | 0 | 0% | 2.855% | 0 | 0% | 2.855% | 0 | 0% | 2.855% | 0 | 0% | 0.3146% | 0 | 0% | 0.3146% | 0 | 0% | 0.3146% | 0 | 0% | 0.8698% | 0 | 0% | 0.8698% | 0 | 0% | 0.8698% | 0 | 0% | 0.8896% | 0 | 100% | 0.8896% | 1.5769e-05 | 0% | 0.8896% | 0 | 0% | 6.503% | 0 | 0% | 6.503% | 0 | 0% | 6.503% | 0 | 0% | 0.5725% | 0 | 0% | 0.5725% | 0 | 0% | 0.5725% | 0 |  |  |  | 0% | 11.8% | 0 | 0% | 11.8% | 0 | 0% | 11.8% | 0 | 0% | 0.3628% | 0 | 0% | 0.3628% | 0 | 0% | 0.3628% | 0 | 0% | 100% | 0 | 0% | 100% | 0 | 0% | 100% | 0 | 0% | 100% | 0 |  |  | 0 |  |  | 0 |  |  | 0
SAN JOSE B 1108CB | 4.9604e-05 | 0 | 0.018208 | 0 | 0.018208 | 0.0057 | 0.01624 | 0.0081169 | 0% | 99% | 0 | 0% | 99% | 0 | 0% | 99% | 0 | 0% | 99% | 0 | 0% | 65.2% | 0 | 0% | 51.37% | 0 | 0% | 51.37% | 0 | 0% | 51.37% | 0 | 0 | 0% | 2.839% | 0 | 0% | 2.839% | 0 | 0% | 2.839% | 0 | 0% | 0.3169% | 0 | 0% | 0.3169% | 0 | 0% | 0.3169% | 0 | 0% | 0.8147% | 0 | 0% | 0.8147% | 0 | 0% | 0.8147% | 0 | 0% | 0.8456% | 0 | 0% | 0.8456% | 0 | 48.5% | 0.8456% | 7.467e-05 | 0% | 6.117% | 0 | 0% | 6.117% | 0 | 0% | 6.117% | 0 | 0% | 0.7309% | 0 | 0% | 0.7309% | 0 | 0% | 0.7309% | 0 |  |  |  | 0% | 11.8% | 0 | 0% | 11.8% | 0 | 0% | 11.8% | 0 | 0% | 0.3673% | 0 | 0% | 0.3673% | 0 | 0% | 0.3673% | 0 | 0% | 100% | 0 | 0% | 100% | 0 | 0% | 100% | 0 | 0% | 100% | 0 |  |  | 0 |  |  | 0 |  |  | 0
HARTER 110790768 | 4.9575e-05 | 0 | 0.0047229 | 0 | 0.0047229 | 0.0012437 | 0.0046638 | 0.0018889 | 0% | 99% | 0 | 0% | 99% | 0 | 0% | 99% | 0 | 0% | 99% | 0 | 0% | 62.79% | 0 | 0% | 50.17% | 0 | 0% | 50.17% | 0 | 0% | 50.17% | 0 | 0 | 0% | 2.634% | 0 | 0% | 2.634% | 0 | 0% | 2.634% | 0 | 0% | 0.2822% | 0 | 0% | 0.2822% | 0 | 0% | 0.2822% | 0 | 0% | 0.9088% | 0 | 0% | 0.9088% | 0 | 0% | 0.9088% | 0 | 0% | 0.9094% | 0 | 0% | 0.9094% | 0 | 0% | 0.9094% | 0 | 0% | 6.761% | 0 | 0% | 6.761% | 0 | 0% | 6.761% | 0 | 0% | 0.6904% | 0 | 0% | 0.6904% | 0 | 0% | 0.6904% | 0 |  |  |  | 0% | 11.8% | 0 | 0% | 11.8% | 0 | 0% | 11.8% | 0 | 0% | 0.3577% | 0 | 0% | 0.3577% | 0 | 0% | 0.3577% | 0 | 0% | 100% | 0 | 0% | 100% | 0 | 0% | 100% | 0 | 0% | 100% | 0 |  |  | 0 |  |  | 0 |  |  | 0
SAN JOSE B 1114CB | 4.9548e-05 | 0 | 0.0063218 | 0 | 0.0063218 | 0.0018768 | 0.0057193 | 0.0028397 | 0% | 99% | 0 | 0% | 99% | 0 | 0% | 99% | 0 | 0% | 99% | 0 | 0% | 65.54% | 0 | 0% | 51.53% | 0 | 0% | 51.53% | 0 | 0% | 51.53% | 0 | 0 | 0% | 2.883% | 0 | 0% | 2.883% | 0 | 0% | 2.883% | 0 | 0% | 0.3234% | 0 | 0% | 0.3234% | 0 | 0% | 0.3234% | 0 | 0% | 0.8268% | 0 | 0% | 0.8268% | 0 | 0% | 0.8268% | 0 | 0% | 0.8673% | 0 | 0% | 0.8673% | 0 | 0% | 0.8673% | 0 | 0% | 6.234% | 0 | 0% | 6.234% | 0 | 0% | 6.234% | 0 | 0% | 0.6636% | 0 | 0% | 0.6636% | 0 | 0% | 0.6636% | 0 |  |  |  | 0% | 11.8% | 0 | 0% | 11.8% | 0 | 0% | 11.8% | 0 | 0% | 0.369% | 0 | 0% | 0.369% | 0 | 0% | 0.369% | 0 | 0% | 100% | 0 | 0% | 100% | 0 | 0% | 100% | 0 | 0% | 100% | 0 |  |  | 0 |  |  | 0 |  |  | 0
SAN JOSE B 1106CB | 4.9518e-05 | 0 | 0.0098562 | 0 | 0.0098562 | 0.0019922 | 0.0094348 | 0.0048432 | 0% | 99% | 0 | 0% | 99% | 0 | 0% | 99% | 0 | 0% | 99% | 0 | 0% | 65.58% | 0 | 0% | 51.2% | 0 | 0% | 51.2% | 0 | 0% | 51.2% | 0 | 0 | 0% | 2.765% | 0 | 0% | 2.765% | 0 | 0% | 2.765% | 0 | 0% | 0.3357% | 0 | 0% | 0.3357% | 0 | 0% | 0.3357% | 0 | 0% | 0.8378% | 0 | 0% | 0.8378% | 0 | 0% | 0.8378% | 0 | 0% | 0.882% | 0 | 0% | 0.882% | 0 | 0% | 0.882% | 0 | 0% | 6.324% | 0 | 0% | 6.324% | 0 | 0% | 6.324% | 0 | 0% | 0.4809% | 0 | 0% | 0.4809% | 0 | 0% | 0.4809% | 0 |  |  |  | 0% | 11.8% | 0 | 0% | 11.8% | 0 | 0% | 11.8% | 0 | 0% | 0.3616% | 0 | 0% | 0.3616% | 0 | 0% | 0.3616% | 0 | 0% | 100% | 0 | 0% | 100% | 0 | 0% | 100% | 0 | 0% | 100% | 0 |  |  | 0 |  |  | 0 |  |  | 0
OAKLAND L 1107CB | 4.9507e-05 | 0 | 0.010149 | 0 | 0.010149 | 0.0011238 | 0.01113 | 0.0044991 | 0% | 99% | 0 | 0% | 99% | 0 | 0% | 99% | 0 | 0% | 99% | 0 | 0% | 63.37% | 0 | 0% | 51.19% | 0 | 0% | 51.19% | 0 | 0% | 51.19% | 0 | 0 | 0% | 3.388% | 0 | 0% | 3.388% | 0 | 0% | 3.388% | 0 | 0% | 0.3656% | 0 | 0% | 0.3656% | 0 | 0% | 0.3656% | 0 | 0% | 1.013% | 0 | 0% | 1.013% | 0 | 0% | 1.013% | 0 | 22.49% | 1.025% | 2.3392e-05 | 0% | 1.025% | 0 | 0% | 1.025% | 0 | 0% | 7.545% | 0 | 0% | 7.545% | 0 | 0% | 7.545% | 0 | 0% | 0.3129% | 0 | 0% | 0.3129% | 0 | 0% | 0.3129% | 0 |  |  |  | 0% | 11.8% | 0 | 0% | 11.8% | 0 | 0% | 11.8% | 0 | 0% | 0.3562% | 0 | 0% | 0.3562% | 0 | 0% | 0.3562% | 0 | 0% | 100% | 0 | 0% | 100% | 0 | 0% | 100% | 0 | 0% | 100% | 0 |  |  | 0 |  |  | 0 |  |  | 0
BAKERSFIELD 21043326 | 4.9503e-05 | 0 | 0.13466 | 0 | 0.13466 | 0.02988 | 0.12648 | 0.065936 | 0% | 99% | 0 | 0% | 99% | 0 | 0% | 99% | 0 | 0% | 99% | 0 | 0% | 63.78% | 0 | 0% | 50.58% | 0 | 0% | 50.58% | 0 | 0% | 50.58% | 0 | 0 | 0% | 2.496% | 0 | 0% | 2.496% | 0 | 0% | 2.496% | 0 | 0% | 0.2853% | 0 | 0% | 0.2853% | 0 | 0% | 0.2853% | 0 | 0% | 0.8617% | 0 | 0% | 0.8617% | 0 | 0% | 0.8617% | 0 | 0% | 0.8853% | 0 | 0% | 0.8853% | 0 | 0% | 0.8853% | 0 | 0% | 6.474% | 0 | 0% | 6.474% | 0 | 0% | 6.474% | 0 | 0% | 0.4444% | 0 | 0% | 0.4444% | 0 | 0% | 0.4444% | 0 |  |  |  | 0% | 11.8% | 0 | 0% | 11.8% | 0 | 0% | 11.8% | 0 | 0% | 0.3629% | 0 | 0% | 0.3629% | 0 | 0% | 0.3629% | 0 | 0% | 100% | 0 | 0% | 100% | 0 | 0% | 100% | 0 | 0% | 100% | 0 |  |  | 0 |  |  | 0 |  |  | 0
EAST STOCKTON 0401CB | 4.95e-05 | 0 | 0.053768 | 0 | 0.053768 | 0.015483 | 0.054505 | 0.01877 | 0% | 99% | 0 | 0% | 99% | 0 | 0% | 99% | 0 | 0% | 99% | 0 | 0% | 63.31% | 0 | 0% | 50.17% | 0 | 0% | 50.17% | 0 | 0% | 50.17% | 0 | 0 | 0% | 2.784% | 0 | 0% | 2.784% | 0 | 0% | 2.784% | 0 | 0% | 0.318% | 0 | 0% | 0.318% | 0 | 0% | 0.318% | 0 | 0% | 0.9261% | 0 | 0% | 0.9261% | 0 | 0% | 0.9261% | 0 | 16.24% | 0.9559% | 8.347e-05 | 83.76% | 0.9559% | 0.00043051 | 0% | 0.9559% | 0 | 0% | 6.965% | 0 | 0% | 6.965% | 0 | 0% | 6.965% | 0 | 0% | 0.671% | 0 | 0% | 0.671% | 0 | 0% | 0.671% | 0 |  |  |  | 0% | 11.8% | 0 | 0% | 11.8% | 0 | 0% | 11.8% | 0 | 0% | 0.3612% | 0 | 0% | 0.3612% | 0 | 0% | 0.3612% | 0 | 0% | 100% | 0 | 0% | 100% | 0 | 0% | 100% | 0 | 0% | 100% | 0 |  |  | 0 |  |  | 0 |  |  | 0
WEST SACRAMENTO 111022422 | 4.9453e-05 | 0 | 0.0088336 | 0 | 0.0088336 | 0.0023122 | 0.0083228 | 0.0039473 | 0% | 99% | 0 | 0% | 99% | 0 | 0% | 99% | 0 | 0% | 99% | 0 | 0% | 63.59% | 0 | 0% | 49.81% | 0 | 0% | 49.81% | 0 | 0% | 49.81% | 0 | 0 | 0% | 2.742% | 0 | 0% | 2.742% | 0 | 0% | 2.742% | 0 | 0% | 0.314% | 0 | 0% | 0.314% | 0 | 0% | 0.314% | 0 | 0% | 0.8472% | 0 | 0% | 0.8472% | 0 | 0% | 0.8472% | 0 | 0% | 0.8714% | 0 | 0% | 0.8714% | 0 | 0% | 0.8714% | 0 | 0% | 6.349% | 0 | 0% | 6.349% | 0 | 0% | 6.349% | 0 | 0% | 0.6504% | 0 | 0% | 0.6504% | 0 | 0% | 0.6504% | 0 |  |  |  | 0% | 11.8% | 0 | 0% | 11.8% | 0 | 0% | 11.8% | 0 | 0% | 0.3616% | 0 | 0% | 0.3616% | 0 | 0% | 0.3616% | 0 | 0% | 100% | 0 | 0% | 100% | 0 | 0% | 100% | 0 | 0% | 100% | 0 |  |  | 0 |  |  | 0 |  |  | 0
WESTPARK 110849640 | 4.9445e-05 | 0 | 0.042899 | 0 | 0.042899 | 0.010303 | 0.040189 | 0.020325 | 0% | 99% | 0 | 0% | 99% | 0 | 0% | 99% | 0 | 0% | 99% | 0 | 0% | 62.8% | 0 | 0% | 50.42% | 0 | 0% | 50.42% | 0 | 0% | 50.42% | 0 | 0 | 0% | 2.476% | 0 | 0% | 2.476% | 0 | 0% | 2.476% | 0 | 0% | 0.2699% | 0 | 0% | 0.2699% | 0 | 0% | 0.2699% | 0 | 0% | 0.8655% | 0 | 0% | 0.8655% | 0 | 0% | 0.8655% | 0 | 0% | 0.86% | 0 | 0% | 0.86% | 0 | 68.91% | 0.86% | 0.00025425 | 0% | 6.425% | 0 | 0% | 6.425% | 0 | 0% | 6.425% | 0 | 0% | 0.4604% | 0 | 0% | 0.4604% | 0 | 0% | 0.4604% | 0 |  |  |  | 0% | 11.8% | 0 | 0% | 11.8% | 0 | 0% | 11.8% | 0 | 0% | 0.358% | 0 | 0% | 0.358% | 0 | 0% | 0.358% | 0 | 0% | 100% | 0 | 0% | 100% | 0 | 0% | 100% | 0 | 0% | 100% | 0 |  |  | 0 |  |  | 0 |  |  | 0
KERN OIL 1103CB | 4.94e-05 | 0 | 0.036053 | 0 | 0.036053 | 0.0057413 | 0.034629 | 0.019145 | 0% | 99% | 0 | 0% | 99% | 0 | 0% | 99% | 0 | 0% | 99% | 0 | 0% | 63.64% | 0 | 0% | 51.22% | 0 | 0% | 51.22% | 0 | 0% | 51.22% | 0 | 0 | 0% | 2.608% | 0 | 0% | 2.608% | 0 | 0% | 2.608% | 0 | 0% | 0.2891% | 0 | 0% | 0.2891% | 0 | 0% | 0.2891% | 0 | 0% | 0.8823% | 0 | 0% | 0.8823% | 0 | 0% | 0.8823% | 0 | 0% | 0.8906% | 0 | 5.485% | 0.8906% | 1.761e-05 | 0% | 0.8906% | 0 | 0% | 6.583% | 0 | 0% | 6.583% | 0 | 0% | 6.583% | 0 | 0% | 0.3494% | 0 | 0% | 0.3494% | 0 | 0% | 0.3494% | 0 |  |  |  | 0% | 11.8% | 0 | 0% | 11.8% | 0 | 0% | 11.8% | 0 | 0% | 0.3594% | 0 | 0% | 0.3594% | 0 | 0% | 0.3594% | 0 | 0% | 100% | 0 | 0% | 100% | 0 | 0% | 100% | 0 | 0% | 100% | 0 |  |  | 0 |  |  | 0 |  |  | 0
ASHLAN AVE 111277320 | 4.9346e-05 | 0 | 0.0072195 | 0 | 0.0072195 | 0.0019509 | 0.006433 | 0.0035338 | 0% | 99% | 0 | 0% | 99% | 0 | 0% | 99% | 0 | 0% | 99% | 0 | 0% | 63.71% | 0 | 0% | 50.73% | 0 | 0% | 50.73% | 0 | 0% | 50.73% | 0 | 0 | 0% | 2.561% | 0 | 0% | 2.561% | 0 | 0% | 2.561% | 0 | 0% | 0.2804% | 0 | 0% | 0.2804% | 0 | 0% | 0.2804% | 0 | 0% | 0.8228% | 0 | 0% | 0.8228% | 0 | 0% | 0.8228% | 0 | 0% | 0.8304% | 0 | 0% | 0.8304% | 0 | 1.127% | 0.8304% | 6.7556e-07 | 0% | 6.131% | 0 | 0% | 6.131% | 0 | 0% | 6.131% | 0 | 0% | 0.7227% | 0 | 0% | 0.7227% | 0 | 0% | 0.7227% | 0 |  |  |  | 0% | 11.8% | 0 | 0% | 11.8% | 0 | 0% | 11.8% | 0 | 0% | 0.3631% | 0 | 0% | 0.3631% | 0 | 0% | 0.3631% | 0 | 0% | 100% | 0 | 0% | 100% | 0 | 0% | 100% | 0 | 0% | 100% | 0 |  |  | 0 |  |  | 0 |  |  | 0
ASHLAN AVE 210572920 | 4.9273e-05 | 0 | 0.075022 | 0 | 0.075022 | 0.029295 | 0.0616 | 0.032948 | 0% | 99% | 0 | 0% | 99% | 0 | 0% | 99% | 0 | 0% | 99% | 0 | 0% | 64.35% | 0 | 0% | 50.14% | 0 | 0% | 50.14% | 0 | 0% | 50.14% | 0 | 0 | 0% | 2.257% | 0 | 0% | 2.257% | 0 | 0% | 2.257% | 0 | 0% | 0.2563% | 0 | 0% | 0.2563% | 0 | 0% | 0.2563% | 0 | 0% | 0.7527% | 0 | 0% | 0.7527% | 0 | 0% | 0.7527% | 0 | 0% | 0.777% | 0 | 0% | 0.777% | 0 | 100% | 0.777% | 0.00058293 | 0% | 5.661% | 0 | 0% | 5.661% | 0 | 0% | 5.661% | 0 | 0% | 1.041% | 0 | 0% | 1.041% | 0 | 0% | 1.041% | 0 |  |  |  | 0% | 11.8% | 0 | 0% | 11.8% | 0 | 0% | 11.8% | 0 | 0% | 0.3687% | 0 | 0% | 0.3687% | 0 | 0% | 0.3687% | 0 | 0% | 100% | 0 | 0% | 100% | 0 | 0% | 100% | 0 | 0% | 100% | 0 |  |  | 0 |  |  | 0 |  |  | 0
BUENA VISTA 1104810866 | 4.9256e-05 | 0 | 0.00025138 | 0 | 0.00025138 | 3.289e-05 | 0.00022521 | 0.00015688 | 0% | 99% | 0 | 0% | 99% | 0 | 0% | 99% | 0 | 0% | 99% | 0 | 0% | 66.7% | 0 | 0% | 52.81% | 0 | 0% | 52.81% | 0 | 0% | 52.81% | 0 | 0 | 0% | 3.454% | 0 | 0% | 3.454% | 0 | 0% | 3.454% | 0 | 0% | 0.3749% | 0 | 0% | 0.3749% | 0 | 0% | 0.3749% | 0 | 0% | 0.8232% | 0 | 0% | 0.8232% | 0 | 0% | 0.8232% | 0 | 0% | 0.8702% | 0 | 0% | 0.8702% | 0 | 0% | 0.8702% | 0 | 0% | 6.199% | 0 | 0% | 6.199% | 0 | 0% | 6.199% | 0 | 0% | 0.307% | 0 | 0% | 0.307% | 0 | 0% | 0.307% | 0 |  |  |  | 0% | 11.8% | 0 | 0% | 11.8% | 0 | 0% | 11.8% | 0 | 0% | 0.3725% | 0 | 0% | 0.3725% | 0 | 0% | 0.3725% | 0 | 0% | 100% | 0 | 0% | 100% | 0 | 0% | 100% | 0 | 0% | 100% | 0 |  |  | 0 |  |  | 0 |  |  | 0
BAHIA 110243940 | 4.9236e-05 | 0 | 0.015579 | 0 | 0.015579 | 0.0018568 | 0.016601 | 0.0072602 | 0% | 99% | 0 | 0% | 99% | 0 | 0% | 99% | 0 | 0% | 99% | 0 | 0% | 64.06% | 0 | 0% | 50.27% | 0 | 0% | 50.27% | 0 | 0% | 50.27% | 0 | 0 | 0% | 3.803% | 0 | 0% | 3.803% | 0 | 0% | 3.803% | 0 | 0% | 0.4224% | 0 | 0% | 0.4224% | 0 | 0% | 0.4224% | 0 | 0% | 0.9736% | 0 | 0% | 0.9736% | 0 | 0% | 0.9736% | 0 | 0% | 1.035% | 0 | 0% | 1.035% | 0 | 100% | 1.035% | 0.00016123 | 0% | 7.361% | 0 | 0% | 7.361% | 0 | 0% | 7.361% | 0 | 0% | 0.3052% | 0 | 0% | 0.3052% | 0 | 0% | 0.3052% | 0 |  |  |  | 0% | 11.8% | 0 | 0% | 11.8% | 0 | 0% | 11.8% | 0 | 0% | 0.3674% | 0 | 0% | 0.3674% | 0 | 0% | 0.3674% | 0 | 0% | 100% | 0 | 0% | 100% | 0 | 0% | 100% | 0 | 0% | 100% | 0 |  |  | 0 |  |  | 0 |  |  | 0
OAKLAND J 1111CB | 4.9224e-05 | 0 | 0.010677 | 0 | 0.010677 | 0.00057754 | 0.012472 | 0.0045756 | 0% | 99% | 0 | 0% | 99% | 0 | 0% | 99% | 0 | 0% | 99% | 0 | 0% | 64.1% | 0 | 0% | 51.11% | 0 | 0% | 51.11% | 0 | 0% | 51.11% | 0 | 0 | 0% | 3.835% | 0 | 0% | 3.835% | 0 | 0% | 3.835% | 0 | 0% | 0.428% | 0 | 0% | 0.428% | 0 | 0% | 0.428% | 0 | 0% | 1.073% | 0 | 0% | 1.073% | 0 | 0% | 1.073% | 0 | 0% | 1.128% | 0 | 0% | 1.128% | 0 | 100% | 1.128% | 0.00012044 | 0% | 8.095% | 0 | 0% | 8.095% | 0 | 0% | 8.095% | 0 | 0% | 0.2062% | 0 | 0% | 0.2062% | 0 | 0% | 0.2062% | 0 |  |  |  | 0% | 11.8% | 0 | 0% | 11.8% | 0 | 0% | 11.8% | 0 | 0% | 0.3617% | 0 | 0% | 0.3617% | 0 | 0% | 0.3617% | 0 | 0% | 100% | 0 | 0% | 100% | 0 | 0% | 100% | 0 | 0% | 100% | 0 |  |  | 0 |  |  | 0 |  |  | 0
SWIFT 2108CB | 4.9209e-05 | 0 | 0.010297 | 0 | 0.010297 | 0.0019938 | 0.010501 | 0.0045034 | 0% | 99% | 0 | 0% | 99% | 0 | 0% | 99% | 0 | 0% | 99% | 0 | 0% | 64.84% | 0 | 0% | 50.06% | 0 | 0% | 50.06% | 0 | 0% | 50.06% | 0 | 0 | 0% | 2.612% | 0 | 0% | 2.612% | 0 | 0% | 2.612% | 0 | 0% | 0.3371% | 0 | 0% | 0.3371% | 0 | 0% | 0.3371% | 0 | 0% | 0.8676% | 0 | 0% | 0.8676% | 0 | 0% | 0.8676% | 0 | 0% | 0.9054% | 0 | 59.95% | 0.9054% | 5.5894e-05 | 40.05% | 0.9054% | 3.7337e-05 | 0% | 6.532% | 0 | 0% | 6.532% | 0 | 0% | 6.532% | 0 | 0% | 0.4306% | 0 | 0% | 0.4306% | 0 | 0% | 0.4306% | 0 |  |  |  | 0% | 11.8% | 0 | 0% | 11.8% | 0 | 0% | 11.8% | 0 | 0% | 0.353% | 0 | 0% | 0.353% | 0 | 0% | 0.353% | 0 | 0% | 100% | 0 | 0% | 100% | 0 | 0% | 100% | 0 | 0% | 100% | 0 |  |  | 0 |  |  | 0 |  |  | 0
WAHTOKE 11093010 | 4.9166e-05 | 0 | 0.00025092 | 0 | 0.00025092 | 1.7522e-05 | 0.0002187 | 0.00017799 | 0% | 99% | 0 | 0% | 99% | 0 | 0% | 99% | 0 | 0% | 99% | 0 | 0% | 63.23% | 0 | 0% | 48.22% | 0 | 0% | 48.22% | 0 | 0% | 48.22% | 0 | 0 | 0% | 2.431% | 0 | 0% | 2.431% | 0 | 0% | 2.431% | 0 | 0% | 0.2961% | 0 | 0% | 0.2961% | 0 | 0% | 0.2961% | 0 | 0% | 0.768% | 0 | 0% | 0.768% | 0 | 0% | 0.768% | 0 | 0% | 0.8225% | 0 | 0% | 0.8225% | 0 | 0% | 0.8225% | 0 | 0% | 5.857% | 0 | 0% | 5.857% | 0 | 0% | 5.857% | 0 | 0% | 0.2186% | 0 | 0% | 0.2186% | 0 | 0% | 0.2186% | 0 |  |  |  | 0% | 11.8% | 0 | 0% | 11.8% | 0 | 0% | 11.8% | 0 | 0% | 0.3696% | 0 | 0% | 0.3696% | 0 | 0% | 0.3696% | 0 | 0% | 100% | 0 | 0% | 100% | 0 | 0% | 100% | 0 | 0% | 100% | 0 |  |  | 0 |  |  | 0 |  |  | 0
LAS POSITAS 210572161 | 4.9106e-05 | 0 | 0.00025062 | 0 | 0.00025062 | 3.5697e-05 | 0.00022829 | 0.00014972 | 0% | 99% | 0 | 0% | 99% | 0 | 0% | 99% | 0 | 0% | 99% | 0 | 0% | 65.42% | 0 | 0% | 51.22% | 0 | 0% | 51.22% | 0 | 0% | 51.22% | 0 | 0 | 0% | 3.376% | 0 | 0% | 3.376% | 0 | 0% | 3.376% | 0 | 0% | 0.3705% | 0 | 0% | 0.3705% | 0 | 0% | 0.3705% | 0 | 0% | 0.8264% | 0 | 0% | 0.8264% | 0 | 0% | 0.8264% | 0 | 100% | 0.8601% | 2.1554e-06 | 0% | 0.8601% | 0 | 0% | 0.8601% | 0 | 0% | 6.186% | 0 | 0% | 6.186% | 0 | 0% | 6.186% | 0 | 0% | 0.3693% | 0 | 0% | 0.3693% | 0 | 0% | 0.3693% | 0 |  |  |  | 0% | 11.8% | 0 | 0% | 11.8% | 0 | 0% | 11.8% | 0 | 0% | 0.3669% | 0 | 0% | 0.3669% | 0 | 0% | 0.3669% | 0 | 0% | 100% | 0 | 0% | 100% | 0 | 0% | 100% | 0 | 0% | 100% | 0 |  |  | 0 |  |  | 0 |  |  | 0
CALIFORNIA AVE 1114653348 | 4.91e-05 | 0 | 0.023806 | 0 | 0.023806 | 0.0087501 | 0.020878 | 0.0096696 | 0% | 99% | 0 | 0% | 99% | 0 | 0% | 99% | 0 | 0% | 99% | 0 | 0% | 63.97% | 0 | 0% | 50.22% | 0 | 0% | 50.22% | 0 | 0% | 50.22% | 0 | 0 | 0% | 2.456% | 0 | 0% | 2.456% | 0 | 0% | 2.456% | 0 | 0% | 0.274% | 0 | 0% | 0.274% | 0 | 0% | 0.274% | 0 | 0% | 0.8093% | 0 | 0% | 0.8093% | 0 | 0% | 0.8093% | 0 | 100% | 0.8322% | 0.0001981 | 0% | 0.8322% | 0 | 0% | 0.8322% | 0 | 0% | 6.077% | 0 | 0% | 6.077% | 0 | 0% | 6.077% | 0 | 0% | 0.9886% | 0 | 0% | 0.9886% | 0 | 0% | 0.9886% | 0 |  |  |  | 0% | 11.8% | 0 | 0% | 11.8% | 0 | 0% | 11.8% | 0 | 0% | 0.3669% | 0 | 0% | 0.3669% | 0 | 0% | 0.3669% | 0 | 0% | 100% | 0 | 0% | 100% | 0 | 0% | 100% | 0 | 0% | 100% | 0 |  |  | 0 |  |  | 0 |  |  | 0
SANTA ROSA A 1101138498 | 4.9091e-05 | 0 | 0.015032 | 0 | 0.015032 | 0.008524 | 0.010948 | 0.0053431 | 0% | 99% | 0 | 0% | 99% | 0 | 0% | 99% | 0 | 0% | 99% | 0 | 0% | 64.43% | 0 | 0% | 49.97% | 0 | 0% | 49.97% | 0 | 0% | 49.97% | 0 | 0 | 0% | 2.22% | 0 | 0% | 2.22% | 0 | 0% | 2.22% | 0 | 0% | 0.2471% | 0 | 0% | 0.2471% | 0 | 0% | 0.2471% | 0 | 0% | 0.6615% | 0 | 0% | 0.6615% | 0 | 0% | 0.6615% | 0 | 0% | 0.676% | 0 | 0% | 0.676% | 0 | 59.69% | 0.676% | 6.0653e-05 | 0% | 4.941% | 0 | 0% | 4.941% | 0 | 0% | 4.941% | 0 | 0% | 1.547% | 0 | 0% | 1.547% | 0 | 0% | 1.547% | 0 |  |  |  | 0% | 11.8% | 0 | 0% | 11.8% | 0 | 0% | 11.8% | 0 | 0% | 0.3705% | 0 | 0% | 0.3705% | 0 | 0% | 0.3705% | 0 | 0% | 100% | 0 | 0% | 100% | 0 | 0% | 100% | 0 | 0% | 100% | 0 |  |  | 0 |  |  | 0 |  |  | 0
OAKLAND C 1114CB | 4.9087e-05 | 0 | 0.0044009 | 0 | 0.0044009 | 0.00029185 | 0.0052201 | 0.0017529 | 0% | 99% | 0 | 0% | 99% | 0 | 0% | 99% | 0 | 0% | 99% | 0 | 0% | 62.34% | 0 | 0% | 49.94% | 0 | 0% | 49.94% | 0 | 0% | 49.94% | 0 | 0 | 0% | 3.786% | 0 | 0% | 3.786% | 0 | 0% | 3.786% | 0 | 0% | 0.4049% | 0 | 0% | 0.4049% | 0 | 0% | 0.4049% | 0 | 0% | 1.101% | 0 | 0% | 1.101% | 0 | 0% | 1.101% | 0 | 0% | 1.13% | 0 | 93.03% | 1.13% | 4.6247e-05 | 6.969% | 1.13% | 3.4646e-06 | 0% | 8.246% | 0 | 0% | 8.246% | 0 | 0% | 8.246% | 0 | 0% | 0.2497% | 0 | 0% | 0.2497% | 0 | 0% | 0.2497% | 0 |  |  |  | 0% | 11.8% | 0 | 0% | 11.8% | 0 | 0% | 11.8% | 0 | 0% | 0.3577% | 0 | 0% | 0.3577% | 0 | 0% | 0.3577% | 0 | 0% | 100% | 0 | 0% | 100% | 0 | 0% | 100% | 0 | 0% | 100% | 0 |  |  | 0 |  |  | 0 |  |  | 0
CARQUINEZ 1104CB | 4.9067e-05 | 0 | 0.0040067 | 0 | 0.0040067 | 0.00050803 | 0.0040718 | 0.0020343 | 0% | 99% | 0 | 0% | 99% | 0 | 0% | 99% | 0 | 0% | 99% | 0 | 0% | 65.76% | 0 | 0% | 52.42% | 0 | 0% | 52.42% | 0 | 0% | 52.42% | 0 | 0 | 0% | 3.711% | 0 | 0% | 3.711% | 0 | 0% | 3.711% | 0 | 0% | 0.4064% | 0 | 0% | 0.4064% | 0 | 0% | 0.4064% | 0 | 0% | 0.9288% | 0 | 0% | 0.9288% | 0 | 0% | 0.9288% | 0 | 0% | 0.9733% | 0 | 0% | 0.9733% | 0 | 0% | 0.9733% | 0 | 0% | 6.971% | 0 | 0% | 6.971% | 0 | 0% | 6.971% | 0 | 0% | 0.3448% | 0 | 0% | 0.3448% | 0 | 0% | 0.3448% | 0 |  |  |  | 0% | 11.8% | 0 | 0% | 11.8% | 0 | 0% | 11.8% | 0 | 0% | 0.3657% | 0 | 0% | 0.3657% | 0 | 0% | 0.3657% | 0 | 0% | 100% | 0 | 0% | 100% | 0 | 0% | 100% | 0 | 0% | 100% | 0 |  |  | 0 |  |  | 0 |  |  | 0
AIRWAYS 1108CB | 4.9006e-05 | 0 | 0.027512 | 0 | 0.027512 | 0.0091036 | 0.023249 | 0.013063 | 0% | 99% | 0 | 0% | 99% | 0 | 0% | 99% | 0 | 0% | 99% | 0 | 0% | 64.54% | 0 | 0% | 50.05% | 0 | 0% | 50.05% | 0 | 0% | 50.05% | 0 | 0 | 0% | 2.521% | 0 | 0% | 2.521% | 0 | 0% | 2.521% | 0 | 0% | 0.2899% | 0 | 0% | 0.2899% | 0 | 0% | 0.2899% | 0 | 0% | 0.7687% | 0 | 0% | 0.7687% | 0 | 0% | 0.7687% | 0 | 99.02% | 0.8088% | 0.00022033 | 0% | 0.8088% | 0 | 0% | 0.8088% | 0 | 0% | 5.812% | 0 | 0% | 5.812% | 0 | 0% | 5.812% | 0 | 0% | 0.8869% | 0 | 0% | 0.8869% | 0 | 0% | 0.8869% | 0 |  |  |  | 0% | 11.8% | 0 | 0% | 11.8% | 0 | 0% | 11.8% | 0 | 0% | 0.3706% | 0 | 0% | 0.3706% | 0 | 0% | 0.3706% | 0 | 0% | 100% | 0 | 0% | 100% | 0 | 0% | 100% | 0 | 0% | 100% | 0 |  |  | 0 |  |  | 0 |  |  | 0
SAN JOSE A 1110XR338 | 4.8958e-05 | 0 | 0.0019989 | 0 | 0.0019989 | 0.00065189 | 0.0017905 | 0.00085736 | 0% | 99% | 0 | 0% | 99% | 0 | 0% | 99% | 0 | 0% | 99% | 0 | 0% | 65.07% | 0 | 0% | 51.49% | 0 | 0% | 51.49% | 0 | 0% | 51.49% | 0 | 0 | 0% | 2.914% | 0 | 0% | 2.914% | 0 | 0% | 2.914% | 0 | 0% | 0.3201% | 0 | 0% | 0.3201% | 0 | 0% | 0.3201% | 0 | 0% | 0.8235% | 0 | 0% | 0.8235% | 0 | 0% | 0.8235% | 0 | 0% | 0.8474% | 0 | 6.036% | 0.8474% | 1.0224e-06 | 93.96% | 0.8474% | 1.5917e-05 | 0% | 6.16% | 0 | 0% | 6.16% | 0 | 0% | 6.16% | 0 | 0% | 0.7489% | 0 | 0% | 0.7489% | 0 | 0% | 0.7489% | 0 |  |  |  | 0% | 11.8% | 0 | 0% | 11.8% | 0 | 0% | 11.8% | 0 | 0% | 0.3664% | 0 | 0% | 0.3664% | 0 | 0% | 0.3664% | 0 | 0% | 100% | 0 | 0% | 100% | 0 | 0% | 100% | 0 | 0% | 100% | 0 |  |  | 0 |  |  | 0 |  |  | 0
FIGARDEN 2105R2050 | 4.8957e-05 | 0 | 0.022404 | 0 | 0.022404 | 0.0074315 | 0.017962 | 0.01159 | 0% | 99% | 0 | 0% | 99% | 0 | 0% | 99% | 0 | 0% | 99% | 0 | 0% | 65.2% | 0 | 0% | 50.56% | 0 | 0% | 50.56% | 0 | 0% | 50.56% | 0 | 0 | 0% | 2.388% | 0 | 0% | 2.388% | 0 | 0% | 2.388% | 0 | 0% | 0.2732% | 0 | 0% | 0.2732% | 0 | 0% | 0.2732% | 0 | 0% | 0.7341% | 0 | 0% | 0.7341% | 0 | 0% | 0.7341% | 0 | 0% | 0.7768% | 0 | 0% | 0.7768% | 0 | 99.69% | 0.7768% | 0.0001735 | 0% | 5.565% | 0 | 0% | 5.565% | 0 | 0% | 5.565% | 0 | 0% | 0.8653% | 0 | 0% | 0.8653% | 0 | 0% | 0.8653% | 0 |  |  |  | 0% | 11.8% | 0 | 0% | 11.8% | 0 | 0% | 11.8% | 0 | 0% | 0.3735% | 0 | 0% | 0.3735% | 0 | 0% | 0.3735% | 0 | 0% | 100% | 0 | 0% | 100% | 0 | 0% | 100% | 0 | 0% | 100% | 0 |  |  | 0 |  |  | 0 |  |  | 0
FIGARDEN 210438288 | 4.8926e-05 | 0 | 0.004994 | 0 | 0.004994 | 0.00099061 | 0.0044006 | 0.0028527 | 0% | 99% | 0 | 0% | 99% | 0 | 0% | 99% | 0 | 0% | 99% | 0 | 0% | 64.77% | 0 | 0% | 49.86% | 0 | 0% | 49.86% | 0 | 0% | 49.86% | 0 | 0 | 0% | 2.622% | 0 | 0% | 2.622% | 0 | 0% | 2.622% | 0 | 0% | 0.3106% | 0 | 0% | 0.3106% | 0 | 0% | 0.3106% | 0 | 0% | 0.7964% | 0 | 0% | 0.7964% | 0 | 0% | 0.7964% | 0 | 0% | 0.858% | 0 | 0% | 0.858% | 0 | 93.43% | 0.858% | 4.0035e-05 | 0% | 6.08% | 0 | 0% | 6.08% | 0 | 0% | 6.08% | 0 | 0% | 0.5197% | 0 | 0% | 0.5197% | 0 | 0% | 0.5197% | 0 |  |  |  | 0% | 11.8% | 0 | 0% | 11.8% | 0 | 0% | 11.8% | 0 | 0% | 0.3727% | 0 | 0% | 0.3727% | 0 | 0% | 0.3727% | 0 | 0% | 100% | 0 | 0% | 100% | 0 | 0% | 100% | 0 | 0% | 100% | 0 |  |  | 0 |  |  | 0 |  |  | 0
POTRERO PP (A) 11015207 | 4.887e-05 | 0 | 0.010642 | 0 | 0.010642 | 0.001219 | 0.012327 | 0.0040213 | 0% | 99% | 0 | 0% | 99% | 0 | 0% | 99% | 0 | 0% | 99% | 0 | 0% | 64.5% | 0 | 0% | 52.05% | 0 | 0% | 52.05% | 0 | 0% | 52.05% | 0 | 0 | 0% | 4.066% | 0 | 0% | 4.066% | 0 | 0% | 4.066% | 0 | 0% | 0.4427% | 0 | 0% | 0.4427% | 0 | 0% | 0.4427% | 0 | 0% | 1.066% | 0 | 0% | 1.066% | 0 | 0% | 1.066% | 0 | 76.48% | 1.105% | 8.995e-05 | 0% | 1.105% | 0 | 0% | 1.105% | 0 | 0% | 7.983% | 0 | 0% | 7.983% | 0 | 0% | 7.983% | 0 | 0% | 0.4087% | 0 | 0% | 0.4087% | 0 | 0% | 0.4087% | 0 |  |  |  | 0% | 11.8% | 0 | 0% | 11.8% | 0 | 0% | 11.8% | 0 | 0% | 0.3593% | 0 | 0% | 0.3593% | 0 | 0% | 0.3593% | 0 | 0% | 100% | 0 | 0% | 100% | 0 | 0% | 100% | 0 | 0% | 100% | 0 |  |  | 0 |  |  | 0 |  |  | 0
BELLE HAVEN 1105CB | 4.8867e-05 | 0 | 0.0047136 | 0 | 0.0047136 | 0.0018595 | 0.0041417 | 0.0017798 | 0% | 99% | 0 | 0% | 99% | 0 | 0% | 99% | 0 | 0% | 99% | 0 | 0% | 65.4% | 0 | 0% | 50.96% | 0 | 0% | 50.96% | 0 | 0% | 50.96% | 0 | 0 | 0% | 2.905% | 0 | 0% | 2.905% | 0 | 0% | 2.905% | 0 | 0% | 0.3277% | 0 | 0% | 0.3277% | 0 | 0% | 0.3277% | 0 | 0% | 0.7981% | 0 | 0% | 0.7981% | 0 | 0% | 0.7981% | 0 | 0% | 0.8393% | 0 | 13.14% | 0.8393% | 5.1988e-06 | 86.86% | 0.8393% | 3.4364e-05 | 0% | 6.016% | 0 | 0% | 6.016% | 0 | 0% | 6.016% | 0 | 0% | 0.9463% | 0 | 0% | 0.9463% | 0 | 0% | 0.9463% | 0 |  |  |  | 0% | 11.8% | 0 | 0% | 11.8% | 0 | 0% | 11.8% | 0 | 0% | 0.3698% | 0 | 0% | 0.3698% | 0 | 0% | 0.3698% | 0 | 0% | 100% | 0 | 0% | 100% | 0 | 0% | 100% | 0 | 0% | 100% | 0 |  |  | 0 |  |  | 0 |  |  | 0
SAN LEANDRO U 1115CB | 4.88e-05 | 0 | 0.0094642 | 0 | 0.0094642 | 0.00047403 | 0.010074 | 0.0050752 | 0% | 99% | 0 | 0% | 99% | 0 | 0% | 99% | 0 | 0% | 99% | 0 | 0% | 65.34% | 0 | 0% | 52.35% | 0 | 0% | 52.35% | 0 | 0% | 52.35% | 0 | 0 | 0% | 3.59% | 0 | 0% | 3.59% | 0 | 0% | 3.59% | 0 | 0% | 0.3951% | 0 | 0% | 0.3951% | 0 | 0% | 0.3951% | 0 | 0% | 0.978% | 0 | 0% | 0.978% | 0 | 0% | 0.978% | 0 | 0% | 1.032% | 0 | 100% | 1.032% | 9.7645e-05 | 0% | 1.032% | 0 | 0% | 7.382% | 0 | 0% | 7.382% | 0 | 0% | 7.382% | 0 | 0% | 0.193% | 0 | 0% | 0.193% | 0 | 0% | 0.193% | 0 |  |  |  | 0% | 11.8% | 0 | 0% | 11.8% | 0 | 0% | 11.8% | 0 | 0% | 0.3658% | 0 | 0% | 0.3658% | 0 | 0% | 0.3658% | 0 | 0% | 100% | 0 | 0% | 100% | 0 | 0% | 100% | 0 | 0% | 100% | 0 |  |  | 0 |  |  | 0 |  |  | 0
COUNTRY CLUB 110314257 | 4.8791e-05 | 0 | 0.0024901 | 0 | 0.0024901 | 0.00047981 | 0.0023294 | 0.0013014 | 0% | 99% | 0 | 0% | 99% | 0 | 0% | 99% | 0 | 0% | 99% | 0 | 0% | 65.14% | 0 | 0% | 51.95% | 0 | 0% | 51.95% | 0 | 0% | 51.95% | 0 | 0 | 0% | 3.006% | 0 | 0% | 3.006% | 0 | 0% | 3.006% | 0 | 0% | 0.3377% | 0 | 0% | 0.3377% | 0 | 0% | 0.3377% | 0 | 0% | 0.858% | 0 | 0% | 0.858% | 0 | 0% | 0.858% | 0 | 0% | 0.9011% | 0 | 12.83% | 0.9011% | 2.8791e-06 | 0% | 0.9011% | 0 | 0% | 6.469% | 0 | 0% | 6.469% | 0 | 0% | 6.469% | 0 | 0% | 0.4466% | 0 | 0% | 0.4466% | 0 | 0% | 0.4466% | 0 |  |  |  | 0% | 11.8% | 0 | 0% | 11.8% | 0 | 0% | 11.8% | 0 | 0% | 0.368% | 0 | 0% | 0.368% | 0 | 0% | 0.368% | 0 | 0% | 100% | 0 | 0% | 100% | 0 | 0% | 100% | 0 | 0% | 100% | 0 |  |  | 0 |  |  | 0 |  |  | 0
WATSONVILLE 0413CB | 4.8789e-05 | 0 | 0.006059 | 0 | 0.006059 | 0.00076885 | 0.0064424 | 0.0027907 | 0% | 99% | 0 | 0% | 99% | 0 | 0% | 99% | 0 | 0% | 99% | 0 | 0% | 64.77% | 0 | 0% | 51.1% | 0 | 0% | 51.1% | 0 | 0% | 51.1% | 0 | 0 | 0% | 3.353% | 0 | 0% | 3.353% | 0 | 0% | 3.353% | 0 | 0% | 0.3792% | 0 | 0% | 0.3792% | 0 | 0% | 0.3792% | 0 | 0% | 0.9754% | 0 | 0% | 0.9754% | 0 | 0% | 0.9754% | 0 | 0% | 1.037% | 0 | 0% | 1.037% | 0 | 0% | 1.037% | 0 | 0% | 7.399% | 0 | 0% | 7.399% | 0 | 0% | 7.399% | 0 | 0% | 0.3345% | 0 | 0% | 0.3345% | 0 | 0% | 0.3345% | 0 |  |  |  | 0% | 11.8% | 0 | 0% | 11.8% | 0 | 0% | 11.8% | 0 | 0% | 0.3673% | 0 | 0% | 0.3673% | 0 | 0% | 0.3673% | 0 | 0% | 100% | 0 | 0% | 100% | 0 | 0% | 100% | 0 | 0% | 100% | 0 |  |  | 0 |  |  | 0 |  |  | 0
BARTON 110449296 | 4.8778e-05 | 0 | 0.012696 | 0 | 0.012696 | 0.0045245 | 0.010851 | 0.0055831 | 0% | 99% | 0 | 0% | 99% | 0 | 0% | 99% | 0 | 0% | 99% | 0 | 0% | 64.19% | 0 | 0% | 50.38% | 0 | 0% | 50.38% | 0 | 0% | 50.38% | 0 | 0 | 0% | 2.515% | 0 | 0% | 2.515% | 0 | 0% | 2.515% | 0 | 0% | 0.282% | 0 | 0% | 0.282% | 0 | 0% | 0.282% | 0 | 0% | 0.7868% | 0 | 0% | 0.7868% | 0 | 0% | 0.7868% | 0 | 100% | 0.8109% | 0.00010295 | 0% | 0.8109% | 0 | 0% | 0.8109% | 0 | 0% | 5.904% | 0 | 0% | 5.904% | 0 | 0% | 5.904% | 0 | 0% | 0.9696% | 0 | 0% | 0.9696% | 0 | 0% | 0.9696% | 0 |  |  |  | 0% | 11.8% | 0 | 0% | 11.8% | 0 | 0% | 11.8% | 0 | 0% | 0.3678% | 0 | 0% | 0.3678% | 0 | 0% | 0.3678% | 0 | 0% | 100% | 0 | 0% | 100% | 0 | 0% | 100% | 0 | 0% | 100% | 0 |  |  | 0 |  |  | 0 |  |  | 0
FMC 1109CB | 4.8741e-05 | 0 | 0.0079188 | 0 | 0.0079188 | 0.001841 | 0.0073136 | 0.0039175 | 0% | 99% | 0 | 0% | 99% | 0 | 0% | 99% | 0 | 0% | 99% | 0 | 0% | 65.64% | 0 | 0% | 51.65% | 0 | 0% | 51.65% | 0 | 0% | 51.65% | 0 | 0 | 0% | 3.071% | 0 | 0% | 3.071% | 0 | 0% | 3.071% | 0 | 0% | 0.3447% | 0 | 0% | 0.3447% | 0 | 0% | 0.3447% | 0 | 0% | 0.8422% | 0 | 0% | 0.8422% | 0 | 0% | 0.8422% | 0 | 0% | 0.8886% | 0 | 0% | 0.8886% | 0 | 100% | 0.8886% | 7.0369e-05 | 0% | 6.358% | 0 | 0% | 6.358% | 0 | 0% | 6.358% | 0 | 0% | 0.5618% | 0 | 0% | 0.5618% | 0 | 0% | 0.5618% | 0 |  |  |  | 0% | 11.8% | 0 | 0% | 11.8% | 0 | 0% | 11.8% | 0 | 0% | 0.3694% | 0 | 0% | 0.3694% | 0 | 0% | 0.3694% | 0 | 0% | 100% | 0 | 0% | 100% | 0 | 0% | 100% | 0 | 0% | 100% | 0 |  |  | 0 |  |  | 0 |  |  | 0
ACTON 0401683338 | 4.869e-05 | 0 | 0.00033133 | 0 | 0.00033133 | 1.8283e-05 | 0.00041874 | 0.00010992 | 0% | 99% | 0 | 0% | 99% | 0 | 0% | 99% | 0 | 0% | 99% | 0 | 0% | 62.92% | 0 | 0% | 50.9% | 0 | 0% | 50.9% | 0 | 0% | 50.9% | 0 | 0 | 0% | 4.326% | 0 | 0% | 4.326% | 0 | 0% | 4.326% | 0 | 0% | 0.4652% | 0 | 0% | 0.4652% | 0 | 0% | 0.4652% | 0 | 0% | 1.164% | 0 | 0% | 1.164% | 0 | 0% | 1.164% | 0 | 0.7588% | 1.186% | 2.9817e-08 | 99.24% | 1.186% | 3.8997e-06 | 0% | 1.186% | 0 | 0% | 8.667% | 0 | 0% | 8.667% | 0 | 0% | 8.667% | 0 | 0% | 0.2154% | 0 | 0% | 0.2154% | 0 | 0% | 0.2154% | 0 |  |  |  | 0% | 11.8% | 0 | 0% | 11.8% | 0 | 0% | 11.8% | 0 | 0% | 0.3519% | 0 | 0% | 0.3519% | 0 | 0% | 0.3519% | 0 | 0% | 100% | 0 | 0% | 100% | 0 | 0% | 100% | 0 | 0% | 100% | 0 |  |  | 0 |  |  | 0 |  |  | 0
EDENVALE 2109CB | 4.8611e-05 | 0 | 0.015175 | 0 | 0.015175 | 0.0031933 | 0.013578 | 0.0082787 | 0% | 99% | 0 | 0% | 99% | 0 | 0% | 99% | 0 | 0% | 99% | 0 | 0% | 66.05% | 0 | 0% | 51.45% | 0 | 0% | 51.45% | 0 | 0% | 51.45% | 0 | 0 | 0% | 3.035% | 0 | 0% | 3.035% | 0 | 0% | 3.035% | 0 | 0% | 0.35% | 0 | 0% | 0.35% | 0 | 0% | 0.35% | 0 | 0% | 0.7997% | 0 | 0% | 0.7997% | 0 | 0% | 0.7997% | 0 | 0% | 0.8494% | 0 | 33.1% | 0.8494% | 4.2667e-05 | 33.35% | 0.8494% | 4.2979e-05 | 0% | 6.041% | 0 | 0% | 6.041% | 0 | 0% | 6.041% | 0 | 0% | 0.5007% | 0 | 0% | 0.5007% | 0 | 0% | 0.5007% | 0 |  |  |  | 0% | 11.8% | 0 | 0% | 11.8% | 0 | 0% | 11.8% | 0 | 0% | 0.3687% | 0 | 0% | 0.3687% | 0 | 0% | 0.3687% | 0 | 0% | 100% | 0 | 0% | 100% | 0 | 0% | 100% | 0 | 0% | 100% | 0 |  |  | 0 |  |  | 0 |  |  | 0
ASHLAN AVE 2119S60 | 4.8569e-05 | 0 | 0.036438 | 0 | 0.036438 | 0.011292 | 0.031934 | 0.016924 | 0% | 99% | 0 | 0% | 99% | 0 | 0% | 99% | 0 | 0% | 99% | 0 | 0% | 64.49% | 0 | 0% | 50.35% | 0 | 0% | 50.35% | 0 | 0% | 50.35% | 0 | 0 | 0% | 2.381% | 0 | 0% | 2.381% | 0 | 0% | 2.381% | 0 | 0% | 0.2756% | 0 | 0% | 0.2756% | 0 | 0% | 0.2756% | 0 | 0% | 0.801% | 0 | 0% | 0.801% | 0 | 0% | 0.801% | 0 | 0% | 0.8371% | 0 | 0% | 0.8371% | 0 | 100% | 0.8371% | 0.00030502 | 0% | 6.053% | 0 | 0% | 6.053% | 0 | 0% | 6.053% | 0 | 0% | 0.815% | 0 | 0% | 0.815% | 0 | 0% | 0.815% | 0 |  |  |  | 0% | 11.8% | 0 | 0% | 11.8% | 0 | 0% | 11.8% | 0 | 0% | 0.3683% | 0 | 0% | 0.3683% | 0 | 0% | 0.3683% | 0 | 0% | 100% | 0 | 0% | 100% | 0 | 0% | 100% | 0 | 0% | 100% | 0 |  |  | 0 |  |  | 0 |  |  | 0
STOCKTON A 1111CB | 4.8551e-05 | 0 | 0.0031799 | 0 | 0.0031799 | 0.00060347 | 0.0033226 | 0.0013232 | 0% | 99% | 0 | 0% | 99% | 0 | 0% | 99% | 0 | 0% | 99% | 0 | 0% | 64.3% | 0 | 0% | 50.75% | 0 | 0% | 50.75% | 0 | 0% | 50.75% | 0 | 0 | 0% | 3.026% | 0 | 0% | 3.026% | 0 | 0% | 3.026% | 0 | 0% | 0.3563% | 0 | 0% | 0.3563% | 0 | 0% | 0.3563% | 0 | 0% | 0.9519% | 0 | 0% | 0.9519% | 0 | 0% | 0.9519% | 0 | 100% | 1.019% | 3.2393e-05 | 0% | 1.019% | 0 | 0% | 1.019% | 0 | 0% | 7.248% | 0 | 0% | 7.248% | 0 | 0% | 7.248% | 0 | 0% | 0.5323% | 0 | 0% | 0.5323% | 0 | 0% | 0.5323% | 0 |  |  |  | 0% | 11.8% | 0 | 0% | 11.8% | 0 | 0% | 11.8% | 0 | 0% | 0.3671% | 0 | 0% | 0.3671% | 0 | 0% | 0.3671% | 0 | 0% | 100% | 0 | 0% | 100% | 0 | 0% | 100% | 0 | 0% | 100% | 0 |  |  | 0 |  |  | 0 |  |  | 0
TRIMBLE 2116CB | 4.8503e-05 | 0 | 0.0081688 | 0 | 0.0081688 | 0.0016804 | 0.0074265 | 0.0043779 | 0% | 99% | 0 | 0% | 99% | 0 | 0% | 99% | 0 | 0% | 99% | 0 | 0% | 65.69% | 0 | 0% | 51.24% | 0 | 0% | 51.24% | 0 | 0% | 51.24% | 0 | 0 | 0% | 3.084% | 0 | 0% | 3.084% | 0 | 0% | 3.084% | 0 | 0% | 0.3561% | 0 | 0% | 0.3561% | 0 | 0% | 0.3561% | 0 | 0% | 0.8121% | 0 | 0% | 0.8121% | 0 | 0% | 0.8121% | 0 | 0% | 0.863% | 0 | 20.46% | 0.863% | 1.4426e-05 | 0% | 0.863% | 0 | 0% | 6.135% | 0 | 0% | 6.135% | 0 | 0% | 6.135% | 0 | 0% | 0.532% | 0 | 0% | 0.532% | 0 | 0% | 0.532% | 0 |  |  |  | 0% | 11.8% | 0 | 0% | 11.8% | 0 | 0% | 11.8% | 0 | 0% | 0.3682% | 0 | 0% | 0.3682% | 0 | 0% | 0.3682% | 0 | 0% | 100% | 0 | 0% | 100% | 0 | 0% | 100% | 0 | 0% | 100% | 0 |  |  | 0 |  |  | 0 |  |  | 0
DAVIS 110743434 | 4.8499e-05 | 0 | 0.0072606 | 0 | 0.0072606 | 0.0032115 | 0.0059561 | 0.002818 | 0% | 99% | 0 | 0% | 99% | 0 | 0% | 99% | 0 | 0% | 99% | 0 | 0% | 63.44% | 0 | 0% | 49.29% | 0 | 0% | 49.29% | 0 | 0% | 49.29% | 0 | 0 | 0% | 2.256% | 0 | 0% | 2.256% | 0 | 0% | 2.256% | 0 | 0% | 0.2547% | 0 | 0% | 0.2547% | 0 | 0% | 0.2547% | 0 | 0% | 0.7374% | 0 | 0% | 0.7374% | 0 | 0% | 0.7374% | 0 | 100% | 0.741% | 5.3798e-05 | 0% | 0.741% | 0 | 0% | 0.741% | 0 | 0% | 5.487% | 0 | 0% | 5.487% | 0 | 0% | 5.487% | 0 | 0% | 1.109% | 0 | 0% | 1.109% | 0 | 0% | 1.109% | 0 |  |  |  | 0% | 11.8% | 0 | 0% | 11.8% | 0 | 0% | 11.8% | 0 | 0% | 0.363% | 0 | 0% | 0.363% | 0 | 0% | 0.363% | 0 | 0% | 100% | 0 | 0% | 100% | 0 | 0% | 100% | 0 | 0% | 100% | 0 |  |  | 0 |  |  | 0 |  |  | 0
OAKLAND D 1102CB | 4.8498e-05 | 0 | 0.020338 | 0 | 0.020338 | 0.0026257 | 0.021216 | 0.0097308 | 0% | 99% | 0 | 0% | 99% | 0 | 0% | 99% | 0 | 0% | 99% | 0 | 0% | 64.48% | 0 | 0% | 51.72% | 0 | 0% | 51.72% | 0 | 0% | 51.72% | 0 | 0 | 0% | 3.39% | 0 | 0% | 3.39% | 0 | 0% | 3.39% | 0 | 0% | 0.3731% | 0 | 0% | 0.3731% | 0 | 0% | 0.3731% | 0 | 0% | 0.9594% | 0 | 0% | 0.9594% | 0 | 0% | 0.9594% | 0 | 40.37% | 0.9918% | 8.1426e-05 | 0% | 0.9918% | 0 | 0% | 0.9918% | 0 | 0% | 7.194% | 0 | 0% | 7.194% | 0 | 0% | 7.194% | 0 | 0% | 0.3576% | 0 | 0% | 0.3576% | 0 | 0% | 0.3576% | 0 |  |  |  | 0% | 11.8% | 0 | 0% | 11.8% | 0 | 0% | 11.8% | 0 | 0% | 0.3621% | 0 | 0% | 0.3621% | 0 | 0% | 0.3621% | 0 | 0% | 100% | 0 | 0% | 100% | 0 | 0% | 100% | 0 | 0% | 100% | 0 |  |  | 0 |  |  | 0 |  |  | 0
DAVIS 1102CB | 4.8492e-05 | 0 | 0.028312 | 0 | 0.028312 | 0.010153 | 0.024757 | 0.011828 | 0% | 99% | 0 | 0% | 99% | 0 | 0% | 99% | 0 | 0% | 99% | 0 | 0% | 62.71% | 0 | 0% | 49.85% | 0 | 0% | 49.85% | 0 | 0% | 49.85% | 0 | 0 | 0% | 2.393% | 0 | 0% | 2.393% | 0 | 0% | 2.393% | 0 | 0% | 0.2561% | 0 | 0% | 0.2561% | 0 | 0% | 0.2561% | 0 | 0% | 0.7963% | 0 | 0% | 0.7963% | 0 | 0% | 0.7963% | 0 | 99.62% | 0.7715% | 0.0002176 | 0% | 0.7715% | 0 | 0% | 0.7715% | 0 | 0% | 5.851% | 0 | 0% | 5.851% | 0 | 0% | 5.851% | 0 | 0% | 0.8657% | 0 | 0% | 0.8657% | 0 | 0% | 0.8657% | 0 |  |  |  | 0% | 11.8% | 0 | 0% | 11.8% | 0 | 0% | 11.8% | 0 | 0% | 0.3559% | 0 | 0% | 0.3559% | 0 | 0% | 0.3559% | 0 | 0% | 100% | 0 | 0% | 100% | 0 | 0% | 100% | 0 | 0% | 100% | 0 |  |  | 0 |  |  | 0 |  |  | 0
MADERA 111411430 | 4.8469e-05 | 0 | 0.048237 | 0 | 0.048237 | 0.0086634 | 0.046755 | 0.024209 | 0% | 99% | 0 | 0% | 99% | 0 | 0% | 99% | 0 | 0% | 99% | 0 | 0% | 63.35% | 0 | 0% | 50.25% | 0 | 0% | 50.25% | 0 | 0% | 50.25% | 0 | 0 | 0% | 2.87% | 0 | 0% | 2.87% | 0 | 0% | 2.87% | 0 | 0% | 0.3171% | 0 | 0% | 0.3171% | 0 | 0% | 0.3171% | 0 | 0% | 0.8902% | 0 | 0% | 0.8902% | 0 | 0% | 0.8902% | 0 | 100% | 0.9089% | 0.00043844 | 0% | 0.9089% | 0 | 0% | 0.9089% | 0 | 0% | 6.66% | 0 | 0% | 6.66% | 0 | 0% | 6.66% | 0 | 0% | 0.533% | 0 | 0% | 0.533% | 0 | 0% | 0.533% | 0 |  |  |  | 0% | 11.8% | 0 | 0% | 11.8% | 0 | 0% | 11.8% | 0 | 0% | 0.3619% | 0 | 0% | 0.3619% | 0 | 0% | 0.3619% | 0 | 0% | 100% | 0 | 0% | 100% | 0 | 0% | 100% | 0 | 0% | 100% | 0 |  |  | 0 |  |  | 0 |  |  | 0
BULLARD 110475696 | 4.8407e-05 | 0 | 0.024211 | 0 | 0.024211 | 0.0077467 | 0.021496 | 0.010724 | 0% | 99% | 0 | 0% | 99% | 0 | 0% | 99% | 0 | 0% | 99% | 0 | 0% | 63.55% | 0 | 0% | 50.19% | 0 | 0% | 50.19% | 0 | 0% | 50.19% | 0 | 0 | 0% | 2.386% | 0 | 0% | 2.386% | 0 | 0% | 2.386% | 0 | 0% | 0.2669% | 0 | 0% | 0.2669% | 0 | 0% | 0.2669% | 0 | 0% | 0.8186% | 0 | 0% | 0.8186% | 0 | 0% | 0.8186% | 0 | 0% | 0.8332% | 0 | 0% | 0.8332% | 0 | 99.34% | 0.8332% | 0.00020039 | 0% | 6.128% | 0 | 0% | 6.128% | 0 | 0% | 6.128% | 0 | 0% | 0.8502% | 0 | 0% | 0.8502% | 0 | 0% | 0.8502% | 0 |  |  |  | 0% | 11.8% | 0 | 0% | 11.8% | 0 | 0% | 11.8% | 0 | 0% | 0.3644% | 0 | 0% | 0.3644% | 0 | 0% | 0.3644% | 0 | 0% | 100% | 0 | 0% | 100% | 0 | 0% | 100% | 0 | 0% | 100% | 0 |  |  | 0 |  |  | 0 |  |  | 0
COLUMBUS 11101307 | 4.8357e-05 | 0 | 0.033071 | 0 | 0.033071 | 0.010019 | 0.030756 | 0.013818 | 0% | 99% | 0 | 0% | 99% | 0 | 0% | 99% | 0 | 0% | 99% | 0 | 0% | 63.36% | 0 | 0% | 50.72% | 0 | 0% | 50.72% | 0 | 0% | 50.72% | 0 | 0 | 0% | 2.494% | 0 | 0% | 2.494% | 0 | 0% | 2.494% | 0 | 0% | 0.274% | 0 | 0% | 0.274% | 0 | 0% | 0.274% | 0 | 0% | 0.8591% | 0 | 0% | 0.8591% | 0 | 0% | 0.8591% | 0 | 0% | 0.8619% | 0 | 0% | 0.8619% | 0 | 0% | 0.8619% | 0 | 0% | 6.397% | 0 | 0% | 6.397% | 0 | 0% | 6.397% | 0 | 0% | 0.5343% | 0 | 0% | 0.5343% | 0 | 0% | 0.5343% | 0 |  |  |  | 0% | 11.8% | 0 | 0% | 11.8% | 0 | 0% | 11.8% | 0 | 0% | 0.36% | 0 | 0% | 0.36% | 0 | 0% | 0.36% | 0 | 0% | 100% | 0 | 0% | 100% | 0 | 0% | 100% | 0 | 0% | 100% | 0 |  |  | 0 |  |  | 0 |  |  | 0
IGNACIO 1103151462 | 4.8352e-05 | 0.27193 | 0.0019742 | 0 | 0.0019742 | 0.0014634 | 0.001392 | 0.00040344 | 0% | 99% | 0 | 0% | 99% | 0 | 0% | 99% | 0 | 0% | 99% | 0 | 0% | 64.75% | 0 | 0% | 49.85% | 0 | 0% | 49.85% | 0 | 0% | 49.85% | 0 | 0 | 0% | 2.675% | 0 | 0% | 2.675% | 0 | 0% | 2.675% | 0 | 0% | 0.2891% | 0 | 0% | 0.2891% | 0 | 0% | 0.2891% | 0 | 0% | 0.6527% | 0 | 0% | 0.6527% | 0 | 0% | 0.6527% | 0 | 0% | 0.6885% | 0 | 0% | 0.6885% | 0 | 100% | 0.6885% | 1.3591e-05 | 0% | 4.908% | 0 | 0% | 4.908% | 0 | 0% | 4.908% | 0 | 0% | 2.043% | 0 | 0% | 2.043% | 0 | 0% | 2.043% | 0 |  |  |  | 0% | 11.8% | 0 | 0% | 11.8% | 0 | 0% | 11.8% | 0 | 0% | 0.3784% | 0 | 0% | 0.3784% | 0 | 0% | 0.3784% | 0 | 0% | 100% | 0 | 0% | 100% | 0 | 0% | 100% | 0 | 0% | 100% | 0 |  |  | 0 |  |  | 0 |  |  | 0
ASHLAN AVE 211832478 | 4.8331e-05 | 0 | 0.0096199 | 0 | 0.0096199 | 0.0031631 | 0.0077677 | 0.0049494 | 0% | 99% | 0 | 0% | 99% | 0 | 0% | 99% | 0 | 0% | 99% | 0 | 0% | 65.28% | 0 | 0% | 51.02% | 0 | 0% | 51.02% | 0 | 0% | 51.02% | 0 | 0 | 0% | 2.426% | 0 | 0% | 2.426% | 0 | 0% | 2.426% | 0 | 0% | 0.2722% | 0 | 0% | 0.2722% | 0 | 0% | 0.2722% | 0 | 0% | 0.7391% | 0 | 0% | 0.7391% | 0 | 0% | 0.7391% | 0 | 0% | 0.7697% | 0 | 0% | 0.7697% | 0 | 100% | 0.7697% | 7.4047e-05 | 0% | 5.564% | 0 | 0% | 5.564% | 0 | 0% | 5.564% | 0 | 0% | 0.8463% | 0 | 0% | 0.8463% | 0 | 0% | 0.8463% | 0 |  |  |  | 0% | 11.8% | 0 | 0% | 11.8% | 0 | 0% | 11.8% | 0 | 0% | 0.3706% | 0 | 0% | 0.3706% | 0 | 0% | 0.3706% | 0 | 0% | 100% | 0 | 0% | 100% | 0 | 0% | 100% | 0 | 0% | 100% | 0 |  |  | 0 |  |  | 0 |  |  | 0
OAKLAND D 1134CB | 4.8303e-05 | 0 | 0.002342 | 0 | 0.002342 | 0.00030956 | 0.0024281 | 0.0011283 | 0% | 99% | 0 | 0% | 99% | 0 | 0% | 99% | 0 | 0% | 99% | 0 | 0% | 63.55% | 0 | 0% | 51.85% | 0 | 0% | 51.85% | 0 | 0% | 51.85% | 0 | 0 | 0% | 3.132% | 0 | 0% | 3.132% | 0 | 0% | 3.132% | 0 | 0% | 0.3288% | 0 | 0% | 0.3288% | 0 | 0% | 0.3288% | 0 | 0% | 0.9567% | 0 | 0% | 0.9567% | 0 | 0% | 0.9567% | 0 | 82.01% | 0.9411% | 1.8076e-05 | 17.48% | 0.9411% | 3.8537e-06 | 0% | 0.9411% | 0 | 0% | 7.058% | 0 | 0% | 7.058% | 0 | 0% | 7.058% | 0 | 0% | 0.362% | 0 | 0% | 0.362% | 0 | 0% | 0.362% | 0 |  |  |  | 0% | 11.8% | 0 | 0% | 11.8% | 0 | 0% | 11.8% | 0 | 0% | 0.353% | 0 | 0% | 0.353% | 0 | 0% | 0.353% | 0 | 0% | 100% | 0 | 0% | 100% | 0 | 0% | 100% | 0 | 0% | 100% | 0 |  |  | 0 |  |  | 0 |  |  | 0
PIERCY 210942383 | 4.8282e-05 | 0 | 0.0068995 | 0 | 0.0068995 | 0.0021997 | 0.0060602 | 0.0031296 | 0% | 99% | 0 | 0% | 99% | 0 | 0% | 99% | 0 | 0% | 99% | 0 | 0% | 65.34% | 0 | 0% | 51.27% | 0 | 0% | 51.27% | 0 | 0% | 51.27% | 0 | 0 | 0% | 2.783% | 0 | 0% | 2.783% | 0 | 0% | 2.783% | 0 | 0% | 0.3115% | 0 | 0% | 0.3115% | 0 | 0% | 0.3115% | 0 | 0% | 0.8007% | 0 | 0% | 0.8007% | 0 | 0% | 0.8007% | 0 | 0% | 0.8313% | 0 | 34.47% | 0.8313% | 1.9772e-05 | 65.53% | 0.8313% | 3.7586e-05 | 0% | 6.012% | 0 | 0% | 6.012% | 0 | 0% | 6.012% | 0 | 0% | 0.7248% | 0 | 0% | 0.7248% | 0 | 0% | 0.7248% | 0 |  |  |  | 0% | 11.8% | 0 | 0% | 11.8% | 0 | 0% | 11.8% | 0 | 0% | 0.3674% | 0 | 0% | 0.3674% | 0 | 0% | 0.3674% | 0 | 0% | 100% | 0 | 0% | 100% | 0 | 0% | 100% | 0 | 0% | 100% | 0 |  |  | 0 |  |  | 0 |  |  | 0
SF L 110147096 | 4.8275e-05 | 0 | 0.0018232 | 0 | 0.0018232 | 0.00014251 | 0.0025003 | 0.00036688 | 0% | 99% | 0 | 0% | 99% | 0 | 0% | 99% | 0 | 0% | 99% | 0 | 0% | 61.39% | 0 | 0% | 48.64% | 0 | 0% | 48.64% | 0 | 0% | 48.64% | 0 | 0 | 0% | 4.571% | 0 | 0% | 4.571% | 0 | 0% | 4.571% | 0 | 0% | 0.4996% | 0 | 0% | 0.4996% | 0 | 0% | 0.4996% | 0 | 0% | 1.28% | 0 | 0% | 1.28% | 0 | 0% | 1.28% | 0 | 0% | 1.346% | 0 | 0% | 1.346% | 0 | 100% | 1.346% | 2.4533e-05 | 0% | 9.669% | 0 | 0% | 9.669% | 0 | 0% | 9.669% | 0 | 0% | 0.3497% | 0 | 0% | 0.3497% | 0 | 0% | 0.3497% | 0 |  |  |  | 0% | 11.8% | 0 | 0% | 11.8% | 0 | 0% | 11.8% | 0 | 0% | 0.3593% | 0 | 0% | 0.3593% | 0 | 0% | 0.3593% | 0 | 0% | 100% | 0 | 0% | 100% | 0 | 0% | 100% | 0 | 0% | 100% | 0 |  |  | 0 |  |  | 0 |  |  | 0
WOODWARD 210266406 | 4.8175e-05 | 0 | 0.007376 | 0 | 0.007376 | 0.0015671 | 0.0058751 | 0.0047337 | 0% | 99% | 0 | 0% | 99% | 0 | 0% | 99% | 0 | 0% | 99% | 0 | 0% | 64.35% | 0 | 0% | 49.36% | 0 | 0% | 49.36% | 0 | 0% | 49.36% | 0 | 0 | 0% | 2.364% | 0 | 0% | 2.364% | 0 | 0% | 2.364% | 0 | 0% | 0.2748% | 0 | 0% | 0.2748% | 0 | 0% | 0.2748% | 0 | 0% | 0.7142% | 0 | 0% | 0.7142% | 0 | 0% | 0.7142% | 0 | 0% | 0.7551% | 0 | 0% | 0.7551% | 0 | 0% | 0.7551% | 0 | 0% | 5.416% | 0 | 0% | 5.416% | 0 | 0% | 5.416% | 0 | 0% | 0.5685% | 0 | 0% | 0.5685% | 0 | 0% | 0.5685% | 0 |  |  |  | 0% | 11.8% | 0 | 0% | 11.8% | 0 | 0% | 11.8% | 0 | 0% | 0.3718% | 0 | 0% | 0.3718% | 0 | 0% | 0.3718% | 0 | 0% | 100% | 0 | 0% | 100% | 0 | 0% | 100% | 0 | 0% | 100% | 0 |  |  | 0 |  |  | 0 |  |  | 0
FMC 1105XR050 | 4.8174e-05 | 0 | 0.038355 | 0 | 0.038355 | 0.015545 | 0.031995 | 0.015775 | 0% | 99% | 0 | 0% | 99% | 0 | 0% | 99% | 0 | 0% | 99% | 0 | 0% | 65.59% | 0 | 0% | 51.39% | 0 | 0% | 51.39% | 0 | 0% | 51.39% | 0 | 0 | 0% | 2.668% | 0 | 0% | 2.668% | 0 | 0% | 2.668% | 0 | 0% | 0.2982% | 0 | 0% | 0.2982% | 0 | 0% | 0.2982% | 0 | 0% | 0.7634% | 0 | 0% | 0.7634% | 0 | 0% | 0.7634% | 0 | 0% | 0.7981% | 0 | 0% | 0.7981% | 0 | 96.47% | 0.7981% | 0.0002953 | 0% | 5.746% | 0 | 0% | 5.746% | 0 | 0% | 5.746% | 0 | 0% | 0.9652% | 0 | 0% | 0.9652% | 0 | 0% | 0.9652% | 0 |  |  |  | 0% | 11.8% | 0 | 0% | 11.8% | 0 | 0% | 11.8% | 0 | 0% | 0.3708% | 0 | 0% | 0.3708% | 0 | 0% | 0.3708% | 0 | 0% | 100% | 0 | 0% | 100% | 0 | 0% | 100% | 0 | 0% | 100% | 0 |  |  | 0 |  |  | 0 |  |  | 0
GREENBRAE 1104107508 | 4.8173e-05 | 0.060499 | 0.001721 | 0 | 0.001721 | 0.001027 | 0.0013817 | 0.00043225 | 0% | 99% | 0 | 0% | 99% | 0 | 0% | 99% | 0 | 0% | 99% | 0 | 0% | 64.11% | 0 | 0% | 49.49% | 0 | 0% | 49.49% | 0 | 0% | 49.49% | 0 | 0 | 0% | 2.936% | 0 | 0% | 2.936% | 0 | 0% | 2.936% | 0 | 0% | 0.323% | 0 | 0% | 0.323% | 0 | 0% | 0.323% | 0 | 0% | 0.7303% | 0 | 0% | 0.7303% | 0 | 0% | 0.7303% | 0 | 0% | 0.7613% | 0 | 96.56% | 0.7613% | 1.2651e-05 | 3.443% | 0.7613% | 4.5108e-07 | 0% | 5.469% | 0 | 0% | 5.469% | 0 | 0% | 5.469% | 0 | 0% | 1.775% | 0 | 0% | 1.775% | 0 | 0% | 1.775% | 0 |  |  |  | 0% | 11.8% | 0 | 0.4939% | 11.8% | 1.0031e-06 | 0% | 11.8% | 0 | 0% | 0.3716% | 0 | 0% | 0.3716% | 0 | 0% | 0.3716% | 0 | 0% | 100% | 0 | 0% | 100% | 0 | 0% | 100% | 0 | 0% | 100% | 0 |  |  | 0 |  |  | 0 |  |  | 0
BELLE HAVEN 110611881 | 4.8156e-05 | 0 | 0.0013108 | 0 | 0.0013108 | 0.00025243 | 0.0013278 | 0.00058352 | 0% | 99% | 0 | 0% | 99% | 0 | 0% | 99% | 0 | 0% | 99% | 0 | 0% | 64.82% | 0 | 0% | 52.44% | 0 | 0% | 52.44% | 0 | 0% | 52.44% | 0 | 0 | 0% | 3.194% | 0 | 0% | 3.194% | 0 | 0% | 3.194% | 0 | 0% | 0.3404% | 0 | 0% | 0.3404% | 0 | 0% | 0.3404% | 0 | 0% | 0.9321% | 0 | 0% | 0.9321% | 0 | 0% | 0.9321% | 0 | 0% | 0.9443% | 0 | 100% | 0.9443% | 1.2378e-05 | 0% | 0.9443% | 0 | 0% | 6.935% | 0 | 0% | 6.935% | 0 | 0% | 6.935% | 0 | 0% | 0.5168% | 0 | 0% | 0.5168% | 0 | 0% | 0.5168% | 0 |  |  |  | 0% | 11.8% | 0 | 0% | 11.8% | 0 | 0% | 11.8% | 0 | 0% | 0.3594% | 0 | 0% | 0.3594% | 0 | 0% | 0.3594% | 0 | 0% | 100% | 0 | 0% | 100% | 0 | 0% | 100% | 0 | 0% | 100% | 0 |  |  | 0 |  |  | 0 |  |  | 0
TIDEWATER 2105992888 | 4.8059e-05 | 0 | 0.023301 | 0 | 0.023301 | 0.0093243 | 0.021369 | 0.0077716 | 0% | 99% | 0 | 0% | 99% | 0 | 0% | 99% | 0 | 0% | 99% | 0 | 0% | 63.21% | 0 | 0% | 50.19% | 0 | 0% | 50.19% | 0 | 0% | 50.19% | 0 | 0 | 0% | 2.871% | 0 | 0% | 2.871% | 0 | 0% | 2.871% | 0 | 0% | 0.3018% | 0 | 0% | 0.3018% | 0 | 0% | 0.3018% | 0 | 0% | 0.848% | 0 | 0% | 0.848% | 0 | 0% | 0.848% | 0 | 100% | 0.8341% | 0.00019437 | 0% | 0.8341% | 0 | 0% | 0.8341% | 0 | 0% | 6.247% | 0 | 0% | 6.247% | 0 | 0% | 6.247% | 0 | 0% | 0.5982% | 0 | 0% | 0.5982% | 0 | 0% | 0.5982% | 0 |  |  |  | 0% | 11.8% | 0 | 0% | 11.8% | 0 | 0% | 11.8% | 0 | 0% | 0.3583% | 0 | 0% | 0.3583% | 0 | 0% | 0.3583% | 0 | 0% | 100% | 0 | 0% | 100% | 0 | 0% | 100% | 0 | 0% | 100% | 0 |  |  | 0 |  |  | 0 |  |  | 0
ARCATA 1124CB | 4.8036e-05 | 0 | 0.00012258 | 0 | 0.00012258 | 2.7395e-05 | 0.00014526 | 2.9692e-05 | 0% | 99% | 0 | 0% | 99% | 0 | 0% | 99% | 0 | 0% | 99% | 0 | 0% | 61.67% | 0 | 0% | 47.62% | 0 | 0% | 47.62% | 0 | 0% | 47.62% | 0 | 0 | 0% | 3.24% | 0 | 0% | 3.24% | 0 | 0% | 3.24% | 0 | 0% | 0.389% | 0 | 0% | 0.389% | 0 | 0% | 0.389% | 0 | 0% | 1.071% | 0 | 0% | 1.071% | 0 | 0% | 1.071% | 0 | 0% | 1.138% | 0 | 0% | 1.138% | 0 | 63.89% | 1.138% | 8.9152e-07 | 0% | 8.148% | 0 | 0% | 8.148% | 0 | 0% | 8.148% | 0 | 0% | 0.8493% | 0 | 0% | 0.8493% | 0 | 0% | 0.8493% | 0 |  |  |  | 0% | 11.8% | 0 | 0% | 11.8% | 0 | 0% | 11.8% | 0 | 0% | 0.3606% | 0 | 0% | 0.3606% | 0 | 0% | 0.3606% | 0 | 0% | 100% | 0 | 0% | 100% | 0 | 0% | 100% | 0 | 0% | 100% | 0 |  |  | 0 |  |  | 0 |  |  | 0
CALIFORNIA AVE 111079664 | 4.7993e-05 | 0 | 0.028168 | 0 | 0.028168 | 0.0079107 | 0.026668 | 0.01192 | 0% | 99% | 0 | 0% | 99% | 0 | 0% | 99% | 0 | 0% | 99% | 0 | 0% | 63.47% | 0 | 0% | 50.12% | 0 | 0% | 50.12% | 0 | 0% | 50.12% | 0 | 0 | 0% | 2.621% | 0 | 0% | 2.621% | 0 | 0% | 2.621% | 0 | 0% | 0.2943% | 0 | 0% | 0.2943% | 0 | 0% | 0.2943% | 0 | 0% | 0.8732% | 0 | 0% | 0.8732% | 0 | 0% | 0.8732% | 0 | 100% | 0.8966% | 0.00025256 | 0% | 0.8966% | 0 | 0% | 0.8966% | 0 | 0% | 6.555% | 0 | 0% | 6.555% | 0 | 0% | 6.555% | 0 | 0% | 0.7745% | 0 | 0% | 0.7745% | 0 | 0% | 0.7745% | 0 |  |  |  | 0% | 11.8% | 0 | 0% | 11.8% | 0 | 0% | 11.8% | 0 | 0% | 0.3639% | 0 | 0% | 0.3639% | 0 | 0% | 0.3639% | 0 | 0% | 100% | 0 | 0% | 100% | 0 | 0% | 100% | 0 | 0% | 100% | 0 |  |  | 0 |  |  | 0 |  |  | 0
VALLEJO B 0415CB | 4.7951e-05 | 0 | 0.0098705 | 0 | 0.0098705 | 0.0016145 | 0.010534 | 0.0041455 | 0% | 99% | 0 | 0% | 99% | 0 | 0% | 99% | 0 | 0% | 99% | 0 | 0% | 64.73% | 0 | 0% | 51.93% | 0 | 0% | 51.93% | 0 | 0% | 51.93% | 0 | 0 | 0% | 3.518% | 0 | 0% | 3.518% | 0 | 0% | 3.518% | 0 | 0% | 0.3885% | 0 | 0% | 0.3885% | 0 | 0% | 0.3885% | 0 | 0% | 0.9742% | 0 | 0% | 0.9742% | 0 | 0% | 0.9742% | 0 | 0% | 1.003% | 0 | 0% | 1.003% | 0 | 0% | 1.003% | 0 | 0% | 7.284% | 0 | 0% | 7.284% | 0 | 0% | 7.284% | 0 | 0% | 0.43% | 0 | 0% | 0.43% | 0 | 0% | 0.43% | 0 |  |  |  | 0% | 11.8% | 0 | 0% | 11.8% | 0 | 0% | 11.8% | 0 | 0% | 0.3594% | 0 | 0% | 0.3594% | 0 | 0% | 0.3594% | 0 | 0% | 100% | 0 | 0% | 100% | 0 | 0% | 100% | 0 | 0% | 100% | 0 |  |  | 0 |  |  | 0 |  |  | 0
PETALUMA C 1110456 | 4.792e-05 | 0 | 0.0022011 | 0 | 0.0022011 | 0.00024898 | 0.002341 | 0.0010435 | 0% | 99% | 0 | 0% | 99% | 0 | 0% | 99% | 0 | 0% | 99% | 0 | 0% | 64.3% | 0 | 0% | 50.3% | 0 | 0% | 50.3% | 0 | 0% | 50.3% | 0 | 0 | 0% | 3.489% | 0 | 0% | 3.489% | 0 | 0% | 3.489% | 0 | 0% | 0.4% | 0 | 0% | 0.4% | 0 | 0% | 0.4% | 0 | 0% | 0.9529% | 0 | 0% | 0.9529% | 0 | 0% | 0.9529% | 0 | 0% | 1.006% | 0 | 0% | 1.006% | 0 | 0% | 1.006% | 0 | 0% | 7.19% | 0 | 0% | 7.19% | 0 | 0% | 7.19% | 0 | 0% | 0.3261% | 0 | 0% | 0.3261% | 0 | 0% | 0.3261% | 0 |  |  |  | 0% | 11.8% | 0 | 0% | 11.8% | 0 | 0% | 11.8% | 0 | 0% | 0.3624% | 0 | 0% | 0.3624% | 0 | 0% | 0.3624% | 0 | 0% | 100% | 0 | 0% | 100% | 0 | 0% | 100% | 0 | 0% | 100% | 0 |  |  | 0 |  |  | 0 |  |  | 0
SAN JOSE B 1112XR280 | 4.7917e-05 | 0 | 0.011902 | 0 | 0.011902 | 0.0017917 | 0.011374 | 0.0064815 | 0% | 99% | 0 | 0% | 99% | 0 | 0% | 99% | 0 | 0% | 99% | 0 | 0% | 66.12% | 0 | 0% | 52.44% | 0 | 0% | 52.44% | 0 | 0% | 52.44% | 0 | 0 | 0% | 3.367% | 0 | 0% | 3.367% | 0 | 0% | 3.367% | 0 | 0% | 0.3731% | 0 | 0% | 0.3731% | 0 | 0% | 0.3731% | 0 | 0% | 0.8736% | 0 | 0% | 0.8736% | 0 | 0% | 0.8736% | 0 | 0% | 0.9233% | 0 | 0% | 0.9233% | 0 | 65.47% | 0.9233% | 7.1939e-05 | 0% | 6.588% | 0 | 0% | 6.588% | 0 | 0% | 6.588% | 0 | 0% | 0.378% | 0 | 0% | 0.378% | 0 | 0% | 0.378% | 0 |  |  |  | 0% | 11.8% | 0 | 0% | 11.8% | 0 | 0% | 11.8% | 0 | 0% | 0.3691% | 0 | 0% | 0.3691% | 0 | 0% | 0.3691% | 0 | 0% | 100% | 0 | 0% | 100% | 0 | 0% | 100% | 0 | 0% | 100% | 0 |  |  | 0 |  |  | 0 |  |  | 0
POTRERO PP (A) 111041854 | 4.7844e-05 | 0 | 0.00818 | 0 | 0.00818 | 0.00082015 | 0.0097489 | 0.0029341 | 0% | 99% | 0 | 0% | 99% | 0 | 0% | 99% | 0 | 0% | 99% | 0 | 0% | 64.24% | 0 | 0% | 51.54% | 0 | 0% | 51.54% | 0 | 0% | 51.54% | 0 | 0 | 0% | 4.097% | 0 | 0% | 4.097% | 0 | 0% | 4.097% | 0 | 0% | 0.4537% | 0 | 0% | 0.4537% | 0 | 0% | 0.4537% | 0 | 0% | 1.089% | 0 | 0% | 1.089% | 0 | 0% | 1.089% | 0 | 99.18% | 1.133% | 9.1896e-05 | 0.5768% | 1.133% | 5.3444e-07 | 0.2429% | 1.133% | 2.2505e-07 | 0% | 8.163% | 0 | 0% | 8.163% | 0 | 0% | 8.163% | 0 | 0% | 0.3664% | 0 | 0% | 0.3664% | 0 | 0% | 0.3664% | 0 |  |  |  | 0% | 11.8% | 0 | 0% | 11.8% | 0 | 0% | 11.8% | 0 | 0% | 0.3577% | 0 | 0% | 0.3577% | 0 | 0% | 0.3577% | 0 | 0% | 100% | 0 | 0% | 100% | 0 | 0% | 100% | 0 | 0% | 100% | 0 |  |  | 0 |  |  | 0 |  |  | 0
EAST GRAND 1115CB | 4.7811e-05 | 0 | 0.00024401 | 0 | 0.00024401 | 7.2369e-05 | 0.0002396 | 9.083e-05 | 0% | 99% | 0 | 0% | 99% | 0 | 0% | 99% | 0 | 0% | 99% | 0 | 0% | 65.59% | 0 | 0% | 51.7% | 0 | 0% | 51.7% | 0 | 0% | 51.7% | 0 | 0 | 0% | 3.774% | 0 | 0% | 3.774% | 0 | 0% | 3.774% | 0 | 0% | 0.4115% | 0 | 0% | 0.4115% | 0 | 0% | 0.4115% | 0 | 0% | 0.8916% | 0 | 0% | 0.8916% | 0 | 0% | 0.8916% | 0 | 0% | 0.9353% | 0 | 0% | 0.9353% | 0 | 100% | 0.9353% | 2.2823e-06 | 0% | 6.682% | 0 | 0% | 6.682% | 0 | 0% | 6.682% | 0 | 0% | 0.8809% | 0 | 0% | 0.8809% | 0 | 0% | 0.8809% | 0 |  |  |  | 0% | 11.8% | 0 | 0% | 11.8% | 0 | 0% | 11.8% | 0 | 0% | 0.3668% | 0 | 0% | 0.3668% | 0 | 0% | 0.3668% | 0 | 0% | 100% | 0 | 0% | 100% | 0 | 0% | 100% | 0 | 0% | 100% | 0 |  |  | 0 |  |  | 0 |  |  | 0
STOCKDALE 11081521 | 4.7807e-05 | 0 | 0.019356 | 0 | 0.019356 | 0.003389 | 0.017661 | 0.010902 | 0% | 99% | 0 | 0% | 99% | 0 | 0% | 99% | 0 | 0% | 99% | 0 | 0% | 64.12% | 0 | 0% | 50.89% | 0 | 0% | 50.89% | 0 | 0% | 50.89% | 0 | 0 | 0% | 2.508% | 0 | 0% | 2.508% | 0 | 0% | 2.508% | 0 | 0% | 0.2864% | 0 | 0% | 0.2864% | 0 | 0% | 0.2864% | 0 | 0% | 0.8338% | 0 | 0% | 0.8338% | 0 | 0% | 0.8338% | 0 | 0% | 0.8613% | 0 | 0% | 0.8613% | 0 | 100% | 0.8613% | 0.00016671 | 0% | 6.273% | 0 | 0% | 6.273% | 0 | 0% | 6.273% | 0 | 0% | 0.3516% | 0 | 0% | 0.3516% | 0 | 0% | 0.3516% | 0 |  |  |  | 0% | 11.8% | 0 | 0% | 11.8% | 0 | 0% | 11.8% | 0 | 0% | 0.3647% | 0 | 0% | 0.3647% | 0 | 0% | 0.3647% | 0 | 0% | 100% | 0 | 0% | 100% | 0 | 0% | 100% | 0 | 0% | 100% | 0 |  |  | 0 |  |  | 0 |  |  | 0
POTRERO PP (A) 110811489 | 4.7804e-05 | 0 | 0.014557 | 0 | 0.014557 | 0.00065831 | 0.017745 | 0.005627 | 0% | 99% | 0 | 0% | 99% | 0 | 0% | 99% | 0 | 0% | 99% | 0 | 0% | 62.7% | 0 | 0% | 50.2% | 0 | 0% | 50.2% | 0 | 0% | 50.2% | 0 | 0 | 0% | 4.24% | 0 | 0% | 4.24% | 0 | 0% | 4.24% | 0 | 0% | 0.4611% | 0 | 0% | 0.4611% | 0 | 0% | 0.4611% | 0 | 0% | 1.128% | 0 | 0% | 1.128% | 0 | 0% | 1.128% | 0 | 100% | 1.184% | 0.00017237 | 0% | 1.184% | 0 | 0% | 1.184% | 0 | 0% | 8.5% | 0 | 0% | 8.5% | 0 | 0% | 8.5% | 0 | 0% | 0.2184% | 0 | 0% | 0.2184% | 0 | 0% | 0.2184% | 0 |  |  |  | 0% | 11.8% | 0 | 0% | 11.8% | 0 | 0% | 11.8% | 0 | 0% | 0.3615% | 0 | 0% | 0.3615% | 0 | 0% | 0.3615% | 0 | 0% | 100% | 0 | 0% | 100% | 0 | 0% | 100% | 0 | 0% | 100% | 0 |  |  | 0 |  |  | 0 |  |  | 0
TRACY 0402CB | 4.7778e-05 | 0 | 0.014525 | 0 | 0.014525 | 0.0027695 | 0.01522 | 0.0059871 | 0% | 99% | 0 | 0% | 99% | 0 | 0% | 99% | 0 | 0% | 99% | 0 | 0% | 62.54% | 0 | 0% | 50.56% | 0 | 0% | 50.56% | 0 | 0% | 50.56% | 0 | 0 | 0% | 2.933% | 0 | 0% | 2.933% | 0 | 0% | 2.933% | 0 | 0% | 0.3168% | 0 | 0% | 0.3168% | 0 | 0% | 0.3168% | 0 | 0% | 0.9634% | 0 | 0% | 0.9634% | 0 | 0% | 0.9634% | 0 | 0% | 0.9572% | 0 | 0% | 0.9572% | 0 | 0% | 0.9572% | 0 | 0% | 7.143% | 0 | 0% | 7.143% | 0 | 0% | 7.143% | 0 | 0% | 0.4018% | 0 | 0% | 0.4018% | 0 | 0% | 0.4018% | 0 |  |  |  | 0% | 11.8% | 0 | 0% | 11.8% | 0 | 0% | 11.8% | 0 | 0% | 0.3533% | 0 | 0% | 0.3533% | 0 | 0% | 0.3533% | 0 | 0% | 100% | 0 | 0% | 100% | 0 | 0% | 100% | 0 | 0% | 100% | 0 |  |  | 0 |  |  | 0 |  |  | 0
SAN JOSE A 1111CB | 4.7739e-05 | 0 | 0.0023552 | 0 | 0.0023552 | 0.00062164 | 0.0022041 | 0.0010622 | 0% | 99% | 0 | 0% | 99% | 0 | 0% | 99% | 0 | 0% | 99% | 0 | 0% | 65.47% | 0 | 0% | 51.66% | 0 | 0% | 51.66% | 0 | 0% | 51.66% | 0 | 0 | 0% | 2.913% | 0 | 0% | 2.913% | 0 | 0% | 2.913% | 0 | 0% | 0.3268% | 0 | 0% | 0.3268% | 0 | 0% | 0.3268% | 0 | 0% | 0.8595% | 0 | 0% | 0.8595% | 0 | 0% | 0.8595% | 0 | 0% | 0.9038% | 0 | 0% | 0.9038% | 0 | 0% | 0.9038% | 0 | 0% | 6.49% | 0 | 0% | 6.49% | 0 | 0% | 6.49% | 0 | 0% | 0.632% | 0 | 0% | 0.632% | 0 | 0% | 0.632% | 0 |  |  |  | 0% | 11.8% | 0 | 0% | 11.8% | 0 | 0% | 11.8% | 0 | 0% | 0.3687% | 0 | 0% | 0.3687% | 0 | 0% | 0.3687% | 0 | 0% | 100% | 0 | 0% | 100% | 0 | 0% | 100% | 0 | 0% | 100% | 0 |  |  | 0 |  |  | 0 |  |  | 0
AIRWAYS 110854868 | 4.7727e-05 | 0 | 0.022166 | 0 | 0.022166 | 0.0065975 | 0.019743 | 0.01025 | 0% | 99% | 0 | 0% | 99% | 0 | 0% | 99% | 0 | 0% | 99% | 0 | 0% | 63.95% | 0 | 0% | 49.7% | 0 | 0% | 49.7% | 0 | 0% | 49.7% | 0 | 0 | 0% | 2.509% | 0 | 0% | 2.509% | 0 | 0% | 2.509% | 0 | 0% | 0.2896% | 0 | 0% | 0.2896% | 0 | 0% | 0.2896% | 0 | 0% | 0.8119% | 0 | 0% | 0.8119% | 0 | 0% | 0.8119% | 0 | 90.15% | 0.8513% | 0.00017012 | 0% | 0.8513% | 0 | 0% | 0.8513% | 0 | 0% | 6.14% | 0 | 0% | 6.14% | 0 | 0% | 6.14% | 0 | 0% | 0.8189% | 0 | 0% | 0.8189% | 0 | 0% | 0.8189% | 0 |  |  |  | 0% | 11.8% | 0 | 0% | 11.8% | 0 | 0% | 11.8% | 0 | 0% | 0.3686% | 0 | 0% | 0.3686% | 0 | 0% | 0.3686% | 0 | 0% | 100% | 0 | 0% | 100% | 0 | 0% | 100% | 0 | 0% | 100% | 0 |  |  | 0 |  |  | 0 |  |  | 0
LAS GALLINAS A 1107980 | 4.7724e-05 | 0 | 0.00024357 | 0 | 0.00024357 | 6.9668e-05 | 0.00025177 | 8.0632e-05 | 0% | 99% | 0 | 0% | 99% | 0 | 0% | 99% | 0 | 0% | 99% | 0 | 0% | 64.04% | 0 | 0% | 49.99% | 0 | 0% | 49.99% | 0 | 0% | 49.99% | 0 | 0 | 0% | 3.705% | 0 | 0% | 3.705% | 0 | 0% | 3.705% | 0 | 0% | 0.4111% | 0 | 0% | 0.4111% | 0 | 0% | 0.4111% | 0 | 0% | 0.9453% | 0 | 0% | 0.9453% | 0 | 0% | 0.9453% | 0 | 0% | 0.9949% | 0 | 0% | 0.9949% | 0 | 0% | 0.9949% | 0 | 0% | 7.115% | 0 | 0% | 7.115% | 0 | 0% | 7.115% | 0 | 0% | 0.646% | 0 | 0% | 0.646% | 0 | 0% | 0.646% | 0 |  |  |  | 0% | 11.8% | 0 | 0% | 11.8% | 0 | 0% | 11.8% | 0 | 0% | 0.3661% | 0 | 0% | 0.3661% | 0 | 0% | 0.3661% | 0 | 0% | 100% | 0 | 0% | 100% | 0 | 0% | 100% | 0 | 0% | 100% | 0 |  |  | 0 |  |  | 0 |  |  | 0
EDES 1114CR324 | 4.7694e-05 | 0 | 0.035052 | 0 | 0.035052 | 0.0021014 | 0.032817 | 0.022944 | 0% | 99% | 0 | 0% | 99% | 0 | 0% | 99% | 0 | 0% | 99% | 0 | 0% | 66.88% | 0 | 0% | 53.94% | 0 | 0% | 53.94% | 0 | 0% | 53.94% | 0 | 0 | 0% | 3.208% | 0 | 0% | 3.208% | 0 | 0% | 3.208% | 0 | 0% | 0.3536% | 0 | 0% | 0.3536% | 0 | 0% | 0.3536% | 0 | 0% | 0.8599% | 0 | 0% | 0.8599% | 0 | 0% | 0.8599% | 0 | 0% | 0.9011% | 0 | 0% | 0.9011% | 0 | 0% | 0.9011% | 0 | 0% | 6.471% | 0 | 0% | 6.471% | 0 | 0% | 6.471% | 0 | 0% | 0.2025% | 0 | 0% | 0.2025% | 0 | 0% | 0.2025% | 0 |  |  |  | 0% | 11.8% | 0 | 0% | 11.8% | 0 | 0% | 11.8% | 0 | 0% | 0.3682% | 0 | 0% | 0.3682% | 0 | 0% | 0.3682% | 0 | 0% | 100% | 0 | 0% | 100% | 0 | 0% | 100% | 0 | 0% | 100% | 0 |  |  | 0 |  |  | 0 |  |  | 0
DAVIS 110489158 | 4.7646e-05 | 0 | 0.0046202 | 0 | 0.0046202 | 0.00187 | 0.003683 | 0.0020738 | 0% | 99% | 0 | 0% | 99% | 0 | 0% | 99% | 0 | 0% | 99% | 0 | 0% | 63.73% | 0 | 0% | 49.57% | 0 | 0% | 49.57% | 0 | 0% | 49.57% | 0 | 0 | 0% | 2.258% | 0 | 0% | 2.258% | 0 | 0% | 2.258% | 0 | 0% | 0.2557% | 0 | 0% | 0.2557% | 0 | 0% | 0.2557% | 0 | 0% | 0.713% | 0 | 0% | 0.713% | 0 | 0% | 0.713% | 0 | 100% | 0.7175% | 3.3148e-05 | 0% | 0.7175% | 0 | 0% | 0.7175% | 0 | 0% | 5.304% | 0 | 0% | 5.304% | 0 | 0% | 5.304% | 0 | 0% | 0.9741% | 0 | 0% | 0.9741% | 0 | 0% | 0.9741% | 0 |  |  |  | 0% | 11.8% | 0 | 0% | 11.8% | 0 | 0% | 11.8% | 0 | 0% | 0.3636% | 0 | 0% | 0.3636% | 0 | 0% | 0.3636% | 0 | 0% | 100% | 0 | 0% | 100% | 0 | 0% | 100% | 0 | 0% | 100% | 0 |  |  | 0 |  |  | 0 |  |  | 0
VALLEJO B 110175246 | 4.7612e-05 | 0 | 0.0036449 | 0 | 0.0036449 | 0.00056971 | 0.0036628 | 0.0017844 | 0% | 99% | 0 | 0% | 99% | 0 | 0% | 99% | 0 | 0% | 99% | 0 | 0% | 66.1% | 0 | 0% | 52.32% | 0 | 0% | 52.32% | 0 | 0% | 52.32% | 0 | 0 | 0% | 3.666% | 0 | 0% | 3.666% | 0 | 0% | 3.666% | 0 | 0% | 0.408% | 0 | 0% | 0.408% | 0 | 0% | 0.408% | 0 | 0% | 0.9177% | 0 | 0% | 0.9177% | 0 | 0% | 0.9177% | 0 | 0% | 0.9772% | 0 | 0% | 0.9772% | 0 | 0% | 0.9772% | 0 | 0% | 6.931% | 0 | 0% | 6.931% | 0 | 0% | 6.931% | 0 | 0% | 0.4055% | 0 | 0% | 0.4055% | 0 | 0% | 0.4055% | 0 |  |  |  | 0% | 11.8% | 0 | 0% | 11.8% | 0 | 0% | 11.8% | 0 | 0% | 0.3691% | 0 | 0% | 0.3691% | 0 | 0% | 0.3691% | 0 | 0% | 100% | 0 | 0% | 100% | 0 | 0% | 100% | 0 | 0% | 100% | 0 |  |  | 0 |  |  | 0 |  |  | 0
AMES 1101CB | 4.7596e-05 | 0 | 0.00064777 | 0 | 0.00064777 | 7.0274e-05 | 0.00060944 | 0.0003896 | 0% | 99% | 0 | 0% | 99% | 0 | 0% | 99% | 0 | 0% | 99% | 0 | 0% | 62.71% | 0 | 0% | 49.33% | 0 | 0% | 49.33% | 0 | 0% | 49.33% | 0 | 0 | 0% | 3.106% | 0 | 0% | 3.106% | 0 | 0% | 3.106% | 0 | 0% | 0.3501% | 0 | 0% | 0.3501% | 0 | 0% | 0.3501% | 0 | 0% | 0.8473% | 0 | 0% | 0.8473% | 0 | 0% | 0.8473% | 0 | 0% | 0.8867% | 0 | 0% | 0.8867% | 0 | 100% | 0.8867% | 5.7436e-06 | 0% | 6.38% | 0 | 0% | 6.38% | 0 | 0% | 6.38% | 0 | 0% | 0.3091% | 0 | 0% | 0.3091% | 0 | 0% | 0.3091% | 0 |  |  |  | 0% | 11.8% | 0 | 0% | 11.8% | 0 | 0% | 11.8% | 0 | 0% | 0.3658% | 0 | 0% | 0.3658% | 0 | 0% | 0.3658% | 0 | 0% | 100% | 0 | 0% | 100% | 0 | 0% | 100% | 0 | 0% | 100% | 0 |  |  | 0 |  |  | 0 |  |  | 0
EDENVALE 2108XR118 | 4.7567e-05 | 0 | 0.016508 | 0 | 0.016508 | 0.0033639 | 0.014655 | 0.009232 | 0% | 99% | 0 | 0% | 99% | 0 | 0% | 99% | 0 | 0% | 99% | 0 | 0% | 66.22% | 0 | 0% | 51.66% | 0 | 0% | 51.66% | 0 | 0% | 51.66% | 0 | 0 | 0% | 3.096% | 0 | 0% | 3.096% | 0 | 0% | 3.096% | 0 | 0% | 0.3539% | 0 | 0% | 0.3539% | 0 | 0% | 0.3539% | 0 | 0% | 0.7974% | 0 | 0% | 0.7974% | 0 | 0% | 0.7974% | 0 | 0% | 0.8495% | 0 | 36.87% | 0.8495% | 5.1709e-05 | 63.13% | 0.8495% | 8.8522e-05 | 0% | 6.029% | 0 | 0% | 6.029% | 0 | 0% | 6.029% | 0 | 0% | 0.4728% | 0 | 0% | 0.4728% | 0 | 0% | 0.4728% | 0 |  |  |  | 0% | 11.8% | 0 | 0% | 11.8% | 0 | 0% | 11.8% | 0 | 0% | 0.3703% | 0 | 0% | 0.3703% | 0 | 0% | 0.3703% | 0 | 0% | 100% | 0 | 0% | 100% | 0 | 0% | 100% | 0 | 0% | 100% | 0 |  |  | 0 |  |  | 0 |  |  | 0
MONROE 110636930 | 4.7535e-05 | 0 | 0.003639 | 0 | 0.003639 | 0.00074368 | 0.0034031 | 0.0018604 | 0% | 99% | 0 | 0% | 99% | 0 | 0% | 99% | 0 | 0% | 99% | 0 | 0% | 64.59% | 0 | 0% | 50.61% | 0 | 0% | 50.61% | 0 | 0% | 50.61% | 0 | 0 | 0% | 3.081% | 0 | 0% | 3.081% | 0 | 0% | 3.081% | 0 | 0% | 0.3398% | 0 | 0% | 0.3398% | 0 | 0% | 0.3398% | 0 | 0% | 0.8533% | 0 | 0% | 0.8533% | 0 | 0% | 0.8533% | 0 | 0% | 0.8919% | 0 | 0% | 0.8919% | 0 | 0% | 0.8919% | 0 | 0% | 6.42% | 0 | 0% | 6.42% | 0 | 0% | 6.42% | 0 | 0% | 0.5176% | 0 | 0% | 0.5176% | 0 | 0% | 0.5176% | 0 |  |  |  | 0% | 11.8% | 0 | 0% | 11.8% | 0 | 0% | 11.8% | 0 | 0% | 0.3677% | 0 | 0% | 0.3677% | 0 | 0% | 0.3677% | 0 | 0% | 100% | 0 | 0% | 100% | 0 | 0% | 100% | 0 | 0% | 100% | 0 |  |  | 0 |  |  | 0 |  |  | 0
OAKLAND C 1115CR162 | 4.7534e-05 | 0 | 0.00084909 | 0 | 0.00084909 | 3.7255e-05 | 0.0010576 | 0.00030681 | 0% | 99% | 0 | 0% | 99% | 0 | 0% | 99% | 0 | 0% | 99% | 0 | 0% | 61.66% | 0 | 0% | 48.76% | 0 | 0% | 48.76% | 0 | 0% | 48.76% | 0 | 0 | 0% | 3.709% | 0 | 0% | 3.709% | 0 | 0% | 3.709% | 0 | 0% | 0.4168% | 0 | 0% | 0.4168% | 0 | 0% | 0.4168% | 0 | 0% | 1.15% | 0 | 0% | 1.15% | 0 | 0% | 1.15% | 0 | 0% | 1.207% | 0 | 100% | 1.207% | 1.0247e-05 | 0% | 1.207% | 0 | 0% | 8.703% | 0 | 0% | 8.703% | 0 | 0% | 8.703% | 0 | 0% | 0.2054% | 0 | 0% | 0.2054% | 0 | 0% | 0.2054% | 0 |  |  |  | 0% | 11.8% | 0 | 0% | 11.8% | 0 | 0% | 11.8% | 0 | 0% | 0.3595% | 0 | 0% | 0.3595% | 0 | 0% | 0.3595% | 0 | 0% | 100% | 0 | 0% | 100% | 0 | 0% | 100% | 0 | 0% | 100% | 0 |  |  | 0 |  |  | 0 |  |  | 0
STAGG 110514706 | 4.7501e-05 | 0 | 0.022223 | 0 | 0.022223 | 0.0096025 | 0.019323 | 0.0077587 | 0% | 99% | 0 | 0% | 99% | 0 | 0% | 99% | 0 | 0% | 99% | 0 | 0% | 64.17% | 0 | 0% | 50.38% | 0 | 0% | 50.38% | 0 | 0% | 50.38% | 0 | 0 | 0% | 2.45% | 0 | 0% | 2.45% | 0 | 0% | 2.45% | 0 | 0% | 0.2802% | 0 | 0% | 0.2802% | 0 | 0% | 0.2802% | 0 | 0% | 0.7933% | 0 | 0% | 0.7933% | 0 | 0% | 0.7933% | 0 | 3.456% | 0.8195% | 6.2937e-06 | 0% | 0.8195% | 0 | 0% | 0.8195% | 0 | 0% | 5.962% | 0 | 0% | 5.962% | 0 | 0% | 5.962% | 0 | 0% | 1.002% | 0 | 0% | 1.002% | 0 | 0% | 1.002% | 0 |  |  |  | 0% | 11.8% | 0 | 0% | 11.8% | 0 | 0% | 11.8% | 0 | 0% | 0.3665% | 0 | 0% | 0.3665% | 0 | 0% | 0.3665% | 0 | 0% | 100% | 0 | 0% | 100% | 0 | 0% | 100% | 0 | 0% | 100% | 0 |  |  | 0 |  |  | 0 |  |  | 0
SANTA ROSA A 1102608 | 4.7485e-05 | 0 | 0.0012117 | 0 | 0.0012117 | 0.00024308 | 0.0010921 | 0.00066513 | 0% | 99% | 0 | 0% | 99% | 0 | 0% | 99% | 0 | 0% | 99% | 0 | 0% | 64.25% | 0 | 0% | 49.95% | 0 | 0% | 49.95% | 0 | 0% | 49.95% | 0 | 0 | 0% | 2.929% | 0 | 0% | 2.929% | 0 | 0% | 2.929% | 0 | 0% | 0.3324% | 0 | 0% | 0.3324% | 0 | 0% | 0.3324% | 0 | 0% | 0.8085% | 0 | 0% | 0.8085% | 0 | 0% | 0.8085% | 0 | 0% | 0.8459% | 0 | 0% | 0.8459% | 0 | 0% | 0.8459% | 0 | 0% | 6.085% | 0 | 0% | 6.085% | 0 | 0% | 6.085% | 0 | 0% | 0.535% | 0 | 0% | 0.535% | 0 | 0% | 0.535% | 0 |  |  |  | 0% | 11.8% | 0 | 0% | 11.8% | 0 | 0% | 11.8% | 0 | 0% | 0.3668% | 0 | 0% | 0.3668% | 0 | 0% | 0.3668% | 0 | 0% | 100% | 0 | 0% | 100% | 0 | 0% | 100% | 0 | 0% | 100% | 0 |  |  | 0 |  |  | 0 |  |  | 0
OAKLAND X 1103221898 | 4.7408e-05 | 0 | 0.0012098 | 0 | 0.0012098 | 7.7026e-05 | 0.0011999 | 0.00072013 | 0% | 99% | 0 | 0% | 99% | 0 | 0% | 99% | 0 | 0% | 99% | 0 | 0% | 66.04% | 0 | 0% | 53.73% | 0 | 0% | 53.73% | 0 | 0% | 53.73% | 0 | 0 | 0% | 3.066% | 0 | 0% | 3.066% | 0 | 0% | 3.066% | 0 | 0% | 0.3365% | 0 | 0% | 0.3365% | 0 | 0% | 0.3365% | 0 | 0% | 0.9069% | 0 | 0% | 0.9069% | 0 | 0% | 0.9069% | 0 | 0% | 0.9268% | 0 | 0% | 0.9268% | 0 | 100% | 0.9268% | 1.1213e-05 | 0% | 6.775% | 0 | 0% | 6.775% | 0 | 0% | 6.775% | 0 | 0% | 0.2064% | 0 | 0% | 0.2064% | 0 | 0% | 0.2064% | 0 |  |  |  | 0% | 11.8% | 0 | 0% | 11.8% | 0 | 0% | 11.8% | 0 | 0% | 0.3606% | 0 | 0% | 0.3606% | 0 | 0% | 0.3606% | 0 | 0% | 100% | 0 | 0% | 100% | 0 | 0% | 100% | 0 | 0% | 100% | 0 |  |  | 0 |  |  | 0 |  |  | 0
STOCKTON A 11097402 | 4.7377e-05 | 0 | 0.02966 | 0 | 0.02966 | 0.0090489 | 0.027662 | 0.012251 | 0% | 99% | 0 | 0% | 99% | 0 | 0% | 99% | 0 | 0% | 99% | 0 | 0% | 63.94% | 0 | 0% | 50.27% | 0 | 0% | 50.27% | 0 | 0% | 50.27% | 0 | 0 | 0% | 2.562% | 0 | 0% | 2.562% | 0 | 0% | 2.562% | 0 | 0% | 0.2949% | 0 | 0% | 0.2949% | 0 | 0% | 0.2949% | 0 | 0% | 0.8525% | 0 | 0% | 0.8525% | 0 | 0% | 0.8525% | 0 | 100% | 0.8912% | 0.00026432 | 0% | 0.8912% | 0 | 0% | 0.8912% | 0 | 0% | 6.445% | 0 | 0% | 6.445% | 0 | 0% | 6.445% | 0 | 0% | 0.7088% | 0 | 0% | 0.7088% | 0 | 0% | 0.7088% | 0 |  |  |  | 0% | 11.8% | 0 | 0% | 11.8% | 0 | 0% | 11.8% | 0 | 0% | 0.3667% | 0 | 0% | 0.3667% | 0 | 0% | 0.3667% | 0 | 0% | 100% | 0 | 0% | 100% | 0 | 0% | 100% | 0 | 0% | 100% | 0 |  |  | 0 |  |  | 0 |  |  | 0
SAN LEANDRO U 1116CB | 4.7302e-05 | 0 | 0.01026 | 0 | 0.01026 | 0.0011073 | 0.0098297 | 0.0059997 | 0% | 99% | 0 | 0% | 99% | 0 | 0% | 99% | 0 | 0% | 99% | 0 | 0% | 66.16% | 0 | 0% | 53.3% | 0 | 0% | 53.3% | 0 | 0% | 53.3% | 0 | 0 | 0% | 2.983% | 0 | 0% | 2.983% | 0 | 0% | 2.983% | 0 | 0% | 0.3321% | 0 | 0% | 0.3321% | 0 | 0% | 0.3321% | 0 | 0% | 0.8785% | 0 | 0% | 0.8785% | 0 | 0% | 0.8785% | 0 | 0% | 0.9128% | 0 | 15.69% | 0.9128% | 1.4692e-05 | 0% | 0.9128% | 0 | 0% | 6.605% | 0 | 0% | 6.605% | 0 | 0% | 6.605% | 0 | 0% | 0.2981% | 0 | 0% | 0.2981% | 0 | 0% | 0.2981% | 0 |  |  |  | 0% | 11.8% | 0 | 0% | 11.8% | 0 | 0% | 11.8% | 0 | 0% | 0.3653% | 0 | 0% | 0.3653% | 0 | 0% | 0.3653% | 0 | 0% | 100% | 0 | 0% | 100% | 0 | 0% | 100% | 0 | 0% | 100% | 0 |  |  | 0 |  |  | 0 |  |  | 0
SANTA ROSA A 1105390 | 4.7296e-05 | 0 | 0.0041035 | 0 | 0.0041035 | 0.0013047 | 0.0034101 | 0.002059 | 0% | 99% | 0 | 0% | 99% | 0 | 0% | 99% | 0 | 0% | 99% | 0 | 0% | 65.32% | 0 | 0% | 50.8% | 0 | 0% | 50.8% | 0 | 0% | 50.8% | 0 | 0 | 0% | 2.982% | 0 | 0% | 2.982% | 0 | 0% | 2.982% | 0 | 0% | 0.3325% | 0 | 0% | 0.3325% | 0 | 0% | 0.3325% | 0 | 0% | 0.7561% | 0 | 0% | 0.7561% | 0 | 0% | 0.7561% | 0 | 0% | 0.7999% | 0 | 0% | 0.7999% | 0 | 0% | 0.7999% | 0 | 0% | 5.698% | 0 | 0% | 5.698% | 0 | 0% | 5.698% | 0 | 0% | 0.8587% | 0 | 0% | 0.8587% | 0 | 0% | 0.8587% | 0 |  |  |  | 0% | 11.8% | 0 | 0% | 11.8% | 0 | 0% | 11.8% | 0 | 0% | 0.3728% | 0 | 0% | 0.3728% | 0 | 0% | 0.3728% | 0 | 0% | 100% | 0 | 0% | 100% | 0 | 0% | 100% | 0 | 0% | 100% | 0 |  |  | 0 |  |  | 0 |  |  | 0
ATWATER 1107CB | 4.7266e-05 | 0 | 0.0065132 | 0 | 0.0065132 | 0.0011038 | 0.0061223 | 0.0035257 | 0% | 99% | 0 | 0% | 99% | 0 | 0% | 99% | 0 | 0% | 99% | 0 | 0% | 63.61% | 0 | 0% | 50.18% | 0 | 0% | 50.18% | 0 | 0% | 50.18% | 0 | 0 | 0% | 2.732% | 0 | 0% | 2.732% | 0 | 0% | 2.732% | 0 | 0% | 0.3027% | 0 | 0% | 0.3027% | 0 | 0% | 0.3027% | 0 | 0% | 0.8571% | 0 | 0% | 0.8571% | 0 | 0% | 0.8571% | 0 | 0% | 0.8797% | 0 | 100% | 0.8797% | 5.7294e-05 | 0% | 0.8797% | 0 | 0% | 6.429% | 0 | 0% | 6.429% | 0 | 0% | 6.429% | 0 | 0% | 0.4843% | 0 | 0% | 0.4843% | 0 | 0% | 0.4843% | 0 |  |  |  | 0% | 11.8% | 0 | 0% | 11.8% | 0 | 0% | 11.8% | 0 | 0% | 0.3635% | 0 | 0% | 0.3635% | 0 | 0% | 0.3635% | 0 | 0% | 100% | 0 | 0% | 100% | 0 | 0% | 100% | 0 | 0% | 100% | 0 |  |  | 0 |  |  | 0 |  |  | 0
BARTON 1110D8927 | 4.7249e-05 | 0 | 0.0090829 | 0 | 0.0090829 | 0.0039101 | 0.0080474 | 0.0030362 | 0% | 99% | 0 | 0% | 99% | 0 | 0% | 99% | 0 | 0% | 99% | 0 | 0% | 63.67% | 0 | 0% | 49.98% | 0 | 0% | 49.98% | 0 | 0% | 49.98% | 0 | 0 | 0% | 2.429% | 0 | 0% | 2.429% | 0 | 0% | 2.429% | 0 | 0% | 0.2726% | 0 | 0% | 0.2726% | 0 | 0% | 0.2726% | 0 | 0% | 0.8184% | 0 | 0% | 0.8184% | 0 | 0% | 0.8184% | 0 | 100% | 0.8351% | 7.5854e-05 | 0% | 0.8351% | 0 | 0% | 0.8351% | 0 | 0% | 6.129% | 0 | 0% | 6.129% | 0 | 0% | 6.129% | 0 | 0% | 1.168% | 0 | 0% | 1.168% | 0 | 0% | 1.168% | 0 |  |  |  | 0% | 11.8% | 0 | 0% | 11.8% | 0 | 0% | 11.8% | 0 | 0% | 0.3651% | 0 | 0% | 0.3651% | 0 | 0% | 0.3651% | 0 | 0% | 100% | 0 | 0% | 100% | 0 | 0% | 100% | 0 | 0% | 100% | 0 |  |  | 0 |  |  | 0 |  |  | 0
WOODLAND 110822232 | 4.7245e-05 | 0 | 0.00096448 | 0 | 0.00096448 | 0.00017928 | 0.00096012 | 0.00045272 | 0% | 99% | 0 | 0% | 99% | 0 | 0% | 99% | 0 | 0% | 99% | 0 | 0% | 62.92% | 0 | 0% | 48.42% | 0 | 0% | 48.42% | 0 | 0% | 48.42% | 0 | 0 | 0% | 2.81% | 0 | 0% | 2.81% | 0 | 0% | 2.81% | 0 | 0% | 0.3382% | 0 | 0% | 0.3382% | 0 | 0% | 0.3382% | 0 | 0% | 0.875% | 0 | 0% | 0.875% | 0 | 0% | 0.875% | 0 | 0% | 0.9164% | 0 | 0% | 0.9164% | 0 | 100% | 0.9164% | 8.8385e-06 | 0% | 6.605% | 0 | 0% | 6.605% | 0 | 0% | 6.605% | 0 | 0% | 0.4809% | 0 | 0% | 0.4809% | 0 | 0% | 0.4809% | 0 |  |  |  | 0% | 11.8% | 0 | 0% | 11.8% | 0 | 0% | 11.8% | 0 | 0% | 0.3603% | 0 | 0% | 0.3603% | 0 | 0% | 0.3603% | 0 | 0% | 100% | 0 | 0% | 100% | 0 | 0% | 100% | 0 | 0% | 100% | 0 |  |  | 0 |  |  | 0 |  |  | 0
LAS POSITAS 210576660 | 4.7219e-05 | 0 | 0.00072297 | 0 | 0.00072297 | 5.9566e-05 | 0.00075038 | 0.0003835 | 0% | 99% | 0 | 0% | 99% | 0 | 0% | 99% | 0 | 0% | 99% | 0 | 0% | 63.81% | 0 | 0% | 49.84% | 0 | 0% | 49.84% | 0 | 0% | 49.84% | 0 | 0 | 0% | 3.231% | 0 | 0% | 3.231% | 0 | 0% | 3.231% | 0 | 0% | 0.3677% | 0 | 0% | 0.3677% | 0 | 0% | 0.3677% | 0 | 0% | 0.9321% | 0 | 0% | 0.9321% | 0 | 0% | 0.9321% | 0 | 0% | 0.9719% | 0 | 0% | 0.9719% | 0 | 0% | 0.9719% | 0 | 0% | 7.012% | 0 | 0% | 7.012% | 0 | 0% | 7.012% | 0 | 0% | 0.2455% | 0 | 0% | 0.2455% | 0 | 0% | 0.2455% | 0 |  |  |  | 0% | 11.8% | 0 | 0% | 11.8% | 0 | 0% | 11.8% | 0 | 0% | 0.3609% | 0 | 0% | 0.3609% | 0 | 0% | 0.3609% | 0 | 0% | 100% | 0 | 0% | 100% | 0 | 0% | 100% | 0 | 0% | 100% | 0 |  |  | 0 |  |  | 0 |  |  | 0
WHISMAN 1111CB | 4.7203e-05 | 0 | 0.017104 | 0 | 0.017104 | 0.0057282 | 0.01505 | 0.0074572 | 0% | 99% | 0 | 0% | 99% | 0 | 0% | 99% | 0 | 0% | 99% | 0 | 0% | 65.26% | 0 | 0% | 50.98% | 0 | 0% | 50.98% | 0 | 0% | 50.98% | 0 | 0 | 0% | 3.017% | 0 | 0% | 3.017% | 0 | 0% | 3.017% | 0 | 0% | 0.3336% | 0 | 0% | 0.3336% | 0 | 0% | 0.3336% | 0 | 0% | 0.8047% | 0 | 0% | 0.8047% | 0 | 0% | 0.8047% | 0 | 0% | 0.8443% | 0 | 0% | 0.8443% | 0 | 100% | 0.8443% | 0.00014442 | 0% | 6.058% | 0 | 0% | 6.058% | 0 | 0% | 6.058% | 0 | 0% | 0.7661% | 0 | 0% | 0.7661% | 0 | 0% | 0.7661% | 0 |  |  |  | 0% | 11.8% | 0 | 0% | 11.8% | 0 | 0% | 11.8% | 0 | 0% | 0.3705% | 0 | 0% | 0.3705% | 0 | 0% | 0.3705% | 0 | 0% | 100% | 0 | 0% | 100% | 0 | 0% | 100% | 0 | 0% | 100% | 0 |  |  | 0 |  |  | 0 |  |  | 0
TRIMBLE 1103CB | 4.7189e-05 | 0 | 0.0050575 | 0 | 0.0050575 | 0.00044163 | 0.0048884 | 0.0030187 | 0% | 99% | 0 | 0% | 99% | 0 | 0% | 99% | 0 | 0% | 99% | 0 | 0% | 65.5% | 0 | 0% | 51.8% | 0 | 0% | 51.8% | 0 | 0% | 51.8% | 0 | 0 | 0% | 3.256% | 0 | 0% | 3.256% | 0 | 0% | 3.256% | 0 | 0% | 0.3737% | 0 | 0% | 0.3737% | 0 | 0% | 0.3737% | 0 | 0% | 0.8647% | 0 | 0% | 0.8647% | 0 | 0% | 0.8647% | 0 | 0% | 0.916% | 0 | 69.26% | 0.916% | 3.2087e-05 | 0% | 0.916% | 0 | 0% | 6.526% | 0 | 0% | 6.526% | 0 | 0% | 6.526% | 0 | 0% | 0.2436% | 0 | 0% | 0.2436% | 0 | 0% | 0.2436% | 0 |  |  |  | 0% | 11.8% | 0 | 0% | 11.8% | 0 | 0% | 11.8% | 0 | 0% | 0.3657% | 0 | 0% | 0.3657% | 0 | 0% | 0.3657% | 0 | 0% | 100% | 0 | 0% | 100% | 0 | 0% | 100% | 0 | 0% | 100% | 0 |  |  | 0 |  |  | 0 |  |  | 0
SAN JOSE B 110816141 | 4.7165e-05 | 0 | 0.0052956 | 0 | 0.0052956 | 0.00046361 | 0.0051747 | 0.0031036 | 0% | 99% | 0 | 0% | 99% | 0 | 0% | 99% | 0 | 0% | 99% | 0 | 0% | 65.2% | 0 | 0% | 52.49% | 0 | 0% | 52.49% | 0 | 0% | 52.49% | 0 | 0 | 0% | 3.167% | 0 | 0% | 3.167% | 0 | 0% | 3.167% | 0 | 0% | 0.3467% | 0 | 0% | 0.3467% | 0 | 0% | 0.3467% | 0 | 0% | 0.8996% | 0 | 0% | 0.8996% | 0 | 0% | 0.8996% | 0 | 0% | 0.9395% | 0 | 0% | 0.9395% | 0 | 0% | 0.9395% | 0 | 0% | 6.768% | 0 | 0% | 6.768% | 0 | 0% | 6.768% | 0 | 0% | 0.24% | 0 | 0% | 0.24% | 0 | 0% | 0.24% | 0 |  |  |  | 0% | 11.8% | 0 | 0% | 11.8% | 0 | 0% | 11.8% | 0 | 0% | 0.3663% | 0 | 0% | 0.3663% | 0 | 0% | 0.3663% | 0 | 0% | 100% | 0 | 0% | 100% | 0 | 0% | 100% | 0 | 0% | 100% | 0 |  |  | 0 |  |  | 0 |  |  | 0
SF E 0409CB | 4.7151e-05 | 0 | 0.0097505 | 0 | 0.0097505 | 0.00060261 | 0.012433 | 0.0030597 | 0% | 99% | 0 | 0% | 99% | 0 | 0% | 99% | 0 | 0% | 99% | 0 | 0% | 61.34% | 0 | 0% | 49.16% | 0 | 0% | 49.16% | 0 | 0% | 49.16% | 0 | 0 | 0% | 3.926% | 0 | 0% | 3.926% | 0 | 0% | 3.926% | 0 | 0% | 0.4303% | 0 | 0% | 0.4303% | 0 | 0% | 0.4303% | 0 | 0% | 1.175% | 0 | 0% | 1.175% | 0 | 0% | 1.175% | 0 | 100% | 1.21% | 0.00011803 | 0% | 1.21% | 0 | 0% | 1.21% | 0 | 0% | 8.821% | 0 | 0% | 8.821% | 0 | 0% | 8.821% | 0 | 0% | 0.2672% | 0 | 0% | 0.2672% | 0 | 0% | 0.2672% | 0 |  |  |  | 0% | 11.8% | 0 | 0% | 11.8% | 0 | 0% | 11.8% | 0 | 0% | 0.3538% | 0 | 0% | 0.3538% | 0 | 0% | 0.3538% | 0 | 0% | 100% | 0 | 0% | 100% | 0 | 0% | 100% | 0 | 0% | 100% | 0 |  |  | 0 |  |  | 0 |  |  | 0
BARTON 111549016 | 4.7131e-05 | 0 | 0.018281 | 0 | 0.018281 | 0.0059616 | 0.016891 | 0.0073249 | 0% | 99% | 0 | 0% | 99% | 0 | 0% | 99% | 0 | 0% | 99% | 0 | 0% | 63.79% | 0 | 0% | 50.16% | 0 | 0% | 50.16% | 0 | 0% | 50.16% | 0 | 0 | 0% | 2.601% | 0 | 0% | 2.601% | 0 | 0% | 2.601% | 0 | 0% | 0.2931% | 0 | 0% | 0.2931% | 0 | 0% | 0.2931% | 0 | 0% | 0.8518% | 0 | 0% | 0.8518% | 0 | 0% | 0.8518% | 0 | 100% | 0.8794% | 0.00016076 | 0% | 0.8794% | 0 | 0% | 0.8794% | 0 | 0% | 6.404% | 0 | 0% | 6.404% | 0 | 0% | 6.404% | 0 | 0% | 0.8881% | 0 | 0% | 0.8881% | 0 | 0% | 0.8881% | 0 |  |  |  | 0% | 11.8% | 0 | 0% | 11.8% | 0 | 0% | 11.8% | 0 | 0% | 0.3657% | 0 | 0% | 0.3657% | 0 | 0% | 0.3657% | 0 | 0% | 100% | 0 | 0% | 100% | 0 | 0% | 100% | 0 | 0% | 100% | 0 |  |  | 0 |  |  | 0 |  |  | 0
JARVIS 1107CB | 4.713e-05 | 0 | 0.00024053 | 0 | 0.00024053 | 1.9647e-05 | 0.00024134 | 0.00013608 | 0% | 99% | 0 | 0% | 99% | 0 | 0% | 99% | 0 | 0% | 99% | 0 | 0% | 64.49% | 0 | 0% | 50.35% | 0 | 0% | 50.35% | 0 | 0% | 50.35% | 0 | 0 | 0% | 3.108% | 0 | 0% | 3.108% | 0 | 0% | 3.108% | 0 | 0% | 0.3563% | 0 | 0% | 0.3563% | 0 | 0% | 0.3563% | 0 | 0% | 0.9082% | 0 | 0% | 0.9082% | 0 | 0% | 0.9082% | 0 | 0% | 0.9667% | 0 | 0% | 0.9667% | 0 | 0% | 0.9667% | 0 | 0% | 6.896% | 0 | 0% | 6.896% | 0 | 0% | 6.896% | 0 | 0% | 0.2177% | 0 | 0% | 0.2177% | 0 | 0% | 0.2177% | 0 |  |  |  | 0% | 11.8% | 0 | 0% | 11.8% | 0 | 0% | 11.8% | 0 | 0% | 0.3678% | 0 | 0% | 0.3678% | 0 | 0% | 0.3678% | 0 | 0% | 100% | 0 | 0% | 100% | 0 | 0% | 100% | 0 | 0% | 100% | 0 |  |  | 0 |  |  | 0 |  |  | 0
MARINA (F) 0404CB | 4.7125e-05 | 0 | 0.0014431 | 0 | 0.0014431 | 0.00013148 | 0.0018935 | 0.00035721 | 0% | 99% | 0 | 0% | 99% | 0 | 0% | 99% | 0 | 0% | 99% | 0 | 0% | 61.37% | 0 | 0% | 48.88% | 0 | 0% | 48.88% | 0 | 0% | 48.88% | 0 | 0 | 0% | 4.37% | 0 | 0% | 4.37% | 0 | 0% | 4.37% | 0 | 0% | 0.4722% | 0 | 0% | 0.4722% | 0 | 0% | 0.4722% | 0 | 0% | 1.216% | 0 | 0% | 1.216% | 0 | 0% | 1.216% | 0 | 26.63% | 1.26% | 4.8426e-06 | 0% | 1.26% | 0 | 0% | 1.26% | 0 | 0% | 9.132% | 0 | 0% | 9.132% | 0 | 0% | 9.132% | 0 | 0% | 0.3629% | 0 | 0% | 0.3629% | 0 | 0% | 0.3629% | 0 |  |  |  | 0% | 11.8% | 0 | 0% | 11.8% | 0 | 0% | 11.8% | 0 | 0% | 0.3559% | 0 | 0% | 0.3559% | 0 | 0% | 0.3559% | 0 | 0% | 100% | 0 | 0% | 100% | 0 | 0% | 100% | 0 | 0% | 100% | 0 |  |  | 0 |  |  | 0 |  |  | 0
HUNTERS POINT (P) 1106CB | 4.7103e-05 | 0 | 0.0045675 | 0 | 0.0045675 | 0.00021644 | 0.0052337 | 0.0020898 | 0% | 99% | 0 | 0% | 99% | 0 | 0% | 99% | 0 | 0% | 99% | 0 | 0% | 62.93% | 0 | 0% | 49.81% | 0 | 0% | 49.81% | 0 | 0% | 49.81% | 0 | 0 | 0% | 4.282% | 0 | 0% | 4.282% | 0 | 0% | 4.282% | 0 | 0% | 0.4665% | 0 | 0% | 0.4665% | 0 | 0% | 0.4665% | 0 | 0% | 1.059% | 0 | 0% | 1.059% | 0 | 0% | 1.059% | 0 | 0% | 1.13% | 0 | 100% | 1.13% | 5.1625e-05 | 0% | 1.13% | 0 | 0% | 8.015% | 0 | 0% | 8.015% | 0 | 0% | 8.015% | 0 | 0% | 0.204% | 0 | 0% | 0.204% | 0 | 0% | 0.204% | 0 |  |  |  | 0% | 11.8% | 0 | 0% | 11.8% | 0 | 0% | 11.8% | 0 | 0% | 0.3681% | 0 | 0% | 0.3681% | 0 | 0% | 0.3681% | 0 | 0% | 100% | 0 | 0% | 100% | 0 | 0% | 100% | 0 | 0% | 100% | 0 |  |  | 0 |  |  | 0 |  |  | 0
BRITTON 1111CB | 4.7099e-05 | 0 | 0.012419 | 0 | 0.012419 | 0.001931 | 0.011841 | 0.0067291 | 0% | 99% | 0 | 0% | 99% | 0 | 0% | 99% | 0 | 0% | 99% | 0 | 0% | 65.76% | 0 | 0% | 52.22% | 0 | 0% | 52.22% | 0 | 0% | 52.22% | 0 | 0 | 0% | 3.296% | 0 | 0% | 3.296% | 0 | 0% | 3.296% | 0 | 0% | 0.362% | 0 | 0% | 0.362% | 0 | 0% | 0.362% | 0 | 0% | 0.8741% | 0 | 0% | 0.8741% | 0 | 0% | 0.8741% | 0 | 0% | 0.9189% | 0 | 0% | 0.9189% | 0 | 0% | 0.9189% | 0 | 0% | 6.583% | 0 | 0% | 6.583% | 0 | 0% | 6.583% | 0 | 0% | 0.3748% | 0 | 0% | 0.3748% | 0 | 0% | 0.3748% | 0 |  |  |  | 0% | 11.8% | 0 | 0% | 11.8% | 0 | 0% | 11.8% | 0 | 0% | 0.3686% | 0 | 0% | 0.3686% | 0 | 0% | 0.3686% | 0 | 0% | 100% | 0 | 0% | 100% | 0 | 0% | 100% | 0 | 0% | 100% | 0 |  |  | 0 |  |  | 0 |  |  | 0
RICHMOND R 1124459242 | 4.7066e-05 | 0 | 0.0071261 | 0 | 0.0071261 | 0.00081349 | 0.0072186 | 0.0037315 | 0% | 99% | 0 | 0% | 99% | 0 | 0% | 99% | 0 | 0% | 99% | 0 | 0% | 64.55% | 0 | 0% | 52.08% | 0 | 0% | 52.08% | 0 | 0% | 52.08% | 0 | 0 | 0% | 3.263% | 0 | 0% | 3.263% | 0 | 0% | 3.263% | 0 | 0% | 0.3518% | 0 | 0% | 0.3518% | 0 | 0% | 0.3518% | 0 | 0% | 0.9319% | 0 | 0% | 0.9319% | 0 | 0% | 0.9319% | 0 | 0% | 0.9457% | 0 | 0% | 0.9457% | 0 | 0% | 0.9457% | 0 | 0% | 6.944% | 0 | 0% | 6.944% | 0 | 0% | 6.944% | 0 | 0% | 0.2648% | 0 | 0% | 0.2648% | 0 | 0% | 0.2648% | 0 |  |  |  | 0% | 11.8% | 0 | 0% | 11.8% | 0 | 0% | 11.8% | 0 | 0% | 0.3598% | 0 | 0% | 0.3598% | 0 | 0% | 0.3598% | 0 | 0% | 100% | 0 | 0% | 100% | 0 | 0% | 100% | 0 | 0% | 100% | 0 |  |  | 0 |  |  | 0 |  |  | 0
PIERCY 2109XR376 | 4.7025e-05 | 0 | 0.0048 | 0 | 0.0048 | 0.0016542 | 0.0041006 | 0.0021688 | 0% | 99% | 0 | 0% | 99% | 0 | 0% | 99% | 0 | 0% | 99% | 0 | 0% | 65.57% | 0 | 0% | 51.52% | 0 | 0% | 51.52% | 0 | 0% | 51.52% | 0 | 0 | 0% | 2.807% | 0 | 0% | 2.807% | 0 | 0% | 2.807% | 0 | 0% | 0.3106% | 0 | 0% | 0.3106% | 0 | 0% | 0.3106% | 0 | 0% | 0.7836% | 0 | 0% | 0.7836% | 0 | 0% | 0.7836% | 0 | 0% | 0.8139% | 0 | 33.47% | 0.8139% | 1.3076e-05 | 66.53% | 0.8139% | 2.599e-05 | 0% | 5.88% | 0 | 0% | 5.88% | 0 | 0% | 5.88% | 0 | 0% | 0.7767% | 0 | 0% | 0.7767% | 0 | 0% | 0.7767% | 0 |  |  |  | 0% | 11.8% | 0 | 0% | 11.8% | 0 | 0% | 11.8% | 0 | 0% | 0.369% | 0 | 0% | 0.369% | 0 | 0% | 0.369% | 0 | 0% | 100% | 0 | 0% | 100% | 0 | 0% | 100% | 0 | 0% | 100% | 0 |  |  | 0 |  |  | 0 |  |  | 0
EL PATIO 1116CB | 4.7006e-05 | 0 | 0.0066373 | 0 | 0.0066373 | 0.002674 | 0.0056179 | 0.0026648 | 0% | 99% | 0 | 0% | 99% | 0 | 0% | 99% | 0 | 0% | 99% | 0 | 0% | 65.6% | 0 | 0% | 51.13% | 0 | 0% | 51.13% | 0 | 0% | 51.13% | 0 | 0 | 0% | 2.668% | 0 | 0% | 2.668% | 0 | 0% | 2.668% | 0 | 0% | 0.3035% | 0 | 0% | 0.3035% | 0 | 0% | 0.3035% | 0 | 0% | 0.7723% | 0 | 0% | 0.7723% | 0 | 0% | 0.7723% | 0 | 51.99% | 0.8142% | 2.8098e-05 | 48.01% | 0.8142% | 2.5943e-05 | 0% | 0.8142% | 0 | 0% | 5.834% | 0 | 0% | 5.834% | 0 | 0% | 5.834% | 0 | 0% | 0.9133% | 0 | 0% | 0.9133% | 0 | 0% | 0.9133% | 0 |  |  |  | 0% | 11.8% | 0 | 0% | 11.8% | 0 | 0% | 11.8% | 0 | 0% | 0.3714% | 0 | 0% | 0.3714% | 0 | 0% | 0.3714% | 0 | 0% | 100% | 0 | 0% | 100% | 0 | 0% | 100% | 0 | 0% | 100% | 0 |  |  | 0 |  |  | 0 |  |  | 0
BAY MEADOWS 110447476 | 4.6998e-05 | 0 | 0.0026385 | 0 | 0.0026385 | 0.00062637 | 0.0028519 | 0.00087716 | 0% | 99% | 0 | 0% | 99% | 0 | 0% | 99% | 0 | 0% | 99% | 0 | 0% | 64.5% | 0 | 0% | 51.17% | 0 | 0% | 51.17% | 0 | 0% | 51.17% | 0 | 0 | 0% | 3.429% | 0 | 0% | 3.429% | 0 | 0% | 3.429% | 0 | 0% | 0.385% | 0 | 0% | 0.385% | 0 | 0% | 0.385% | 0 | 0% | 0.9794% | 0 | 0% | 0.9794% | 0 | 0% | 0.9794% | 0 | 0% | 1.018% | 0 | 0% | 1.018% | 0 | 0% | 1.018% | 0 | 0% | 7.352% | 0 | 0% | 7.352% | 0 | 0% | 7.352% | 0 | 0% | 0.6124% | 0 | 0% | 0.6124% | 0 | 0% | 0.6124% | 0 |  |  |  | 0% | 11.8% | 0 | 0% | 11.8% | 0 | 0% | 11.8% | 0 | 0% | 0.3599% | 0 | 0% | 0.3599% | 0 | 0% | 0.3599% | 0 | 0% | 100% | 0 | 0% | 100% | 0 | 0% | 100% | 0 | 0% | 100% | 0 |  |  | 0 |  |  | 0 |  |  | 0
AIRWAYS 110365600 | 4.6912e-05 | 0 | 0.006624 | 0 | 0.006624 | 0.0021594 | 0.0056495 | 0.0031258 | 0% | 99% | 0 | 0% | 99% | 0 | 0% | 99% | 0 | 0% | 99% | 0 | 0% | 64.36% | 0 | 0% | 50.51% | 0 | 0% | 50.51% | 0 | 0% | 50.51% | 0 | 0 | 0% | 2.717% | 0 | 0% | 2.717% | 0 | 0% | 2.717% | 0 | 0% | 0.2987% | 0 | 0% | 0.2987% | 0 | 0% | 0.2987% | 0 | 0% | 0.7849% | 0 | 0% | 0.7849% | 0 | 0% | 0.7849% | 0 | 100% | 0.8107% | 5.3699e-05 | 0% | 0.8107% | 0 | 0% | 0.8107% | 0 | 0% | 5.885% | 0 | 0% | 5.885% | 0 | 0% | 5.885% | 0 | 0% | 0.892% | 0 | 0% | 0.892% | 0 | 0% | 0.892% | 0 |  |  |  | 0% | 11.8% | 0 | 0% | 11.8% | 0 | 0% | 11.8% | 0 | 0% | 0.3687% | 0 | 0% | 0.3687% | 0 | 0% | 0.3687% | 0 | 0% | 100% | 0 | 0% | 100% | 0 | 0% | 100% | 0 | 0% | 100% | 0 |  |  | 0 |  |  | 0 |  |  | 0
POTRERO PP (A) 1107CB | 4.6861e-05 | 0 | 0.0044643 | 0 | 0.0044643 | 0.00054939 | 0.0050088 | 0.0018114 | 0% | 99% | 0 | 0% | 99% | 0 | 0% | 99% | 0 | 0% | 99% | 0 | 0% | 64.35% | 0 | 0% | 51.82% | 0 | 0% | 51.82% | 0 | 0% | 51.82% | 0 | 0 | 0% | 3.945% | 0 | 0% | 3.945% | 0 | 0% | 3.945% | 0 | 0% | 0.4287% | 0 | 0% | 0.4287% | 0 | 0% | 0.4287% | 0 | 0% | 1.03% | 0 | 0% | 1.03% | 0 | 0% | 1.03% | 0 | 99.69% | 1.059% | 4.715e-05 | 0% | 1.059% | 0 | 0% | 1.059% | 0 | 0% | 7.688% | 0 | 0% | 7.688% | 0 | 0% | 7.688% | 0 | 0% | 0.4392% | 0 | 0% | 0.4392% | 0 | 0% | 0.4392% | 0 |  |  |  | 0% | 11.8% | 0 | 0% | 11.8% | 0 | 0% | 11.8% | 0 | 0% | 0.3587% | 0 | 0% | 0.3587% | 0 | 0% | 0.3587% | 0 | 0% | 100% | 0 | 0% | 100% | 0 | 0% | 100% | 0 | 0% | 100% | 0 |  |  | 0 |  |  | 0 |  |  | 0
MAGUNDEN 11064176 | 4.6856e-05 | 0 | 0.06171 | 0 | 0.06171 | 0.023836 | 0.056514 | 0.021518 | 0% | 99% | 0 | 0% | 99% | 0 | 0% | 99% | 0 | 0% | 99% | 0 | 0% | 62.93% | 0 | 0% | 50.1% | 0 | 0% | 50.1% | 0 | 0% | 50.1% | 0 | 0 | 0% | 2.339% | 0 | 0% | 2.339% | 0 | 0% | 2.339% | 0 | 0% | 0.2564% | 0 | 0% | 0.2564% | 0 | 0% | 0.2564% | 0 | 0% | 0.8466% | 0 | 0% | 0.8466% | 0 | 0% | 0.8466% | 0 | 0% | 0.8444% | 0 | 0% | 0.8444% | 0 | 0% | 0.8444% | 0 | 0% | 6.298% | 0 | 0% | 6.298% | 0 | 0% | 6.298% | 0 | 0% | 0.7044% | 0 | 0% | 0.7044% | 0 | 0% | 0.7044% | 0 |  |  |  | 0% | 11.8% | 0 | 0% | 11.8% | 0 | 0% | 11.8% | 0 | 0% | 0.3597% | 0 | 0% | 0.3597% | 0 | 0% | 0.3597% | 0 | 0% | 100% | 0 | 0% | 100% | 0 | 0% | 100% | 0 | 0% | 100% | 0 |  |  | 0 |  |  | 0 |  |  | 0
BAY MEADOWS 1107CB | 4.6842e-05 | 0 | 0.011156 | 0 | 0.011156 | 0.001508 | 0.011641 | 0.0052671 | 0% | 99% | 0 | 0% | 99% | 0 | 0% | 99% | 0 | 0% | 99% | 0 | 0% | 65.21% | 0 | 0% | 52.06% | 0 | 0% | 52.06% | 0 | 0% | 52.06% | 0 | 0 | 0% | 3.562% | 0 | 0% | 3.562% | 0 | 0% | 3.562% | 0 | 0% | 0.3932% | 0 | 0% | 0.3932% | 0 | 0% | 0.3932% | 0 | 0% | 0.9501% | 0 | 0% | 0.9501% | 0 | 0% | 0.9501% | 0 | 50.75% | 0.9887% | 5.5979e-05 | 0% | 0.9887% | 0 | 0% | 0.9887% | 0 | 0% | 7.127% | 0 | 0% | 7.127% | 0 | 0% | 7.127% | 0 | 0% | 0.3755% | 0 | 0% | 0.3755% | 0 | 0% | 0.3755% | 0 |  |  |  | 0% | 11.8% | 0 | 0% | 11.8% | 0 | 0% | 11.8% | 0 | 0% | 0.3626% | 0 | 0% | 0.3626% | 0 | 0% | 0.3626% | 0 | 0% | 100% | 0 | 0% | 100% | 0 | 0% | 100% | 0 | 0% | 100% | 0 |  |  | 0 |  |  | 0 |  |  | 0
SAN JOSE B 1112CB | 4.6827e-05 | 0 | 0.047952 | 0 | 0.047952 | 0.0076513 | 0.047449 | 0.024056 | 0% | 99% | 0 | 0% | 99% | 0 | 0% | 99% | 0 | 0% | 99% | 0 | 0% | 65.3% | 0 | 0% | 51.9% | 0 | 0% | 51.9% | 0 | 0% | 51.9% | 0 | 0 | 0% | 3.19% | 0 | 0% | 3.19% | 0 | 0% | 3.19% | 0 | 0% | 0.3552% | 0 | 0% | 0.3552% | 0 | 0% | 0.3552% | 0 | 0% | 0.9058% | 0 | 0% | 0.9058% | 0 | 0% | 0.9058% | 0 | 0% | 0.9498% | 0 | 0% | 0.9498% | 0 | 63.61% | 0.9498% | 0.0002897 | 0% | 6.826% | 0 | 0% | 6.826% | 0 | 0% | 6.826% | 0 | 0% | 0.3999% | 0 | 0% | 0.3999% | 0 | 0% | 0.3999% | 0 |  |  |  | 0% | 11.8% | 0 | 0% | 11.8% | 0 | 0% | 11.8% | 0 | 0% | 0.3662% | 0 | 0% | 0.3662% | 0 | 0% | 0.3662% | 0 | 0% | 100% | 0 | 0% | 100% | 0 | 0% | 100% | 0 | 0% | 100% | 0 |  |  | 0 |  |  | 0 |  |  | 0
SAN JOSE B 110897260 | 4.6783e-05 | 0 | 0.014963 | 0 | 0.014963 | 0.0021554 | 0.015498 | 0.0070458 | 0% | 99% | 0 | 0% | 99% | 0 | 0% | 99% | 0 | 0% | 99% | 0 | 0% | 64.76% | 0 | 0% | 51.37% | 0 | 0% | 51.37% | 0 | 0% | 51.37% | 0 | 0 | 0% | 3.356% | 0 | 0% | 3.356% | 0 | 0% | 3.356% | 0 | 0% | 0.3731% | 0 | 0% | 0.3731% | 0 | 0% | 0.3731% | 0 | 0% | 0.9481% | 0 | 0% | 0.9481% | 0 | 0% | 0.9481% | 0 | 0% | 0.9959% | 0 | 0% | 0.9959% | 0 | 58.59% | 0.9959% | 8.7308e-05 | 0% | 7.149% | 0 | 0% | 7.149% | 0 | 0% | 7.149% | 0 | 0% | 0.3901% | 0 | 0% | 0.3901% | 0 | 0% | 0.3901% | 0 |  |  |  | 0% | 11.8% | 0 | 0% | 11.8% | 0 | 0% | 11.8% | 0 | 0% | 0.3652% | 0 | 0% | 0.3652% | 0 | 0% | 0.3652% | 0 | 0% | 100% | 0 | 0% | 100% | 0 | 0% | 100% | 0 | 0% | 100% | 0 |  |  | 0 |  |  | 0 |  |  | 0
DAVIS 1105130744 | 4.6753e-05 | 0 | 0.030304 | 0 | 0.030304 | 0.013631 | 0.024221 | 0.012173 | 0% | 99% | 0 | 0% | 99% | 0 | 0% | 99% | 0 | 0% | 99% | 0 | 0% | 64.19% | 0 | 0% | 50.05% | 0 | 0% | 50.05% | 0 | 0% | 50.05% | 0 | 0 | 0% | 2.324% | 0 | 0% | 2.324% | 0 | 0% | 2.324% | 0 | 0% | 0.2605% | 0 | 0% | 0.2605% | 0 | 0% | 0.2605% | 0 | 0% | 0.7249% | 0 | 0% | 0.7249% | 0 | 0% | 0.7249% | 0 | 94.09% | 0.7379% | 0.00021037 | 0% | 0.7379% | 0 | 0% | 0.7379% | 0 | 0% | 5.413% | 0 | 0% | 5.413% | 0 | 0% | 5.413% | 0 | 0% | 1.073% | 0 | 0% | 1.073% | 0 | 0% | 1.073% | 0 |  |  |  | 0% | 11.8% | 0 | 0% | 11.8% | 0 | 0% | 11.8% | 0 | 0% | 0.3666% | 0 | 0% | 0.3666% | 0 | 0% | 0.3666% | 0 | 0% | 100% | 0 | 0% | 100% | 0 | 0% | 100% | 0 | 0% | 100% | 0 |  |  | 0 |  |  | 0 |  |  | 0
STOCKTON ACRES 0402CB | 4.6752e-05 | 0 | 0.021475 | 0 | 0.021475 | 0.010394 | 0.019389 | 0.0056661 | 0% | 99% | 0 | 0% | 99% | 0 | 0% | 99% | 0 | 0% | 99% | 0 | 0% | 63.07% | 0 | 0% | 49.26% | 0 | 0% | 49.26% | 0 | 0% | 49.26% | 0 | 0 | 0% | 2.285% | 0 | 0% | 2.285% | 0 | 0% | 2.285% | 0 | 0% | 0.2625% | 0 | 0% | 0.2625% | 0 | 0% | 0.2625% | 0 | 0% | 0.8226% | 0 | 0% | 0.8226% | 0 | 0% | 0.8226% | 0 | 96.43% | 0.8404% | 0.00017404 | 1.909% | 0.8404% | 3.4445e-06 | 0% | 0.8404% | 0 | 0% | 6.173% | 0 | 0% | 6.173% | 0 | 0% | 6.173% | 0 | 0% | 1.127% | 0 | 0% | 1.127% | 0 | 0% | 1.127% | 0 |  |  |  | 0% | 11.8% | 0 | 0% | 11.8% | 0 | 0% | 11.8% | 0 | 0% | 0.3631% | 0 | 0% | 0.3631% | 0 | 0% | 0.3631% | 0 | 0% | 100% | 0 | 0% | 100% | 0 | 0% | 100% | 0 | 0% | 100% | 0 |  |  | 0 |  |  | 0 |  |  | 0
CHANNEL 110148608 | 4.6749e-05 | 0 | 0.00023859 | 0 | 0.00023859 | 2.5119e-05 | 0.00021005 | 0.00015868 | 0% | 99% | 0 | 0% | 99% | 0 | 0% | 99% | 0 | 0% | 99% | 0 | 0% | 64.37% | 0 | 0% | 50.41% | 0 | 0% | 50.41% | 0 | 0% | 50.41% | 0 | 0 | 0% | 2.814% | 0 | 0% | 2.814% | 0 | 0% | 2.814% | 0 | 0% | 0.3175% | 0 | 0% | 0.3175% | 0 | 0% | 0.3175% | 0 | 0% | 0.795% | 0 | 0% | 0.795% | 0 | 0% | 0.795% | 0 | 100% | 0.8326% | 1.9864e-06 | 0% | 0.8326% | 0 | 0% | 0.8326% | 0 | 0% | 5.997% | 0 | 0% | 5.997% | 0 | 0% | 5.997% | 0 | 0% | 0.2981% | 0 | 0% | 0.2981% | 0 | 0% | 0.2981% | 0 |  |  |  | 0% | 11.8% | 0 | 0% | 11.8% | 0 | 0% | 11.8% | 0 | 0% | 0.3686% | 0 | 0% | 0.3686% | 0 | 0% | 0.3686% | 0 | 0% | 100% | 0 | 0% | 100% | 0 | 0% | 100% | 0 | 0% | 100% | 0 |  |  | 0 |  |  | 0 |  |  | 0
BARTON 111094098 | 4.6701e-05 | 0 | 0.090412 | 0 | 0.090412 | 0.03284 | 0.082448 | 0.033959 | 0% | 99% | 0 | 0% | 99% | 0 | 0% | 99% | 0 | 0% | 99% | 0 | 0% | 63.8% | 0 | 0% | 50.11% | 0 | 0% | 50.11% | 0 | 0% | 50.11% | 0 | 0 | 0% | 2.518% | 0 | 0% | 2.518% | 0 | 0% | 2.518% | 0 | 0% | 0.2852% | 0 | 0% | 0.2852% | 0 | 0% | 0.2852% | 0 | 0% | 0.8406% | 0 | 0% | 0.8406% | 0 | 0% | 0.8406% | 0 | 100% | 0.8668% | 0.00078368 | 0% | 0.8668% | 0 | 0% | 0.8668% | 0 | 0% | 6.319% | 0 | 0% | 6.319% | 0 | 0% | 6.319% | 0 | 0% | 0.9897% | 0 | 0% | 0.9897% | 0 | 0% | 0.9897% | 0 |  |  |  | 0% | 11.8% | 0 | 0% | 11.8% | 0 | 0% | 11.8% | 0 | 0% | 0.3657% | 0 | 0% | 0.3657% | 0 | 0% | 0.3657% | 0 | 0% | 100% | 0 | 0% | 100% | 0 | 0% | 100% | 0 | 0% | 100% | 0 |  |  | 0 |  |  | 0 |  |  | 0
OAKLAND X 1110CB | 4.6697e-05 | 0 | 0.0023435 | 0 | 0.0023435 | 0.00037964 | 0.0022925 | 0.0011965 | 0% | 99% | 0 | 0% | 99% | 0 | 0% | 99% | 0 | 0% | 99% | 0 | 0% | 64.36% | 0 | 0% | 52.74% | 0 | 0% | 52.74% | 0 | 0% | 52.74% | 0 | 0 | 0% | 2.888% | 0 | 0% | 2.888% | 0 | 0% | 2.888% | 0 | 0% | 0.3074% | 0 | 0% | 0.3074% | 0 | 0% | 0.3074% | 0 | 0% | 0.8957% | 0 | 0% | 0.8957% | 0 | 0% | 0.8957% | 0 | 0% | 0.8721% | 0 | 8.442% | 0.8721% | 1.7253e-06 | 91.56% | 0.8721% | 1.8713e-05 | 0% | 6.582% | 0 | 0% | 6.582% | 0 | 0% | 6.582% | 0 | 0% | 0.4473% | 0 | 0% | 0.4473% | 0 | 0% | 0.4473% | 0 |  |  |  | 0% | 11.8% | 0 | 0% | 11.8% | 0 | 0% | 11.8% | 0 | 0% | 0.3521% | 0 | 0% | 0.3521% | 0 | 0% | 0.3521% | 0 | 0% | 100% | 0 | 0% | 100% | 0 | 0% | 100% | 0 | 0% | 100% | 0 |  |  | 0 |  |  | 0 |  |  | 0
LAKEWOOD 22258748 | 4.6685e-05 | 0 | 0.0026209 | 0 | 0.0026209 | 0.001273 | 0.0020749 | 0.00097856 | 0% | 99% | 0 | 0% | 99% | 0 | 0% | 99% | 0 | 0% | 99% | 0 | 0% | 66.01% | 0 | 0% | 50.81% | 0 | 0% | 50.81% | 0 | 0% | 50.81% | 0 | 0 | 0% | 2.965% | 0 | 0% | 2.965% | 0 | 0% | 2.965% | 0 | 0% | 0.3304% | 0 | 0% | 0.3304% | 0 | 0% | 0.3304% | 0 | 0% | 0.7256% | 0 | 0% | 0.7256% | 0 | 0% | 0.7256% | 0 | 0% | 0.7755% | 0 | 0% | 0.7755% | 0 | 0% | 0.7755% | 0 | 0% | 5.484% | 0 | 0% | 5.484% | 0 | 0% | 5.484% | 0 | 0% | 0.6903% | 0 | 0% | 0.6903% | 0 | 0% | 0.6903% | 0 |  |  |  | 0% | 11.8% | 0 | 0% | 11.8% | 0 | 0% | 11.8% | 0 | 0% | 0.3761% | 0 | 0% | 0.3761% | 0 | 0% | 0.3761% | 0 | 0% | 100% | 0 | 0% | 100% | 0 | 0% | 100% | 0 | 0% | 100% | 0 |  |  | 0 |  |  | 0 |  |  | 0
SAN JOSE B 1113CB | 4.6672e-05 | 0 | 0.001191 | 0 | 0.001191 | 0.00030827 | 0.0010544 | 0.00060333 | 0% | 99% | 0 | 0% | 99% | 0 | 0% | 99% | 0 | 0% | 99% | 0 | 0% | 65.34% | 0 | 0% | 51.13% | 0 | 0% | 51.13% | 0 | 0% | 51.13% | 0 | 0 | 0% | 3% | 0 | 0% | 3% | 0 | 0% | 3% | 0 | 0% | 0.339% | 0 | 0% | 0.339% | 0 | 0% | 0.339% | 0 | 0% | 0.7997% | 0 | 0% | 0.7997% | 0 | 0% | 0.7997% | 0 | 0% | 0.8405% | 0 | 0% | 0.8405% | 0 | 0% | 0.8405% | 0 | 0% | 6.022% | 0 | 0% | 6.022% | 0 | 0% | 6.022% | 0 | 0% | 0.5845% | 0 | 0% | 0.5845% | 0 | 0% | 0.5845% | 0 |  |  |  | 0% | 11.8% | 0 | 0% | 11.8% | 0 | 0% | 11.8% | 0 | 0% | 0.3687% | 0 | 0% | 0.3687% | 0 | 0% | 0.3687% | 0 | 0% | 100% | 0 | 0% | 100% | 0 | 0% | 100% | 0 | 0% | 100% | 0 |  |  | 0 |  |  | 0 |  |  | 0
EDES 1101CR148 | 4.6638e-05 | 0 | 0.02285 | 0 | 0.02285 | 0.0021905 | 0.022525 | 0.013005 | 0% | 99% | 0 | 0% | 99% | 0 | 0% | 99% | 0 | 0% | 99% | 0 | 0% | 65.76% | 0 | 0% | 53.3% | 0 | 0% | 53.3% | 0 | 0% | 53.3% | 0 | 0 | 0% | 3.184% | 0 | 0% | 3.184% | 0 | 0% | 3.184% | 0 | 0% | 0.3479% | 0 | 0% | 0.3479% | 0 | 0% | 0.3479% | 0 | 0% | 0.9083% | 0 | 0% | 0.9083% | 0 | 0% | 0.9083% | 0 | 0% | 0.9338% | 0 | 0% | 0.9338% | 0 | 0% | 0.9338% | 0 | 0% | 6.798% | 0 | 0% | 6.798% | 0 | 0% | 6.798% | 0 | 0% | 0.2873% | 0 | 0% | 0.2873% | 0 | 0% | 0.2873% | 0 |  |  |  | 0% | 11.8% | 0 | 0% | 11.8% | 0 | 0% | 11.8% | 0 | 0% | 0.363% | 0 | 0% | 0.363% | 0 | 0% | 0.363% | 0 | 0% | 100% | 0 | 0% | 100% | 0 | 0% | 100% | 0 | 0% | 100% | 0 |  |  | 0 |  |  | 0 |  |  | 0
MT EDEN 1107MR138 | 4.6618e-05 | 0 | 0.027123 | 0 | 0.027123 | 0.002527 | 0.026422 | 0.015825 | 0% | 99% | 0 | 0% | 99% | 0 | 0% | 99% | 0 | 0% | 99% | 0 | 0% | 65.91% | 0 | 0% | 52.14% | 0 | 0% | 52.14% | 0 | 0% | 52.14% | 0 | 0 | 0% | 3.449% | 0 | 0% | 3.449% | 0 | 0% | 3.449% | 0 | 0% | 0.3835% | 0 | 0% | 0.3835% | 0 | 0% | 0.3835% | 0 | 0% | 0.8915% | 0 | 0% | 0.8915% | 0 | 0% | 0.8915% | 0 | 0% | 0.9509% | 0 | 0% | 0.9509% | 0 | 0% | 0.9509% | 0 | 0% | 6.751% | 0 | 0% | 6.751% | 0 | 0% | 6.751% | 0 | 0% | 0.2654% | 0 | 0% | 0.2654% | 0 | 0% | 0.2654% | 0 |  |  |  | 0% | 11.8% | 0 | 0% | 11.8% | 0 | 0% | 11.8% | 0 | 0% | 0.3707% | 0 | 0% | 0.3707% | 0 | 0% | 0.3707% | 0 | 0% | 100% | 0 | 0% | 100% | 0 | 0% | 100% | 0 | 0% | 100% | 0 |  |  | 0 |  |  | 0 |  |  | 0
TRIMBLE 2118CB | 4.6582e-05 | 0 | 0.0092717 | 0 | 0.0092717 | 0.0010105 | 0.0081623 | 0.0061326 | 0% | 99% | 0 | 0% | 99% | 0 | 0% | 99% | 0 | 0% | 99% | 0 | 0% | 65.59% | 0 | 0% | 51.77% | 0 | 0% | 51.77% | 0 | 0% | 51.77% | 0 | 0 | 0% | 3.35% | 0 | 0% | 3.35% | 0 | 0% | 3.35% | 0 | 0% | 0.374% | 0 | 0% | 0.374% | 0 | 0% | 0.374% | 0 | 0% | 0.7957% | 0 | 0% | 0.7957% | 0 | 0% | 0.7957% | 0 | 64.25% | 0.8476% | 5.0489e-05 | 0% | 0.8476% | 0 | 0% | 0.8476% | 0 | 0% | 6.001% | 0 | 0% | 6.001% | 0 | 0% | 6.001% | 0 | 0% | 0.2904% | 0 | 0% | 0.2904% | 0 | 0% | 0.2904% | 0 |  |  |  | 0% | 11.8% | 0 | 0% | 11.8% | 0 | 0% | 11.8% | 0 | 0% | 0.3712% | 0 | 0% | 0.3712% | 0 | 0% | 0.3712% | 0 | 0% | 100% | 0 | 0% | 100% | 0 | 0% | 100% | 0 | 0% | 100% | 0 |  |  | 0 |  |  | 0 |  |  | 0
TIDEWATER 210978302 | 4.6555e-05 | 0 | 0.068983 | 0 | 0.068983 | 0.035333 | 0.056028 | 0.022514 | 0% | 99% | 0 | 0% | 99% | 0 | 0% | 99% | 0 | 0% | 99% | 0 | 0% | 64.6% | 0 | 0% | 50.15% | 0 | 0% | 50.15% | 0 | 0% | 50.15% | 0 | 0 | 0% | 2.656% | 0 | 0% | 2.656% | 0 | 0% | 2.656% | 0 | 0% | 0.2922% | 0 | 0% | 0.2922% | 0 | 0% | 0.2922% | 0 | 0% | 0.7452% | 0 | 0% | 0.7452% | 0 | 0% | 0.7452% | 0 | 0% | 0.7669% | 0 | 0% | 0.7669% | 0 | 0% | 0.7669% | 0 | 0% | 5.573% | 0 | 0% | 5.573% | 0 | 0% | 5.573% | 0 | 0% | 0.8409% | 0 | 0% | 0.8409% | 0 | 0% | 0.8409% | 0 |  |  |  | 0% | 11.8% | 0 | 0% | 11.8% | 0 | 0% | 11.8% | 0 | 0% | 0.3692% | 0 | 0% | 0.3692% | 0 | 0% | 0.3692% | 0 | 0% | 100% | 0 | 0% | 100% | 0 | 0% | 100% | 0 | 0% | 100% | 0 |  |  | 0 |  |  | 0 |  |  | 0
ALMADEN 111149970 | 4.655e-05 | 0 | 0.0092654 | 0 | 0.0092654 | 0.0018663 | 0.0079001 | 0.0055285 | 0% | 99% | 0 | 0% | 99% | 0 | 0% | 99% | 0 | 0% | 99% | 0 | 0% | 66.38% | 0 | 0% | 52.23% | 0 | 0% | 52.23% | 0 | 0% | 52.23% | 0 | 0 | 0% | 3.062% | 0 | 0% | 3.062% | 0 | 0% | 3.062% | 0 | 0% | 0.342% | 0 | 0% | 0.342% | 0 | 0% | 0.342% | 0 | 0% | 0.7696% | 0 | 0% | 0.7696% | 0 | 0% | 0.7696% | 0 | 0% | 0.8106% | 0 | 0% | 0.8106% | 0 | 100% | 0.8106% | 7.5106e-05 | 0% | 5.791% | 0 | 0% | 5.791% | 0 | 0% | 5.791% | 0 | 0% | 0.4535% | 0 | 0% | 0.4535% | 0 | 0% | 0.4535% | 0 |  |  |  | 0% | 11.8% | 0 | 0% | 11.8% | 0 | 0% | 11.8% | 0 | 0% | 0.3704% | 0 | 0% | 0.3704% | 0 | 0% | 0.3704% | 0 | 0% | 100% | 0 | 0% | 100% | 0 | 0% | 100% | 0 | 0% | 100% | 0 |  |  | 0 |  |  | 0 |  |  | 0
WEBER 11099316 | 4.654e-05 | 0 | 0.00023752 | 0 | 0.00023752 | 2.2387e-05 | 0.00023114 | 0.00013857 | 0% | 99% | 0 | 0% | 99% | 0 | 0% | 99% | 0 | 0% | 99% | 0 | 0% | 66.22% | 0 | 0% | 52.53% | 0 | 0% | 52.53% | 0 | 0% | 52.53% | 0 | 0 | 0% | 3.384% | 0 | 0% | 3.384% | 0 | 0% | 3.384% | 0 | 0% | 0.3923% | 0 | 0% | 0.3923% | 0 | 0% | 0.3923% | 0 | 0% | 0.8824% | 0 | 0% | 0.8824% | 0 | 0% | 0.8824% | 0 | 0% | 0.9567% | 0 | 100% | 0.9567% | 2.2724e-06 | 0% | 0.9567% | 0 | 0% | 6.717% | 0 | 0% | 6.717% | 0 | 0% | 6.717% | 0 | 0% | 0.2493% | 0 | 0% | 0.2493% | 0 | 0% | 0.2493% | 0 |  |  |  | 0% | 11.8% | 0 | 0% | 11.8% | 0 | 0% | 11.8% | 0 | 0% | 0.3715% | 0 | 0% | 0.3715% | 0 | 0% | 0.3715% | 0 | 0% | 100% | 0 | 0% | 100% | 0 | 0% | 100% | 0 | 0% | 100% | 0 |  |  | 0 |  |  | 0 |  |  | 0
EL PATIO 1109CB | 4.6515e-05 | 0 | 0.0056184 | 0 | 0.0056184 | 0.0023837 | 0.0050831 | 0.0018078 | 0% | 99% | 0 | 0% | 99% | 0 | 0% | 99% | 0 | 0% | 99% | 0 | 0% | 64.03% | 0 | 0% | 50.14% | 0 | 0% | 50.14% | 0 | 0% | 50.14% | 0 | 0 | 0% | 2.47% | 0 | 0% | 2.47% | 0 | 0% | 2.47% | 0 | 0% | 0.2801% | 0 | 0% | 0.2801% | 0 | 0% | 0.2801% | 0 | 0% | 0.8222% | 0 | 0% | 0.8222% | 0 | 0% | 0.8222% | 0 | 4.51% | 0.8378% | 2.1231e-06 | 95.49% | 0.8378% | 4.495e-05 | 0% | 0.8378% | 0 | 0% | 6.151% | 0 | 0% | 6.151% | 0 | 0% | 6.151% | 0 | 0% | 0.9557% | 0 | 0% | 0.9557% | 0 | 0% | 0.9557% | 0 |  |  |  | 0% | 11.8% | 0 | 0% | 11.8% | 0 | 0% | 11.8% | 0 | 0% | 0.3625% | 0 | 0% | 0.3625% | 0 | 0% | 0.3625% | 0 | 0% | 100% | 0 | 0% | 100% | 0 | 0% | 100% | 0 | 0% | 100% | 0 |  |  | 0 |  |  | 0 |  |  | 0
VACAVILLE 110569806 | 4.6469e-05 | 0 | 0.0050595 | 0 | 0.0050595 | 0.0012154 | 0.0046987 | 0.0024378 | 0% | 99% | 0 | 0% | 99% | 0 | 0% | 99% | 0 | 0% | 99% | 0 | 0% | 64.17% | 0 | 0% | 50.01% | 0 | 0% | 50.01% | 0 | 0% | 50.01% | 0 | 0 | 0% | 2.792% | 0 | 0% | 2.792% | 0 | 0% | 2.792% | 0 | 0% | 0.3186% | 0 | 0% | 0.3186% | 0 | 0% | 0.3186% | 0 | 0% | 0.8414% | 0 | 0% | 0.8414% | 0 | 0% | 0.8414% | 0 | 0% | 0.8826% | 0 | 83.75% | 0.8826% | 3.7399e-05 | 16.25% | 0.8826% | 7.2557e-06 | 0% | 6.356% | 0 | 0% | 6.356% | 0 | 0% | 6.356% | 0 | 0% | 0.5491% | 0 | 0% | 0.5491% | 0 | 0% | 0.5491% | 0 |  |  |  | 0% | 11.8% | 0 | 0% | 11.8% | 0 | 0% | 11.8% | 0 | 0% | 0.3672% | 0 | 0% | 0.3672% | 0 | 0% | 0.3672% | 0 | 0% | 100% | 0 | 0% | 100% | 0 | 0% | 100% | 0 | 0% | 100% | 0 |  |  | 0 |  |  | 0 |  |  | 0
STOCKTON ACRES 0401CB | 4.6452e-05 | 0 | 0.015173 | 0 | 0.015173 | 0.0083723 | 0.012926 | 0.0037478 | 0% | 99% | 0 | 0% | 99% | 0 | 0% | 99% | 0 | 0% | 99% | 0 | 0% | 63.46% | 0 | 0% | 49.33% | 0 | 0% | 49.33% | 0 | 0% | 49.33% | 0 | 0 | 0% | 2.209% | 0 | 0% | 2.209% | 0 | 0% | 2.209% | 0 | 0% | 0.2564% | 0 | 0% | 0.2564% | 0 | 0% | 0.2564% | 0 | 0% | 0.7754% | 0 | 0% | 0.7754% | 0 | 0% | 0.7754% | 0 | 92.16% | 0.7994% | 0.00011178 | 6.923% | 0.7994% | 8.3965e-06 | 0% | 0.7994% | 0 | 0% | 5.834% | 0 | 0% | 5.834% | 0 | 0% | 5.834% | 0 | 0% | 1.282% | 0 | 0% | 1.282% | 0 | 0% | 1.282% | 0 |  |  |  | 0% | 11.8% | 0 | 0% | 11.8% | 0 | 0% | 11.8% | 0 | 0% | 0.3665% | 0 | 0% | 0.3665% | 0 | 0% | 0.3665% | 0 | 0% | 100% | 0 | 0% | 100% | 0 | 0% | 100% | 0 | 0% | 100% | 0 |  |  | 0 |  |  | 0 |  |  | 0
PUEBLO 110298730 | 4.6364e-05 | 0 | 0.002524 | 0.73503 | 0.73755 | 0.00067389 | 0.0024886 | 0.001004 | 0% | 99% | 0 | 0% | 99% | 0 | 0% | 99% | 0 | 0% | 99% | 0 | 0% | 64.23% | 0 | 0% | 50.37% | 0 | 0% | 50.37% | 0 | 0% | 50.37% | 0 | 0.73503 | 0% | 3.667% | 0 | 0% | 3.667% | 0 | 0% | 3.667% | 0 | 0% | 0.3914% | 0 | 0% | 0.3914% | 0 | 0% | 0.3914% | 0 | 0% | 0.9089% | 0 | 0% | 0.9089% | 0 | 0% | 0.9089% | 0 | 6.566% | 0.942% | 1.561e-06 | 0% | 0.942% | 0 | 0% | 0.942% | 0 | 0% | 6.799% | 0 | 0% | 6.799% | 0 | 0% | 6.799% | 0 | 0% | 0.6933% | 0 | 0% | 0.6933% | 0 | 0% | 0.6933% | 0 |  |  |  | 0% | 11.8% | 0 | 0% | 11.8% | 0 | 0% | 11.8% | 0 | 0% | 0.3664% | 0 | 0% | 0.3664% | 0 | 0% | 0.3664% | 0 | 0% | 100% | 0 | 0% | 100% | 0 | 0% | 100% | 0 | 0% | 100% | 0 |  |  | 0 |  |  | 0 |  |  | 0
WEBER 111113724 | 4.6356e-05 | 0 | 0.00023658 | 0 | 0.00023658 | 1.9129e-05 | 0.00021426 | 0.00015716 | 0% | 99% | 0 | 0% | 99% | 0 | 0% | 99% | 0 | 0% | 99% | 0 | 0% | 63.48% | 0 | 0% | 49.55% | 0 | 0% | 49.55% | 0 | 0% | 49.55% | 0 | 0 | 0% | 2.788% | 0 | 0% | 2.788% | 0 | 0% | 2.788% | 0 | 0% | 0.3126% | 0 | 0% | 0.3126% | 0 | 0% | 0.3126% | 0 | 0% | 0.8237% | 0 | 0% | 0.8237% | 0 | 0% | 0.8237% | 0 | 0% | 0.8618% | 0 | 100% | 0.8618% | 2.0389e-06 | 0% | 0.8618% | 0 | 0% | 6.224% | 0 | 0% | 6.224% | 0 | 0% | 6.224% | 0 | 0% | 0.2278% | 0 | 0% | 0.2278% | 0 | 0% | 0.2278% | 0 |  |  |  | 0% | 11.8% | 0 | 0% | 11.8% | 0 | 0% | 11.8% | 0 | 0% | 0.3685% | 0 | 0% | 0.3685% | 0 | 0% | 0.3685% | 0 | 0% | 100% | 0 | 0% | 100% | 0 | 0% | 100% | 0 | 0% | 100% | 0 |  |  | 0 |  |  | 0 |  |  | 0
MOSHER 210738444 | 4.6287e-05 | 0 | 0.003071 | 0 | 0.003071 | 0.00059011 | 0.0028353 | 0.0016441 | 0% | 99% | 0 | 0% | 99% | 0 | 0% | 99% | 0 | 0% | 99% | 0 | 0% | 64.57% | 0 | 0% | 50.02% | 0 | 0% | 50.02% | 0 | 0% | 50.02% | 0 | 0 | 0% | 3.083% | 0 | 0% | 3.083% | 0 | 0% | 3.083% | 0 | 0% | 0.3536% | 0 | 0% | 0.3536% | 0 | 0% | 0.3536% | 0 | 0% | 0.8277% | 0 | 0% | 0.8277% | 0 | 0% | 0.8277% | 0 | 0% | 0.8796% | 0 | 0% | 0.8796% | 0 | 100% | 0.8796% | 2.7013e-05 | 0% | 6.263% | 0 | 0% | 6.263% | 0 | 0% | 6.263% | 0 | 0% | 0.4405% | 0 | 0% | 0.4405% | 0 | 0% | 0.4405% | 0 |  |  |  | 0% | 11.8% | 0 | 0% | 11.8% | 0 | 0% | 11.8% | 0 | 0% | 0.3687% | 0 | 0% | 0.3687% | 0 | 0% | 0.3687% | 0 | 0% | 100% | 0 | 0% | 100% | 0 | 0% | 100% | 0 | 0% | 100% | 0 |  |  | 0 |  |  | 0 |  |  | 0
WHISMAN 1104CB | 4.6275e-05 | 0 | 0.00023617 | 0 | 0.00023617 | 2.5178e-05 | 0.00022576 | 0.00013892 | 0% | 99% | 0 | 0% | 99% | 0 | 0% | 99% | 0 | 0% | 99% | 0 | 0% | 66.01% | 0 | 0% | 51.6% | 0 | 0% | 51.6% | 0 | 0% | 51.6% | 0 | 0 | 0% | 3.547% | 0 | 0% | 3.547% | 0 | 0% | 3.547% | 0 | 0% | 0.3995% | 0 | 0% | 0.3995% | 0 | 0% | 0.3995% | 0 | 0% | 0.865% | 0 | 0% | 0.865% | 0 | 0% | 0.865% | 0 | 0% | 0.9326% | 0 | 0% | 0.9326% | 0 | 100% | 0.9326% | 2.2026e-06 | 0% | 6.566% | 0 | 0% | 6.566% | 0 | 0% | 6.566% | 0 | 0% | 0.2521% | 0 | 0% | 0.2521% | 0 | 0% | 0.2521% | 0 |  |  |  | 0% | 11.8% | 0 | 0% | 11.8% | 0 | 0% | 11.8% | 0 | 0% | 0.3722% | 0 | 0% | 0.3722% | 0 | 0% | 0.3722% | 0 | 0% | 100% | 0 | 0% | 100% | 0 | 0% | 100% | 0 | 0% | 100% | 0 |  |  | 0 |  |  | 0 |  |  | 0
POTRERO PP (A) 1103CB | 4.6244e-05 | 0 | 0.0066084 | 0 | 0.0066084 | 0.00039758 | 0.007748 | 0.0027632 | 0% | 99% | 0 | 0% | 99% | 0 | 0% | 99% | 0 | 0% | 99% | 0 | 0% | 63.12% | 0 | 0% | 50.78% | 0 | 0% | 50.78% | 0 | 0% | 50.78% | 0 | 0 | 0% | 4.196% | 0 | 0% | 4.196% | 0 | 0% | 4.196% | 0 | 0% | 0.4536% | 0 | 0% | 0.4536% | 0 | 0% | 0.4536% | 0 | 0% | 1.087% | 0 | 0% | 1.087% | 0 | 0% | 1.087% | 0 | 99.43% | 1.142% | 7.5014e-05 | 0% | 1.142% | 0 | 0% | 1.142% | 0 | 0% | 8.179% | 0 | 0% | 8.179% | 0 | 0% | 8.179% | 0 | 0% | 0.2499% | 0 | 0% | 0.2499% | 0 | 0% | 0.2499% | 0 |  |  |  | 0% | 11.8% | 0 | 0% | 11.8% | 0 | 0% | 11.8% | 0 | 0% | 0.3632% | 0 | 0% | 0.3632% | 0 | 0% | 0.3632% | 0 | 0% | 100% | 0 | 0% | 100% | 0 | 0% | 100% | 0 | 0% | 100% | 0 |  |  | 0 |  |  | 0 |  |  | 0
PINEDALE 2109CB | 4.6197e-05 | 0 | 0.0066802 | 0 | 0.0066802 | 0.001526 | 0.0055366 | 0.0039649 | 0% | 99% | 0 | 0% | 99% | 0 | 0% | 99% | 0 | 0% | 99% | 0 | 0% | 65.49% | 0 | 0% | 51.11% | 0 | 0% | 51.11% | 0 | 0% | 51.11% | 0 | 0 | 0% | 2.546% | 0 | 0% | 2.546% | 0 | 0% | 2.546% | 0 | 0% | 0.2942% | 0 | 0% | 0.2942% | 0 | 0% | 0.2942% | 0 | 0% | 0.7579% | 0 | 0% | 0.7579% | 0 | 0% | 0.7579% | 0 | 0% | 0.8068% | 0 | 0% | 0.8068% | 0 | 100% | 0.8068% | 5.3895e-05 | 0% | 5.753% | 0 | 0% | 5.753% | 0 | 0% | 5.753% | 0 | 0% | 0.6165% | 0 | 0% | 0.6165% | 0 | 0% | 0.6165% | 0 |  |  |  | 0% | 11.8% | 0 | 0% | 11.8% | 0 | 0% | 11.8% | 0 | 0% | 0.3732% | 0 | 0% | 0.3732% | 0 | 0% | 0.3732% | 0 | 0% | 100% | 0 | 0% | 100% | 0 | 0% | 100% | 0 | 0% | 100% | 0 |  |  | 0 |  |  | 0 |  |  | 0
DAVIS 110520567 | 4.6195e-05 | 0 | 0.0037722 | 0 | 0.0037722 | 0.0018647 | 0.0027442 | 0.001618 | 0% | 99% | 0 | 0% | 99% | 0 | 0% | 99% | 0 | 0% | 99% | 0 | 0% | 66.14% | 0 | 0% | 51.23% | 0 | 0% | 51.23% | 0 | 0% | 51.23% | 0 | 0 | 0% | 2.362% | 0 | 0% | 2.362% | 0 | 0% | 2.362% | 0 | 0% | 0.2698% | 0 | 0% | 0.2698% | 0 | 0% | 0.2698% | 0 | 0% | 0.6646% | 0 | 0% | 0.6646% | 0 | 0% | 0.6646% | 0 | 100% | 0.7074% | 2.6685e-05 | 0% | 0.7074% | 0 | 0% | 0.7074% | 0 | 0% | 5.033% | 0 | 0% | 5.033% | 0 | 0% | 5.033% | 0 | 0% | 1.15% | 0 | 0% | 1.15% | 0 | 0% | 1.15% | 0 |  |  |  | 0% | 11.8% | 0 | 0% | 11.8% | 0 | 0% | 11.8% | 0 | 0% | 0.3765% | 0 | 0% | 0.3765% | 0 | 0% | 0.3765% | 0 | 0% | 100% | 0 | 0% | 100% | 0 | 0% | 100% | 0 | 0% | 100% | 0 |  |  | 0 |  |  | 0 |  |  | 0
PAUL SWEET 210712222 | 4.6192e-05 | 0 | 0.00015716 | 0 | 0.00015716 | 6.1721e-05 | 0.00013884 | 5.8875e-05 | 0% | 99% | 0 | 0% | 99% | 0 | 0% | 99% | 0 | 0% | 99% | 0 | 0% | 62.91% | 0 | 0% | 49.36% | 0 | 0% | 49.36% | 0 | 0% | 49.36% | 0 | 0 | 0% | 2.944% | 0 | 0% | 2.944% | 0 | 0% | 2.944% | 0 | 0% | 0.3132% | 0 | 0% | 0.3132% | 0 | 0% | 0.3132% | 0 | 0% | 0.8009% | 0 | 0% | 0.8009% | 0 | 0% | 0.8009% | 0 | 0% | 0.787% | 0 | 0% | 0.787% | 0 | 0% | 0.787% | 0 | 0% | 5.885% | 0 | 0% | 5.885% | 0 | 0% | 5.885% | 0 | 0% | 0.9588% | 0 | 0% | 0.9588% | 0 | 0% | 0.9588% | 0 |  |  |  | 0% | 11.8% | 0 | 0% | 11.8% | 0 | 0% | 11.8% | 0 | 0% | 0.3581% | 0 | 0% | 0.3581% | 0 | 0% | 0.3581% | 0 | 0% | 100% | 0 | 0% | 100% | 0 | 0% | 100% | 0 | 0% | 100% | 0 |  |  | 0 |  |  | 0 |  |  | 0
WEST SACRAMENTO 111022412 | 4.6176e-05 | 0 | 0.0073056 | 0 | 0.0073056 | 0.0019566 | 0.0066772 | 0.003426 | 0% | 99% | 0 | 0% | 99% | 0 | 0% | 99% | 0 | 0% | 99% | 0 | 0% | 63.67% | 0 | 0% | 49.53% | 0 | 0% | 49.53% | 0 | 0% | 49.53% | 0 | 0 | 0% | 2.564% | 0 | 0% | 2.564% | 0 | 0% | 2.564% | 0 | 0% | 0.2976% | 0 | 0% | 0.2976% | 0 | 0% | 0.2976% | 0 | 0% | 0.8184% | 0 | 0% | 0.8184% | 0 | 0% | 0.8184% | 0 | 0% | 0.8492% | 0 | 0% | 0.8492% | 0 | 0% | 0.8492% | 0 | 0% | 6.163% | 0 | 0% | 6.163% | 0 | 0% | 6.163% | 0 | 0% | 0.6676% | 0 | 0% | 0.6676% | 0 | 0% | 0.6676% | 0 |  |  |  | 0% | 11.8% | 0 | 0% | 11.8% | 0 | 0% | 11.8% | 0 | 0% | 0.364% | 0 | 0% | 0.364% | 0 | 0% | 0.364% | 0 | 0% | 100% | 0 | 0% | 100% | 0 | 0% | 100% | 0 | 0% | 100% | 0 |  |  | 0 |  |  | 0 |  |  | 0
SF G 0401CB | 4.615e-05 | 0 | 0.0028264 | 0 | 0.0028264 | 0.00025232 | 0.003709 | 0.00070434 | 0% | 99% | 0 | 0% | 99% | 0 | 0% | 99% | 0 | 0% | 99% | 0 | 0% | 61.64% | 0 | 0% | 49.22% | 0 | 0% | 49.22% | 0 | 0% | 49.22% | 0 | 0 | 0% | 4.427% | 0 | 0% | 4.427% | 0 | 0% | 4.427% | 0 | 0% | 0.4765% | 0 | 0% | 0.4765% | 0 | 0% | 0.4765% | 0 | 0% | 1.22% | 0 | 0% | 1.22% | 0 | 0% | 1.22% | 0 | 0% | 1.267% | 0 | 0% | 1.267% | 0 | 0% | 1.267% | 0 | 0% | 9.164% | 0 | 0% | 9.164% | 0 | 0% | 9.164% | 0 | 0% | 0.3688% | 0 | 0% | 0.3688% | 0 | 0% | 0.3688% | 0 |  |  |  | 0% | 11.8% | 0 | 0% | 11.8% | 0 | 0% | 11.8% | 0 | 0% | 0.3571% | 0 | 0% | 0.3571% | 0 | 0% | 0.3571% | 0 | 0% | 100% | 0 | 0% | 100% | 0 | 0% | 100% | 0 | 0% | 100% | 0 |  |  | 0 |  |  | 0 |  |  | 0
MISSION (X) 1118CB | 4.6114e-05 | 0 | 0.0029811 | 0 | 0.0029811 | 0.00051819 | 0.0037719 | 0.00063093 | 0% | 99% | 0 | 0% | 99% | 0 | 0% | 99% | 0 | 0% | 99% | 0 | 0% | 61.83% | 0 | 0% | 49.15% | 0 | 0% | 49.15% | 0 | 0% | 49.15% | 0 | 0 | 0% | 4.378% | 0 | 0% | 4.378% | 0 | 0% | 4.378% | 0 | 0% | 0.4725% | 0 | 0% | 0.4725% | 0 | 0% | 0.4725% | 0 | 0% | 1.175% | 0 | 0% | 1.175% | 0 | 0% | 1.175% | 0 | 0% | 1.22% | 0 | 0% | 1.22% | 0 | 0% | 1.22% | 0 | 0% | 8.818% | 0 | 0% | 8.818% | 0 | 0% | 8.818% | 0 | 0% | 0.6321% | 0 | 0% | 0.6321% | 0 | 0% | 0.6321% | 0 |  |  |  | 0% | 11.8% | 0 | 0% | 11.8% | 0 | 0% | 11.8% | 0 | 0% | 0.3583% | 0 | 0% | 0.3583% | 0 | 0% | 0.3583% | 0 | 0% | 100% | 0 | 0% | 100% | 0 | 0% | 100% | 0 | 0% | 100% | 0 |  |  | 0 |  |  | 0 |  |  | 0
EL PATIO 1104XR096 | 4.6057e-05 | 0 | 0.0033691 | 0 | 0.0033691 | 0.0015185 | 0.0029269 | 0.0011163 | 0% | 99% | 0 | 0% | 99% | 0 | 0% | 99% | 0 | 0% | 99% | 0 | 0% | 64.06% | 0 | 0% | 50.15% | 0 | 0% | 50.15% | 0 | 0% | 50.15% | 0 | 0 | 0% | 2.508% | 0 | 0% | 2.508% | 0 | 0% | 2.508% | 0 | 0% | 0.2753% | 0 | 0% | 0.2753% | 0 | 0% | 0.2753% | 0 | 0% | 0.7961% | 0 | 0% | 0.7961% | 0 | 0% | 0.7961% | 0 | 0% | 0.8092% | 0 | 100% | 0.8092% | 2.7263e-05 | 0% | 0.8092% | 0 | 0% | 5.946% | 0 | 0% | 5.946% | 0 | 0% | 5.946% | 0 | 0% | 1.039% | 0 | 0% | 1.039% | 0 | 0% | 1.039% | 0 |  |  |  | 0% | 11.8% | 0 | 0% | 11.8% | 0 | 0% | 11.8% | 0 | 0% | 0.365% | 0 | 0% | 0.365% | 0 | 0% | 0.365% | 0 | 0% | 100% | 0 | 0% | 100% | 0 | 0% | 100% | 0 | 0% | 100% | 0 |  |  | 0 |  |  | 0 |  |  | 0
OAK PARK 0401CB | 4.6043e-05 | 0 | 0.016684 | 0 | 0.016684 | 0.006284 | 0.016651 | 0.0046061 | 0% | 99% | 0 | 0% | 99% | 0 | 0% | 99% | 0 | 0% | 99% | 0 | 0% | 62.76% | 0 | 0% | 49.44% | 0 | 0% | 49.44% | 0 | 0% | 49.44% | 0 | 0 | 0% | 2.574% | 0 | 0% | 2.574% | 0 | 0% | 2.574% | 0 | 0% | 0.2939% | 0 | 0% | 0.2939% | 0 | 0% | 0.2939% | 0 | 0% | 0.9141% | 0 | 0% | 0.9141% | 0 | 0% | 0.9141% | 0 | 37.83% | 0.9367% | 5.9113e-05 | 62.17% | 0.9367% | 9.7158e-05 | 0% | 0.9367% | 0 | 0% | 6.867% | 0 | 0% | 6.867% | 0 | 0% | 6.867% | 0 | 0% | 0.8252% | 0 | 0% | 0.8252% | 0 | 0% | 0.8252% | 0 |  |  |  | 0% | 11.8% | 0 | 0% | 11.8% | 0 | 0% | 11.8% | 0 | 0% | 0.3606% | 0 | 0% | 0.3606% | 0 | 0% | 0.3606% | 0 | 0% | 100% | 0 | 0% | 100% | 0 | 0% | 100% | 0 | 0% | 100% | 0 |  |  | 0 |  |  | 0 |  |  | 0
LARKIN (Y) 1138CB | 4.5989e-05 | 0 | 0.0034425 | 0 | 0.0034425 | 0.00029034 | 0.0046553 | 0.00073703 | 0% | 99% | 0 | 0% | 99% | 0 | 0% | 99% | 0 | 0% | 99% | 0 | 0% | 60.96% | 0 | 0% | 48.85% | 0 | 0% | 48.85% | 0 | 0% | 48.85% | 0 | 0 | 0% | 4.553% | 0 | 0% | 4.553% | 0 | 0% | 4.553% | 0 | 0% | 0.4859% | 0 | 0% | 0.4859% | 0 | 0% | 0.4859% | 0 | 0% | 1.264% | 0 | 0% | 1.264% | 0 | 0% | 1.264% | 0 | 0% | 1.303% | 0 | 0% | 1.303% | 0 | 0% | 1.303% | 0 | 0% | 9.47% | 0 | 0% | 9.47% | 0 | 0% | 9.47% | 0 | 0% | 0.3542% | 0 | 0% | 0.3542% | 0 | 0% | 0.3542% | 0 |  |  |  | 0% | 11.8% | 0 | 0% | 11.8% | 0 | 0% | 11.8% | 0 | 0% | 0.3548% | 0 | 0% | 0.3548% | 0 | 0% | 0.3548% | 0 | 0% | 100% | 0 | 0% | 100% | 0 | 0% | 100% | 0 | 0% | 100% | 0 |  |  | 0 |  |  | 0 |  |  | 0
SAN CARLOS 1101CB | 4.5984e-05 | 0 | 0.0078109 | 0 | 0.0078109 | 0.001045 | 0.0082573 | 0.0035916 | 0% | 99% | 0 | 0% | 99% | 0 | 0% | 99% | 0 | 0% | 99% | 0 | 0% | 64.91% | 0 | 0% | 51.64% | 0 | 0% | 51.64% | 0 | 0% | 51.64% | 0 | 0 | 0% | 3.534% | 0 | 0% | 3.534% | 0 | 0% | 3.534% | 0 | 0% | 0.3926% | 0 | 0% | 0.3926% | 0 | 0% | 0.3926% | 0 | 0% | 0.9594% | 0 | 0% | 0.9594% | 0 | 0% | 0.9594% | 0 | 0% | 1.001% | 0 | 100% | 1.001% | 7.8168e-05 | 0% | 1.001% | 0 | 0% | 7.207% | 0 | 0% | 7.207% | 0 | 0% | 7.207% | 0 | 0% | 0.3449% | 0 | 0% | 0.3449% | 0 | 0% | 0.3449% | 0 |  |  |  | 0% | 11.8% | 0 | 0% | 11.8% | 0 | 0% | 11.8% | 0 | 0% | 0.3621% | 0 | 0% | 0.3621% | 0 | 0% | 0.3621% | 0 | 0% | 100% | 0 | 0% | 100% | 0 | 0% | 100% | 0 | 0% | 100% | 0 |  |  | 0 |  |  | 0 |  |  | 0
HAMMER 110414704 | 4.5957e-05 | 0 | 0.047691 | 0 | 0.047691 | 0.016518 | 0.044685 | 0.017523 | 0% | 99% | 0 | 0% | 99% | 0 | 0% | 99% | 0 | 0% | 99% | 0 | 0% | 63.39% | 0 | 0% | 50.3% | 0 | 0% | 50.3% | 0 | 0% | 50.3% | 0 | 0 | 0% | 2.505% | 0 | 0% | 2.505% | 0 | 0% | 2.505% | 0 | 0% | 0.2825% | 0 | 0% | 0.2825% | 0 | 0% | 0.2825% | 0 | 0% | 0.8592% | 0 | 0% | 0.8592% | 0 | 0% | 0.8592% | 0 | 0% | 0.8756% | 0 | 7.211% | 0.8756% | 3.0111e-05 | 0% | 0.8756% | 0 | 0% | 6.435% | 0 | 0% | 6.435% | 0 | 0% | 6.435% | 0 | 0% | 0.8079% | 0 | 0% | 0.8079% | 0 | 0% | 0.8079% | 0 |  |  |  | 0% | 11.8% | 0 | 0% | 11.8% | 0 | 0% | 11.8% | 0 | 0% | 0.362% | 0 | 0% | 0.362% | 0 | 0% | 0.362% | 0 | 0% | 100% | 0 | 0% | 100% | 0 | 0% | 100% | 0 | 0% | 100% | 0 |  |  | 0 |  |  | 0 |  |  | 0
SYCAMORE CREEK 11022536 | 4.5939e-05 | 0 | 0.0098471 | 0 | 0.0098471 | 0.0046551 | 0.0072546 | 0.0043455 | 0% | 99% | 0 | 0% | 99% | 0 | 0% | 99% | 0 | 0% | 99% | 0 | 0% | 65.24% | 0 | 0% | 50.83% | 0 | 0% | 50.83% | 0 | 0% | 50.83% | 0 | 0 | 0% | 2.543% | 0 | 0% | 2.543% | 0 | 0% | 2.543% | 0 | 0% | 0.2778% | 0 | 0% | 0.2778% | 0 | 0% | 0.2778% | 0 | 0% | 0.6779% | 0 | 0% | 0.6779% | 0 | 0% | 0.6779% | 0 | 100% | 0.7044% | 6.9366e-05 | 0% | 0.7044% | 0 | 0% | 0.7044% | 0 | 0% | 5.082% | 0 | 0% | 5.082% | 0 | 0% | 5.082% | 0 | 0% | 1.271% | 0 | 0% | 1.271% | 0 | 0% | 1.271% | 0 |  |  |  | 0% | 11.8% | 0 | 0% | 11.8% | 0 | 0% | 11.8% | 0 | 0% | 0.3739% | 0 | 0% | 0.3739% | 0 | 0% | 0.3739% | 0 | 0% | 100% | 0 | 0% | 100% | 0 | 0% | 100% | 0 | 0% | 100% | 0 |  |  | 0 |  |  | 0 |  |  | 0
TRACY 0405CB | 4.5911e-05 | 0 | 0.017277 | 0 | 0.017277 | 0.0038221 | 0.018435 | 0.006263 | 0% | 99% | 0 | 0% | 99% | 0 | 0% | 99% | 0 | 0% | 99% | 0 | 0% | 62.5% | 0 | 0% | 50.18% | 0 | 0% | 50.18% | 0 | 0% | 50.18% | 0 | 0 | 0% | 2.892% | 0 | 0% | 2.892% | 0 | 0% | 2.892% | 0 | 0% | 0.319% | 0 | 0% | 0.319% | 0 | 0% | 0.319% | 0 | 0% | 0.9815% | 0 | 0% | 0.9815% | 0 | 0% | 0.9815% | 0 | 0% | 0.9905% | 0 | 0% | 0.9905% | 0 | 0% | 0.9905% | 0 | 0% | 7.324% | 0 | 0% | 7.324% | 0 | 0% | 7.324% | 0 | 0% | 0.4689% | 0 | 0% | 0.4689% | 0 | 0% | 0.4689% | 0 |  |  |  | 0% | 11.8% | 0 | 0% | 11.8% | 0 | 0% | 11.8% | 0 | 0% | 0.3556% | 0 | 0% | 0.3556% | 0 | 0% | 0.3556% | 0 | 0% | 100% | 0 | 0% | 100% | 0 | 0% | 100% | 0 | 0% | 100% | 0 |  |  | 0 |  |  | 0 |  |  | 0
STONE 1101CB | 4.5905e-05 | 0 | 0.0088246 | 0 | 0.0088246 | 0.0019652 | 0.0076039 | 0.0049981 | 0% | 99% | 0 | 0% | 99% | 0 | 0% | 99% | 0 | 0% | 99% | 0 | 0% | 66.17% | 0 | 0% | 51.92% | 0 | 0% | 51.92% | 0 | 0% | 51.92% | 0 | 0 | 0% | 3.016% | 0 | 0% | 3.016% | 0 | 0% | 3.016% | 0 | 0% | 0.3403% | 0 | 0% | 0.3403% | 0 | 0% | 0.3403% | 0 | 0% | 0.779% | 0 | 0% | 0.779% | 0 | 0% | 0.779% | 0 | 0% | 0.8269% | 0 | 36.26% | 0.8269% | 2.6459e-05 | 63.74% | 0.8269% | 4.6509e-05 | 0% | 5.882% | 0 | 0% | 5.882% | 0 | 0% | 5.882% | 0 | 0% | 0.5085% | 0 | 0% | 0.5085% | 0 | 0% | 0.5085% | 0 |  |  |  | 0% | 11.8% | 0 | 0% | 11.8% | 0 | 0% | 11.8% | 0 | 0% | 0.3713% | 0 | 0% | 0.3713% | 0 | 0% | 0.3713% | 0 | 0% | 100% | 0 | 0% | 100% | 0 | 0% | 100% | 0 | 0% | 100% | 0 |  |  | 0 |  |  | 0 |  |  | 0
MAGUNDEN 1105878284 | 4.5904e-05 | 0 | 0.031159 | 0 | 0.031159 | 0.0068662 | 0.031111 | 0.013458 | 0% | 99% | 0 | 0% | 99% | 0 | 0% | 99% | 0 | 0% | 99% | 0 | 0% | 62.83% | 0 | 0% | 50.54% | 0 | 0% | 50.54% | 0 | 0% | 50.54% | 0 | 0 | 0% | 2.646% | 0 | 0% | 2.646% | 0 | 0% | 2.646% | 0 | 0% | 0.2921% | 0 | 0% | 0.2921% | 0 | 0% | 0.2921% | 0 | 0% | 0.9211% | 0 | 0% | 0.9211% | 0 | 0% | 0.9211% | 0 | 0% | 0.9242% | 0 | 0% | 0.9242% | 0 | 0% | 0.9242% | 0 | 0% | 6.86% | 0 | 0% | 6.86% | 0 | 0% | 6.86% | 0 | 0% | 0.4044% | 0 | 0% | 0.4044% | 0 | 0% | 0.4044% | 0 |  |  |  | 0% | 11.8% | 0 | 0% | 11.8% | 0 | 0% | 11.8% | 0 | 0% | 0.357% | 0 | 0% | 0.357% | 0 | 0% | 0.357% | 0 | 0% | 100% | 0 | 0% | 100% | 0 | 0% | 100% | 0 | 0% | 100% | 0 |  |  | 0 |  |  | 0 |  |  | 0
HAMMER 1104CB | 4.5897e-05 | 0 | 0.025454 | 0 | 0.025454 | 0.0079114 | 0.024312 | 0.0097955 | 0% | 99% | 0 | 0% | 99% | 0 | 0% | 99% | 0 | 0% | 99% | 0 | 0% | 62.87% | 0 | 0% | 49.75% | 0 | 0% | 49.75% | 0 | 0% | 49.75% | 0 | 0 | 0% | 2.498% | 0 | 0% | 2.498% | 0 | 0% | 2.498% | 0 | 0% | 0.282% | 0 | 0% | 0.282% | 0 | 0% | 0.282% | 0 | 0% | 0.872% | 0 | 0% | 0.872% | 0 | 0% | 0.872% | 0 | 0% | 0.8844% | 0 | 2.463% | 0.8844% | 5.5458e-06 | 0% | 0.8844% | 0 | 0% | 6.525% | 0 | 0% | 6.525% | 0 | 0% | 6.525% | 0 | 0% | 0.7301% | 0 | 0% | 0.7301% | 0 | 0% | 0.7301% | 0 |  |  |  | 0% | 11.8% | 0 | 0% | 11.8% | 0 | 0% | 11.8% | 0 | 0% | 0.3601% | 0 | 0% | 0.3601% | 0 | 0% | 0.3601% | 0 | 0% | 100% | 0 | 0% | 100% | 0 | 0% | 100% | 0 | 0% | 100% | 0 |  |  | 0 |  |  | 0 |  |  | 0
WOODLAND 110422652 | 4.5876e-05 | 0 | 0.014048 | 0 | 0.014048 | 0.0053203 | 0.011594 | 0.0062764 | 0% | 99% | 0 | 0% | 99% | 0 | 0% | 99% | 0 | 0% | 99% | 0 | 0% | 64.18% | 0 | 0% | 50.4% | 0 | 0% | 50.4% | 0 | 0% | 50.4% | 0 | 0 | 0% | 2.392% | 0 | 0% | 2.392% | 0 | 0% | 2.392% | 0 | 0% | 0.2669% | 0 | 0% | 0.2669% | 0 | 0% | 0.2669% | 0 | 0% | 0.7489% | 0 | 0% | 0.7489% | 0 | 0% | 0.7489% | 0 | 0% | 0.7584% | 0 | 0% | 0.7584% | 0 | 0% | 0.7584% | 0 | 0% | 5.582% | 0 | 0% | 5.582% | 0 | 0% | 5.582% | 0 | 0% | 0.942% | 0 | 0% | 0.942% | 0 | 0% | 0.942% | 0 |  |  |  | 0% | 11.8% | 0 | 0% | 11.8% | 0 | 0% | 11.8% | 0 | 0% | 0.3646% | 0 | 0% | 0.3646% | 0 | 0% | 0.3646% | 0 | 0% | 100% | 0 | 0% | 100% | 0 | 0% | 100% | 0 | 0% | 100% | 0 |  |  | 0 |  |  | 0 |  |  | 0
SAN LEANDRO U 1109CB | 4.5874e-05 | 0 | 0.024053 | 0 | 0.024053 | 0.003583 | 0.022893 | 0.01323 | 0% | 99% | 0 | 0% | 99% | 0 | 0% | 99% | 0 | 0% | 99% | 0 | 0% | 65.66% | 0 | 0% | 52.9% | 0 | 0% | 52.9% | 0 | 0% | 52.9% | 0 | 0 | 0% | 3.041% | 0 | 0% | 3.041% | 0 | 0% | 3.041% | 0 | 0% | 0.3335% | 0 | 0% | 0.3335% | 0 | 0% | 0.3335% | 0 | 0% | 0.8754% | 0 | 0% | 0.8754% | 0 | 0% | 0.8754% | 0 | 0% | 0.8984% | 0 | 0% | 0.8984% | 0 | 0% | 0.8984% | 0 | 0% | 6.547% | 0 | 0% | 6.547% | 0 | 0% | 6.547% | 0 | 0% | 0.3881% | 0 | 0% | 0.3881% | 0 | 0% | 0.3881% | 0 |  |  |  | 0% | 11.8% | 0 | 0% | 11.8% | 0 | 0% | 11.8% | 0 | 0% | 0.3637% | 0 | 0% | 0.3637% | 0 | 0% | 0.3637% | 0 | 0% | 100% | 0 | 0% | 100% | 0 | 0% | 100% | 0 | 0% | 100% | 0 |  |  | 0 |  |  | 0 |  |  | 0
SUISUN 110418802 | 4.5838e-05 | 0 | 0.0030413 | 0 | 0.0030413 | 0.00072746 | 0.0028059 | 0.001487 | 0% | 99% | 0 | 0% | 99% | 0 | 0% | 99% | 0 | 0% | 99% | 0 | 0% | 64.84% | 0 | 0% | 50.53% | 0 | 0% | 50.53% | 0 | 0% | 50.53% | 0 | 0 | 0% | 3.407% | 0 | 0% | 3.407% | 0 | 0% | 3.407% | 0 | 0% | 0.3793% | 0 | 0% | 0.3793% | 0 | 0% | 0.3793% | 0 | 0% | 0.8338% | 0 | 0% | 0.8338% | 0 | 0% | 0.8338% | 0 | 0% | 0.8795% | 0 | 0% | 0.8795% | 0 | 0% | 0.8795% | 0 | 0% | 6.272% | 0 | 0% | 6.272% | 0 | 0% | 6.272% | 0 | 0% | 0.4163% | 0 | 0% | 0.4163% | 0 | 0% | 0.4163% | 0 |  |  |  | 0% | 11.8% | 0 | 0% | 11.8% | 0 | 0% | 11.8% | 0 | 0% | 0.3689% | 0 | 0% | 0.3689% | 0 | 0% | 0.3689% | 0 | 0% | 100% | 0 | 0% | 100% | 0 | 0% | 100% | 0 | 0% | 100% | 0 |  |  | 0 |  |  | 0 |  |  | 0
EAST GRAND 110784276 | 4.5814e-05 | 0 | 0.013834 | 0 | 0.013834 | 0.00097573 | 0.016495 | 0.005366 | 0% | 99% | 0 | 0% | 99% | 0 | 0% | 99% | 0 | 0% | 99% | 0 | 0% | 64.28% | 0 | 0% | 51.9% | 0 | 0% | 51.9% | 0 | 0% | 51.9% | 0 | 0 | 0% | 4.102% | 0 | 0% | 4.102% | 0 | 0% | 4.102% | 0 | 0% | 0.4477% | 0 | 0% | 0.4477% | 0 | 0% | 0.4477% | 0 | 0% | 1.098% | 0 | 0% | 1.098% | 0 | 0% | 1.098% | 0 | 0% | 1.141% | 0 | 0% | 1.141% | 0 | 1.993% | 1.141% | 3.1465e-06 | 0% | 8.235% | 0 | 0% | 8.235% | 0 | 0% | 8.235% | 0 | 0% | 0.2896% | 0 | 0% | 0.2896% | 0 | 0% | 0.2896% | 0 |  |  |  | 0% | 11.8% | 0 | 0% | 11.8% | 0 | 0% | 11.8% | 0 | 0% | 0.3588% | 0 | 0% | 0.3588% | 0 | 0% | 0.3588% | 0 | 0% | 100% | 0 | 0% | 100% | 0 | 0% | 100% | 0 | 0% | 100% | 0 |  |  | 0 |  |  | 0 |  |  | 0
BULLARD 11019527 | 4.5782e-05 | 0 | 0.029752 | 0 | 0.029752 | 0.0091463 | 0.025172 | 0.014795 | 0% | 99% | 0 | 0% | 99% | 0 | 0% | 99% | 0 | 0% | 99% | 0 | 0% | 64.26% | 0 | 0% | 50.27% | 0 | 0% | 50.27% | 0 | 0% | 50.27% | 0 | 0 | 0% | 2.466% | 0 | 0% | 2.466% | 0 | 0% | 2.466% | 0 | 0% | 0.2762% | 0 | 0% | 0.2762% | 0 | 0% | 0.2762% | 0 | 0% | 0.7754% | 0 | 0% | 0.7754% | 0 | 0% | 0.7754% | 0 | 3.498% | 0.8034% | 8.36e-06 | 0% | 0.8034% | 0 | 88.67% | 0.8034% | 0.00021194 | 0% | 5.833% | 0 | 0% | 5.833% | 0 | 0% | 5.833% | 0 | 0% | 0.8172% | 0 | 0% | 0.8172% | 0 | 0% | 0.8172% | 0 |  |  |  | 0% | 11.8% | 0 | 0% | 11.8% | 0 | 0% | 11.8% | 0 | 0% | 0.3689% | 0 | 0% | 0.3689% | 0 | 0% | 0.3689% | 0 | 0% | 100% | 0 | 0% | 100% | 0 | 0% | 100% | 0 | 0% | 100% | 0 |  |  | 0 |  |  | 0 |  |  | 0
HUNTERS POINT (P) 1105875780 | 4.5742e-05 | 0 | 0.019999 | 0 | 0.019999 | 0.0020884 | 0.023205 | 0.0077197 | 0% | 99% | 0 | 0% | 99% | 0 | 0% | 99% | 0 | 0% | 99% | 0 | 0% | 64.09% | 0 | 0% | 51.75% | 0 | 0% | 51.75% | 0 | 0% | 51.75% | 0 | 0 | 0% | 4.003% | 0 | 0% | 4.003% | 0 | 0% | 4.003% | 0 | 0% | 0.4333% | 0 | 0% | 0.4333% | 0 | 0% | 0.4333% | 0 | 0% | 1.07% | 0 | 0% | 1.07% | 0 | 0% | 1.07% | 0 | 0% | 1.103% | 0 | 100% | 1.103% | 0.00022067 | 0% | 1.103% | 0 | 0% | 7.998% | 0 | 0% | 7.998% | 0 | 0% | 7.998% | 0 | 0% | 0.3468% | 0 | 0% | 0.3468% | 0 | 0% | 0.3468% | 0 |  |  |  | 0% | 11.8% | 0 | 0% | 11.8% | 0 | 0% | 11.8% | 0 | 0% | 0.3584% | 0 | 0% | 0.3584% | 0 | 0% | 0.3584% | 0 | 0% | 100% | 0 | 0% | 100% | 0 | 0% | 100% | 0 | 0% | 100% | 0 |  |  | 0 |  |  | 0 |  |  | 0
OAKLAND D 1117CB | 4.5717e-05 | 0 | 0.0041998 | 0 | 0.0041998 | 0.00060674 | 0.0041953 | 0.0021308 | 0% | 99% | 0 | 0% | 99% | 0 | 0% | 99% | 0 | 0% | 99% | 0 | 0% | 64.77% | 0 | 0% | 51.91% | 0 | 0% | 51.91% | 0 | 0% | 51.91% | 0 | 0 | 0% | 3.42% | 0 | 0% | 3.42% | 0 | 0% | 3.42% | 0 | 0% | 0.3721% | 0 | 0% | 0.3721% | 0 | 0% | 0.3721% | 0 | 0% | 0.9239% | 0 | 0% | 0.9239% | 0 | 0% | 0.9239% | 0 | 0% | 0.9595% | 0 | 0% | 0.9595% | 0 | 0% | 0.9595% | 0 | 0% | 6.932% | 0 | 0% | 6.932% | 0 | 0% | 6.932% | 0 | 0% | 0.3733% | 0 | 0% | 0.3733% | 0 | 0% | 0.3733% | 0 |  |  |  | 0% | 11.8% | 0 | 0% | 11.8% | 0 | 0% | 11.8% | 0 | 0% | 0.3655% | 0 | 0% | 0.3655% | 0 | 0% | 0.3655% | 0 | 0% | 100% | 0 | 0% | 100% | 0 | 0% | 100% | 0 | 0% | 100% | 0 |  |  | 0 |  |  | 0 |  |  | 0
RANCHERS COTTON 110179852 | 4.5638e-05 | 0 | 0.036569 | 0 | 0.036569 | 0.010196 | 0.033345 | 0.016826 | 0% | 99% | 0 | 0% | 99% | 0 | 0% | 99% | 0 | 0% | 99% | 0 | 0% | 63.79% | 0 | 0% | 50.49% | 0 | 0% | 50.49% | 0 | 0% | 50.49% | 0 | 0 | 0% | 2.679% | 0 | 0% | 2.679% | 0 | 0% | 2.679% | 0 | 0% | 0.296% | 0 | 0% | 0.296% | 0 | 0% | 0.296% | 0 | 0% | 0.8405% | 0 | 0% | 0.8405% | 0 | 0% | 0.8405% | 0 | 86.39% | 0.8568% | 0.00027069 | 0% | 0.8568% | 0 | 0% | 0.8568% | 0 | 0% | 6.282% | 0 | 0% | 6.282% | 0 | 0% | 6.282% | 0 | 0% | 0.7703% | 0 | 0% | 0.7703% | 0 | 0% | 0.7703% | 0 |  |  |  | 0% | 11.8% | 0 | 0% | 11.8% | 0 | 0% | 11.8% | 0 | 0% | 0.3639% | 0 | 0% | 0.3639% | 0 | 0% | 0.3639% | 0 | 0% | 100% | 0 | 0% | 100% | 0 | 0% | 100% | 0 | 0% | 100% | 0 |  |  | 0 |  |  | 0 |  |  | 0
BARTON 1112CB | 4.5633e-05 | 0 | 0.01933 | 0 | 0.01933 | 0.0060752 | 0.01649 | 0.0093448 | 0% | 99% | 0 | 0% | 99% | 0 | 0% | 99% | 0 | 0% | 99% | 0 | 0% | 64.78% | 0 | 0% | 50.83% | 0 | 0% | 50.83% | 0 | 0% | 50.83% | 0 | 0 | 0% | 2.662% | 0 | 0% | 2.662% | 0 | 0% | 2.662% | 0 | 0% | 0.2986% | 0 | 0% | 0.2986% | 0 | 0% | 0.2986% | 0 | 0% | 0.7847% | 0 | 0% | 0.7847% | 0 | 0% | 0.7847% | 0 | 54.65% | 0.8176% | 8.6376e-05 | 45.35% | 0.8176% | 7.1675e-05 | 0% | 0.8176% | 0 | 0% | 5.904% | 0 | 0% | 5.904% | 0 | 0% | 5.904% | 0 | 0% | 0.8512% | 0 | 0% | 0.8512% | 0 | 0% | 0.8512% | 0 |  |  |  | 0% | 11.8% | 0 | 0% | 11.8% | 0 | 0% | 11.8% | 0 | 0% | 0.3697% | 0 | 0% | 0.3697% | 0 | 0% | 0.3697% | 0 | 0% | 100% | 0 | 0% | 100% | 0 | 0% | 100% | 0 | 0% | 100% | 0 |  |  | 0 |  |  | 0 |  |  | 0
SF E 1103555674 | 4.5596e-05 | 0 | 0.0002327 | 0 | 0.0002327 | 3.1958e-05 | 0.00029124 | 6.0935e-05 | 0% | 99% | 0 | 0% | 99% | 0 | 0% | 99% | 0 | 0% | 99% | 0 | 0% | 62% | 0 | 0% | 49.63% | 0 | 0% | 49.63% | 0 | 0% | 49.63% | 0 | 0 | 0% | 4.631% | 0 | 0% | 4.631% | 0 | 0% | 4.631% | 0 | 0% | 0.492% | 0 | 0% | 0.492% | 0 | 0% | 0.492% | 0 | 0% | 1.166% | 0 | 0% | 1.166% | 0 | 0% | 1.166% | 0 | 3.473% | 1.201% | 9.7067e-08 | 0% | 1.201% | 0 | 0% | 1.201% | 0 | 0% | 8.709% | 0 | 0% | 8.709% | 0 | 0% | 8.709% | 0 | 0% | 0.5344% | 0 | 0% | 0.5344% | 0 | 0% | 0.5344% | 0 |  |  |  | 0% | 11.8% | 0 | 0% | 11.8% | 0 | 0% | 11.8% | 0 | 0% | 0.3575% | 0 | 0% | 0.3575% | 0 | 0% | 0.3575% | 0 | 0% | 100% | 0 | 0% | 100% | 0 | 0% | 100% | 0 | 0% | 100% | 0 |  |  | 0 |  |  | 0 |  |  | 0
BALFOUR 11016142 | 4.5579e-05 | 0 | 0.0046523 | 0 | 0.0046523 | 0.0010149 | 0.004286 | 0.0023791 | 0% | 99% | 0 | 0% | 99% | 0 | 0% | 99% | 0 | 0% | 99% | 0 | 0% | 65.31% | 0 | 0% | 52.15% | 0 | 0% | 52.15% | 0 | 0% | 52.15% | 0 | 0 | 0% | 2.855% | 0 | 0% | 2.855% | 0 | 0% | 2.855% | 0 | 0% | 0.3184% | 0 | 0% | 0.3184% | 0 | 0% | 0.3184% | 0 | 0% | 0.8476% | 0 | 0% | 0.8476% | 0 | 0% | 0.8476% | 0 | 0% | 0.8806% | 0 | 0% | 0.8806% | 0 | 100% | 0.8806% | 4.0969e-05 | 0% | 6.372% | 0 | 0% | 6.372% | 0 | 0% | 6.372% | 0 | 0% | 0.4947% | 0 | 0% | 0.4947% | 0 | 0% | 0.4947% | 0 |  |  |  | 0% | 11.8% | 0 | 0% | 11.8% | 0 | 0% | 11.8% | 0 | 0% | 0.3668% | 0 | 0% | 0.3668% | 0 | 0% | 0.3668% | 0 | 0% | 100% | 0 | 0% | 100% | 0 | 0% | 100% | 0 | 0% | 100% | 0 |  |  | 0 |  |  | 0 |  |  | 0
OAKLAND J 111710136 | 4.5564e-05 | 0 | 0.0014728 | 0 | 0.0014728 | 0.0001436 | 0.0015736 | 0.00071402 | 0% | 99% | 0 | 0% | 99% | 0 | 0% | 99% | 0 | 0% | 99% | 0 | 0% | 64.54% | 0 | 0% | 52.47% | 0 | 0% | 52.47% | 0 | 0% | 52.47% | 0 | 0 | 0% | 3.687% | 0 | 0% | 3.687% | 0 | 0% | 3.687% | 0 | 0% | 0.396% | 0 | 0% | 0.396% | 0 | 0% | 0.396% | 0 | 0% | 0.9869% | 0 | 0% | 0.9869% | 0 | 0% | 0.9869% | 0 | 0% | 1.006% | 0 | 0% | 1.006% | 0 | 0% | 1.006% | 0 | 0% | 7.345% | 0 | 0% | 7.345% | 0 | 0% | 7.345% | 0 | 0% | 0.3148% | 0 | 0% | 0.3148% | 0 | 0% | 0.3148% | 0 |  |  |  | 0% | 11.8% | 0 | 0% | 11.8% | 0 | 0% | 11.8% | 0 | 0% | 0.3588% | 0 | 0% | 0.3588% | 0 | 0% | 0.3588% | 0 | 0% | 100% | 0 | 0% | 100% | 0 | 0% | 100% | 0 | 0% | 100% | 0 |  |  | 0 |  |  | 0 |  |  | 0
SANGER 110437372 | 4.5548e-05 | 0 | 0.0179 | 0 | 0.0179 | 0.0047697 | 0.015799 | 0.0089787 | 0% | 99% | 0 | 0% | 99% | 0 | 0% | 99% | 0 | 0% | 99% | 0 | 0% | 63.95% | 0 | 0% | 50.39% | 0 | 0% | 50.39% | 0 | 0% | 50.39% | 0 | 0 | 0% | 2.629% | 0 | 0% | 2.629% | 0 | 0% | 2.629% | 0 | 0% | 0.2931% | 0 | 0% | 0.2931% | 0 | 0% | 0.2931% | 0 | 0% | 0.8039% | 0 | 0% | 0.8039% | 0 | 0% | 0.8039% | 0 | 0% | 0.8185% | 0 | 100% | 0.8185% | 0.00014651 | 0% | 0.8185% | 0 | 0% | 6.001% | 0 | 0% | 6.001% | 0 | 0% | 6.001% | 0 | 0% | 0.7072% | 0 | 0% | 0.7072% | 0 | 0% | 0.7072% | 0 |  |  |  | 0% | 11.8% | 0 | 0% | 11.8% | 0 | 0% | 11.8% | 0 | 0% | 0.3636% | 0 | 0% | 0.3636% | 0 | 0% | 0.3636% | 0 | 0% | 100% | 0 | 0% | 100% | 0 | 0% | 100% | 0 | 0% | 100% | 0 |  |  | 0 |  |  | 0 |  |  | 0
SAN JOSE B 1108XR406 | 4.5522e-05 | 0 | 0.024084 | 0 | 0.024084 | 0.0027614 | 0.024762 | 0.012234 | 0% | 99% | 0 | 0% | 99% | 0 | 0% | 99% | 0 | 0% | 99% | 0 | 0% | 64.8% | 0 | 0% | 51.37% | 0 | 0% | 51.37% | 0 | 0% | 51.37% | 0 | 0 | 0% | 3.409% | 0 | 0% | 3.409% | 0 | 0% | 3.409% | 0 | 0% | 0.379% | 0 | 0% | 0.379% | 0 | 0% | 0.379% | 0 | 0% | 0.9375% | 0 | 0% | 0.9375% | 0 | 0% | 0.9375% | 0 | 0% | 0.9847% | 0 | 0% | 0.9847% | 0 | 0% | 0.9847% | 0 | 0% | 7.064% | 0 | 0% | 7.064% | 0 | 0% | 7.064% | 0 | 0% | 0.3149% | 0 | 0% | 0.3149% | 0 | 0% | 0.3149% | 0 |  |  |  | 0% | 11.8% | 0 | 0% | 11.8% | 0 | 0% | 11.8% | 0 | 0% | 0.365% | 0 | 0% | 0.365% | 0 | 0% | 0.365% | 0 | 0% | 100% | 0 | 0% | 100% | 0 | 0% | 100% | 0 | 0% | 100% | 0 |  |  | 0 |  |  | 0 |  |  | 0
BARTON 1101899908 | 4.5488e-05 | 0 | 0.016019 | 0 | 0.016019 | 0.0035062 | 0.013556 | 0.0093803 | 0% | 99% | 0 | 0% | 99% | 0 | 0% | 99% | 0 | 0% | 99% | 0 | 0% | 64.74% | 0 | 0% | 50.59% | 0 | 0% | 50.59% | 0 | 0% | 50.59% | 0 | 0 | 0% | 2.879% | 0 | 0% | 2.879% | 0 | 0% | 2.879% | 0 | 0% | 0.3189% | 0 | 0% | 0.3189% | 0 | 0% | 0.3189% | 0 | 0% | 0.7714% | 0 | 0% | 0.7714% | 0 | 0% | 0.7714% | 0 | 71.88% | 0.808% | 9.3039e-05 | 28.12% | 0.808% | 3.6398e-05 | 0% | 0.808% | 0 | 0% | 5.804% | 0 | 0% | 5.804% | 0 | 0% | 5.804% | 0 | 0% | 0.5871% | 0 | 0% | 0.5871% | 0 | 0% | 0.5871% | 0 |  |  |  | 0% | 11.8% | 0 | 0% | 11.8% | 0 | 0% | 11.8% | 0 | 0% | 0.3706% | 0 | 0% | 0.3706% | 0 | 0% | 0.3706% | 0 | 0% | 100% | 0 | 0% | 100% | 0 | 0% | 100% | 0 | 0% | 100% | 0 |  |  | 0 |  |  | 0 |  |  | 0
CONTRA COSTA 2104A505R | 4.5485e-05 | 0 | 0.0094403 | 0 | 0.0094403 | 0.0019308 | 0.0094871 | 0.0041657 | 0% | 99% | 0 | 0% | 99% | 0 | 0% | 99% | 0 | 0% | 99% | 0 | 0% | 63.52% | 0 | 0% | 51.17% | 0 | 0% | 51.17% | 0 | 0% | 51.17% | 0 | 0 | 0% | 2.966% | 0 | 0% | 2.966% | 0 | 0% | 2.966% | 0 | 0% | 0.3197% | 0 | 0% | 0.3197% | 0 | 0% | 0.3197% | 0 | 0% | 0.928% | 0 | 0% | 0.928% | 0 | 0% | 0.928% | 0 | 0% | 0.9262% | 0 | 0% | 0.9262% | 0 | 0% | 0.9262% | 0 | 0% | 6.882% | 0 | 0% | 6.882% | 0 | 0% | 6.882% | 0 | 0% | 0.451% | 0 | 0% | 0.451% | 0 | 0% | 0.451% | 0 |  |  |  | 0% | 11.8% | 0 | 0% | 11.8% | 0 | 0% | 11.8% | 0 | 0% | 0.3565% | 0 | 0% | 0.3565% | 0 | 0% | 0.3565% | 0 | 0% | 100% | 0 | 0% | 100% | 0 | 0% | 100% | 0 | 0% | 100% | 0 |  |  | 0 |  |  | 0 |  |  | 0
STONE 110995808 | 4.5482e-05 | 0 | 0.026075 | 0 | 0.026075 | 0.015458 | 0.019686 | 0.0078998 | 0% | 99% | 0 | 0% | 99% | 0 | 0% | 99% | 0 | 0% | 99% | 0 | 0% | 64.45% | 0 | 0% | 50.01% | 0 | 0% | 50.01% | 0 | 0% | 50.01% | 0 | 0 | 0% | 2.227% | 0 | 0% | 2.227% | 0 | 0% | 2.227% | 0 | 0% | 0.2482% | 0 | 0% | 0.2482% | 0 | 0% | 0.2482% | 0 | 0% | 0.6899% | 0 | 0% | 0.6899% | 0 | 0% | 0.6899% | 0 | 0% | 0.7017% | 0 | 94.49% | 0.7017% | 0.00017289 | 4.533% | 0.7017% | 8.2942e-06 | 0% | 5.15% | 0 | 0% | 5.15% | 0 | 0% | 5.15% | 0 | 0% | 1.409% | 0 | 0% | 1.409% | 0 | 0% | 1.409% | 0 |  |  |  | 0% | 11.8% | 0 | 0% | 11.8% | 0 | 0% | 11.8% | 0 | 0% | 0.3691% | 0 | 0% | 0.3691% | 0 | 0% | 0.3691% | 0 | 0% | 100% | 0 | 0% | 100% | 0 | 0% | 100% | 0 | 0% | 100% | 0 |  |  | 0 |  |  | 0 |  |  | 0
SAN JOSE B 1111CB | 4.5409e-05 | 0 | 0.0011588 | 0 | 0.0011588 | 0.00011742 | 0.0011429 | 0.00065254 | 0% | 99% | 0 | 0% | 99% | 0 | 0% | 99% | 0 | 0% | 99% | 0 | 0% | 65.81% | 0 | 0% | 52% | 0 | 0% | 52% | 0 | 0% | 52% | 0 | 0 | 0% | 3.303% | 0 | 0% | 3.303% | 0 | 0% | 3.303% | 0 | 0% | 0.3766% | 0 | 0% | 0.3766% | 0 | 0% | 0.3766% | 0 | 0% | 0.8984% | 0 | 0% | 0.8984% | 0 | 0% | 0.8984% | 0 | 0% | 0.9619% | 0 | 0% | 0.9619% | 0 | 0% | 0.9619% | 0 | 0% | 6.818% | 0 | 0% | 6.818% | 0 | 0% | 6.818% | 0 | 0% | 0.2601% | 0 | 0% | 0.2601% | 0 | 0% | 0.2601% | 0 |  |  |  | 0% | 11.8% | 0 | 0% | 11.8% | 0 | 0% | 11.8% | 0 | 0% | 0.3698% | 0 | 0% | 0.3698% | 0 | 0% | 0.3698% | 0 | 0% | 100% | 0 | 0% | 100% | 0 | 0% | 100% | 0 | 0% | 100% | 0 |  |  | 0 |  |  | 0 |  |  | 0
MANTECA 1703CB | 4.5398e-05 | 0 | 0.034213 | 0 | 0.034213 | 0.0038728 | 0.027535 | 0.02507 | 0% | 99% | 0 | 0% | 99% | 0 | 0% | 99% | 0 | 0% | 99% | 0 | 0% | 65.49% | 0 | 0% | 53.25% | 0 | 0% | 53.25% | 0 | 0% | 53.25% | 0 | 0 | 0% | 2.228% | 0 | 0% | 2.228% | 0 | 0% | 2.228% | 0 | 0% | 0.2391% | 0 | 0% | 0.2391% | 0 | 0% | 0.2391% | 0 | 0% | 0.7381% | 0 | 0% | 0.7381% | 0 | 0% | 0.7381% | 0 | 0% | 0.7237% | 0 | 0% | 0.7237% | 0 | 0% | 0.7237% | 0 | 0% | 5.446% | 0 | 0% | 5.446% | 0 | 0% | 5.446% | 0 | 0% | 0.3187% | 0 | 0% | 0.3187% | 0 | 0% | 0.3187% | 0 |  |  |  | 0% | 11.8% | 0 | 0% | 11.8% | 0 | 0% | 11.8% | 0 | 0% | 0.3609% | 0 | 0% | 0.3609% | 0 | 0% | 0.3609% | 0 | 0% | 100% | 0 | 0% | 100% | 0 | 0% | 100% | 0 | 0% | 100% | 0 |  |  | 0 |  |  | 0 |  |  | 0
BAY MEADOWS 2101912030 | 4.5395e-05 | 0 | 0.018534 | 0 | 0.018534 | 0.0052525 | 0.018733 | 0.0066105 | 0% | 99% | 0 | 0% | 99% | 0 | 0% | 99% | 0 | 0% | 99% | 0 | 0% | 64.98% | 0 | 0% | 51.24% | 0 | 0% | 51.24% | 0 | 0% | 51.24% | 0 | 0 | 0% | 3.436% | 0 | 0% | 3.436% | 0 | 0% | 3.436% | 0 | 0% | 0.3797% | 0 | 0% | 0.3797% | 0 | 0% | 0.3797% | 0 | 0% | 0.9255% | 0 | 0% | 0.9255% | 0 | 0% | 0.9255% | 0 | 0% | 0.9694% | 0 | 0% | 0.9694% | 0 | 0% | 0.9694% | 0 | 0% | 6.961% | 0 | 0% | 6.961% | 0 | 0% | 6.961% | 0 | 0% | 0.7115% | 0 | 0% | 0.7115% | 0 | 0% | 0.7115% | 0 |  |  |  | 0% | 11.8% | 0 | 0% | 11.8% | 0 | 0% | 11.8% | 0 | 0% | 0.3658% | 0 | 0% | 0.3658% | 0 | 0% | 0.3658% | 0 | 0% | 100% | 0 | 0% | 100% | 0 | 0% | 100% | 0 | 0% | 100% | 0 |  |  | 0 |  |  | 0 |  |  | 0
SYCAMORE CREEK 11102570 | 4.5395e-05 | 0 | 0.0062554 | 0 | 0.0062554 | 0.0023093 | 0.0050433 | 0.0029735 | 0% | 99% | 0 | 0% | 99% | 0 | 0% | 99% | 0 | 0% | 99% | 0 | 0% | 64.46% | 0 | 0% | 50.68% | 0 | 0% | 50.68% | 0 | 0% | 50.68% | 0 | 0 | 0% | 2.564% | 0 | 0% | 2.564% | 0 | 0% | 2.564% | 0 | 0% | 0.2797% | 0 | 0% | 0.2797% | 0 | 0% | 0.2797% | 0 | 0% | 0.74% | 0 | 0% | 0.74% | 0 | 0% | 0.74% | 0 | 100% | 0.7567% | 4.7333e-05 | 0% | 0.7567% | 0 | 0% | 0.7567% | 0 | 0% | 5.525% | 0 | 0% | 5.525% | 0 | 0% | 5.525% | 0 | 0% | 1.023% | 0 | 0% | 1.023% | 0 | 0% | 1.023% | 0 |  |  |  | 0% | 11.8% | 0 | 0% | 11.8% | 0 | 0% | 11.8% | 0 | 0% | 0.3685% | 0 | 0% | 0.3685% | 0 | 0% | 0.3685% | 0 | 0% | 100% | 0 | 0% | 100% | 0 | 0% | 100% | 0 | 0% | 100% | 0 |  |  | 0 |  |  | 0 |  |  | 0
EL PATIO 1108CB | 4.5391e-05 | 0 | 0.045173 | 0 | 0.045173 | 0.019395 | 0.038002 | 0.017173 | 0% | 99% | 0 | 0% | 99% | 0 | 0% | 99% | 0 | 0% | 99% | 0 | 0% | 64.65% | 0 | 0% | 50.68% | 0 | 0% | 50.68% | 0 | 0% | 50.68% | 0 | 0 | 0% | 2.642% | 0 | 0% | 2.642% | 0 | 0% | 2.642% | 0 | 0% | 0.2907% | 0 | 0% | 0.2907% | 0 | 0% | 0.2907% | 0 | 0% | 0.769% | 0 | 0% | 0.769% | 0 | 0% | 0.769% | 0 | 0% | 0.7838% | 0 | 88.24% | 0.7838% | 0.00031244 | 11.4% | 0.7838% | 4.0365e-05 | 0% | 5.737% | 0 | 0% | 5.737% | 0 | 0% | 5.737% | 0 | 0% | 0.9967% | 0 | 0% | 0.9967% | 0 | 0% | 0.9967% | 0 |  |  |  | 0% | 11.8% | 0 | 0% | 11.8% | 0 | 0% | 11.8% | 0 | 0% | 0.3663% | 0 | 0% | 0.3663% | 0 | 0% | 0.3663% | 0 | 0% | 100% | 0 | 0% | 100% | 0 | 0% | 100% | 0 | 0% | 100% | 0 |  |  | 0 |  |  | 0 |  |  | 0
CARQUINEZ 110383138 | 4.5378e-05 | 0 | 0.026633 | 0 | 0.026633 | 0.0032456 | 0.027248 | 0.013471 | 0% | 99% | 0 | 0% | 99% | 0 | 0% | 99% | 0 | 0% | 99% | 0 | 0% | 65.81% | 0 | 0% | 52.95% | 0 | 0% | 52.95% | 0 | 0% | 52.95% | 0 | 0 | 0% | 3.616% | 0 | 0% | 3.616% | 0 | 0% | 3.616% | 0 | 0% | 0.3943% | 0 | 0% | 0.3943% | 0 | 0% | 0.3943% | 0 | 0% | 0.9439% | 0 | 0% | 0.9439% | 0 | 0% | 0.9439% | 0 | 0% | 0.9881% | 0 | 18.44% | 0.9881% | 4.852e-05 | 0.5911% | 0.9881% | 1.5554e-06 | 0% | 7.091% | 0 | 0% | 7.091% | 0 | 0% | 7.091% | 0 | 0% | 0.3509% | 0 | 0% | 0.3509% | 0 | 0% | 0.3509% | 0 |  |  |  | 0% | 11.8% | 0 | 0% | 11.8% | 0 | 0% | 11.8% | 0 | 0% | 0.366% | 0 | 0% | 0.366% | 0 | 0% | 0.366% | 0 | 0% | 100% | 0 | 0% | 100% | 0 | 0% | 100% | 0 | 0% | 100% | 0 |  |  | 0 |  |  | 0 |  |  | 0
OAKLAND J 1108CB | 4.5361e-05 | 0 | 0.022765 | 0 | 0.022765 | 0.0018334 | 0.023844 | 0.011902 | 0% | 99% | 0 | 0% | 99% | 0 | 0% | 99% | 0 | 0% | 99% | 0 | 0% | 64.88% | 0 | 0% | 52.6% | 0 | 0% | 52.6% | 0 | 0% | 52.6% | 0 | 0 | 0% | 3.316% | 0 | 0% | 3.316% | 0 | 0% | 3.316% | 0 | 0% | 0.3619% | 0 | 0% | 0.3619% | 0 | 0% | 0.3619% | 0 | 0% | 0.9619% | 0 | 0% | 0.9619% | 0 | 0% | 0.9619% | 0 | 0% | 0.9809% | 0 | 0% | 0.9809% | 0 | 100% | 0.9809% | 0.0002233 | 0% | 7.18% | 0 | 0% | 7.18% | 0 | 0% | 7.18% | 0 | 0% | 0.2586% | 0 | 0% | 0.2586% | 0 | 0% | 0.2586% | 0 |  |  |  | 0% | 11.8% | 0 | 0% | 11.8% | 0 | 0% | 11.8% | 0 | 0% | 0.3589% | 0 | 0% | 0.3589% | 0 | 0% | 0.3589% | 0 | 0% | 100% | 0 | 0% | 100% | 0 | 0% | 100% | 0 | 0% | 100% | 0 |  |  | 0 |  |  | 0 |  |  | 0
KIRKER 21065792 | 4.5359e-05 | 0 | 0.0002315 | 0 | 0.0002315 | 1.7686e-05 | 0.00023992 | 0.00012454 | 0% | 99% | 0 | 0% | 99% | 0 | 0% | 99% | 0 | 0% | 99% | 0 | 0% | 64.59% | 0 | 0% | 50.12% | 0 | 0% | 50.12% | 0 | 0% | 50.12% | 0 | 0 | 0% | 3.291% | 0 | 0% | 3.291% | 0 | 0% | 3.291% | 0 | 0% | 0.3862% | 0 | 0% | 0.3862% | 0 | 0% | 0.3862% | 0 | 0% | 0.9395% | 0 | 0% | 0.9395% | 0 | 0% | 0.9395% | 0 | 0% | 1.018% | 0 | 0% | 1.018% | 0 | 0% | 1.018% | 0 | 0% | 7.177% | 0 | 0% | 7.177% | 0 | 0% | 7.177% | 0 | 0% | 0.2152% | 0 | 0% | 0.2152% | 0 | 0% | 0.2152% | 0 |  |  |  | 0% | 11.8% | 0 | 0% | 11.8% | 0 | 0% | 11.8% | 0 | 0% | 0.3701% | 0 | 0% | 0.3701% | 0 | 0% | 0.3701% | 0 | 0% | 100% | 0 | 0% | 100% | 0 | 0% | 100% | 0 | 0% | 100% | 0 |  |  | 0 |  |  | 0 |  |  | 0
LAS POSITAS 2105775742 | 4.5322e-05 | 0 | 0.00069391 | 0 | 0.00069391 | 0.00010516 | 0.00061531 | 0.00042502 | 0% | 99% | 0 | 0% | 99% | 0 | 0% | 99% | 0 | 0% | 99% | 0 | 0% | 66.57% | 0 | 0% | 51.8% | 0 | 0% | 51.8% | 0 | 0% | 51.8% | 0 | 0 | 0% | 3.504% | 0 | 0% | 3.504% | 0 | 0% | 3.504% | 0 | 0% | 0.3927% | 0 | 0% | 0.3927% | 0 | 0% | 0.3927% | 0 | 0% | 0.7989% | 0 | 0% | 0.7989% | 0 | 0% | 0.7989% | 0 | 0% | 0.8571% | 0 | 0% | 0.8571% | 0 | 0% | 0.8571% | 0 | 0% | 6.031% | 0 | 0% | 6.031% | 0 | 0% | 6.031% | 0 | 0% | 0.3958% | 0 | 0% | 0.3958% | 0 | 0% | 0.3958% | 0 |  |  |  | 0% | 11.8% | 0 | 0% | 11.8% | 0 | 0% | 11.8% | 0 | 0% | 0.3723% | 0 | 0% | 0.3723% | 0 | 0% | 0.3723% | 0 | 0% | 100% | 0 | 0% | 100% | 0 | 0% | 100% | 0 | 0% | 100% | 0 |  |  | 0 |  |  | 0 |  |  | 0
POTRERO PP (A) 1105CB | 4.531e-05 | 0 | 0.011717 | 0 | 0.011717 | 0.00065653 | 0.014359 | 0.0043261 | 0% | 99% | 0 | 0% | 99% | 0 | 0% | 99% | 0 | 0% | 99% | 0 | 0% | 63.01% | 0 | 0% | 50.05% | 0 | 0% | 50.05% | 0 | 0% | 50.05% | 0 | 0 | 0% | 4.135% | 0 | 0% | 4.135% | 0 | 0% | 4.135% | 0 | 0% | 0.4635% | 0 | 0% | 0.4635% | 0 | 0% | 0.4635% | 0 | 0% | 1.119% | 0 | 0% | 1.119% | 0 | 0% | 1.119% | 0 | 98.18% | 1.182% | 0.00013595 | 1.437% | 1.182% | 1.9897e-06 | 0% | 1.182% | 0 | 0% | 8.446% | 0 | 0% | 8.446% | 0 | 0% | 8.446% | 0 | 0% | 0.2319% | 0 | 0% | 0.2319% | 0 | 0% | 0.2319% | 0 |  |  |  | 0% | 11.8% | 0 | 0% | 11.8% | 0 | 0% | 11.8% | 0 | 0% | 0.3601% | 0 | 0% | 0.3601% | 0 | 0% | 0.3601% | 0 | 0% | 100% | 0 | 0% | 100% | 0 | 0% | 100% | 0 | 0% | 100% | 0 |  |  | 0 |  |  | 0 |  |  | 0
OAKLAND C 1114CR416 | 4.5281e-05 | 0 | 0.0035435 | 0 | 0.0035435 | 0.0002345 | 0.0040144 | 0.0016006 | 0% | 99% | 0 | 0% | 99% | 0 | 0% | 99% | 0 | 0% | 99% | 0 | 0% | 63.11% | 0 | 0% | 50.84% | 0 | 0% | 50.84% | 0 | 0% | 50.84% | 0 | 0 | 0% | 3.351% | 0 | 0% | 3.351% | 0 | 0% | 3.351% | 0 | 0% | 0.3657% | 0 | 0% | 0.3657% | 0 | 0% | 0.3657% | 0 | 0% | 1.05% | 0 | 0% | 1.05% | 0 | 0% | 1.05% | 0 | 0% | 1.085% | 0 | 100% | 1.085% | 3.8445e-05 | 0% | 1.085% | 0 | 0% | 7.897% | 0 | 0% | 7.897% | 0 | 0% | 7.897% | 0 | 0% | 0.2664% | 0 | 0% | 0.2664% | 0 | 0% | 0.2664% | 0 |  |  |  | 0% | 11.8% | 0 | 0% | 11.8% | 0 | 0% | 11.8% | 0 | 0% | 0.3598% | 0 | 0% | 0.3598% | 0 | 0% | 0.3598% | 0 | 0% | 100% | 0 | 0% | 100% | 0 | 0% | 100% | 0 | 0% | 100% | 0 |  |  | 0 |  |  | 0 |  |  | 0
MILPITAS 1109XR372 | 4.5272e-05 | 0 | 0.0094731 | 0 | 0.0094731 | 0.0022691 | 0.0090607 | 0.0043081 | 0% | 99% | 0 | 0% | 99% | 0 | 0% | 99% | 0 | 0% | 99% | 0 | 0% | 64.69% | 0 | 0% | 51.21% | 0 | 0% | 51.21% | 0 | 0% | 51.21% | 0 | 0 | 0% | 3.123% | 0 | 0% | 3.123% | 0 | 0% | 3.123% | 0 | 0% | 0.3451% | 0 | 0% | 0.3451% | 0 | 0% | 0.3451% | 0 | 0% | 0.8793% | 0 | 0% | 0.8793% | 0 | 0% | 0.8793% | 0 | 100% | 0.9145% | 8.6627e-05 | 0% | 0.9145% | 0 | 0% | 0.9145% | 0 | 0% | 6.606% | 0 | 0% | 6.606% | 0 | 0% | 6.606% | 0 | 0% | 0.4455% | 0 | 0% | 0.4455% | 0 | 0% | 0.4455% | 0 |  |  |  | 0% | 11.8% | 0 | 0% | 11.8% | 0 | 0% | 11.8% | 0 | 0% | 0.3663% | 0 | 0% | 0.3663% | 0 | 0% | 0.3663% | 0 | 0% | 100% | 0 | 0% | 100% | 0 | 0% | 100% | 0 | 0% | 100% | 0 |  |  | 0 |  |  | 0 |  |  | 0
SAN JOSE B 1101CB | 4.5237e-05 | 0 | 0.0016161 | 0 | 0.0016161 | 0.0002828 | 0.0014216 | 0.00096337 | 0% | 99% | 0 | 0% | 99% | 0 | 0% | 99% | 0 | 0% | 99% | 0 | 0% | 65.68% | 0 | 0% | 52.04% | 0 | 0% | 52.04% | 0 | 0% | 52.04% | 0 | 0 | 0% | 2.749% | 0 | 0% | 2.749% | 0 | 0% | 2.749% | 0 | 0% | 0.3161% | 0 | 0% | 0.3161% | 0 | 0% | 0.3161% | 0 | 0% | 0.7977% | 0 | 0% | 0.7977% | 0 | 0% | 0.7977% | 0 | 0% | 0.8407% | 0 | 0% | 0.8407% | 0 | 0% | 0.8407% | 0 | 0% | 6.025% | 0 | 0% | 6.025% | 0 | 0% | 6.025% | 0 | 0% | 0.4149% | 0 | 0% | 0.4149% | 0 | 0% | 0.4149% | 0 |  |  |  | 0% | 11.8% | 0 | 0% | 11.8% | 0 | 0% | 11.8% | 0 | 0% | 0.369% | 0 | 0% | 0.369% | 0 | 0% | 0.369% | 0 | 0% | 100% | 0 | 0% | 100% | 0 | 0% | 100% | 0 | 0% | 100% | 0 |  |  | 0 |  |  | 0 |  |  | 0
BOGUE 110751666 | 4.5232e-05 | 0 | 0.038337 | 0 | 0.038337 | 0.016355 | 0.032168 | 0.014762 | 0% | 99% | 0 | 0% | 99% | 0 | 0% | 99% | 0 | 0% | 99% | 0 | 0% | 63.75% | 0 | 0% | 49.67% | 0 | 0% | 49.67% | 0 | 0% | 49.67% | 0 | 0 | 0% | 2.431% | 0 | 0% | 2.431% | 0 | 0% | 2.431% | 0 | 0% | 0.2715% | 0 | 0% | 0.2715% | 0 | 0% | 0.2715% | 0 | 0% | 0.7623% | 0 | 0% | 0.7623% | 0 | 0% | 0.7623% | 0 | 0% | 0.7795% | 0 | 0% | 0.7795% | 0 | 0% | 0.7795% | 0 | 0% | 5.703% | 0 | 0% | 5.703% | 0 | 0% | 5.703% | 0 | 0% | 1.101% | 0 | 0% | 1.101% | 0 | 0% | 1.101% | 0 |  |  |  | 0% | 11.8% | 0 | 0% | 11.8% | 0 | 0% | 11.8% | 0 | 0% | 0.366% | 0 | 0% | 0.366% | 0 | 0% | 0.366% | 0 | 0% | 100% | 0 | 0% | 100% | 0 | 0% | 100% | 0 | 0% | 100% | 0 |  |  | 0 |  |  | 0 |  |  | 0
STONE 1110XR458 | 4.5227e-05 | 0 | 0.017696 | 0 | 0.017696 | 0.0096854 | 0.013685 | 0.0058415 | 0% | 99% | 0 | 0% | 99% | 0 | 0% | 99% | 0 | 0% | 99% | 0 | 0% | 65.08% | 0 | 0% | 50.43% | 0 | 0% | 50.43% | 0 | 0% | 50.43% | 0 | 0 | 0% | 2.385% | 0 | 0% | 2.385% | 0 | 0% | 2.385% | 0 | 0% | 0.2686% | 0 | 0% | 0.2686% | 0 | 0% | 0.2686% | 0 | 0% | 0.7076% | 0 | 0% | 0.7076% | 0 | 0% | 0.7076% | 0 | 0% | 0.7363% | 0 | 43.49% | 0.7363% | 5.6668e-05 | 56.51% | 0.7363% | 7.3623e-05 | 0% | 5.321% | 0 | 0% | 5.321% | 0 | 0% | 5.321% | 0 | 0% | 1.277% | 0 | 0% | 1.277% | 0 | 0% | 1.277% | 0 |  |  |  | 0% | 11.8% | 0 | 0% | 11.8% | 0 | 0% | 11.8% | 0 | 0% | 0.372% | 0 | 0% | 0.372% | 0 | 0% | 0.372% | 0 | 0% | 100% | 0 | 0% | 100% | 0 | 0% | 100% | 0 | 0% | 100% | 0 |  |  | 0 |  |  | 0 |  |  | 0
HUNTERS POINT (P) 110790058 | 4.5157e-05 | 0 | 0.014327 | 0 | 0.014327 | 0.0017604 | 0.016684 | 0.0052057 | 0% | 99% | 0 | 0% | 99% | 0 | 0% | 99% | 0 | 0% | 99% | 0 | 0% | 63.74% | 0 | 0% | 51.5% | 0 | 0% | 51.5% | 0 | 0% | 51.5% | 0 | 0 | 0% | 3.938% | 0 | 0% | 3.938% | 0 | 0% | 3.938% | 0 | 0% | 0.4262% | 0 | 0% | 0.4262% | 0 | 0% | 0.4262% | 0 | 0% | 1.073% | 0 | 0% | 1.073% | 0 | 0% | 1.073% | 0 | 93.33% | 1.099% | 0.00014698 | 5.772% | 1.099% | 9.0902e-06 | 0.8967% | 1.099% | 1.4121e-06 | 0% | 8.008% | 0 | 0% | 8.008% | 0 | 0% | 8.008% | 0 | 0% | 0.4211% | 0 | 0% | 0.4211% | 0 | 0% | 0.4211% | 0 |  |  |  | 0% | 11.8% | 0 | 0% | 11.8% | 0 | 0% | 11.8% | 0 | 0% | 0.3565% | 0 | 0% | 0.3565% | 0 | 0% | 0.3565% | 0 | 0% | 100% | 0 | 0% | 100% | 0 | 0% | 100% | 0 | 0% | 100% | 0 |  |  | 0 |  |  | 0 |  |  | 0
JARVIS 1101CB | 4.5155e-05 | 0 | 0.040829 | 0 | 0.040829 | 0.0066953 | 0.040197 | 0.020507 | 0% | 99% | 0 | 0% | 99% | 0 | 0% | 99% | 0 | 0% | 99% | 0 | 0% | 64.07% | 0 | 0% | 51.37% | 0 | 0% | 51.37% | 0 | 0% | 51.37% | 0 | 0 | 0% | 3.134% | 0 | 0% | 3.134% | 0 | 0% | 3.134% | 0 | 0% | 0.3389% | 0 | 0% | 0.3389% | 0 | 0% | 0.3389% | 0 | 0% | 0.9038% | 0 | 0% | 0.9038% | 0 | 0% | 0.9038% | 0 | 0% | 0.9115% | 0 | 0% | 0.9115% | 0 | 0% | 0.9115% | 0 | 0% | 6.717% | 0 | 0% | 6.717% | 0 | 0% | 6.717% | 0 | 0% | 0.3798% | 0 | 0% | 0.3798% | 0 | 0% | 0.3798% | 0 |  |  |  | 0% | 11.8% | 0 | 0% | 11.8% | 0 | 0% | 11.8% | 0 | 0% | 0.3592% | 0 | 0% | 0.3592% | 0 | 0% | 0.3592% | 0 | 0% | 100% | 0 | 0% | 100% | 0 | 0% | 100% | 0 | 0% | 100% | 0 |  |  | 0 |  |  | 0 |  |  | 0
MAGUNDEN 1101CB | 4.5094e-05 | 0 | 0.015217 | 0 | 0.015217 | 0.0020533 | 0.015134 | 0.0079326 | 0% | 99% | 0 | 0% | 99% | 0 | 0% | 99% | 0 | 0% | 99% | 0 | 0% | 62.09% | 0 | 0% | 49.58% | 0 | 0% | 49.58% | 0 | 0% | 49.58% | 0 | 0 | 0% | 2.527% | 0 | 0% | 2.527% | 0 | 0% | 2.527% | 0 | 0% | 0.2866% | 0 | 0% | 0.2866% | 0 | 0% | 0.2866% | 0 | 0% | 0.8997% | 0 | 0% | 0.8997% | 0 | 0% | 0.8997% | 0 | 0% | 0.897% | 0 | 0% | 0.897% | 0 | 0% | 0.897% | 0 | 0% | 6.689% | 0 | 0% | 6.689% | 0 | 0% | 6.689% | 0 | 0% | 0.2756% | 0 | 0% | 0.2756% | 0 | 0% | 0.2756% | 0 |  |  |  | 0% | 11.8% | 0 | 0% | 11.8% | 0 | 0% | 11.8% | 0 | 0% | 0.3536% | 0 | 0% | 0.3536% | 0 | 0% | 0.3536% | 0 | 0% | 100% | 0 | 0% | 100% | 0 | 0% | 100% | 0 | 0% | 100% | 0 |  |  | 0 |  |  | 0 |  |  | 0
EL CAPITAN 110630980 | 4.5071e-05 | 0 | 0.023233 | 0 | 0.023233 | 0.0073539 | 0.021643 | 0.0093544 | 0% | 99% | 0 | 0% | 99% | 0 | 0% | 99% | 0 | 0% | 99% | 0 | 0% | 62.97% | 0 | 0% | 49.7% | 0 | 0% | 49.7% | 0 | 0% | 49.7% | 0 | 0 | 0% | 2.452% | 0 | 0% | 2.452% | 0 | 0% | 2.452% | 0 | 0% | 0.2774% | 0 | 0% | 0.2774% | 0 | 0% | 0.2774% | 0 | 0% | 0.8499% | 0 | 0% | 0.8499% | 0 | 0% | 0.8499% | 0 | 94.33% | 0.861% | 0.00018869 | 0% | 0.861% | 0 | 0.8249% | 0.861% | 1.6502e-06 | 0% | 6.353% | 0 | 0% | 6.353% | 0 | 0% | 6.353% | 0 | 0% | 0.8837% | 0 | 0% | 0.8837% | 0 | 0% | 0.8837% | 0 |  |  |  | 0% | 11.8% | 0 | 0% | 11.8% | 0 | 0% | 11.8% | 0 | 0% | 0.3607% | 0 | 0% | 0.3607% | 0 | 0% | 0.3607% | 0 | 0% | 100% | 0 | 0% | 100% | 0 | 0% | 100% | 0 | 0% | 100% | 0 |  |  | 0 |  |  | 0 |  |  | 0
STELLING 1103LL02 | 4.5059e-05 | 0 | 0.00022997 | 0 | 0.00022997 | 5.6568e-05 | 0.00020801 | 0.00011504 | 0% | 99% | 0 | 0% | 99% | 0 | 0% | 99% | 0 | 0% | 99% | 0 | 0% | 66.3% | 0 | 0% | 51.97% | 0 | 0% | 51.97% | 0 | 0% | 51.97% | 0 | 0 | 0% | 3.163% | 0 | 0% | 3.163% | 0 | 0% | 3.163% | 0 | 0% | 0.3617% | 0 | 0% | 0.3617% | 0 | 0% | 0.3617% | 0 | 0% | 0.8247% | 0 | 0% | 0.8247% | 0 | 0% | 0.8247% | 0 | 0% | 0.8865% | 0 | 0% | 0.8865% | 0 | 0% | 0.8865% | 0 | 0% | 6.258% | 0 | 0% | 6.258% | 0 | 0% | 6.258% | 0 | 0% | 0.5865% | 0 | 0% | 0.5865% | 0 | 0% | 0.5865% | 0 |  |  |  | 0% | 11.8% | 0 | 0% | 11.8% | 0 | 0% | 11.8% | 0 | 0% | 0.373% | 0 | 0% | 0.373% | 0 | 0% | 0.373% | 0 | 0% | 100% | 0 | 0% | 100% | 0 | 0% | 100% | 0 | 0% | 100% | 0 |  |  | 0 |  |  | 0 |  |  | 0
MT EDEN 1101MR112 | 4.5054e-05 | 0 | 0.0097725 | 0 | 0.0097725 | 0.00092446 | 0.01087 | 0.0043376 | 0% | 99% | 0 | 0% | 99% | 0 | 0% | 99% | 0 | 0% | 99% | 0 | 0% | 63.89% | 0 | 0% | 50.32% | 0 | 0% | 50.32% | 0 | 0% | 50.32% | 0 | 0 | 0% | 3.641% | 0 | 0% | 3.641% | 0 | 0% | 3.641% | 0 | 0% | 0.4081% | 0 | 0% | 0.4081% | 0 | 0% | 0.4081% | 0 | 0% | 1.019% | 0 | 0% | 1.019% | 0 | 0% | 1.019% | 0 | 0% | 1.083% | 0 | 99.05% | 1.083% | 0.00010486 | 0% | 1.083% | 0 | 0% | 7.726% | 0 | 0% | 7.726% | 0 | 0% | 7.726% | 0 | 0% | 0.2384% | 0 | 0% | 0.2384% | 0 | 0% | 0.2384% | 0 |  |  |  | 0% | 11.8% | 0 | 0% | 11.8% | 0 | 0% | 11.8% | 0 | 0% | 0.3658% | 0 | 0% | 0.3658% | 0 | 0% | 0.3658% | 0 | 0% | 100% | 0 | 0% | 100% | 0 | 0% | 100% | 0 | 0% | 100% | 0 |  |  | 0 |  |  | 0 |  |  | 0
REDWOOD CITY 110476624 | 4.5048e-05 | 0 | 9.1963e-05 | 0 | 9.1963e-05 | 7.5777e-06 | 9.7497e-05 | 4.6734e-05 | 0% | 99% | 0 | 0% | 99% | 0 | 0% | 99% | 0 | 0% | 99% | 0 | 0% | 65.77% | 0 | 0% | 52.15% | 0 | 0% | 52.15% | 0 | 0% | 52.15% | 0 | 0 | 0% | 3.838% | 0 | 0% | 3.838% | 0 | 0% | 3.838% | 0 | 0% | 0.4341% | 0 | 0% | 0.4341% | 0 | 0% | 0.4341% | 0 | 0% | 0.9625% | 0 | 0% | 0.9625% | 0 | 0% | 0.9625% | 0 | 0% | 1.03% | 0 | 21.22% | 1.03% | 2.0101e-07 | 0% | 1.03% | 0 | 0% | 7.284% | 0 | 0% | 7.284% | 0 | 0% | 7.284% | 0 | 0% | 0.265% | 0 | 0% | 0.265% | 0 | 0% | 0.265% | 0 |  |  |  | 0% | 11.8% | 0 | 0% | 11.8% | 0 | 0% | 11.8% | 0 | 0% | 0.3674% | 0 | 0% | 0.3674% | 0 | 0% | 0.3674% | 0 | 0% | 100% | 0 | 0% | 100% | 0 | 0% | 100% | 0 | 0% | 100% | 0 |  |  | 0 |  |  | 0 |  |  | 0
EAST GRAND 1114CB | 4.4966e-05 | 0 | 0.00022949 | 0 | 0.00022949 | 2.4084e-05 | 0.00025409 | 0.00010066 | 0% | 99% | 0 | 0% | 99% | 0 | 0% | 99% | 0 | 0% | 99% | 0 | 0% | 66.18% | 0 | 0% | 52.44% | 0 | 0% | 52.44% | 0 | 0% | 52.44% | 0 | 0 | 0% | 4.45% | 0 | 0% | 4.45% | 0 | 0% | 4.45% | 0 | 0% | 0.488% | 0 | 0% | 0.488% | 0 | 0% | 0.488% | 0 | 0% | 1.009% | 0 | 0% | 1.009% | 0 | 0% | 1.009% | 0 | 0% | 1.075% | 0 | 0% | 1.075% | 0 | 0% | 1.075% | 0 | 0% | 7.601% | 0 | 0% | 7.601% | 0 | 0% | 7.601% | 0 | 0% | 0.3493% | 0 | 0% | 0.3493% | 0 | 0% | 0.3493% | 0 |  |  |  | 0% | 11.8% | 0 | 0% | 11.8% | 0 | 0% | 11.8% | 0 | 0% | 0.3668% | 0 | 0% | 0.3668% | 0 | 0% | 0.3668% | 0 | 0% | 100% | 0 | 0% | 100% | 0 | 0% | 100% | 0 | 0% | 100% | 0 |  |  | 0 |  |  | 0 |  |  | 0
BARTON 1110D8931 | 4.4926e-05 | 0 | 0.0068787 | 0 | 0.0068787 | 0.0026069 | 0.0061668 | 0.0025814 | 0% | 99% | 0 | 0% | 99% | 0 | 0% | 99% | 0 | 0% | 99% | 0 | 0% | 64.05% | 0 | 0% | 50.26% | 0 | 0% | 50.26% | 0 | 0% | 50.26% | 0 | 0 | 0% | 2.524% | 0 | 0% | 2.524% | 0 | 0% | 2.524% | 0 | 0% | 0.2848% | 0 | 0% | 0.2848% | 0 | 0% | 0.2848% | 0 | 0% | 0.8267% | 0 | 0% | 0.8267% | 0 | 0% | 0.8267% | 0 | 100% | 0.8526% | 5.8648e-05 | 0% | 0.8526% | 0 | 0% | 0.8526% | 0 | 0% | 6.212% | 0 | 0% | 6.212% | 0 | 0% | 6.212% | 0 | 0% | 1.02% | 0 | 0% | 1.02% | 0 | 0% | 1.02% | 0 |  |  |  | 0% | 11.8% | 0 | 0% | 11.8% | 0 | 0% | 11.8% | 0 | 0% | 0.3664% | 0 | 0% | 0.3664% | 0 | 0% | 0.3664% | 0 | 0% | 100% | 0 | 0% | 100% | 0 | 0% | 100% | 0 | 0% | 100% | 0 |  |  | 0 |  |  | 0 |  |  | 0
TRACY 110514012 | 4.4874e-05 | 0 | 0.00022902 | 0 | 0.00022902 | 1.6141e-05 | 0.00020371 | 0.00015821 | 0% | 99% | 0 | 0% | 99% | 0 | 0% | 99% | 0 | 0% | 99% | 0 | 0% | 65.13% | 0 | 0% | 51.05% | 0 | 0% | 51.05% | 0 | 0% | 51.05% | 0 | 0 | 0% | 3.147% | 0 | 0% | 3.147% | 0 | 0% | 3.147% | 0 | 0% | 0.3531% | 0 | 0% | 0.3531% | 0 | 0% | 0.3531% | 0 | 0% | 0.8113% | 0 | 0% | 0.8113% | 0 | 0% | 0.8113% | 0 | 0% | 0.8747% | 0 | 0% | 0.8747% | 0 | 0% | 0.8747% | 0 | 0% | 6.176% | 0 | 0% | 6.176% | 0 | 0% | 6.176% | 0 | 0% | 0.1697% | 0 | 0% | 0.1697% | 0 | 0% | 0.1697% | 0 |  |  |  | 0% | 11.8% | 0 | 0% | 11.8% | 0 | 0% | 11.8% | 0 | 0% | 0.375% | 0 | 0% | 0.375% | 0 | 0% | 0.375% | 0 | 0% | 100% | 0 | 0% | 100% | 0 | 0% | 100% | 0 | 0% | 100% | 0 |  |  | 0 |  |  | 0 |  |  | 0
STAGG 110159806 | 4.4869e-05 | 0 | 0.0091599 | 0 | 0.0091599 | 0.0033095 | 0.00796 | 0.0038512 | 0% | 99% | 0 | 0% | 99% | 0 | 0% | 99% | 0 | 0% | 99% | 0 | 0% | 63.95% | 0 | 0% | 50.26% | 0 | 0% | 50.26% | 0 | 0% | 50.26% | 0 | 0 | 0% | 2.644% | 0 | 0% | 2.644% | 0 | 0% | 2.644% | 0 | 0% | 0.2931% | 0 | 0% | 0.2931% | 0 | 0% | 0.2931% | 0 | 0% | 0.7928% | 0 | 0% | 0.7928% | 0 | 0% | 0.7928% | 0 | 36.83% | 0.8091% | 2.7298e-05 | 63.17% | 0.8091% | 4.6817e-05 | 0% | 0.8091% | 0 | 0% | 5.922% | 0 | 0% | 5.922% | 0 | 0% | 5.922% | 0 | 0% | 0.9139% | 0 | 0% | 0.9139% | 0 | 0% | 0.9139% | 0 |  |  |  | 0% | 11.8% | 0 | 0% | 11.8% | 0 | 0% | 11.8% | 0 | 0% | 0.365% | 0 | 0% | 0.365% | 0 | 0% | 0.365% | 0 | 0% | 100% | 0 | 0% | 100% | 0 | 0% | 100% | 0 | 0% | 100% | 0 |  |  | 0 |  |  | 0 |  |  | 0
CALIFORNIA AVE 1116D6132 | 4.4843e-05 | 0 | 0.0098412 | 0 | 0.0098412 | 0.0029815 | 0.0093984 | 0.0038654 | 0% | 99% | 0 | 0% | 99% | 0 | 0% | 99% | 0 | 0% | 99% | 0 | 0% | 63.48% | 0 | 0% | 50.04% | 0 | 0% | 50.04% | 0 | 0% | 50.04% | 0 | 0 | 0% | 2.613% | 0 | 0% | 2.613% | 0 | 0% | 2.613% | 0 | 0% | 0.2963% | 0 | 0% | 0.2963% | 0 | 0% | 0.2963% | 0 | 0% | 0.8803% | 0 | 0% | 0.8803% | 0 | 0% | 0.8803% | 0 | 100% | 0.9056% | 8.9124e-05 | 0% | 0.9056% | 0 | 0% | 0.9056% | 0 | 0% | 6.614% | 0 | 0% | 6.614% | 0 | 0% | 6.614% | 0 | 0% | 0.8314% | 0 | 0% | 0.8314% | 0 | 0% | 0.8314% | 0 |  |  |  | 0% | 11.8% | 0 | 0% | 11.8% | 0 | 0% | 11.8% | 0 | 0% | 0.3637% | 0 | 0% | 0.3637% | 0 | 0% | 0.3637% | 0 | 0% | 100% | 0 | 0% | 100% | 0 | 0% | 100% | 0 | 0% | 100% | 0 |  |  | 0 |  |  | 0 |  |  | 0
SONOMA 11061678 | 4.4828e-05 | 0 | 0.0075499 | 0 | 0.0075499 | 0.0024108 | 0.0074535 | 0.0025988 | 0% | 99% | 0 | 0% | 99% | 0 | 0% | 99% | 0 | 0% | 99% | 0 | 0% | 64.14% | 0 | 0% | 50.49% | 0 | 0% | 50.49% | 0 | 0% | 50.49% | 0 | 0 | 0% | 3.629% | 0 | 0% | 3.629% | 0 | 0% | 3.629% | 0 | 0% | 0.3911% | 0 | 0% | 0.3911% | 0 | 0% | 0.3911% | 0 | 0% | 0.9112% | 0 | 0% | 0.9112% | 0 | 0% | 0.9112% | 0 | 0% | 0.9448% | 0 | 0% | 0.9448% | 0 | 0% | 0.9448% | 0 | 0% | 6.814% | 0 | 0% | 6.814% | 0 | 0% | 6.814% | 0 | 0% | 0.881% | 0 | 0% | 0.881% | 0 | 0% | 0.881% | 0 |  |  |  | 0% | 11.8% | 0 | 0% | 11.8% | 0 | 0% | 11.8% | 0 | 0% | 0.366% | 0 | 0% | 0.366% | 0 | 0% | 0.366% | 0 | 0% | 100% | 0 | 0% | 100% | 0 | 0% | 100% | 0 | 0% | 100% | 0 |  |  | 0 |  |  | 0 |  |  | 0
SANTA MARIA 1112M140 | 4.4809e-05 | 0 | 0.0089189 | 0 | 0.0089189 | 0.00071576 | 0.010215 | 0.0037923 | 0% | 99% | 0 | 0% | 99% | 0 | 0% | 99% | 0 | 0% | 99% | 0 | 0% | 63.91% | 0 | 0% | 50.97% | 0 | 0% | 50.97% | 0 | 0% | 50.97% | 0 | 0 | 0% | 3.272% | 0 | 0% | 3.272% | 0 | 0% | 3.272% | 0 | 0% | 0.3726% | 0 | 0% | 0.3726% | 0 | 0% | 0.3726% | 0 | 0% | 1.057% | 0 | 0% | 1.057% | 0 | 0% | 1.057% | 0 | 0% | 1.108% | 0 | 0% | 1.108% | 0 | 0% | 1.108% | 0 | 0% | 7.997% | 0 | 0% | 7.997% | 0 | 0% | 7.997% | 0 | 0% | 0.2591% | 0 | 0% | 0.2591% | 0 | 0% | 0.2591% | 0 |  |  |  | 0% | 11.8% | 0 | 0% | 11.8% | 0 | 0% | 11.8% | 0 | 0% | 0.3618% | 0 | 0% | 0.3618% | 0 | 0% | 0.3618% | 0 | 0% | 100% | 0 | 0% | 100% | 0 | 0% | 100% | 0 | 0% | 100% | 0 |  |  | 0 |  |  | 0 |  |  | 0
OAKLAND D 0406CB | 4.4807e-05 | 0 | 0.010329 | 0 | 0.010329 | 0.0017062 | 0.011246 | 0.0040977 | 0% | 99% | 0 | 0% | 99% | 0 | 0% | 99% | 0 | 0% | 99% | 0 | 0% | 63.01% | 0 | 0% | 50.92% | 0 | 0% | 50.92% | 0 | 0% | 50.92% | 0 | 0 | 0% | 3.356% | 0 | 0% | 3.356% | 0 | 0% | 3.356% | 0 | 0% | 0.3612% | 0 | 0% | 0.3612% | 0 | 0% | 0.3612% | 0 | 0% | 1.006% | 0 | 0% | 1.006% | 0 | 0% | 1.006% | 0 | 90.25% | 1.012% | 9.4332e-05 | 0% | 1.012% | 0 | 0% | 1.012% | 0 | 0% | 7.477% | 0 | 0% | 7.477% | 0 | 0% | 7.477% | 0 | 0% | 0.4194% | 0 | 0% | 0.4194% | 0 | 0% | 0.4194% | 0 |  |  |  | 0% | 11.8% | 0 | 0% | 11.8% | 0 | 0% | 11.8% | 0 | 0% | 0.3553% | 0 | 0% | 0.3553% | 0 | 0% | 0.3553% | 0 | 0% | 100% | 0 | 0% | 100% | 0 | 0% | 100% | 0 | 0% | 100% | 0 |  |  | 0 |  |  | 0 |  |  | 0
SAN LEANDRO U 1112CB | 4.4804e-05 | 0 | 0.027668 | 0 | 0.027668 | 0.0021232 | 0.026257 | 0.017293 | 0% | 99% | 0 | 0% | 99% | 0 | 0% | 99% | 0 | 0% | 99% | 0 | 0% | 66.53% | 0 | 0% | 54.02% | 0 | 0% | 54.02% | 0 | 0% | 54.02% | 0 | 0 | 0% | 3.026% | 0 | 0% | 3.026% | 0 | 0% | 3.026% | 0 | 0% | 0.3296% | 0 | 0% | 0.3296% | 0 | 0% | 0.3296% | 0 | 0% | 0.8753% | 0 | 0% | 0.8753% | 0 | 0% | 0.8753% | 0 | 0% | 0.9047% | 0 | 65.82% | 0.9047% | 0.00016476 | 0% | 0.9047% | 0 | 0% | 6.565% | 0 | 0% | 6.565% | 0 | 0% | 6.565% | 0 | 0% | 0.2317% | 0 | 0% | 0.2317% | 0 | 0% | 0.2317% | 0 |  |  |  | 0% | 11.8% | 0 | 0% | 11.8% | 0 | 0% | 11.8% | 0 | 0% | 0.3655% | 0 | 0% | 0.3655% | 0 | 0% | 0.3655% | 0 | 0% | 100% | 0 | 0% | 100% | 0 | 0% | 100% | 0 | 0% | 100% | 0 |  |  | 0 |  |  | 0 |  |  | 0
SF H 110944832 | 4.4746e-05 | 0 | 0.0028165 | 0 | 0.0028165 | 0.00048223 | 0.0032162 | 0.00095099 | 0% | 99% | 0 | 0% | 99% | 0 | 0% | 99% | 0 | 0% | 99% | 0 | 0% | 63.3% | 0 | 0% | 50.87% | 0 | 0% | 50.87% | 0 | 0% | 50.87% | 0 | 0 | 0% | 3.872% | 0 | 0% | 3.872% | 0 | 0% | 3.872% | 0 | 0% | 0.4183% | 0 | 0% | 0.4183% | 0 | 0% | 0.4183% | 0 | 0% | 1.055% | 0 | 0% | 1.055% | 0 | 0% | 1.055% | 0 | 13.38% | 1.081% | 4.0757e-06 | 9.067% | 1.081% | 2.7611e-06 | 69.75% | 1.081% | 2.1241e-05 | 0% | 7.876% | 0 | 0% | 7.876% | 0 | 0% | 7.876% | 0 | 0% | 0.5518% | 0 | 0% | 0.5518% | 0 | 0% | 0.5518% | 0 |  |  |  | 0% | 11.8% | 0 | 0% | 11.8% | 0 | 0% | 11.8% | 0 | 0% | 0.358% | 0 | 0% | 0.358% | 0 | 0% | 0.358% | 0 | 0% | 100% | 0 | 0% | 100% | 0 | 0% | 100% | 0 | 0% | 100% | 0 |  |  | 0 |  |  | 0 |  |  | 0
SAN JOSE B 1105XR506 | 4.4733e-05 | 0 | 0.0066208 | 0 | 0.0066208 | 0.0024755 | 0.005828 | 0.0026258 | 0% | 99% | 0 | 0% | 99% | 0 | 0% | 99% | 0 | 0% | 99% | 0 | 0% | 65.31% | 0 | 0% | 51.18% | 0 | 0% | 51.18% | 0 | 0% | 51.18% | 0 | 0 | 0% | 2.764% | 0 | 0% | 2.764% | 0 | 0% | 2.764% | 0 | 0% | 0.3098% | 0 | 0% | 0.3098% | 0 | 0% | 0.3098% | 0 | 0% | 0.8064% | 0 | 0% | 0.8064% | 0 | 0% | 0.8064% | 0 | 0% | 0.8432% | 0 | 0% | 0.8432% | 0 | 0% | 0.8432% | 0 | 0% | 6.075% | 0 | 0% | 6.075% | 0 | 0% | 6.075% | 0 | 0% | 0.8508% | 0 | 0% | 0.8508% | 0 | 0% | 0.8508% | 0 |  |  |  | 0% | 11.8% | 0 | 0% | 11.8% | 0 | 0% | 11.8% | 0 | 0% | 0.3694% | 0 | 0% | 0.3694% | 0 | 0% | 0.3694% | 0 | 0% | 100% | 0 | 0% | 100% | 0 | 0% | 100% | 0 | 0% | 100% | 0 |  |  | 0 |  |  | 0 |  |  | 0
SAN JOSE B 1115XR448 | 4.4727e-05 | 0 | 0.0055926 | 0 | 0.0055926 | 0.0012333 | 0.0053394 | 0.0026594 | 0% | 99% | 0 | 0% | 99% | 0 | 0% | 99% | 0 | 0% | 99% | 0 | 0% | 65.59% | 0 | 0% | 52.09% | 0 | 0% | 52.09% | 0 | 0% | 52.09% | 0 | 0 | 0% | 2.804% | 0 | 0% | 2.804% | 0 | 0% | 2.804% | 0 | 0% | 0.3224% | 0 | 0% | 0.3224% | 0 | 0% | 0.3224% | 0 | 0% | 0.8609% | 0 | 0% | 0.8609% | 0 | 0% | 0.8609% | 0 | 0% | 0.8946% | 0 | 0% | 0.8946% | 0 | 5.422% | 0.8946% | 2.713e-06 | 0% | 6.473% | 0 | 0% | 6.473% | 0 | 0% | 6.473% | 0 | 0% | 0.548% | 0 | 0% | 0.548% | 0 | 0% | 0.548% | 0 |  |  |  | 0% | 11.8% | 0 | 0% | 11.8% | 0 | 0% | 11.8% | 0 | 0% | 0.3631% | 0 | 0% | 0.3631% | 0 | 0% | 0.3631% | 0 | 0% | 100% | 0 | 0% | 100% | 0 | 0% | 100% | 0 | 0% | 100% | 0 |  |  | 0 |  |  | 0 |  |  | 0
SARATOGA 1114XR540 | 4.4715e-05 | 0 | 0.0022821 | 0 | 0.0022821 | 0.00076519 | 0.0019783 | 0.0010236 | 0% | 99% | 0 | 0% | 99% | 0 | 0% | 99% | 0 | 0% | 99% | 0 | 0% | 64.84% | 0 | 0% | 50.85% | 0 | 0% | 50.85% | 0 | 0% | 50.85% | 0 | 0 | 0% | 2.863% | 0 | 0% | 2.863% | 0 | 0% | 2.863% | 0 | 0% | 0.3109% | 0 | 0% | 0.3109% | 0 | 0% | 0.3109% | 0 | 0% | 0.7916% | 0 | 0% | 0.7916% | 0 | 0% | 0.7916% | 0 | 0% | 0.8143% | 0 | 0% | 0.8143% | 0 | 100% | 0.8143% | 1.8583e-05 | 0% | 5.919% | 0 | 0% | 5.919% | 0 | 0% | 5.919% | 0 | 0% | 0.733% | 0 | 0% | 0.733% | 0 | 0% | 0.733% | 0 |  |  |  | 0% | 11.8% | 0 | 0% | 11.8% | 0 | 0% | 11.8% | 0 | 0% | 0.3673% | 0 | 0% | 0.3673% | 0 | 0% | 0.3673% | 0 | 0% | 100% | 0 | 0% | 100% | 0 | 0% | 100% | 0 | 0% | 100% | 0 |  |  | 0 |  |  | 0 |  |  | 0
CLAYTON 2216C544R | 4.4707e-05 | 0 | 0.044949 | 0 | 0.044949 | 0.018245 | 0.037259 | 0.018695 | 0% | 99% | 0 | 0% | 99% | 0 | 0% | 99% | 0 | 0% | 99% | 0 | 0% | 64.72% | 0 | 0% | 50.3% | 0 | 0% | 50.3% | 0 | 0% | 50.3% | 0 | 0 | 0% | 2.771% | 0 | 0% | 2.771% | 0 | 0% | 2.771% | 0 | 0% | 0.3062% | 0 | 0% | 0.3062% | 0 | 0% | 0.3062% | 0 | 0% | 0.7544% | 0 | 0% | 0.7544% | 0 | 0% | 0.7544% | 0 | 0% | 0.777% | 0 | 0% | 0.777% | 0 | 32.87% | 0.777% | 0.00011479 | 0% | 5.639% | 0 | 0% | 5.639% | 0 | 0% | 5.639% | 0 | 0% | 0.8075% | 0 | 0% | 0.8075% | 0 | 0% | 0.8075% | 0 |  |  |  | 0% | 11.8% | 0 | 0% | 11.8% | 0 | 0% | 11.8% | 0 | 0% | 0.368% | 0 | 0% | 0.368% | 0 | 0% | 0.368% | 0 | 0% | 100% | 0 | 0% | 100% | 0 | 0% | 100% | 0 | 0% | 100% | 0 |  |  | 0 |  |  | 0 |  |  | 0
EAST GRAND 1105CB | 4.4666e-05 | 0 | 0.02158 | 0 | 0.02158 | 0.0013505 | 0.025677 | 0.0085957 | 0% | 99% | 0 | 0% | 99% | 0 | 0% | 99% | 0 | 0% | 99% | 0 | 0% | 64.39% | 0 | 0% | 51.87% | 0 | 0% | 51.87% | 0 | 0% | 51.87% | 0 | 0 | 0% | 4.136% | 0 | 0% | 4.136% | 0 | 0% | 4.136% | 0 | 0% | 0.4531% | 0 | 0% | 0.4531% | 0 | 0% | 0.4531% | 0 | 0% | 1.096% | 0 | 0% | 1.096% | 0 | 0% | 1.096% | 0 | 0% | 1.143% | 0 | 0% | 1.143% | 0 | 26.77% | 1.143% | 6.6035e-05 | 0% | 8.228% | 0 | 0% | 8.228% | 0 | 0% | 8.228% | 0 | 0% | 0.2593% | 0 | 0% | 0.2593% | 0 | 0% | 0.2593% | 0 |  |  |  | 0% | 11.8% | 0 | 0% | 11.8% | 0 | 0% | 11.8% | 0 | 0% | 0.3599% | 0 | 0% | 0.3599% | 0 | 0% | 0.3599% | 0 | 0% | 100% | 0 | 0% | 100% | 0 | 0% | 100% | 0 | 0% | 100% | 0 |  |  | 0 |  |  | 0 |  |  | 0
NAPA 1109700752 | 4.4661e-05 | 0 | 0.041408 | 0 | 0.041408 | 0.013964 | 0.040846 | 0.013544 | 0% | 99% | 0 | 0% | 99% | 0 | 0% | 99% | 0 | 0% | 99% | 0 | 0% | 63.45% | 0 | 0% | 50.02% | 0 | 0% | 50.02% | 0 | 0% | 50.02% | 0 | 0 | 0% | 3.294% | 0 | 0% | 3.294% | 0 | 0% | 3.294% | 0 | 0% | 0.354% | 0 | 0% | 0.354% | 0 | 0% | 0.354% | 0 | 0% | 0.9106% | 0 | 0% | 0.9106% | 0 | 0% | 0.9106% | 0 | 43.35% | 0.9291% | 0.00016676 | 0% | 0.9291% | 0 | 40.54% | 0.9291% | 0.00015596 | 0% | 6.79% | 0 | 0% | 6.79% | 0 | 0% | 6.79% | 0 | 0% | 0.8898% | 0 | 0% | 0.8898% | 0 | 0% | 0.8898% | 0 |  |  |  | 0% | 11.8% | 0 | 0% | 11.8% | 0 | 0% | 11.8% | 0 | 0% | 0.3627% | 0 | 0% | 0.3627% | 0 | 0% | 0.3627% | 0 | 0% | 100% | 0 | 0% | 100% | 0 | 0% | 100% | 0 | 0% | 100% | 0 |  |  | 0 |  |  | 0 |  |  | 0
SAN JOSE A 1112CB | 4.4523e-05 | 0 | 0.021587 | 0 | 0.021587 | 0.0047553 | 0.020142 | 0.010738 | 0% | 99% | 0 | 0% | 99% | 0 | 0% | 99% | 0 | 0% | 99% | 0 | 0% | 65.64% | 0 | 0% | 52.03% | 0 | 0% | 52.03% | 0 | 0% | 52.03% | 0 | 0 | 0% | 3.007% | 0 | 0% | 3.007% | 0 | 0% | 3.007% | 0 | 0% | 0.3354% | 0 | 0% | 0.3354% | 0 | 0% | 0.3354% | 0 | 0% | 0.8541% | 0 | 0% | 0.8541% | 0 | 0% | 0.8541% | 0 | 0% | 0.8962% | 0 | 1.515% | 0.8962% | 2.9304e-06 | 9.953% | 0.8962% | 1.9254e-05 | 0% | 6.438% | 0 | 0% | 6.438% | 0 | 0% | 6.438% | 0 | 0% | 0.5502% | 0 | 0% | 0.5502% | 0 | 0% | 0.5502% | 0 |  |  |  | 0% | 11.8% | 0 | 0% | 11.8% | 0 | 0% | 11.8% | 0 | 0% | 0.3682% | 0 | 0% | 0.3682% | 0 | 0% | 0.3682% | 0 | 0% | 100% | 0 | 0% | 100% | 0 | 0% | 100% | 0 | 0% | 100% | 0 |  |  | 0 |  |  | 0 |  |  | 0
WOLFE 111435446 | 4.4476e-05 | 0 | 0.0074907 | 0 | 0.0074907 | 0.0023019 | 0.0067074 | 0.003356 | 0% | 99% | 0 | 0% | 99% | 0 | 0% | 99% | 0 | 0% | 99% | 0 | 0% | 65.12% | 0 | 0% | 51.4% | 0 | 0% | 51.4% | 0 | 0% | 51.4% | 0 | 0 | 0% | 2.963% | 0 | 0% | 2.963% | 0 | 0% | 2.963% | 0 | 0% | 0.3244% | 0 | 0% | 0.3244% | 0 | 0% | 0.3244% | 0 | 0% | 0.8227% | 0 | 0% | 0.8227% | 0 | 0% | 0.8227% | 0 | 0% | 0.8526% | 0 | 0% | 0.8526% | 0 | 100% | 0.8526% | 6.3866e-05 | 0% | 6.17% | 0 | 0% | 6.17% | 0 | 0% | 6.17% | 0 | 0% | 0.7059% | 0 | 0% | 0.7059% | 0 | 0% | 0.7059% | 0 |  |  |  | 0% | 11.8% | 0 | 0% | 11.8% | 0 | 0% | 11.8% | 0 | 0% | 0.3679% | 0 | 0% | 0.3679% | 0 | 0% | 0.3679% | 0 | 0% | 100% | 0 | 0% | 100% | 0 | 0% | 100% | 0 | 0% | 100% | 0 |  |  | 0 |  |  | 0 |  |  | 0
DAVIS 1102294582 | 4.4443e-05 | 0 | 0.0049901 | 0 | 0.0049901 | 0.0017113 | 0.0043121 | 0.0022141 | 0% | 99% | 0 | 0% | 99% | 0 | 0% | 99% | 0 | 0% | 99% | 0 | 0% | 63.31% | 0 | 0% | 49.16% | 0 | 0% | 49.16% | 0 | 0% | 49.16% | 0 | 0 | 0% | 2.421% | 0 | 0% | 2.421% | 0 | 0% | 2.421% | 0 | 0% | 0.2799% | 0 | 0% | 0.2799% | 0 | 0% | 0.2799% | 0 | 0% | 0.772% | 0 | 0% | 0.772% | 0 | 0% | 0.772% | 0 | 91.83% | 0.7882% | 3.6118e-05 | 0% | 0.7882% | 0 | 0% | 0.7882% | 0 | 0% | 5.775% | 0 | 0% | 5.775% | 0 | 0% | 5.775% | 0 | 0% | 0.8225% | 0 | 0% | 0.8225% | 0 | 0% | 0.8225% | 0 |  |  |  | 0% | 11.8% | 0 | 0% | 11.8% | 0 | 0% | 11.8% | 0 | 0% | 0.3628% | 0 | 0% | 0.3628% | 0 | 0% | 0.3628% | 0 | 0% | 100% | 0 | 0% | 100% | 0 | 0% | 100% | 0 | 0% | 100% | 0 |  |  | 0 |  |  | 0 |  |  | 0
PEASE 110551698 | 4.4433e-05 | 0 | 0.027061 | 0 | 0.027061 | 0.009859 | 0.023443 | 0.011369 | 0% | 99% | 0 | 0% | 99% | 0 | 0% | 99% | 0 | 0% | 99% | 0 | 0% | 63.63% | 0 | 0% | 49.82% | 0 | 0% | 49.82% | 0 | 0% | 49.82% | 0 | 0 | 0% | 2.596% | 0 | 0% | 2.596% | 0 | 0% | 2.596% | 0 | 0% | 0.2875% | 0 | 0% | 0.2875% | 0 | 0% | 0.2875% | 0 | 0% | 0.7896% | 0 | 0% | 0.7896% | 0 | 0% | 0.7896% | 0 | 0% | 0.8052% | 0 | 0% | 0.8052% | 0 | 0% | 0.8052% | 0 | 0% | 5.898% | 0 | 0% | 5.898% | 0 | 0% | 5.898% | 0 | 0% | 0.913% | 0 | 0% | 0.913% | 0 | 0% | 0.913% | 0 |  |  |  | 0% | 11.8% | 0 | 0% | 11.8% | 0 | 0% | 11.8% | 0 | 0% | 0.3649% | 0 | 0% | 0.3649% | 0 | 0% | 0.3649% | 0 | 0% | 100% | 0 | 0% | 100% | 0 | 0% | 100% | 0 | 0% | 100% | 0 |  |  | 0 |  |  | 0 |  |  | 0
MAGUNDEN 110115264 | 4.441e-05 | 0 | 0.0077062 | 0 | 0.0077062 | 0.0016708 | 0.0080267 | 0.0030237 | 0% | 99% | 0 | 0% | 99% | 0 | 0% | 99% | 0 | 0% | 99% | 0 | 0% | 61.63% | 0 | 0% | 50.01% | 0 | 0% | 50.01% | 0 | 0% | 50.01% | 0 | 0 | 0% | 2.611% | 0 | 0% | 2.611% | 0 | 0% | 2.611% | 0 | 0% | 0.2824% | 0 | 0% | 0.2824% | 0 | 0% | 0.2824% | 0 | 0% | 0.9602% | 0 | 0% | 0.9602% | 0 | 0% | 0.9602% | 0 | 0% | 0.9345% | 0 | 0% | 0.9345% | 0 | 0% | 0.9345% | 0 | 0% | 7.08% | 0 | 0% | 7.08% | 0 | 0% | 7.08% | 0 | 0% | 0.3847% | 0 | 0% | 0.3847% | 0 | 0% | 0.3847% | 0 |  |  |  | 0% | 11.8% | 0 | 0% | 11.8% | 0 | 0% | 11.8% | 0 | 0% | 0.3489% | 0 | 0% | 0.3489% | 0 | 0% | 0.3489% | 0 | 0% | 100% | 0 | 0% | 100% | 0 | 0% | 100% | 0 | 0% | 100% | 0 |  |  | 0 |  |  | 0 |  |  | 0
NEWARK 12KV 1103MR823 | 4.4399e-05 | 0 | 0.0002266 | 0 | 0.0002266 | 2.0783e-05 | 0.00024064 | 0.00011263 | 0% | 99% | 0 | 0% | 99% | 0 | 0% | 99% | 0 | 0% | 99% | 0 | 0% | 64.58% | 0 | 0% | 51.33% | 0 | 0% | 51.33% | 0 | 0% | 51.33% | 0 | 0 | 0% | 3.204% | 0 | 0% | 3.204% | 0 | 0% | 3.204% | 0 | 0% | 0.3558% | 0 | 0% | 0.3558% | 0 | 0% | 0.3558% | 0 | 0% | 0.9781% | 0 | 0% | 0.9781% | 0 | 0% | 0.9781% | 0 | 0% | 1.033% | 0 | 0% | 1.033% | 0 | 0% | 1.033% | 0 | 0% | 7.408% | 0 | 0% | 7.408% | 0 | 0% | 7.408% | 0 | 0% | 0.2171% | 0 | 0% | 0.2171% | 0 | 0% | 0.2171% | 0 |  |  |  | 0% | 11.8% | 0 | 0% | 11.8% | 0 | 0% | 11.8% | 0 | 0% | 0.3664% | 0 | 0% | 0.3664% | 0 | 0% | 0.3664% | 0 | 0% | 100% | 0 | 0% | 100% | 0 | 0% | 100% | 0 | 0% | 100% | 0 |  |  | 0 |  |  | 0 |  |  | 0
TIDEWATER 210965264 | 4.4339e-05 | 0 | 0.011088 | 0 | 0.011088 | 0.0043442 | 0.010094 | 0.0038654 | 0% | 99% | 0 | 0% | 99% | 0 | 0% | 99% | 0 | 0% | 99% | 0 | 0% | 63.78% | 0 | 0% | 50.32% | 0 | 0% | 50.32% | 0 | 0% | 50.32% | 0 | 0 | 0% | 2.886% | 0 | 0% | 2.886% | 0 | 0% | 2.886% | 0 | 0% | 0.3098% | 0 | 0% | 0.3098% | 0 | 0% | 0.3098% | 0 | 0% | 0.8388% | 0 | 0% | 0.8388% | 0 | 0% | 0.8388% | 0 | 0% | 0.8415% | 0 | 0% | 0.8415% | 0 | 0% | 0.8415% | 0 | 0% | 6.221% | 0 | 0% | 6.221% | 0 | 0% | 6.221% | 0 | 0% | 0.6173% | 0 | 0% | 0.6173% | 0 | 0% | 0.6173% | 0 |  |  |  | 0% | 11.8% | 0 | 0% | 11.8% | 0 | 0% | 11.8% | 0 | 0% | 0.3617% | 0 | 0% | 0.3617% | 0 | 0% | 0.3617% | 0 | 0% | 100% | 0 | 0% | 100% | 0 | 0% | 100% | 0 | 0% | 100% | 0 |  |  | 0 |  |  | 0 |  |  | 0
NORD 110348020 | 4.4337e-05 | 0 | 0.0070146 | 0 | 0.0070146 | 0.0037296 | 0.0050242 | 0.0028257 | 0% | 99% | 0 | 0% | 99% | 0 | 0% | 99% | 0 | 0% | 99% | 0 | 0% | 64.82% | 0 | 0% | 49.63% | 0 | 0% | 49.63% | 0 | 0% | 49.63% | 0 | 0 | 0% | 2.165% | 0 | 0% | 2.165% | 0 | 0% | 2.165% | 0 | 0% | 0.2505% | 0 | 0% | 0.2505% | 0 | 0% | 0.2505% | 0 | 0% | 0.6468% | 0 | 0% | 0.6468% | 0 | 0% | 0.6468% | 0 | 100% | 0.6821% | 4.7845e-05 | 0% | 0.6821% | 0 | 0% | 0.6821% | 0 | 0% | 4.891% | 0 | 0% | 4.891% | 0 | 0% | 4.891% | 0 | 0% | 1.414% | 0 | 0% | 1.414% | 0 | 0% | 1.414% | 0 |  |  |  | 0% | 11.8% | 0 | 0% | 11.8% | 0 | 0% | 11.8% | 0 | 0% | 0.3748% | 0 | 0% | 0.3748% | 0 | 0% | 0.3748% | 0 | 0% | 100% | 0 | 0% | 100% | 0 | 0% | 100% | 0 | 0% | 100% | 0 |  |  | 0 |  |  | 0 |  |  | 0
PEABODY 211340336 | 4.4326e-05 | 0 | 0.014403 | 0 | 0.014403 | 0.0033607 | 0.014026 | 0.0063893 | 0% | 99% | 0 | 0% | 99% | 0 | 0% | 99% | 0 | 0% | 99% | 0 | 0% | 64.34% | 0 | 0% | 50.79% | 0 | 0% | 50.79% | 0 | 0% | 50.79% | 0 | 0 | 0% | 3.307% | 0 | 0% | 3.307% | 0 | 0% | 3.307% | 0 | 0% | 0.3648% | 0 | 0% | 0.3648% | 0 | 0% | 0.3648% | 0 | 0% | 0.8927% | 0 | 0% | 0.8927% | 0 | 0% | 0.8927% | 0 | 0% | 0.9298% | 0 | 0% | 0.9298% | 0 | 0% | 0.9298% | 0 | 0% | 6.701% | 0 | 0% | 6.701% | 0 | 0% | 6.701% | 0 | 0% | 0.4175% | 0 | 0% | 0.4175% | 0 | 0% | 0.4175% | 0 |  |  |  | 0% | 11.8% | 0 | 0% | 11.8% | 0 | 0% | 11.8% | 0 | 0% | 0.366% | 0 | 0% | 0.366% | 0 | 0% | 0.366% | 0 | 0% | 100% | 0 | 0% | 100% | 0 | 0% | 100% | 0 | 0% | 100% | 0 |  |  | 0 |  |  | 0 |  |  | 0
WEST SACRAMENTO 1107CB | 4.4297e-05 | 0 | 0.12956 | 0 | 0.12956 | 0.052609 | 0.11262 | 0.048637 | 0% | 99% | 0 | 0% | 99% | 0 | 0% | 99% | 0 | 0% | 99% | 0 | 0% | 63.4% | 0 | 0% | 49.69% | 0 | 0% | 49.69% | 0 | 0% | 49.69% | 0 | 0 | 0% | 2.469% | 0 | 0% | 2.469% | 0 | 0% | 2.469% | 0 | 0% | 0.276% | 0 | 0% | 0.276% | 0 | 0% | 0.276% | 0 | 0% | 0.7887% | 0 | 0% | 0.7887% | 0 | 0% | 0.7887% | 0 | 0% | 0.7964% | 0 | 0% | 0.7964% | 0 | 0% | 0.7964% | 0 | 0% | 5.877% | 0 | 0% | 5.877% | 0 | 0% | 5.877% | 0 | 0% | 1.034% | 0 | 0% | 1.034% | 0 | 0% | 1.034% | 0 |  |  |  | 0% | 11.8% | 0 | 0% | 11.8% | 0 | 0% | 11.8% | 0 | 0% | 0.3624% | 0 | 0% | 0.3624% | 0 | 0% | 0.3624% | 0 | 0% | 100% | 0 | 0% | 100% | 0 | 0% | 100% | 0 | 0% | 100% | 0 |  |  | 0 |  |  | 0 |  |  | 0
FMC 1108CB | 4.4286e-05 | 0 | 0.010359 | 0 | 0.010359 | 0.0022204 | 0.010273 | 0.0046071 | 0% | 99% | 0 | 0% | 99% | 0 | 0% | 99% | 0 | 0% | 99% | 0 | 0% | 64.12% | 0 | 0% | 50.85% | 0 | 0% | 50.85% | 0 | 0% | 50.85% | 0 | 0 | 0% | 3.1% | 0 | 0% | 3.1% | 0 | 0% | 3.1% | 0 | 0% | 0.3424% | 0 | 0% | 0.3424% | 0 | 0% | 0.3424% | 0 | 0% | 0.9077% | 0 | 0% | 0.9077% | 0 | 0% | 0.9077% | 0 | 0% | 0.933% | 0 | 0% | 0.933% | 0 | 89.78% | 0.933% | 8.677e-05 | 0% | 6.798% | 0 | 0% | 6.798% | 0 | 0% | 6.798% | 0 | 0% | 0.5556% | 0 | 0% | 0.5556% | 0 | 0% | 0.5556% | 0 |  |  |  | 0% | 11.8% | 0 | 0% | 11.8% | 0 | 0% | 11.8% | 0 | 0% | 0.3624% | 0 | 0% | 0.3624% | 0 | 0% | 0.3624% | 0 | 0% | 100% | 0 | 0% | 100% | 0 | 0% | 100% | 0 | 0% | 100% | 0 |  |  | 0 |  |  | 0 |  |  | 0
VASONA 1105CB | 4.4259e-05 | 0 | 0.011068 | 0 | 0.011068 | 0.0022544 | 0.010819 | 0.0051974 | 0% | 99% | 0 | 0% | 99% | 0 | 0% | 99% | 0 | 0% | 99% | 0 | 0% | 65.35% | 0 | 0% | 51.4% | 0 | 0% | 51.4% | 0 | 0% | 51.4% | 0 | 0 | 0% | 2.957% | 0 | 0% | 2.957% | 0 | 0% | 2.957% | 0 | 0% | 0.3431% | 0 | 0% | 0.3431% | 0 | 0% | 0.3431% | 0 | 0% | 0.8779% | 0 | 0% | 0.8779% | 0 | 0% | 0.8779% | 0 | 8.622% | 0.9252% | 8.8292e-06 | 91.38% | 0.9252% | 9.357e-05 | 0% | 0.9252% | 0 | 0% | 6.63% | 0 | 0% | 6.63% | 0 | 0% | 6.63% | 0 | 0% | 0.4789% | 0 | 0% | 0.4789% | 0 | 0% | 0.4789% | 0 |  |  |  | 0% | 11.8% | 0 | 0% | 11.8% | 0 | 0% | 11.8% | 0 | 0% | 0.3646% | 0 | 0% | 0.3646% | 0 | 0% | 0.3646% | 0 | 0% | 100% | 0 | 0% | 100% | 0 | 0% | 100% | 0 | 0% | 100% | 0 |  |  | 0 |  |  | 0 |  |  | 0
VALLEJO B 0411CB | 4.4237e-05 | 0 | 0.045493 | 0 | 0.045493 | 0.0094677 | 0.047838 | 0.017792 | 0% | 99% | 0 | 0% | 99% | 0 | 0% | 99% | 0 | 0% | 99% | 0 | 0% | 64.39% | 0 | 0% | 51.83% | 0 | 0% | 51.83% | 0 | 0% | 51.83% | 0 | 0 | 0% | 3.542% | 0 | 0% | 3.542% | 0 | 0% | 3.542% | 0 | 0% | 0.3806% | 0 | 0% | 0.3806% | 0 | 0% | 0.3806% | 0 | 0% | 0.9705% | 0 | 0% | 0.9705% | 0 | 0% | 0.9705% | 0 | 0% | 0.9909% | 0 | 0% | 0.9909% | 0 | 0% | 0.9909% | 0 | 0% | 7.233% | 0 | 0% | 7.233% | 0 | 0% | 7.233% | 0 | 0% | 0.5367% | 0 | 0% | 0.5367% | 0 | 0% | 0.5367% | 0 |  |  |  | 0% | 11.8% | 0 | 0% | 11.8% | 0 | 0% | 11.8% | 0 | 0% | 0.36% | 0 | 0% | 0.36% | 0 | 0% | 0.36% | 0 | 0% | 100% | 0 | 0% | 100% | 0 | 0% | 100% | 0 | 0% | 100% | 0 |  |  | 0 |  |  | 0 |  |  | 0
HAMMER 1101CB | 4.4213e-05 | 0 | 0.021662 | 0 | 0.021662 | 0.0065094 | 0.020352 | 0.0088978 | 0% | 99% | 0 | 0% | 99% | 0 | 0% | 99% | 0 | 0% | 99% | 0 | 0% | 63.54% | 0 | 0% | 50.49% | 0 | 0% | 50.49% | 0 | 0% | 50.49% | 0 | 0 | 0% | 2.611% | 0 | 0% | 2.611% | 0 | 0% | 2.611% | 0 | 0% | 0.2929% | 0 | 0% | 0.2929% | 0 | 0% | 0.2929% | 0 | 0% | 0.8617% | 0 | 0% | 0.8617% | 0 | 0% | 0.8617% | 0 | 0% | 0.8812% | 0 | 76.75% | 0.8812% | 0.00014652 | 0% | 0.8812% | 0 | 0% | 6.457% | 0 | 0% | 6.457% | 0 | 0% | 6.457% | 0 | 0% | 0.6875% | 0 | 0% | 0.6875% | 0 | 0% | 0.6875% | 0 |  |  |  | 0% | 11.8% | 0 | 0% | 11.8% | 0 | 0% | 11.8% | 0 | 0% | 0.3627% | 0 | 0% | 0.3627% | 0 | 0% | 0.3627% | 0 | 0% | 100% | 0 | 0% | 100% | 0 | 0% | 100% | 0 | 0% | 100% | 0 |  |  | 0 |  |  | 0 |  |  | 0
POTRERO PP (A) 110338452 | 4.4203e-05 | 0 | 0.004512 | 0 | 0.004512 | 0.00025296 | 0.0055177 | 0.0016775 | 0% | 99% | 0 | 0% | 99% | 0 | 0% | 99% | 0 | 0% | 99% | 0 | 0% | 62.55% | 0 | 0% | 49.72% | 0 | 0% | 49.72% | 0 | 0% | 49.72% | 0 | 0 | 0% | 4.329% | 0 | 0% | 4.329% | 0 | 0% | 4.329% | 0 | 0% | 0.4763% | 0 | 0% | 0.4763% | 0 | 0% | 0.4763% | 0 | 0% | 1.127% | 0 | 0% | 1.127% | 0 | 0% | 1.127% | 0 | 96.61% | 1.189% | 5.1842e-05 | 0% | 1.189% | 0 | 0% | 1.189% | 0 | 0% | 8.499% | 0 | 0% | 8.499% | 0 | 0% | 8.499% | 0 | 0% | 0.2311% | 0 | 0% | 0.2311% | 0 | 0% | 0.2311% | 0 |  |  |  | 0% | 11.8% | 0 | 0% | 11.8% | 0 | 0% | 11.8% | 0 | 0% | 0.362% | 0 | 0% | 0.362% | 0 | 0% | 0.362% | 0 | 0% | 100% | 0 | 0% | 100% | 0 | 0% | 100% | 0 | 0% | 100% | 0 |  |  | 0 |  |  | 0 |  |  | 0
COUNTRY CLUB 1106CB | 4.4199e-05 | 0 | 0.055718 | 0 | 0.055718 | 0.022381 | 0.051296 | 0.0183 | 0% | 99% | 0 | 0% | 99% | 0 | 0% | 99% | 0 | 0% | 99% | 0 | 0% | 63.39% | 0 | 0% | 49.78% | 0 | 0% | 49.78% | 0 | 0% | 49.78% | 0 | 0 | 0% | 2.436% | 0 | 0% | 2.436% | 0 | 0% | 2.436% | 0 | 0% | 0.2778% | 0 | 0% | 0.2778% | 0 | 0% | 0.2778% | 0 | 0% | 0.8425% | 0 | 0% | 0.8425% | 0 | 0% | 0.8425% | 0 | 12.87% | 0.8645% | 6.2005e-05 | 86.84% | 0.8645% | 0.00041828 | 0% | 0.8645% | 0 | 0% | 6.328% | 0 | 0% | 6.328% | 0 | 0% | 6.328% | 0 | 0% | 0.9556% | 0 | 0% | 0.9556% | 0 | 0% | 0.9556% | 0 |  |  |  | 0% | 11.8% | 0 | 0% | 11.8% | 0 | 0% | 11.8% | 0 | 0% | 0.3638% | 0 | 0% | 0.3638% | 0 | 0% | 0.3638% | 0 | 0% | 100% | 0 | 0% | 100% | 0 | 0% | 100% | 0 | 0% | 100% | 0 |  |  | 0 |  |  | 0 |  |  | 0
ATWATER 1106CB | 4.4188e-05 | 0 | 0.039579 | 0 | 0.039579 | 0.0098871 | 0.037893 | 0.017555 | 0% | 99% | 0 | 0% | 99% | 0 | 0% | 99% | 0 | 0% | 99% | 0 | 0% | 62.97% | 0 | 0% | 49.57% | 0 | 0% | 49.57% | 0 | 0% | 49.57% | 0 | 0 | 0% | 2.558% | 0 | 0% | 2.558% | 0 | 0% | 2.558% | 0 | 0% | 0.2897% | 0 | 0% | 0.2897% | 0 | 0% | 0.2897% | 0 | 0% | 0.8716% | 0 | 0% | 0.8716% | 0 | 0% | 0.8716% | 0 | 0% | 0.8888% | 0 | 100% | 0.8888% | 0.00035179 | 0% | 0.8888% | 0 | 0% | 6.531% | 0 | 0% | 6.531% | 0 | 0% | 6.531% | 0 | 0% | 0.7045% | 0 | 0% | 0.7045% | 0 | 0% | 0.7045% | 0 |  |  |  | 0% | 11.8% | 0 | 0% | 11.8% | 0 | 0% | 11.8% | 0 | 0% | 0.3609% | 0 | 0% | 0.3609% | 0 | 0% | 0.3609% | 0 | 0% | 100% | 0 | 0% | 100% | 0 | 0% | 100% | 0 | 0% | 100% | 0 |  |  | 0 |  |  | 0 |  |  | 0
TRIMBLE 1105CB | 4.4129e-05 | 0 | 0.0033783 | 0 | 0.0033783 | 0.00068973 | 0.0030412 | 0.0018458 | 0% | 99% | 0 | 0% | 99% | 0 | 0% | 99% | 0 | 0% | 99% | 0 | 0% | 66.27% | 0 | 0% | 51.9% | 0 | 0% | 51.9% | 0 | 0% | 51.9% | 0 | 0 | 0% | 3.244% | 0 | 0% | 3.244% | 0 | 0% | 3.244% | 0 | 0% | 0.3677% | 0 | 0% | 0.3677% | 0 | 0% | 0.3677% | 0 | 0% | 0.8168% | 0 | 0% | 0.8168% | 0 | 0% | 0.8168% | 0 | 0% | 0.8785% | 0 | 0% | 0.8785% | 0 | 0% | 0.8785% | 0 | 0% | 6.196% | 0 | 0% | 6.196% | 0 | 0% | 6.196% | 0 | 0% | 0.4805% | 0 | 0% | 0.4805% | 0 | 0% | 0.4805% | 0 |  |  |  | 0% | 11.8% | 0 | 0% | 11.8% | 0 | 0% | 11.8% | 0 | 0% | 0.3731% | 0 | 0% | 0.3731% | 0 | 0% | 0.3731% | 0 | 0% | 100% | 0 | 0% | 100% | 0 | 0% | 100% | 0 | 0% | 100% | 0 |  |  | 0 |  |  | 0 |  |  | 0
HUNTERS POINT (P) 1104CB | 4.4128e-05 | 0 | 0.0083891 | 0 | 0.0083891 | 0.001861 | 0.0086333 | 0.0033541 | 0% | 99% | 0 | 0% | 99% | 0 | 0% | 99% | 0 | 0% | 99% | 0 | 0% | 65.05% | 0 | 0% | 51.98% | 0 | 0% | 51.98% | 0 | 0% | 51.98% | 0 | 0 | 0% | 3.677% | 0 | 0% | 3.677% | 0 | 0% | 3.677% | 0 | 0% | 0.4002% | 0 | 0% | 0.4002% | 0 | 0% | 0.4002% | 0 | 0% | 0.942% | 0 | 0% | 0.942% | 0 | 0% | 0.942% | 0 | 0% | 0.972% | 0 | 99.36% | 0.972% | 8.1019e-05 | 0% | 0.972% | 0 | 0% | 7.035% | 0 | 0% | 7.035% | 0 | 0% | 7.035% | 0 | 0% | 0.6412% | 0 | 0% | 0.6412% | 0 | 0% | 0.6412% | 0 |  |  |  | 0% | 11.8% | 0 | 0% | 11.8% | 0 | 0% | 11.8% | 0 | 0% | 0.3623% | 0 | 0% | 0.3623% | 0 | 0% | 0.3623% | 0 | 0% | 100% | 0 | 0% | 100% | 0 | 0% | 100% | 0 | 0% | 100% | 0 |  |  | 0 |  |  | 0 |  |  | 0
EL PATIO 1113LC02 | 4.4112e-05 | 0 | 0.02544 | 0 | 0.02544 | 0.0087513 | 0.021926 | 0.011319 | 0% | 99% | 0 | 0% | 99% | 0 | 0% | 99% | 0 | 0% | 99% | 0 | 0% | 65.66% | 0 | 0% | 51.51% | 0 | 0% | 51.51% | 0 | 0% | 51.51% | 0 | 0 | 0% | 2.713% | 0 | 0% | 2.713% | 0 | 0% | 2.713% | 0 | 0% | 0.3067% | 0 | 0% | 0.3067% | 0 | 0% | 0.3067% | 0 | 0% | 0.7846% | 0 | 0% | 0.7846% | 0 | 0% | 0.7846% | 0 | 93.7% | 0.8249% | 0.00019664 | 6.3% | 0.8249% | 1.3222e-05 | 0% | 0.8249% | 0 | 0% | 5.919% | 0 | 0% | 5.919% | 0 | 0% | 5.919% | 0 | 0% | 0.8033% | 0 | 0% | 0.8033% | 0 | 0% | 0.8033% | 0 |  |  |  | 0% | 11.8% | 0 | 0% | 11.8% | 0 | 0% | 11.8% | 0 | 0% | 0.3701% | 0 | 0% | 0.3701% | 0 | 0% | 0.3701% | 0 | 0% | 100% | 0 | 0% | 100% | 0 | 0% | 100% | 0 | 0% | 100% | 0 |  |  | 0 |  |  | 0 |  |  | 0
COLUMBUS 110614325 | 4.411e-05 | 0 | 0.0069037 | 0 | 0.0069037 | 0.0013091 | 0.0069842 | 0.0031031 | 0% | 99% | 0 | 0% | 99% | 0 | 0% | 99% | 0 | 0% | 99% | 0 | 0% | 62.52% | 0 | 0% | 50.5% | 0 | 0% | 50.5% | 0 | 0% | 50.5% | 0 | 0 | 0% | 2.571% | 0 | 0% | 2.571% | 0 | 0% | 2.571% | 0 | 0% | 0.2821% | 0 | 0% | 0.2821% | 0 | 0% | 0.2821% | 0 | 0% | 0.9359% | 0 | 0% | 0.9359% | 0 | 0% | 0.9359% | 0 | 0% | 0.9345% | 0 | 0% | 0.9345% | 0 | 0% | 0.9345% | 0 | 0% | 6.969% | 0 | 0% | 6.969% | 0 | 0% | 6.969% | 0 | 0% | 0.3446% | 0 | 0% | 0.3446% | 0 | 0% | 0.3446% | 0 |  |  |  | 0% | 11.8% | 0 | 0% | 11.8% | 0 | 0% | 11.8% | 0 | 0% | 0.3559% | 0 | 0% | 0.3559% | 0 | 0% | 0.3559% | 0 | 0% | 100% | 0 | 0% | 100% | 0 | 0% | 100% | 0 | 0% | 100% | 0 |  |  | 0 |  |  | 0 |  |  | 0
MOUNTAIN VIEW 1104LM26 | 4.4094e-05 | 0 | 0.018791 | 0 | 0.018791 | 0.0066153 | 0.017093 | 0.0073108 | 0% | 99% | 0 | 0% | 99% | 0 | 0% | 99% | 0 | 0% | 99% | 0 | 0% | 64.44% | 0 | 0% | 50.53% | 0 | 0% | 50.53% | 0 | 0% | 50.53% | 0 | 0 | 0% | 2.809% | 0 | 0% | 2.809% | 0 | 0% | 2.809% | 0 | 0% | 0.3144% | 0 | 0% | 0.3144% | 0 | 0% | 0.3144% | 0 | 0% | 0.8324% | 0 | 0% | 0.8324% | 0 | 0% | 0.8324% | 0 | 0% | 0.8618% | 0 | 0% | 0.8618% | 0 | 100% | 0.8618% | 0.00016193 | 0% | 6.251% | 0 | 0% | 6.251% | 0 | 0% | 6.251% | 0 | 0% | 0.8098% | 0 | 0% | 0.8098% | 0 | 0% | 0.8098% | 0 |  |  |  | 0% | 11.8% | 0 | 0% | 11.8% | 0 | 0% | 11.8% | 0 | 0% | 0.3664% | 0 | 0% | 0.3664% | 0 | 0% | 0.3664% | 0 | 0% | 100% | 0 | 0% | 100% | 0 | 0% | 100% | 0 | 0% | 100% | 0 |  |  | 0 |  |  | 0 |  |  | 0
EMBARCADERO (Z) 1119CB | 4.4063e-05 | 0 | 0.0015742 | 0 | 0.0015742 | 0.0001111 | 0.0018972 | 0.00059034 | 0% | 99% | 0 | 0% | 99% | 0 | 0% | 99% | 0 | 0% | 99% | 0 | 0% | 62.89% | 0 | 0% | 50.09% | 0 | 0% | 50.09% | 0 | 0% | 50.09% | 0 | 0 | 0% | 4.279% | 0 | 0% | 4.279% | 0 | 0% | 4.279% | 0 | 0% | 0.4679% | 0 | 0% | 0.4679% | 0 | 0% | 0.4679% | 0 | 0% | 1.114% | 0 | 0% | 1.114% | 0 | 0% | 1.114% | 0 | 100% | 1.177% | 1.8525e-05 | 0% | 1.177% | 0 | 0% | 1.177% | 0 | 0% | 8.403% | 0 | 0% | 8.403% | 0 | 0% | 8.403% | 0 | 0% | 0.2648% | 0 | 0% | 0.2648% | 0 | 0% | 0.2648% | 0 |  |  |  | 0% | 11.8% | 0 | 0% | 11.8% | 0 | 0% | 11.8% | 0 | 0% | 0.3633% | 0 | 0% | 0.3633% | 0 | 0% | 0.3633% | 0 | 0% | 100% | 0 | 0% | 100% | 0 | 0% | 100% | 0 | 0% | 100% | 0 |  |  | 0 |  |  | 0 |  |  | 0
HALF MOON BAY 11029114 | 4.4037e-05 | 0 | 0.0011237 | 0 | 0.0011237 | 0.0001185 | 0.0014698 | 0.00026673 | 0% | 99% | 0 | 0% | 99% | 0 | 0% | 99% | 0 | 0% | 99% | 0 | 0% | 62.4% | 0 | 0% | 48.4% | 0 | 0% | 48.4% | 0 | 0% | 48.4% | 0 | 0 | 0% | 4.489% | 0 | 0% | 4.489% | 0 | 0% | 4.489% | 0 | 0% | 0.4979% | 0 | 0% | 0.4979% | 0 | 0% | 0.4979% | 0 | 0% | 1.204% | 0 | 0% | 1.204% | 0 | 0% | 1.204% | 0 | 100% | 1.284% | 1.4426e-05 | 0% | 1.284% | 0 | 0% | 1.284% | 0 | 0% | 9.129% | 0 | 0% | 9.129% | 0 | 0% | 9.129% | 0 | 0% | 0.3682% | 0 | 0% | 0.3682% | 0 | 0% | 0.3682% | 0 |  |  |  | 0% | 11.8% | 0 | 0% | 11.8% | 0 | 0% | 11.8% | 0 | 0% | 0.3628% | 0 | 0% | 0.3628% | 0 | 0% | 0.3628% | 0 | 0% | 100% | 0 | 0% | 100% | 0 | 0% | 100% | 0 | 0% | 100% | 0 |  |  | 0 |  |  | 0 |  |  | 0
EL CERRITO G 111451228 | 4.4012e-05 | 0 | 0.00023959 | 0 | 0.00023959 | 4.2745e-05 | 0.0002407 | 0.00011206 | 0% | 99% | 0 | 0% | 99% | 0 | 0% | 99% | 0 | 0% | 99% | 0 | 0% | 63.69% | 0 | 0% | 51.69% | 0 | 0% | 51.69% | 0 | 0% | 51.69% | 0 | 0 | 0% | 3% | 0 | 0% | 3% | 0 | 0% | 3% | 0 | 0% | 0.32% | 0 | 0% | 0.32% | 0 | 0% | 0.32% | 0 | 0% | 0.9185% | 0 | 0% | 0.9185% | 0 | 0% | 0.9185% | 0 | 0% | 0.8986% | 0 | 0% | 0.8986% | 0 | 0% | 0.8986% | 0 | 0% | 6.758% | 0 | 0% | 6.758% | 0 | 0% | 6.758% | 0 | 0% | 0.4247% | 0 | 0% | 0.4247% | 0 | 0% | 0.4247% | 0 |  |  |  | 0% | 11.8% | 0 | 0% | 11.8% | 0 | 0% | 11.8% | 0 | 0% | 0.3518% | 0 | 0% | 0.3518% | 0 | 0% | 0.3518% | 0 | 0% | 100% | 0 | 0% | 100% | 0 | 0% | 100% | 0 | 0% | 100% | 0 |  |  | 0 |  |  | 0 |  |  | 0
BRITTON 1115CB | 4.3993e-05 | 0 | 0.0076339 | 0 | 0.0076339 | 0.001299 | 0.0070012 | 0.0043016 | 0% | 99% | 0 | 0% | 99% | 0 | 0% | 99% | 0 | 0% | 99% | 0 | 0% | 65.91% | 0 | 0% | 52.01% | 0 | 0% | 52.01% | 0 | 0% | 52.01% | 0 | 0 | 0% | 3.411% | 0 | 0% | 3.411% | 0 | 0% | 3.411% | 0 | 0% | 0.3762% | 0 | 0% | 0.3762% | 0 | 0% | 0.3762% | 0 | 0% | 0.8365% | 0 | 0% | 0.8365% | 0 | 0% | 0.8365% | 0 | 0% | 0.8836% | 0 | 0% | 0.8836% | 0 | 0% | 0.8836% | 0 | 0% | 6.298% | 0 | 0% | 6.298% | 0 | 0% | 6.298% | 0 | 0% | 0.4192% | 0 | 0% | 0.4192% | 0 | 0% | 0.4192% | 0 |  |  |  | 0% | 11.8% | 0 | 0% | 11.8% | 0 | 0% | 11.8% | 0 | 0% | 0.3702% | 0 | 0% | 0.3702% | 0 | 0% | 0.3702% | 0 | 0% | 100% | 0 | 0% | 100% | 0 | 0% | 100% | 0 | 0% | 100% | 0 |  |  | 0 |  |  | 0 |  |  | 0
FIGARDEN 210584594 | 4.3964e-05 | 0 | 0.031188 | 0 | 0.031188 | 0.0090212 | 0.027431 | 0.015032 | 0% | 99% | 0 | 0% | 99% | 0 | 0% | 99% | 0 | 0% | 99% | 0 | 0% | 64.68% | 0 | 0% | 50.6% | 0 | 0% | 50.6% | 0 | 0% | 50.6% | 0 | 0 | 0% | 2.473% | 0 | 0% | 2.473% | 0 | 0% | 2.473% | 0 | 0% | 0.2834% | 0 | 0% | 0.2834% | 0 | 0% | 0.2834% | 0 | 0% | 0.8091% | 0 | 0% | 0.8091% | 0 | 0% | 0.8091% | 0 | 0% | 0.8491% | 0 | 0% | 0.8491% | 0 | 97.36% | 0.8491% | 0.00025785 | 0% | 6.122% | 0 | 0% | 6.122% | 0 | 0% | 6.122% | 0 | 0% | 0.7605% | 0 | 0% | 0.7605% | 0 | 0% | 0.7605% | 0 |  |  |  | 0% | 11.8% | 0 | 0% | 11.8% | 0 | 0% | 11.8% | 0 | 0% | 0.3698% | 0 | 0% | 0.3698% | 0 | 0% | 0.3698% | 0 | 0% | 100% | 0 | 0% | 100% | 0 | 0% | 100% | 0 | 0% | 100% | 0 |  |  | 0 |  |  | 0 |  |  | 0
EL PATIO 1112XR604 | 4.396e-05 | 0 | 0.019519 | 0 | 0.019519 | 0.008421 | 0.016836 | 0.0069645 | 0% | 99% | 0 | 0% | 99% | 0 | 0% | 99% | 0 | 0% | 99% | 0 | 0% | 64.28% | 0 | 0% | 50.57% | 0 | 0% | 50.57% | 0 | 0% | 50.57% | 0 | 0 | 0% | 2.619% | 0 | 0% | 2.619% | 0 | 0% | 2.619% | 0 | 0% | 0.2867% | 0 | 0% | 0.2867% | 0 | 0% | 0.2867% | 0 | 0% | 0.7925% | 0 | 0% | 0.7925% | 0 | 0% | 0.7925% | 0 | 0% | 0.8025% | 0 | 99.32% | 0.8025% | 0.00015558 | 0% | 0.8025% | 0 | 0% | 5.903% | 0 | 0% | 5.903% | 0 | 0% | 5.903% | 0 | 0% | 0.9863% | 0 | 0% | 0.9863% | 0 | 0% | 0.9863% | 0 |  |  |  | 0% | 11.8% | 0 | 0% | 11.8% | 0 | 0% | 11.8% | 0 | 0% | 0.3647% | 0 | 0% | 0.3647% | 0 | 0% | 0.3647% | 0 | 0% | 100% | 0 | 0% | 100% | 0 | 0% | 100% | 0 | 0% | 100% | 0 |  |  | 0 |  |  | 0 |  |  | 0
WEST LANE 110214604 | 4.3934e-05 | 0 | 0.077132 | 0 | 0.077132 | 0.023783 | 0.072233 | 0.031311 | 0% | 99% | 0 | 0% | 99% | 0 | 0% | 99% | 0 | 0% | 99% | 0 | 0% | 63.9% | 0 | 0% | 50.37% | 0 | 0% | 50.37% | 0 | 0% | 50.37% | 0 | 0 | 0% | 2.66% | 0 | 0% | 2.66% | 0 | 0% | 2.66% | 0 | 0% | 0.3047% | 0 | 0% | 0.3047% | 0 | 0% | 0.3047% | 0 | 0% | 0.8541% | 0 | 0% | 0.8541% | 0 | 0% | 0.8541% | 0 | 5.916% | 0.887% | 4.0476e-05 | 94.08% | 0.887% | 0.00064366 | 0% | 0.887% | 0 | 0% | 6.432% | 0 | 0% | 6.432% | 0 | 0% | 6.432% | 0 | 0% | 0.7111% | 0 | 0% | 0.7111% | 0 | 0% | 0.7111% | 0 |  |  |  | 0% | 11.8% | 0 | 0% | 11.8% | 0 | 0% | 11.8% | 0 | 0% | 0.365% | 0 | 0% | 0.365% | 0 | 0% | 0.365% | 0 | 0% | 100% | 0 | 0% | 100% | 0 | 0% | 100% | 0 | 0% | 100% | 0 |  |  | 0 |  |  | 0 |  |  | 0
NORTECH 2111CB | 4.3922e-05 | 0 | 0.0067249 | 0 | 0.0067249 | 0.0008922 | 0.0062291 | 0.0039799 | 0% | 99% | 0 | 0% | 99% | 0 | 0% | 99% | 0 | 0% | 99% | 0 | 0% | 63.82% | 0 | 0% | 49.69% | 0 | 0% | 49.69% | 0 | 0% | 49.69% | 0 | 0 | 0% | 3.206% | 0 | 0% | 3.206% | 0 | 0% | 3.206% | 0 | 0% | 0.3708% | 0 | 0% | 0.3708% | 0 | 0% | 0.3708% | 0 | 0% | 0.8252% | 0 | 0% | 0.8252% | 0 | 0% | 0.8252% | 0 | 43.07% | 0.8847% | 2.5627e-05 | 0% | 0.8847% | 0 | 0% | 0.8847% | 0 | 0% | 6.255% | 0 | 0% | 6.255% | 0 | 0% | 6.255% | 0 | 0% | 0.3598% | 0 | 0% | 0.3598% | 0 | 0% | 0.3598% | 0 |  |  |  | 0% | 11.8% | 0 | 0% | 11.8% | 0 | 0% | 11.8% | 0 | 0% | 0.3689% | 0 | 0% | 0.3689% | 0 | 0% | 0.3689% | 0 | 0% | 100% | 0 | 0% | 100% | 0 | 0% | 100% | 0 | 0% | 100% | 0 |  |  | 0 |  |  | 0 |  |  | 0
MANTECA 170414784 | 4.385e-05 | 0 | 0.016337 | 0 | 0.016337 | 0.0028393 | 0.012152 | 0.011978 | 0% | 99% | 0 | 0% | 99% | 0 | 0% | 99% | 0 | 0% | 99% | 0 | 0% | 66.35% | 0 | 0% | 53.14% | 0 | 0% | 53.14% | 0 | 0% | 53.14% | 0 | 0 | 0% | 2.171% | 0 | 0% | 2.171% | 0 | 0% | 2.171% | 0 | 0% | 0.2396% | 0 | 0% | 0.2396% | 0 | 0% | 0.2396% | 0 | 0% | 0.6799% | 0 | 0% | 0.6799% | 0 | 0% | 0.6799% | 0 | 0% | 0.6904% | 0 | 0% | 0.6904% | 0 | 0% | 0.6904% | 0 | 0% | 5.073% | 0 | 0% | 5.073% | 0 | 0% | 5.073% | 0 | 0% | 0.4473% | 0 | 0% | 0.4473% | 0 | 0% | 0.4473% | 0 |  |  |  | 0% | 11.8% | 0 | 0% | 11.8% | 0 | 0% | 11.8% | 0 | 0% | 0.3684% | 0 | 0% | 0.3684% | 0 | 0% | 0.3684% | 0 | 0% | 100% | 0 | 0% | 100% | 0 | 0% | 100% | 0 | 0% | 100% | 0 |  |  | 0 |  |  | 0 |  |  | 0
ALMADEN 1111CB | 4.3839e-05 | 0 | 0.02737 | 0 | 0.02737 | 0.010919 | 0.023507 | 0.010756 | 0% | 99% | 0 | 0% | 99% | 0 | 0% | 99% | 0 | 0% | 99% | 0 | 0% | 64.93% | 0 | 0% | 50.87% | 0 | 0% | 50.87% | 0 | 0% | 50.87% | 0 | 0 | 0% | 2.64% | 0 | 0% | 2.64% | 0 | 0% | 2.64% | 0 | 0% | 0.2971% | 0 | 0% | 0.2971% | 0 | 0% | 0.2971% | 0 | 0% | 0.7852% | 0 | 0% | 0.7852% | 0 | 0% | 0.7852% | 0 | 0% | 0.8132% | 0 | 0% | 0.8132% | 0 | 100% | 0.8132% | 0.00022258 | 0% | 5.896% | 0 | 0% | 5.896% | 0 | 0% | 5.896% | 0 | 0% | 0.8979% | 0 | 0% | 0.8979% | 0 | 0% | 0.8979% | 0 |  |  |  | 0% | 11.8% | 0 | 0% | 11.8% | 0 | 0% | 11.8% | 0 | 0% | 0.368% | 0 | 0% | 0.368% | 0 | 0% | 0.368% | 0 | 0% | 100% | 0 | 0% | 100% | 0 | 0% | 100% | 0 | 0% | 100% | 0 |  |  | 0 |  |  | 0 |  |  | 0
RICHMOND R 1124BR300 | 4.3814e-05 | 0 | 0.0091139 | 0 | 0.0091139 | 0.0010302 | 0.0087017 | 0.005313 | 0% | 99% | 0 | 0% | 99% | 0 | 0% | 99% | 0 | 0% | 99% | 0 | 0% | 66.08% | 0 | 0% | 53.29% | 0 | 0% | 53.29% | 0 | 0% | 53.29% | 0 | 0 | 0% | 3.361% | 0 | 0% | 3.361% | 0 | 0% | 3.361% | 0 | 0% | 0.3651% | 0 | 0% | 0.3651% | 0 | 0% | 0.3651% | 0 | 0% | 0.8782% | 0 | 0% | 0.8782% | 0 | 0% | 0.8782% | 0 | 0% | 0.9091% | 0 | 0% | 0.9091% | 0 | 0% | 0.9091% | 0 | 0% | 6.573% | 0 | 0% | 6.573% | 0 | 0% | 6.573% | 0 | 0% | 0.2685% | 0 | 0% | 0.2685% | 0 | 0% | 0.2685% | 0 |  |  |  | 0% | 11.8% | 0 | 0% | 11.8% | 0 | 0% | 11.8% | 0 | 0% | 0.3656% | 0 | 0% | 0.3656% | 0 | 0% | 0.3656% | 0 | 0% | 100% | 0 | 0% | 100% | 0 | 0% | 100% | 0 | 0% | 100% | 0 |  |  | 0 |  |  | 0 |  |  | 0
WEST LANE 1101CB | 4.3811e-05 | 0 | 0.01431 | 0 | 0.01431 | 0.0040587 | 0.013601 | 0.0059632 | 0% | 99% | 0 | 0% | 99% | 0 | 0% | 99% | 0 | 0% | 99% | 0 | 0% | 64.03% | 0 | 0% | 50.4% | 0 | 0% | 50.4% | 0 | 0% | 50.4% | 0 | 0 | 0% | 2.777% | 0 | 0% | 2.777% | 0 | 0% | 2.777% | 0 | 0% | 0.3177% | 0 | 0% | 0.3177% | 0 | 0% | 0.3177% | 0 | 0% | 0.8661% | 0 | 0% | 0.8661% | 0 | 0% | 0.8661% | 0 | 0% | 0.9035% | 0 | 100% | 0.9035% | 0.00012929 | 0% | 0.9035% | 0 | 0% | 6.53% | 0 | 0% | 6.53% | 0 | 0% | 6.53% | 0 | 0% | 0.648% | 0 | 0% | 0.648% | 0 | 0% | 0.648% | 0 |  |  |  | 0% | 11.8% | 0 | 0% | 11.8% | 0 | 0% | 11.8% | 0 | 0% | 0.3655% | 0 | 0% | 0.3655% | 0 | 0% | 0.3655% | 0 | 0% | 100% | 0 | 0% | 100% | 0 | 0% | 100% | 0 | 0% | 100% | 0 |  |  | 0 |  |  | 0 |  |  | 0
MANTECA 1707621318 | 4.3801e-05 | 0 | 0.022951 | 0 | 0.022951 | 0.0022409 | 0.01801 | 0.017635 | 0% | 99% | 0 | 0% | 99% | 0 | 0% | 99% | 0 | 0% | 99% | 0 | 0% | 66.07% | 0 | 0% | 53.58% | 0 | 0% | 53.58% | 0 | 0% | 53.58% | 0 | 0 | 0% | 2.223% | 0 | 0% | 2.223% | 0 | 0% | 2.223% | 0 | 0% | 0.2399% | 0 | 0% | 0.2399% | 0 | 0% | 0.2399% | 0 | 0% | 0.7201% | 0 | 0% | 0.7201% | 0 | 0% | 0.7201% | 0 | 20.7% | 0.7161% | 3.4019e-05 | 0% | 0.7161% | 0 | 2.132% | 0.7161% | 3.504e-06 | 0% | 5.338% | 0 | 0% | 5.338% | 0 | 0% | 5.338% | 0 | 0% | 0.2759% | 0 | 0% | 0.2759% | 0 | 0% | 0.2759% | 0 |  |  |  | 0% | 11.8% | 0 | 0% | 11.8% | 0 | 0% | 11.8% | 0 | 0% | 0.3641% | 0 | 0% | 0.3641% | 0 | 0% | 0.3641% | 0 | 0% | 100% | 0 | 0% | 100% | 0 | 0% | 100% | 0 | 0% | 100% | 0 |  |  | 0 |  |  | 0 |  |  | 0
OAKLAND J 1117CR190 | 4.3778e-05 | 0 | 0.011767 | 0 | 0.011767 | 0.00087141 | 0.013281 | 0.0052721 | 0% | 99% | 0 | 0% | 99% | 0 | 0% | 99% | 0 | 0% | 99% | 0 | 0% | 62.9% | 0 | 0% | 51.4% | 0 | 0% | 51.4% | 0 | 0% | 51.4% | 0 | 0 | 0% | 3.543% | 0 | 0% | 3.543% | 0 | 0% | 3.543% | 0 | 0% | 0.3779% | 0 | 0% | 0.3779% | 0 | 0% | 0.3779% | 0 | 0% | 1.043% | 0 | 0% | 1.043% | 0 | 0% | 1.043% | 0 | 0% | 1.04% | 0 | 0% | 1.04% | 0 | 98.13% | 1.04% | 0.00012013 | 0% | 7.726% | 0 | 0% | 7.726% | 0 | 0% | 7.726% | 0 | 0% | 0.2567% | 0 | 0% | 0.2567% | 0 | 0% | 0.2567% | 0 |  |  |  | 0% | 11.8% | 0 | 0% | 11.8% | 0 | 0% | 11.8% | 0 | 0% | 0.3517% | 0 | 0% | 0.3517% | 0 | 0% | 0.3517% | 0 | 0% | 100% | 0 | 0% | 100% | 0 | 0% | 100% | 0 | 0% | 100% | 0 |  |  | 0 |  |  | 0 |  |  | 0
NEWARK 21KV 2108MR117 | 4.3774e-05 | 0 | 0.0029043 | 0 | 0.0029043 | 0.00048308 | 0.0026096 | 0.0017016 | 0% | 99% | 0 | 0% | 99% | 0 | 0% | 99% | 0 | 0% | 99% | 0 | 0% | 66.51% | 0 | 0% | 52.42% | 0 | 0% | 52.42% | 0 | 0% | 52.42% | 0 | 0 | 0% | 3.605% | 0 | 0% | 3.605% | 0 | 0% | 3.605% | 0 | 0% | 0.3918% | 0 | 0% | 0.3918% | 0 | 0% | 0.3918% | 0 | 0% | 0.8225% | 0 | 0% | 0.8225% | 0 | 0% | 0.8225% | 0 | 63.68% | 0.8736% | 1.6156e-05 | 0% | 0.8736% | 0 | 0% | 0.8736% | 0 | 0% | 6.19% | 0 | 0% | 6.19% | 0 | 0% | 6.19% | 0 | 0% | 0.3% | 0 | 0% | 0.3% | 0 | 0% | 0.3% | 0 |  |  |  | 0% | 11.8% | 0 | 0% | 11.8% | 0 | 0% | 11.8% | 0 | 0% | 0.3724% | 0 | 0% | 0.3724% | 0 | 0% | 0.3724% | 0 | 0% | 100% | 0 | 0% | 100% | 0 | 0% | 100% | 0 | 0% | 100% | 0 |  |  | 0 |  |  | 0 |  |  | 0
MEADOW LANE 210388136 | 4.3738e-05 | 0 | 0.023662 | 0 | 0.023662 | 0.010321 | 0.01966 | 0.0090787 | 0% | 99% | 0 | 0% | 99% | 0 | 0% | 99% | 0 | 0% | 99% | 0 | 0% | 64.78% | 0 | 0% | 50.22% | 0 | 0% | 50.22% | 0 | 0% | 50.22% | 0 | 0 | 0% | 2.666% | 0 | 0% | 2.666% | 0 | 0% | 2.666% | 0 | 0% | 0.299% | 0 | 0% | 0.299% | 0 | 0% | 0.299% | 0 | 0% | 0.7589% | 0 | 0% | 0.7589% | 0 | 0% | 0.7589% | 0 | 0% | 0.7896% | 0 | 0% | 0.7896% | 0 | 52.29% | 0.7896% | 9.7693e-05 | 0% | 5.701% | 0 | 0% | 5.701% | 0 | 0% | 5.701% | 0 | 0% | 0.8779% | 0 | 0% | 0.8779% | 0 | 0% | 0.8779% | 0 |  |  |  | 0% | 11.8% | 0 | 0% | 11.8% | 0 | 0% | 11.8% | 0 | 0% | 0.3698% | 0 | 0% | 0.3698% | 0 | 0% | 0.3698% | 0 | 0% | 100% | 0 | 0% | 100% | 0 | 0% | 100% | 0 | 0% | 100% | 0 |  |  | 0 |  |  | 0 |  |  | 0
MOUNTAIN VIEW 1111CB | 4.3706e-05 | 0 | 0.0072421 | 0 | 0.0072421 | 0.0021348 | 0.0066826 | 0.0031375 | 0% | 99% | 0 | 0% | 99% | 0 | 0% | 99% | 0 | 0% | 99% | 0 | 0% | 64.84% | 0 | 0% | 51.02% | 0 | 0% | 51.02% | 0 | 0% | 51.02% | 0 | 0 | 0% | 3.088% | 0 | 0% | 3.088% | 0 | 0% | 3.088% | 0 | 0% | 0.3394% | 0 | 0% | 0.3394% | 0 | 0% | 0.3394% | 0 | 0% | 0.8464% | 0 | 0% | 0.8464% | 0 | 0% | 0.8464% | 0 | 0% | 0.8787% | 0 | 0% | 0.8787% | 0 | 100% | 0.8787% | 6.3637e-05 | 0% | 6.35% | 0 | 0% | 6.35% | 0 | 0% | 6.35% | 0 | 0% | 0.6676% | 0 | 0% | 0.6676% | 0 | 0% | 0.6676% | 0 |  |  |  | 0% | 11.8% | 0 | 0% | 11.8% | 0 | 0% | 11.8% | 0 | 0% | 0.3672% | 0 | 0% | 0.3672% | 0 | 0% | 0.3672% | 0 | 0% | 100% | 0 | 0% | 100% | 0 | 0% | 100% | 0 | 0% | 100% | 0 |  |  | 0 |  |  | 0 |  |  | 0
COLUSA 110141792 | 4.3706e-05 | 0 | 0.00632 | 0 | 0.00632 | 0.0019691 | 0.0063216 | 0.0021422 | 0% | 99% | 0 | 0% | 99% | 0 | 0% | 99% | 0 | 0% | 99% | 0 | 0% | 61.94% | 0 | 0% | 48.58% | 0 | 0% | 48.58% | 0 | 0% | 48.58% | 0 | 0 | 0% | 2.53% | 0 | 0% | 2.53% | 0 | 0% | 2.53% | 0 | 0% | 0.2891% | 0 | 0% | 0.2891% | 0 | 0% | 0.2891% | 0 | 0% | 0.9025% | 0 | 0% | 0.9025% | 0 | 0% | 0.9025% | 0 | 90.19% | 0.9077% | 5.1741e-05 | 9.805% | 0.9077% | 5.6248e-06 | 0% | 0.9077% | 0 | 0% | 6.732% | 0 | 0% | 6.732% | 0 | 0% | 6.732% | 0 | 0% | 0.8785% | 0 | 0% | 0.8785% | 0 | 0% | 0.8785% | 0 |  |  |  | 0% | 11.8% | 0 | 0% | 11.8% | 0 | 0% | 11.8% | 0 | 0% | 0.3553% | 0 | 0% | 0.3553% | 0 | 0% | 0.3553% | 0 | 0% | 100% | 0 | 0% | 100% | 0 | 0% | 100% | 0 | 0% | 100% | 0 |  |  | 0 |  |  | 0 |  |  | 0
MANTECA 170193022 | 4.37e-05 | 0 | 0.0049066 | 0 | 0.0049066 | 0.00066623 | 0.0031725 | 0.004261 | 0% | 99% | 0 | 0% | 99% | 0 | 0% | 99% | 0 | 0% | 99% | 0 | 0% | 67.17% | 0 | 0% | 53.03% | 0 | 0% | 53.03% | 0 | 0% | 53.03% | 0 | 0 | 0% | 2.135% | 0 | 0% | 2.135% | 0 | 0% | 2.135% | 0 | 0% | 0.2437% | 0 | 0% | 0.2437% | 0 | 0% | 0.2437% | 0 | 0% | 0.579% | 0 | 0% | 0.579% | 0 | 0% | 0.579% | 0 | 0% | 0.6055% | 0 | 0% | 0.6055% | 0 | 0% | 0.6055% | 0 | 0% | 4.352% | 0 | 0% | 4.352% | 0 | 0% | 4.352% | 0 | 0% | 0.3492% | 0 | 0% | 0.3492% | 0 | 0% | 0.3492% | 0 |  |  |  | 0% | 11.8% | 0 | 0% | 11.8% | 0 | 0% | 11.8% | 0 | 0% | 0.3746% | 0 | 0% | 0.3746% | 0 | 0% | 0.3746% | 0 | 0% | 100% | 0 | 0% | 100% | 0 | 0% | 100% | 0 | 0% | 100% | 0 |  |  | 0 |  |  | 0 |  |  | 0
SF L 0402CB | 4.3678e-05 | 0 | 0.00022292 | 0 | 0.00022292 | 2.6799e-05 | 0.0002733 | 6.7887e-05 | 0% | 99% | 0 | 0% | 99% | 0 | 0% | 99% | 0 | 0% | 99% | 0 | 0% | 63.45% | 0 | 0% | 50.89% | 0 | 0% | 50.89% | 0 | 0% | 50.89% | 0 | 0 | 0% | 4.16% | 0 | 0% | 4.16% | 0 | 0% | 4.16% | 0 | 0% | 0.4549% | 0 | 0% | 0.4549% | 0 | 0% | 0.4549% | 0 | 0% | 1.136% | 0 | 0% | 1.136% | 0 | 0% | 1.136% | 0 | 0% | 1.179% | 0 | 0% | 1.179% | 0 | 100% | 1.179% | 2.6286e-06 | 0% | 8.527% | 0 | 0% | 8.527% | 0 | 0% | 8.527% | 0 | 0% | 0.3518% | 0 | 0% | 0.3518% | 0 | 0% | 0.3518% | 0 |  |  |  | 0% | 11.8% | 0 | 0% | 11.8% | 0 | 0% | 11.8% | 0 | 0% | 0.3585% | 0 | 0% | 0.3585% | 0 | 0% | 0.3585% | 0 | 0% | 100% | 0 | 0% | 100% | 0 | 0% | 100% | 0 | 0% | 100% | 0 |  |  | 0 |  |  | 0 |  |  | 0
JARVIS 110662269 | 4.366e-05 | 0 | 0.00022283 | 0 | 0.00022283 | 1.4533e-05 | 0.00020947 | 0.00014383 | 0% | 99% | 0 | 0% | 99% | 0 | 0% | 99% | 0 | 0% | 99% | 0 | 0% | 64.89% | 0 | 0% | 51.9% | 0 | 0% | 51.9% | 0 | 0% | 51.9% | 0 | 0 | 0% | 3.275% | 0 | 0% | 3.275% | 0 | 0% | 3.275% | 0 | 0% | 0.3543% | 0 | 0% | 0.3543% | 0 | 0% | 0.3543% | 0 | 0% | 0.8576% | 0 | 0% | 0.8576% | 0 | 0% | 0.8576% | 0 | 0% | 0.8774% | 0 | 0% | 0.8774% | 0 | 0% | 0.8774% | 0 | 0% | 6.396% | 0 | 0% | 6.396% | 0 | 0% | 6.396% | 0 | 0% | 0.1711% | 0 | 0% | 0.1711% | 0 | 0% | 0.1711% | 0 |  |  |  | 0% | 11.8% | 0 | 0% | 11.8% | 0 | 0% | 11.8% | 0 | 0% | 0.3635% | 0 | 0% | 0.3635% | 0 | 0% | 0.3635% | 0 | 0% | 100% | 0 | 0% | 100% | 0 | 0% | 100% | 0 | 0% | 100% | 0 |  |  | 0 |  |  | 0 |  |  | 0
TRACY 1103CB | 4.3656e-05 | 0 | 0.026402 | 0 | 0.026402 | 0.0040478 | 0.027646 | 0.01189 | 0% | 99% | 0 | 0% | 99% | 0 | 0% | 99% | 0 | 0% | 99% | 0 | 0% | 62.7% | 0 | 0% | 50.5% | 0 | 0% | 50.5% | 0 | 0% | 50.5% | 0 | 0 | 0% | 2.848% | 0 | 0% | 2.848% | 0 | 0% | 2.848% | 0 | 0% | 0.3133% | 0 | 0% | 0.3133% | 0 | 0% | 0.3133% | 0 | 0% | 0.9621% | 0 | 0% | 0.9621% | 0 | 0% | 0.9621% | 0 | 0% | 0.9672% | 0 | 0.2976% | 0.9672% | 7.5994e-07 | 0% | 0.9672% | 0 | 0% | 7.17% | 0 | 0% | 7.17% | 0 | 0% | 7.17% | 0 | 0% | 0.3424% | 0 | 0% | 0.3424% | 0 | 0% | 0.3424% | 0 |  |  |  | 0% | 11.8% | 0 | 0% | 11.8% | 0 | 0% | 11.8% | 0 | 0% | 0.3555% | 0 | 0% | 0.3555% | 0 | 0% | 0.3555% | 0 | 0% | 100% | 0 | 0% | 100% | 0 | 0% | 100% | 0 | 0% | 100% | 0 |  |  | 0 |  |  | 0 |  |  | 0
OAKLAND D 1131CR430 | 4.3619e-05 | 0 | 0.016771 | 0 | 0.016771 | 0.0024203 | 0.016659 | 0.0086047 | 0% | 99% | 0 | 0% | 99% | 0 | 0% | 99% | 0 | 0% | 99% | 0 | 0% | 64.6% | 0 | 0% | 52.4% | 0 | 0% | 52.4% | 0 | 0% | 52.4% | 0 | 0 | 0% | 3.075% | 0 | 0% | 3.075% | 0 | 0% | 3.075% | 0 | 0% | 0.3303% | 0 | 0% | 0.3303% | 0 | 0% | 0.3303% | 0 | 0% | 0.9161% | 0 | 0% | 0.9161% | 0 | 0% | 0.9161% | 0 | 100% | 0.9232% | 0.00015483 | 0% | 0.9232% | 0 | 0% | 0.9232% | 0 | 0% | 6.812% | 0 | 0% | 6.812% | 0 | 0% | 6.812% | 0 | 0% | 0.4186% | 0 | 0% | 0.4186% | 0 | 0% | 0.4186% | 0 |  |  |  | 0% | 11.8% | 0 | 0% | 11.8% | 0 | 0% | 11.8% | 0 | 0% | 0.3591% | 0 | 0% | 0.3591% | 0 | 0% | 0.3591% | 0 | 0% | 100% | 0 | 0% | 100% | 0 | 0% | 100% | 0 | 0% | 100% | 0 |  |  | 0 |  |  | 0 |  |  | 0
EL CERRITO G 1113BR282 | 4.3595e-05 | 0 | 0.01602 | 0 | 0.01602 | 0.0026599 | 0.015971 | 0.0078134 | 0% | 99% | 0 | 0% | 99% | 0 | 0% | 99% | 0 | 0% | 99% | 0 | 0% | 64.93% | 0 | 0% | 52.56% | 0 | 0% | 52.56% | 0 | 0% | 52.56% | 0 | 0 | 0% | 3.242% | 0 | 0% | 3.242% | 0 | 0% | 3.242% | 0 | 0% | 0.3463% | 0 | 0% | 0.3463% | 0 | 0% | 0.3463% | 0 | 0% | 0.9211% | 0 | 0% | 0.9211% | 0 | 0% | 0.9211% | 0 | 0% | 0.9345% | 0 | 0% | 0.9345% | 0 | 99.1% | 0.9345% | 0.00014835 | 0% | 6.856% | 0 | 0% | 6.856% | 0 | 0% | 6.856% | 0 | 0% | 0.3804% | 0 | 0% | 0.3804% | 0 | 0% | 0.3804% | 0 |  |  |  | 0% | 11.8% | 0 | 0% | 11.8% | 0 | 0% | 11.8% | 0 | 0% | 0.3607% | 0 | 0% | 0.3607% | 0 | 0% | 0.3607% | 0 | 0% | 100% | 0 | 0% | 100% | 0 | 0% | 100% | 0 | 0% | 100% | 0 |  |  | 0 |  |  | 0 |  |  | 0
BAY MEADOWS 110411223 | 4.3584e-05 | 0 | 0.0041521 | 0 | 0.0041521 | 0.00098368 | 0.0042319 | 0.0016386 | 0% | 99% | 0 | 0% | 99% | 0 | 0% | 99% | 0 | 0% | 99% | 0 | 0% | 64.19% | 0 | 0% | 51.17% | 0 | 0% | 51.17% | 0 | 0% | 51.17% | 0 | 0 | 0% | 3.327% | 0 | 0% | 3.327% | 0 | 0% | 3.327% | 0 | 0% | 0.365% | 0 | 0% | 0.365% | 0 | 0% | 0.365% | 0 | 0% | 0.9313% | 0 | 0% | 0.9313% | 0 | 0% | 0.9313% | 0 | 0% | 0.9495% | 0 | 0% | 0.9495% | 0 | 0% | 0.9495% | 0 | 0% | 6.942% | 0 | 0% | 6.942% | 0 | 0% | 6.942% | 0 | 0% | 0.5909% | 0 | 0% | 0.5909% | 0 | 0% | 0.5909% | 0 |  |  |  | 0% | 11.8% | 0 | 0% | 11.8% | 0 | 0% | 11.8% | 0 | 0% | 0.3595% | 0 | 0% | 0.3595% | 0 | 0% | 0.3595% | 0 | 0% | 100% | 0 | 0% | 100% | 0 | 0% | 100% | 0 | 0% | 100% | 0 |  |  | 0 |  |  | 0 |  |  | 0
AIRWAYS 110894718 | 4.3571e-05 | 0 | 0.029131 | 0 | 0.029131 | 0.0078461 | 0.025349 | 0.014893 | 0% | 99% | 0 | 0% | 99% | 0 | 0% | 99% | 0 | 0% | 99% | 0 | 0% | 64.48% | 0 | 0% | 50.57% | 0 | 0% | 50.57% | 0 | 0% | 50.57% | 0 | 0 | 0% | 2.662% | 0 | 0% | 2.662% | 0 | 0% | 2.662% | 0 | 0% | 0.2973% | 0 | 0% | 0.2973% | 0 | 0% | 0.2973% | 0 | 0% | 0.7999% | 0 | 0% | 0.7999% | 0 | 0% | 0.7999% | 0 | 43.7% | 0.8342% | 0.00010619 | 0% | 0.8342% | 0 | 0% | 0.8342% | 0 | 0% | 6.025% | 0 | 0% | 6.025% | 0 | 0% | 6.025% | 0 | 0% | 0.7652% | 0 | 0% | 0.7652% | 0 | 0% | 0.7652% | 0 |  |  |  | 0% | 11.8% | 0 | 0% | 11.8% | 0 | 0% | 11.8% | 0 | 0% | 0.3694% | 0 | 0% | 0.3694% | 0 | 0% | 0.3694% | 0 | 0% | 100% | 0 | 0% | 100% | 0 | 0% | 100% | 0 | 0% | 100% | 0 |  |  | 0 |  |  | 0 |  |  | 0
STONE 1110XR456 | 4.3536e-05 | 0 | 0.017998 | 0 | 0.017998 | 0.0088297 | 0.014498 | 0.0063823 | 0% | 99% | 0 | 0% | 99% | 0 | 0% | 99% | 0 | 0% | 99% | 0 | 0% | 65% | 0 | 0% | 50.77% | 0 | 0% | 50.77% | 0 | 0% | 50.77% | 0 | 0 | 0% | 2.419% | 0 | 0% | 2.419% | 0 | 0% | 2.419% | 0 | 0% | 0.2695% | 0 | 0% | 0.2695% | 0 | 0% | 0.2695% | 0 | 0% | 0.7393% | 0 | 0% | 0.7393% | 0 | 0% | 0.7393% | 0 | 0% | 0.7626% | 0 | 72.93% | 0.7626% | 0.0001001 | 27.07% | 0.7626% | 3.7153e-05 | 0% | 5.546% | 0 | 0% | 5.546% | 0 | 0% | 5.546% | 0 | 0% | 1.118% | 0 | 0% | 1.118% | 0 | 0% | 1.118% | 0 |  |  |  | 0% | 11.8% | 0 | 0% | 11.8% | 0 | 0% | 11.8% | 0 | 0% | 0.3697% | 0 | 0% | 0.3697% | 0 | 0% | 0.3697% | 0 | 0% | 100% | 0 | 0% | 100% | 0 | 0% | 100% | 0 | 0% | 100% | 0 |  |  | 0 |  |  | 0 |  |  | 0
MABURY 1105CB | 4.3475e-05 | 0 | 0.0079877 | 0 | 0.0079877 | 0.0013094 | 0.0072006 | 0.0046758 | 0% | 99% | 0 | 0% | 99% | 0 | 0% | 99% | 0 | 0% | 99% | 0 | 0% | 66.69% | 0 | 0% | 52.71% | 0 | 0% | 52.71% | 0 | 0% | 52.71% | 0 | 0 | 0% | 3.371% | 0 | 0% | 3.371% | 0 | 0% | 3.371% | 0 | 0% | 0.3753% | 0 | 0% | 0.3753% | 0 | 0% | 0.3753% | 0 | 0% | 0.8223% | 0 | 0% | 0.8223% | 0 | 0% | 0.8223% | 0 | 0% | 0.8794% | 0 | 0% | 0.8794% | 0 | 0% | 0.8794% | 0 | 0% | 6.217% | 0 | 0% | 6.217% | 0 | 0% | 6.217% | 0 | 0% | 0.4144% | 0 | 0% | 0.4144% | 0 | 0% | 0.4144% | 0 |  |  |  | 0% | 11.8% | 0 | 0% | 11.8% | 0 | 0% | 11.8% | 0 | 0% | 0.3727% | 0 | 0% | 0.3727% | 0 | 0% | 0.3727% | 0 | 0% | 100% | 0 | 0% | 100% | 0 | 0% | 100% | 0 | 0% | 100% | 0 |  |  | 0 |  |  | 0 |  |  | 0
SAN LEANDRO U 1103CB | 4.3402e-05 | 0 | 0.016909 | 0 | 0.016909 | 0.00082561 | 0.018219 | 0.008867 | 0% | 99% | 0 | 0% | 99% | 0 | 0% | 99% | 0 | 0% | 99% | 0 | 0% | 65.16% | 0 | 0% | 52.19% | 0 | 0% | 52.19% | 0 | 0% | 52.19% | 0 | 0 | 0% | 3.415% | 0 | 0% | 3.415% | 0 | 0% | 3.415% | 0 | 0% | 0.3799% | 0 | 0% | 0.3799% | 0 | 0% | 0.3799% | 0 | 0% | 0.9917% | 0 | 0% | 0.9917% | 0 | 0% | 0.9917% | 0 | 0% | 1.049% | 0 | 96.06% | 1.049% | 0.0001704 | 0% | 1.049% | 0 | 0% | 7.507% | 0 | 0% | 7.507% | 0 | 0% | 7.507% | 0 | 0% | 0.1867% | 0 | 0% | 0.1867% | 0 | 0% | 0.1867% | 0 |  |  |  | 0% | 11.8% | 0 | 0% | 11.8% | 0 | 0% | 11.8% | 0 | 0% | 0.366% | 0 | 0% | 0.366% | 0 | 0% | 0.366% | 0 | 0% | 100% | 0 | 0% | 100% | 0 | 0% | 100% | 0 | 0% | 100% | 0 |  |  | 0 |  |  | 0 |  |  | 0
INDUSTRIAL ACRES 0411CB | 4.3392e-05 | 0 | 0.012955 | 0 | 0.012955 | 0.0010231 | 0.01379 | 0.0065726 | 0% | 99% | 0 | 0% | 99% | 0 | 0% | 99% | 0 | 0% | 99% | 0 | 0% | 65.31% | 0 | 0% | 52.38% | 0 | 0% | 52.38% | 0 | 0% | 52.38% | 0 | 0 | 0% | 3.406% | 0 | 0% | 3.406% | 0 | 0% | 3.406% | 0 | 0% | 0.3756% | 0 | 0% | 0.3756% | 0 | 0% | 0.3756% | 0 | 0% | 0.9815% | 0 | 0% | 0.9815% | 0 | 0% | 0.9815% | 0 | 60.45% | 1.03% | 8.0685e-05 | 0% | 1.03% | 0 | 12.85% | 1.03% | 1.7156e-05 | 0% | 7.406% | 0 | 0% | 7.406% | 0 | 0% | 7.406% | 0 | 0% | 0.2133% | 0 | 0% | 0.2133% | 0 | 0% | 0.2133% | 0 |  |  |  | 0% | 11.8% | 0 | 0% | 11.8% | 0 | 0% | 11.8% | 0 | 0% | 0.3652% | 0 | 0% | 0.3652% | 0 | 0% | 0.3652% | 0 | 0% | 100% | 0 | 0% | 100% | 0 | 0% | 100% | 0 | 0% | 100% | 0 |  |  | 0 |  |  | 0 |  |  | 0
EDES 1101CR230 | 4.3371e-05 | 0 | 0.01638 | 0 | 0.01638 | 0.0014907 | 0.015601 | 0.0099472 | 0% | 99% | 0 | 0% | 99% | 0 | 0% | 99% | 0 | 0% | 99% | 0 | 0% | 65.94% | 0 | 0% | 53.89% | 0 | 0% | 53.89% | 0 | 0% | 53.89% | 0 | 0 | 0% | 3.003% | 0 | 0% | 3.003% | 0 | 0% | 3.003% | 0 | 0% | 0.3258% | 0 | 0% | 0.3258% | 0 | 0% | 0.3258% | 0 | 0% | 0.8754% | 0 | 0% | 0.8754% | 0 | 0% | 0.8754% | 0 | 0% | 0.8806% | 0 | 0% | 0.8806% | 0 | 0% | 0.8806% | 0 | 0% | 6.499% | 0 | 0% | 6.499% | 0 | 0% | 6.499% | 0 | 0% | 0.2599% | 0 | 0% | 0.2599% | 0 | 0% | 0.2599% | 0 |  |  |  | 0% | 11.8% | 0 | 0% | 11.8% | 0 | 0% | 11.8% | 0 | 0% | 0.3595% | 0 | 0% | 0.3595% | 0 | 0% | 0.3595% | 0 | 0% | 100% | 0 | 0% | 100% | 0 | 0% | 100% | 0 | 0% | 100% | 0 |  |  | 0 |  |  | 0 |  |  | 0
EDES 1103CR136 | 4.3338e-05 | 0 | 0.025561 | 0 | 0.025561 | 0.0028952 | 0.024662 | 0.014638 | 0% | 99% | 0 | 0% | 99% | 0 | 0% | 99% | 0 | 0% | 99% | 0 | 0% | 65.08% | 0 | 0% | 53.17% | 0 | 0% | 53.17% | 0 | 0% | 53.17% | 0 | 0 | 0% | 2.975% | 0 | 0% | 2.975% | 0 | 0% | 2.975% | 0 | 0% | 0.3183% | 0 | 0% | 0.3183% | 0 | 0% | 0.3183% | 0 | 0% | 0.8905% | 0 | 0% | 0.8905% | 0 | 0% | 0.8905% | 0 | 0% | 0.8875% | 0 | 0% | 0.8875% | 0 | 0% | 0.8875% | 0 | 0% | 6.595% | 0 | 0% | 6.595% | 0 | 0% | 6.595% | 0 | 0% | 0.308% | 0 | 0% | 0.308% | 0 | 0% | 0.308% | 0 |  |  |  | 0% | 11.8% | 0 | 0% | 11.8% | 0 | 0% | 11.8% | 0 | 0% | 0.358% | 0 | 0% | 0.358% | 0 | 0% | 0.358% | 0 | 0% | 100% | 0 | 0% | 100% | 0 | 0% | 100% | 0 | 0% | 100% | 0 |  |  | 0 |  |  | 0 |  |  | 0
COUNTRY CLUB 1104CB | 4.3326e-05 | 0 | 0.047098 | 0 | 0.047098 | 0.01826 | 0.043435 | 0.016053 | 0% | 99% | 0 | 0% | 99% | 0 | 0% | 99% | 0 | 0% | 99% | 0 | 0% | 63.25% | 0 | 0% | 49.88% | 0 | 0% | 49.88% | 0 | 0% | 49.88% | 0 | 0 | 0% | 2.447% | 0 | 0% | 2.447% | 0 | 0% | 2.447% | 0 | 0% | 0.2784% | 0 | 0% | 0.2784% | 0 | 0% | 0.2784% | 0 | 0% | 0.8429% | 0 | 0% | 0.8429% | 0 | 0% | 0.8429% | 0 | 0% | 0.8595% | 0 | 98.74% | 0.8595% | 0.0003997 | 0% | 0.8595% | 0 | 0% | 6.314% | 0 | 0% | 6.314% | 0 | 0% | 6.314% | 0 | 0% | 0.8996% | 0 | 0% | 0.8996% | 0 | 0% | 0.8996% | 0 |  |  |  | 0% | 11.8% | 0 | 0% | 11.8% | 0 | 0% | 11.8% | 0 | 0% | 0.3623% | 0 | 0% | 0.3623% | 0 | 0% | 0.3623% | 0 | 0% | 100% | 0 | 0% | 100% | 0 | 0% | 100% | 0 | 0% | 100% | 0 |  |  | 0 |  |  | 0 |  |  | 0
MT EDEN 1112MR538 | 4.3304e-05 | 0 | 0.012156 | 0 | 0.012156 | 0.0022912 | 0.011379 | 0.0063961 | 0% | 99% | 0 | 0% | 99% | 0 | 0% | 99% | 0 | 0% | 99% | 0 | 0% | 66.03% | 0 | 0% | 52.66% | 0 | 0% | 52.66% | 0 | 0% | 52.66% | 0 | 0 | 0% | 3.042% | 0 | 0% | 3.042% | 0 | 0% | 3.042% | 0 | 0% | 0.3358% | 0 | 0% | 0.3358% | 0 | 0% | 0.3358% | 0 | 0% | 0.8597% | 0 | 0% | 0.8597% | 0 | 0% | 0.8597% | 0 | 0% | 0.901% | 0 | 0% | 0.901% | 0 | 100% | 0.901% | 0.00010952 | 0% | 6.478% | 0 | 0% | 6.478% | 0 | 0% | 6.478% | 0 | 0% | 0.4681% | 0 | 0% | 0.4681% | 0 | 0% | 0.4681% | 0 |  |  |  | 0% | 11.8% | 0 | 0% | 11.8% | 0 | 0% | 11.8% | 0 | 0% | 0.3683% | 0 | 0% | 0.3683% | 0 | 0% | 0.3683% | 0 | 0% | 100% | 0 | 0% | 100% | 0 | 0% | 100% | 0 | 0% | 100% | 0 |  |  | 0 |  |  | 0 |  |  | 0
SWIFT 2106XR060 | 4.3298e-05 | 0 | 0.047362 | 0 | 0.047362 | 0.013772 | 0.042735 | 0.021677 | 0% | 99% | 0 | 0% | 99% | 0 | 0% | 99% | 0 | 0% | 99% | 0 | 0% | 64.68% | 0 | 0% | 51.22% | 0 | 0% | 51.22% | 0 | 0% | 51.22% | 0 | 0 | 0% | 2.827% | 0 | 0% | 2.827% | 0 | 0% | 2.827% | 0 | 0% | 0.3116% | 0 | 0% | 0.3116% | 0 | 0% | 0.3116% | 0 | 0% | 0.8251% | 0 | 0% | 0.8251% | 0 | 0% | 0.8251% | 0 | 0% | 0.8396% | 0 | 83.62% | 0.8396% | 0.0003325 | 14.21% | 0.8396% | 5.6486e-05 | 0% | 6.151% | 0 | 0% | 6.151% | 0 | 0% | 6.151% | 0 | 0% | 0.6371% | 0 | 0% | 0.6371% | 0 | 0% | 0.6371% | 0 |  |  |  | 0% | 11.8% | 0 | 0% | 11.8% | 0 | 0% | 11.8% | 0 | 0% | 0.3632% | 0 | 0% | 0.3632% | 0 | 0% | 0.3632% | 0 | 0% | 100% | 0 | 0% | 100% | 0 | 0% | 100% | 0 | 0% | 100% | 0 |  |  | 0 |  |  | 0 |  |  | 0
CALIFORNIA AVE 1116D8892 | 4.3294e-05 | 0 | 0.0081754 | 0 | 0.0081754 | 0.0026938 | 0.0076318 | 0.00317 | 0% | 99% | 0 | 0% | 99% | 0 | 0% | 99% | 0 | 0% | 99% | 0 | 0% | 63.72% | 0 | 0% | 50.33% | 0 | 0% | 50.33% | 0 | 0% | 50.33% | 0 | 0 | 0% | 2.614% | 0 | 0% | 2.614% | 0 | 0% | 2.614% | 0 | 0% | 0.2924% | 0 | 0% | 0.2924% | 0 | 0% | 0.2924% | 0 | 0% | 0.8629% | 0 | 0% | 0.8629% | 0 | 0% | 0.8629% | 0 | 100% | 0.8847% | 7.2329e-05 | 0% | 0.8847% | 0 | 0% | 0.8847% | 0 | 0% | 6.471% | 0 | 0% | 6.471% | 0 | 0% | 6.471% | 0 | 0% | 0.9047% | 0 | 0% | 0.9047% | 0 | 0% | 0.9047% | 0 |  |  |  | 0% | 11.8% | 0 | 0% | 11.8% | 0 | 0% | 11.8% | 0 | 0% | 0.3643% | 0 | 0% | 0.3643% | 0 | 0% | 0.3643% | 0 | 0% | 100% | 0 | 0% | 100% | 0 | 0% | 100% | 0 | 0% | 100% | 0 |  |  | 0 |  |  | 0 |  |  | 0
STELLING 1103CB | 4.3285e-05 | 0 | 0.017378 | 0 | 0.017378 | 0.0047324 | 0.01598 | 0.0079754 | 0% | 99% | 0 | 0% | 99% | 0 | 0% | 99% | 0 | 0% | 99% | 0 | 0% | 64.75% | 0 | 0% | 51.22% | 0 | 0% | 51.22% | 0 | 0% | 51.22% | 0 | 0 | 0% | 2.902% | 0 | 0% | 2.902% | 0 | 0% | 2.902% | 0 | 0% | 0.3195% | 0 | 0% | 0.3195% | 0 | 0% | 0.3195% | 0 | 0% | 0.8408% | 0 | 0% | 0.8408% | 0 | 0% | 0.8408% | 0 | 0% | 0.8621% | 0 | 0% | 0.8621% | 0 | 0% | 0.8621% | 0 | 0% | 6.287% | 0 | 0% | 6.287% | 0 | 0% | 6.287% | 0 | 0% | 0.634% | 0 | 0% | 0.634% | 0 | 0% | 0.634% | 0 |  |  |  | 0% | 11.8% | 0 | 0% | 11.8% | 0 | 0% | 11.8% | 0 | 0% | 0.3644% | 0 | 0% | 0.3644% | 0 | 0% | 0.3644% | 0 | 0% | 100% | 0 | 0% | 100% | 0 | 0% | 100% | 0 | 0% | 100% | 0 |  |  | 0 |  |  | 0 |  |  | 0
ASHLAN AVE 210536538 | 4.327e-05 | 0 | 0.014133 | 0 | 0.014133 | 0.005738 | 0.011659 | 0.0059336 | 0% | 99% | 0 | 0% | 99% | 0 | 0% | 99% | 0 | 0% | 99% | 0 | 0% | 64.02% | 0 | 0% | 49.91% | 0 | 0% | 49.91% | 0 | 0% | 49.91% | 0 | 0 | 0% | 2.239% | 0 | 0% | 2.239% | 0 | 0% | 2.239% | 0 | 0% | 0.2509% | 0 | 0% | 0.2509% | 0 | 0% | 0.2509% | 0 | 0% | 0.7607% | 0 | 0% | 0.7607% | 0 | 0% | 0.7607% | 0 | 0% | 0.7808% | 0 | 0% | 0.7808% | 0 | 100% | 0.7808% | 0.00011036 | 0% | 5.715% | 0 | 0% | 5.715% | 0 | 0% | 5.715% | 0 | 0% | 1.069% | 0 | 0% | 1.069% | 0 | 0% | 1.069% | 0 |  |  |  | 0% | 11.8% | 0 | 0% | 11.8% | 0 | 0% | 11.8% | 0 | 0% | 0.3685% | 0 | 0% | 0.3685% | 0 | 0% | 0.3685% | 0 | 0% | 100% | 0 | 0% | 100% | 0 | 0% | 100% | 0 | 0% | 100% | 0 |  |  | 0 |  |  | 0 |  |  | 0
BELMONT 1102CB | 4.3267e-05 | 0 | 0.011409 | 0 | 0.011409 | 0.0020508 | 0.011792 | 0.0049902 | 0% | 99% | 0 | 0% | 99% | 0 | 0% | 99% | 0 | 0% | 99% | 0 | 0% | 64.65% | 0 | 0% | 51.71% | 0 | 0% | 51.71% | 0 | 0% | 51.71% | 0 | 0 | 0% | 3.269% | 0 | 0% | 3.269% | 0 | 0% | 3.269% | 0 | 0% | 0.3603% | 0 | 0% | 0.3603% | 0 | 0% | 0.3603% | 0 | 0% | 0.9412% | 0 | 0% | 0.9412% | 0 | 0% | 0.9412% | 0 | 85.61% | 0.9648% | 9.4231e-05 | 14.39% | 0.9648% | 1.5842e-05 | 0% | 0.9648% | 0 | 0% | 7.034% | 0 | 0% | 7.034% | 0 | 0% | 7.034% | 0 | 0% | 0.4764% | 0 | 0% | 0.4764% | 0 | 0% | 0.4764% | 0 |  |  |  | 0% | 11.8% | 0 | 0% | 11.8% | 0 | 0% | 11.8% | 0 | 0% | 0.3596% | 0 | 0% | 0.3596% | 0 | 0% | 0.3596% | 0 | 0% | 100% | 0 | 0% | 100% | 0 | 0% | 100% | 0 | 0% | 100% | 0 |  |  | 0 |  |  | 0 |  |  | 0
SARATOGA 1110XR228 | 4.3245e-05 | 0 | 0.012948 | 0 | 0.012948 | 0.004329 | 0.011886 | 0.0051599 | 0% | 99% | 0 | 0% | 99% | 0 | 0% | 99% | 0 | 0% | 99% | 0 | 0% | 63.64% | 0 | 0% | 50.84% | 0 | 0% | 50.84% | 0 | 0% | 50.84% | 0 | 0 | 0% | 2.702% | 0 | 0% | 2.702% | 0 | 0% | 2.702% | 0 | 0% | 0.2894% | 0 | 0% | 0.2894% | 0 | 0% | 0.2894% | 0 | 0% | 0.843% | 0 | 0% | 0.843% | 0 | 0% | 0.843% | 0 | 0% | 0.8305% | 0 | 97.49% | 0.8305% | 0.00010483 | 0% | 0.8305% | 0 | 0% | 6.22% | 0 | 0% | 6.22% | 0 | 0% | 6.22% | 0 | 0% | 0.7384% | 0 | 0% | 0.7384% | 0 | 0% | 0.7384% | 0 |  |  |  | 0% | 11.8% | 0 | 0% | 11.8% | 0 | 0% | 11.8% | 0 | 0% | 0.3575% | 0 | 0% | 0.3575% | 0 | 0% | 0.3575% | 0 | 0% | 100% | 0 | 0% | 100% | 0 | 0% | 100% | 0 | 0% | 100% | 0 |  |  | 0 |  |  | 0 |  |  | 0
BRITTON 1104CB | 4.3241e-05 | 0 | 0.0097101 | 0 | 0.0097101 | 0.0020015 | 0.0093968 | 0.0046307 | 0% | 99% | 0 | 0% | 99% | 0 | 0% | 99% | 0 | 0% | 99% | 0 | 0% | 64.77% | 0 | 0% | 51.21% | 0 | 0% | 51.21% | 0 | 0% | 51.21% | 0 | 0 | 0% | 3.162% | 0 | 0% | 3.162% | 0 | 0% | 3.162% | 0 | 0% | 0.3475% | 0 | 0% | 0.3475% | 0 | 0% | 0.3475% | 0 | 0% | 0.8862% | 0 | 0% | 0.8862% | 0 | 0% | 0.8862% | 0 | 0% | 0.9212% | 0 | 0% | 0.9212% | 0 | 100% | 0.9212% | 8.9448e-05 | 0% | 6.656% | 0 | 0% | 6.656% | 0 | 0% | 6.656% | 0 | 0% | 0.457% | 0 | 0% | 0.457% | 0 | 0% | 0.457% | 0 |  |  |  | 0% | 11.8% | 0 | 0% | 11.8% | 0 | 0% | 11.8% | 0 | 0% | 0.3658% | 0 | 0% | 0.3658% | 0 | 0% | 0.3658% | 0 | 0% | 100% | 0 | 0% | 100% | 0 | 0% | 100% | 0 | 0% | 100% | 0 |  |  | 0 |  |  | 0 |  |  | 0
TIDEWATER 21098830 | 4.3182e-05 | 0 | 0.013076 | 0 | 0.013076 | 0.0067511 | 0.010628 | 0.0042064 | 0% | 99% | 0 | 0% | 99% | 0 | 0% | 99% | 0 | 0% | 99% | 0 | 0% | 64.77% | 0 | 0% | 50.3% | 0 | 0% | 50.3% | 0 | 0% | 50.3% | 0 | 0 | 0% | 2.716% | 0 | 0% | 2.716% | 0 | 0% | 2.716% | 0 | 0% | 0.2975% | 0 | 0% | 0.2975% | 0 | 0% | 0.2975% | 0 | 0% | 0.7478% | 0 | 0% | 0.7478% | 0 | 0% | 0.7478% | 0 | 0% | 0.7715% | 0 | 0% | 0.7715% | 0 | 0% | 0.7715% | 0 | 0% | 5.595% | 0 | 0% | 5.595% | 0 | 0% | 5.595% | 0 | 0% | 0.8284% | 0 | 0% | 0.8284% | 0 | 0% | 0.8284% | 0 |  |  |  | 0% | 11.8% | 0 | 0% | 11.8% | 0 | 0% | 11.8% | 0 | 0% | 0.3699% | 0 | 0% | 0.3699% | 0 | 0% | 0.3699% | 0 | 0% | 100% | 0 | 0% | 100% | 0 | 0% | 100% | 0 | 0% | 100% | 0 |  |  | 0 |  |  | 0 |  |  | 0
SARATOGA 1114XR418 | 4.3172e-05 | 0 | 0.01344 | 0 | 0.01344 | 0.0044876 | 0.012431 | 0.0052684 | 0% | 99% | 0 | 0% | 99% | 0 | 0% | 99% | 0 | 0% | 99% | 0 | 0% | 63.62% | 0 | 0% | 50.44% | 0 | 0% | 50.44% | 0 | 0% | 50.44% | 0 | 0 | 0% | 2.749% | 0 | 0% | 2.749% | 0 | 0% | 2.749% | 0 | 0% | 0.2978% | 0 | 0% | 0.2978% | 0 | 0% | 0.2978% | 0 | 0% | 0.8468% | 0 | 0% | 0.8468% | 0 | 0% | 0.8468% | 0 | 0% | 0.8453% | 0 | 66.48% | 0.8453% | 7.5527e-05 | 33.52% | 0.8453% | 3.8084e-05 | 0% | 6.278% | 0 | 0% | 6.278% | 0 | 0% | 6.278% | 0 | 0% | 0.7407% | 0 | 0% | 0.7407% | 0 | 0% | 0.7407% | 0 |  |  |  | 0% | 11.8% | 0 | 0% | 11.8% | 0 | 0% | 11.8% | 0 | 0% | 0.3594% | 0 | 0% | 0.3594% | 0 | 0% | 0.3594% | 0 | 0% | 100% | 0 | 0% | 100% | 0 | 0% | 100% | 0 | 0% | 100% | 0 |  |  | 0 |  |  | 0 |  |  | 0
ROUGH AND READY ISLA 110295784 | 4.3154e-05 | 0 | 0.0024227 | 0 | 0.0024227 | 0.00024338 | 0.0020394 | 0.0017164 | 0% | 99% | 0 | 0% | 99% | 0 | 0% | 99% | 0 | 0% | 99% | 0 | 0% | 66.86% | 0 | 0% | 53.41% | 0 | 0% | 53.41% | 0 | 0% | 53.41% | 0 | 0 | 0% | 3.206% | 0 | 0% | 3.206% | 0 | 0% | 3.206% | 0 | 0% | 0.3527% | 0 | 0% | 0.3527% | 0 | 0% | 0.3527% | 0 | 0% | 0.7684% | 0 | 0% | 0.7684% | 0 | 0% | 0.7684% | 0 | 100% | 0.8131% | 1.9699e-05 | 0% | 0.8131% | 0 | 0% | 0.8131% | 0 | 0% | 5.783% | 0 | 0% | 5.783% | 0 | 0% | 5.783% | 0 | 0% | 0.2693% | 0 | 0% | 0.2693% | 0 | 0% | 0.2693% | 0 |  |  |  | 0% | 11.8% | 0 | 0% | 11.8% | 0 | 0% | 11.8% | 0 | 0% | 0.3725% | 0 | 0% | 0.3725% | 0 | 0% | 0.3725% | 0 | 0% | 100% | 0 | 0% | 100% | 0 | 0% | 100% | 0 | 0% | 100% | 0 |  |  | 0 |  |  | 0 |  |  | 0
HAMMER 110175256 | 4.3148e-05 | 0 | 0.011451 | 0 | 0.011451 | 0.0031381 | 0.010801 | 0.0049638 | 0% | 99% | 0 | 0% | 99% | 0 | 0% | 99% | 0 | 0% | 99% | 0 | 0% | 64.07% | 0 | 0% | 50.8% | 0 | 0% | 50.8% | 0 | 0% | 50.8% | 0 | 0 | 0% | 2.71% | 0 | 0% | 2.71% | 0 | 0% | 2.71% | 0 | 0% | 0.3072% | 0 | 0% | 0.3072% | 0 | 0% | 0.3072% | 0 | 0% | 0.8615% | 0 | 0% | 0.8615% | 0 | 0% | 0.8615% | 0 | 0% | 0.8897% | 0 | 1.132% | 0.8897% | 1.1533e-06 | 0% | 0.8897% | 0 | 0% | 6.472% | 0 | 0% | 6.472% | 0 | 0% | 6.472% | 0 | 0% | 0.6311% | 0 | 0% | 0.6311% | 0 | 0% | 0.6311% | 0 |  |  |  | 0% | 11.8% | 0 | 0% | 11.8% | 0 | 0% | 11.8% | 0 | 0% | 0.3639% | 0 | 0% | 0.3639% | 0 | 0% | 0.3639% | 0 | 0% | 100% | 0 | 0% | 100% | 0 | 0% | 100% | 0 | 0% | 100% | 0 |  |  | 0 |  |  | 0 |  |  | 0
WESTPARK 110849636 | 4.3141e-05 | 0 | 0.0096879 | 0 | 0.0096879 | 0.0034326 | 0.0089516 | 0.0036081 | 0% | 99% | 0 | 0% | 99% | 0 | 0% | 99% | 0 | 0% | 99% | 0 | 0% | 62.95% | 0 | 0% | 50.14% | 0 | 0% | 50.14% | 0 | 0% | 50.14% | 0 | 0 | 0% | 2.337% | 0 | 0% | 2.337% | 0 | 0% | 2.337% | 0 | 0% | 0.2594% | 0 | 0% | 0.2594% | 0 | 0% | 0.2594% | 0 | 0% | 0.8547% | 0 | 0% | 0.8547% | 0 | 0% | 0.8547% | 0 | 0% | 0.8582% | 0 | 12.78% | 0.8582% | 1.0622e-05 | 86.02% | 0.8582% | 7.1515e-05 | 0% | 6.374% | 0 | 0% | 6.374% | 0 | 0% | 6.374% | 0 | 0% | 0.7188% | 0 | 0% | 0.7188% | 0 | 0% | 0.7188% | 0 |  |  |  | 0% | 11.8% | 0 | 0% | 11.8% | 0 | 0% | 11.8% | 0 | 0% | 0.3604% | 0 | 0% | 0.3604% | 0 | 0% | 0.3604% | 0 | 0% | 100% | 0 | 0% | 100% | 0 | 0% | 100% | 0 | 0% | 100% | 0 |  |  | 0 |  |  | 0 |  |  | 0
SAN JOSE B 1105XR238 | 4.3126e-05 | 0 | 0.02179 | 0 | 0.02179 | 0.0033793 | 0.021551 | 0.011039 | 0% | 99% | 0 | 0% | 99% | 0 | 0% | 99% | 0 | 0% | 99% | 0 | 0% | 64.42% | 0 | 0% | 51.26% | 0 | 0% | 51.26% | 0 | 0% | 51.26% | 0 | 0 | 0% | 3.295% | 0 | 0% | 3.295% | 0 | 0% | 3.295% | 0 | 0% | 0.3601% | 0 | 0% | 0.3601% | 0 | 0% | 0.3601% | 0 | 0% | 0.9061% | 0 | 0% | 0.9061% | 0 | 0% | 0.9061% | 0 | 0% | 0.9342% | 0 | 0% | 0.9342% | 0 | 60.45% | 0.9342% | 0.00012305 | 0% | 6.782% | 0 | 0% | 6.782% | 0 | 0% | 6.782% | 0 | 0% | 0.4037% | 0 | 0% | 0.4037% | 0 | 0% | 0.4037% | 0 |  |  |  | 0% | 11.8% | 0 | 0% | 11.8% | 0 | 0% | 11.8% | 0 | 0% | 0.3633% | 0 | 0% | 0.3633% | 0 | 0% | 0.3633% | 0 | 0% | 100% | 0 | 0% | 100% | 0 | 0% | 100% | 0 | 0% | 100% | 0 |  |  | 0 |  |  | 0 |  |  | 0
PIERCY 2110CB | 4.3097e-05 | 0 | 0.0017596 | 0 | 0.0017596 | 0.00041534 | 0.0016817 | 0.00080771 | 0% | 99% | 0 | 0% | 99% | 0 | 0% | 99% | 0 | 0% | 99% | 0 | 0% | 65.13% | 0 | 0% | 50.23% | 0 | 0% | 50.23% | 0 | 0% | 50.23% | 0 | 0 | 0% | 3.5% | 0 | 0% | 3.5% | 0 | 0% | 3.5% | 0 | 0% | 0.3999% | 0 | 0% | 0.3999% | 0 | 0% | 0.3999% | 0 | 0% | 0.8498% | 0 | 0% | 0.8498% | 0 | 0% | 0.8498% | 0 | 0% | 0.9052% | 0 | 100% | 0.9052% | 1.5928e-05 | 0% | 0.9052% | 0 | 0% | 6.407% | 0 | 0% | 6.407% | 0 | 0% | 6.407% | 0 | 0% | 0.5828% | 0 | 0% | 0.5828% | 0 | 0% | 0.5828% | 0 |  |  |  | 0% | 11.8% | 0 | 0% | 11.8% | 0 | 0% | 11.8% | 0 | 0% | 0.3672% | 0 | 0% | 0.3672% | 0 | 0% | 0.3672% | 0 | 0% | 100% | 0 | 0% | 100% | 0 | 0% | 100% | 0 | 0% | 100% | 0 |  |  | 0 |  |  | 0 |  |  | 0
WHISMAN 1103CB | 4.2971e-05 | 0 | 0.016594 | 0 | 0.016594 | 0.0065172 | 0.014716 | 0.0061603 | 0% | 99% | 0 | 0% | 99% | 0 | 0% | 99% | 0 | 0% | 99% | 0 | 0% | 64.54% | 0 | 0% | 50.44% | 0 | 0% | 50.44% | 0 | 0% | 50.44% | 0 | 0 | 0% | 2.89% | 0 | 0% | 2.89% | 0 | 0% | 2.89% | 0 | 0% | 0.3178% | 0 | 0% | 0.3178% | 0 | 0% | 0.3178% | 0 | 0% | 0.8141% | 0 | 0% | 0.8141% | 0 | 0% | 0.8141% | 0 | 0% | 0.8418% | 0 | 0% | 0.8418% | 0 | 100% | 0.8418% | 0.00013968 | 0% | 6.103% | 0 | 0% | 6.103% | 0 | 0% | 6.103% | 0 | 0% | 0.8756% | 0 | 0% | 0.8756% | 0 | 0% | 0.8756% | 0 |  |  |  | 0% | 11.8% | 0 | 0% | 11.8% | 0 | 0% | 11.8% | 0 | 0% | 0.3679% | 0 | 0% | 0.3679% | 0 | 0% | 0.3679% | 0 | 0% | 100% | 0 | 0% | 100% | 0 | 0% | 100% | 0 | 0% | 100% | 0 |  |  | 0 |  |  | 0 |  |  | 0
LARKIN (Y) 1127971378 | 4.2971e-05 | 0 | 0.00058482 | 0 | 0.00058482 | 4.401e-05 | 0.00068488 | 0.00023651 | 0% | 99% | 0 | 0% | 99% | 0 | 0% | 99% | 0 | 0% | 99% | 0 | 0% | 63.64% | 0 | 0% | 51.14% | 0 | 0% | 51.14% | 0 | 0% | 51.14% | 0 | 0 | 0% | 4.266% | 0 | 0% | 4.266% | 0 | 0% | 4.266% | 0 | 0% | 0.4501% | 0 | 0% | 0.4501% | 0 | 0% | 0.4501% | 0 | 0% | 1.094% | 0 | 0% | 1.094% | 0 | 0% | 1.094% | 0 | 100% | 1.178% | 6.8912e-06 | 0% | 1.178% | 0 | 0% | 1.178% | 0 | 0% | 8.311% | 0 | 0% | 8.311% | 0 | 0% | 8.311% | 0 | 0% | 0.3117% | 0 | 0% | 0.3117% | 0 | 0% | 0.3117% | 0 |  |  |  | 0% | 11.8% | 0 | 0% | 11.8% | 0 | 0% | 11.8% | 0 | 0% | 0.3714% | 0 | 0% | 0.3714% | 0 | 0% | 0.3714% | 0 | 0% | 100% | 0 | 0% | 100% | 0 | 0% | 100% | 0 | 0% | 100% | 0 |  |  | 0 |  |  | 0 |  |  | 0
KERN POWER 210565342 | 4.2968e-05 | 0 | 0.0048244 | 0 | 0.0048244 | 0.00098073 | 0.0036659 | 0.0033174 | 0% | 99% | 0 | 0% | 99% | 0 | 0% | 99% | 0 | 0% | 99% | 0 | 0% | 65.22% | 0 | 0% | 50.49% | 0 | 0% | 50.49% | 0 | 0% | 50.49% | 0 | 0 | 0% | 2.515% | 0 | 0% | 2.515% | 0 | 0% | 2.515% | 0 | 0% | 0.2836% | 0 | 0% | 0.2836% | 0 | 0% | 0.2836% | 0 | 0% | 0.6891% | 0 | 0% | 0.6891% | 0 | 0% | 0.6891% | 0 | 0% | 0.7307% | 0 | 100% | 0.7307% | 3.525e-05 | 0% | 0.7307% | 0 | 0% | 5.219% | 0 | 0% | 5.219% | 0 | 0% | 5.219% | 0 | 0% | 0.4463% | 0 | 0% | 0.4463% | 0 | 0% | 0.4463% | 0 |  |  |  | 0% | 11.8% | 0 | 0% | 11.8% | 0 | 0% | 11.8% | 0 | 0% | 0.3747% | 0 | 0% | 0.3747% | 0 | 0% | 0.3747% | 0 | 0% | 100% | 0 | 0% | 100% | 0 | 0% | 100% | 0 | 0% | 100% | 0 |  |  | 0 |  |  | 0 |  |  | 0
SAN LEANDRO U 1116MR590 | 4.2898e-05 | 0 | 0.0023353 | 0 | 0.0023353 | 0.00025517 | 0.0020581 | 0.0015418 | 0% | 99% | 0 | 0% | 99% | 0 | 0% | 99% | 0 | 0% | 99% | 0 | 0% | 67.63% | 0 | 0% | 54.25% | 0 | 0% | 54.25% | 0 | 0% | 54.25% | 0 | 0 | 0% | 3.207% | 0 | 0% | 3.207% | 0 | 0% | 3.207% | 0 | 0% | 0.3509% | 0 | 0% | 0.3509% | 0 | 0% | 0.3509% | 0 | 0% | 0.8093% | 0 | 0% | 0.8093% | 0 | 0% | 0.8093% | 0 | 0% | 0.8577% | 0 | 0% | 0.8577% | 0 | 0% | 0.8577% | 0 | 0% | 6.105% | 0 | 0% | 6.105% | 0 | 0% | 6.105% | 0 | 0% | 0.2901% | 0 | 0% | 0.2901% | 0 | 0% | 0.2901% | 0 |  |  |  | 0% | 11.8% | 0 | 0% | 11.8% | 0 | 0% | 11.8% | 0 | 0% | 0.3724% | 0 | 0% | 0.3724% | 0 | 0% | 0.3724% | 0 | 0% | 100% | 0 | 0% | 100% | 0 | 0% | 100% | 0 | 0% | 100% | 0 |  |  | 0 |  |  | 0 |  |  | 0
STUART 0404CB | 4.2891e-05 | 0 | 0.0052901 | 0 | 0.0052901 | 0.001111 | 0.0054478 | 0.0021738 | 0% | 99% | 0 | 0% | 99% | 0 | 0% | 99% | 0 | 0% | 99% | 0 | 0% | 63.7% | 0 | 0% | 51.71% | 0 | 0% | 51.71% | 0 | 0% | 51.71% | 0 | 0 | 0% | 3.131% | 0 | 0% | 3.131% | 0 | 0% | 3.131% | 0 | 0% | 0.328% | 0 | 0% | 0.328% | 0 | 0% | 0.328% | 0 | 0% | 0.9549% | 0 | 0% | 0.9549% | 0 | 0% | 0.9549% | 0 | 0% | 0.9499% | 0 | 100% | 0.9499% | 5.0252e-05 | 0% | 0.9499% | 0 | 0% | 7.075% | 0 | 0% | 7.075% | 0 | 0% | 7.075% | 0 | 0% | 0.5241% | 0 | 0% | 0.5241% | 0 | 0% | 0.5241% | 0 |  |  |  | 0% | 11.8% | 0 | 0% | 11.8% | 0 | 0% | 11.8% | 0 | 0% | 0.3562% | 0 | 0% | 0.3562% | 0 | 0% | 0.3562% | 0 | 0% | 100% | 0 | 0% | 100% | 0 | 0% | 100% | 0 | 0% | 100% | 0 |  |  | 0 |  |  | 0 |  |  | 0
POTRERO PP (A) 1113CB | 4.2886e-05 | 0 | 0.0097034 | 0 | 0.0097034 | 0.00058111 | 0.012625 | 0.0028116 | 0% | 99% | 0 | 0% | 99% | 0 | 0% | 99% | 0 | 0% | 99% | 0 | 0% | 61.84% | 0 | 0% | 49.29% | 0 | 0% | 49.29% | 0 | 0% | 49.29% | 0 | 0 | 0% | 4.354% | 0 | 0% | 4.354% | 0 | 0% | 4.354% | 0 | 0% | 0.4707% | 0 | 0% | 0.4707% | 0 | 0% | 0.4707% | 0 | 0% | 1.212% | 0 | 0% | 1.212% | 0 | 0% | 1.212% | 0 | 100% | 1.27% | 0.00012325 | 0% | 1.27% | 0 | 0% | 1.27% | 0 | 0% | 9.139% | 0 | 0% | 9.139% | 0 | 0% | 9.139% | 0 | 0% | 0.2824% | 0 | 0% | 0.2824% | 0 | 0% | 0.2824% | 0 |  |  |  | 0% | 11.8% | 0 | 0% | 11.8% | 0 | 0% | 11.8% | 0 | 0% | 0.36% | 0 | 0% | 0.36% | 0 | 0% | 0.36% | 0 | 0% | 100% | 0 | 0% | 100% | 0 | 0% | 100% | 0 | 0% | 100% | 0 |  |  | 0 |  |  | 0 |  |  | 0
MC KEE 111169100 | 4.2877e-05 | 0 | 0.03173 | 0 | 0.03173 | 0.011158 | 0.028159 | 0.013061 | 0% | 99% | 0 | 0% | 99% | 0 | 0% | 99% | 0 | 0% | 99% | 0 | 0% | 63.42% | 0 | 0% | 50.63% | 0 | 0% | 50.63% | 0 | 0% | 50.63% | 0 | 0 | 0% | 2.602% | 0 | 0% | 2.602% | 0 | 0% | 2.602% | 0 | 0% | 0.2757% | 0 | 0% | 0.2757% | 0 | 0% | 0.2757% | 0 | 0% | 0.8159% | 0 | 0% | 0.8159% | 0 | 0% | 0.8159% | 0 | 23.38% | 0.7948% | 5.8955e-05 | 3.532% | 0.7948% | 8.907e-06 | 0% | 0.7948% | 0 | 0% | 5.997% | 0 | 0% | 5.997% | 0 | 0% | 5.997% | 0 | 0% | 0.7871% | 0 | 0% | 0.7871% | 0 | 0% | 0.7871% | 0 |  |  |  | 0% | 11.8% | 0 | 0% | 11.8% | 0 | 0% | 11.8% | 0 | 0% | 0.3571% | 0 | 0% | 0.3571% | 0 | 0% | 0.3571% | 0 | 0% | 100% | 0 | 0% | 100% | 0 | 0% | 100% | 0 | 0% | 100% | 0 |  |  | 0 |  |  | 0 |  |  | 0
RIVERBANK 17169170 | 4.2857e-05 | 0 | 0.0083117 | 0 | 0.0083117 | 0.00098723 | 0.0053059 | 0.0074275 | 0% | 99% | 0 | 0% | 99% | 0 | 0% | 99% | 0 | 0% | 99% | 0 | 0% | 67.46% | 0 | 0% | 54.1% | 0 | 0% | 54.1% | 0 | 0% | 54.1% | 0 | 0 | 0% | 2.172% | 0 | 0% | 2.172% | 0 | 0% | 2.172% | 0 | 0% | 0.2398% | 0 | 0% | 0.2398% | 0 | 0% | 0.2398% | 0 | 0% | 0.5804% | 0 | 0% | 0.5804% | 0 | 0% | 0.5804% | 0 | 0% | 0.6008% | 0 | 0% | 0.6008% | 0 | 0% | 0.6008% | 0 | 0% | 4.343% | 0 | 0% | 4.343% | 0 | 0% | 4.343% | 0 | 0% | 0.3044% | 0 | 0% | 0.3044% | 0 | 0% | 0.3044% | 0 |  |  |  | 0% | 11.8% | 0 | 0% | 11.8% | 0 | 0% | 11.8% | 0 | 0% | 0.3749% | 0 | 0% | 0.3749% | 0 | 0% | 0.3749% | 0 | 0% | 100% | 0 | 0% | 100% | 0 | 0% | 100% | 0 | 0% | 100% | 0 |  |  | 0 |  |  | 0 |  |  | 0
EVERGREEN 2101XR112 | 4.2841e-05 | 0 | 0.0048102 | 0 | 0.0048102 | 0.0013269 | 0.0040215 | 0.0025921 | 0% | 99% | 0 | 0% | 99% | 0 | 0% | 99% | 0 | 0% | 99% | 0 | 0% | 66.51% | 0 | 0% | 51.63% | 0 | 0% | 51.63% | 0 | 0% | 51.63% | 0 | 0 | 0% | 2.923% | 0 | 0% | 2.923% | 0 | 0% | 2.923% | 0 | 0% | 0.3368% | 0 | 0% | 0.3368% | 0 | 0% | 0.3368% | 0 | 0% | 0.7474% | 0 | 0% | 0.7474% | 0 | 0% | 0.7474% | 0 | 0% | 0.7984% | 0 | 29.72% | 0.7984% | 1.1413e-05 | 70.28% | 0.7984% | 2.6992e-05 | 0% | 5.653% | 0 | 0% | 5.653% | 0 | 0% | 5.653% | 0 | 0% | 0.6047% | 0 | 0% | 0.6047% | 0 | 0% | 0.6047% | 0 |  |  |  | 0% | 11.8% | 0 | 0% | 11.8% | 0 | 0% | 11.8% | 0 | 0% | 0.3717% | 0 | 0% | 0.3717% | 0 | 0% | 0.3717% | 0 | 0% | 100% | 0 | 0% | 100% | 0 | 0% | 100% | 0 | 0% | 100% | 0 |  |  | 0 |  |  | 0 |  |  | 0
MAGUNDEN 11064445 | 4.2829e-05 | 0 | 0.013334 | 0 | 0.013334 | 0.0035658 | 0.013257 | 0.0051879 | 0% | 99% | 0 | 0% | 99% | 0 | 0% | 99% | 0 | 0% | 99% | 0 | 0% | 63.55% | 0 | 0% | 50.49% | 0 | 0% | 50.49% | 0 | 0% | 50.49% | 0 | 0 | 0% | 2.509% | 0 | 0% | 2.509% | 0 | 0% | 2.509% | 0 | 0% | 0.2902% | 0 | 0% | 0.2902% | 0 | 0% | 0.2902% | 0 | 0% | 0.912% | 0 | 0% | 0.912% | 0 | 0% | 0.912% | 0 | 0% | 0.9418% | 0 | 0% | 0.9418% | 0 | 0% | 0.9418% | 0 | 0% | 6.871% | 0 | 0% | 6.871% | 0 | 0% | 6.871% | 0 | 0% | 0.5024% | 0 | 0% | 0.5024% | 0 | 0% | 0.5024% | 0 |  |  |  | 0% | 11.8% | 0 | 0% | 11.8% | 0 | 0% | 11.8% | 0 | 0% | 0.3618% | 0 | 0% | 0.3618% | 0 | 0% | 0.3618% | 0 | 0% | 100% | 0 | 0% | 100% | 0 | 0% | 100% | 0 | 0% | 100% | 0 |  |  | 0 |  |  | 0 |  |  | 0
OAKLAND J 1118CB | 4.2815e-05 | 0 | 0.015514 | 0 | 0.015514 | 0.0025266 | 0.015175 | 0.0079089 | 0% | 99% | 0 | 0% | 99% | 0 | 0% | 99% | 0 | 0% | 99% | 0 | 0% | 64.77% | 0 | 0% | 52.64% | 0 | 0% | 52.64% | 0 | 0% | 52.64% | 0 | 0 | 0% | 3.069% | 0 | 0% | 3.069% | 0 | 0% | 3.069% | 0 | 0% | 0.3291% | 0 | 0% | 0.3291% | 0 | 0% | 0.3291% | 0 | 0% | 0.9025% | 0 | 0% | 0.9025% | 0 | 0% | 0.9025% | 0 | 0% | 0.9026% | 0 | 0% | 0.9026% | 0 | 0% | 0.9026% | 0 | 0% | 6.689% | 0 | 0% | 6.689% | 0 | 0% | 6.689% | 0 | 0% | 0.4209% | 0 | 0% | 0.4209% | 0 | 0% | 0.4209% | 0 |  |  |  | 0% | 11.8% | 0 | 0% | 11.8% | 0 | 0% | 11.8% | 0 | 0% | 0.3582% | 0 | 0% | 0.3582% | 0 | 0% | 0.3582% | 0 | 0% | 100% | 0 | 0% | 100% | 0 | 0% | 100% | 0 | 0% | 100% | 0 |  |  | 0 |  |  | 0 |  |  | 0
SF L 1102CB | 4.2771e-05 | 0 | 0.0068761 | 0 | 0.0068761 | 0.00055883 | 0.0093829 | 0.001409 | 0% | 99% | 0 | 0% | 99% | 0 | 0% | 99% | 0 | 0% | 99% | 0 | 0% | 60.98% | 0 | 0% | 48.81% | 0 | 0% | 48.81% | 0 | 0% | 48.81% | 0 | 0 | 0% | 4.561% | 0 | 0% | 4.561% | 0 | 0% | 4.561% | 0 | 0% | 0.49% | 0 | 0% | 0.49% | 0 | 0% | 0.49% | 0 | 0% | 1.271% | 0 | 0% | 1.271% | 0 | 0% | 1.271% | 0 | 0% | 1.309% | 0 | 0% | 1.309% | 0 | 54.74% | 1.309% | 4.9273e-05 | 0% | 9.522% | 0 | 0% | 9.522% | 0 | 0% | 9.522% | 0 | 0% | 0.3352% | 0 | 0% | 0.3352% | 0 | 0% | 0.3352% | 0 |  |  |  | 0% | 11.8% | 0 | 0% | 11.8% | 0 | 0% | 11.8% | 0 | 0% | 0.3534% | 0 | 0% | 0.3534% | 0 | 0% | 0.3534% | 0 | 0% | 100% | 0 | 0% | 100% | 0 | 0% | 100% | 0 | 0% | 100% | 0 |  |  | 0 |  |  | 0 |  |  | 0
OAKLAND X 1112CR25 | 4.2765e-05 | 0 | 0.0091669 | 0 | 0.0091669 | 0.001962 | 0.0089953 | 0.004175 | 0% | 99% | 0 | 0% | 99% | 0 | 0% | 99% | 0 | 0% | 99% | 0 | 0% | 64.92% | 0 | 0% | 52.33% | 0 | 0% | 52.33% | 0 | 0% | 52.33% | 0 | 0 | 0% | 3.035% | 0 | 0% | 3.035% | 0 | 0% | 3.035% | 0 | 0% | 0.3271% | 0 | 0% | 0.3271% | 0 | 0% | 0.3271% | 0 | 0% | 0.908% | 0 | 0% | 0.908% | 0 | 0% | 0.908% | 0 | 100% | 0.9255% | 8.4844e-05 | 0% | 0.9255% | 0 | 0% | 0.9255% | 0 | 0% | 6.78% | 0 | 0% | 6.78% | 0 | 0% | 6.78% | 0 | 0% | 0.5468% | 0 | 0% | 0.5468% | 0 | 0% | 0.5468% | 0 |  |  |  | 0% | 11.8% | 0 | 0% | 11.8% | 0 | 0% | 11.8% | 0 | 0% | 0.3622% | 0 | 0% | 0.3622% | 0 | 0% | 0.3622% | 0 | 0% | 100% | 0 | 0% | 100% | 0 | 0% | 100% | 0 | 0% | 100% | 0 |  |  | 0 |  |  | 0 |  |  | 0
STOCKDALE 2114CB | 4.276e-05 | 0 | 0.013749 | 0 | 0.013749 | 0.0049848 | 0.011725 | 0.005986 | 0% | 99% | 0 | 0% | 99% | 0 | 0% | 99% | 0 | 0% | 99% | 0 | 0% | 63.85% | 0 | 0% | 50.2% | 0 | 0% | 50.2% | 0 | 0% | 50.2% | 0 | 0 | 0% | 2.319% | 0 | 0% | 2.319% | 0 | 0% | 2.319% | 0 | 0% | 0.2574% | 0 | 0% | 0.2574% | 0 | 0% | 0.2574% | 0 | 0% | 0.784% | 0 | 0% | 0.784% | 0 | 0% | 0.784% | 0 | 0% | 0.7942% | 0 | 0% | 0.7942% | 0 | 100% | 0.7942% | 0.00010919 | 0% | 5.856% | 0 | 0% | 5.856% | 0 | 0% | 5.856% | 0 | 0% | 0.7525% | 0 | 0% | 0.7525% | 0 | 0% | 0.7525% | 0 |  |  |  | 0% | 11.8% | 0 | 0% | 11.8% | 0 | 0% | 11.8% | 0 | 0% | 0.3644% | 0 | 0% | 0.3644% | 0 | 0% | 0.3644% | 0 | 0% | 100% | 0 | 0% | 100% | 0 | 0% | 100% | 0 | 0% | 100% | 0 |  |  | 0 |  |  | 0 |  |  | 0
SAN JOSE A 111297886 | 4.2745e-05 | 0 | 0.014398 | 0 | 0.014398 | 0.0051573 | 0.012433 | 0.0061775 | 0% | 99% | 0 | 0% | 99% | 0 | 0% | 99% | 0 | 0% | 99% | 0 | 0% | 65.04% | 0 | 0% | 51.41% | 0 | 0% | 51.41% | 0 | 0% | 51.41% | 0 | 0 | 0% | 2.747% | 0 | 0% | 2.747% | 0 | 0% | 2.747% | 0 | 0% | 0.3004% | 0 | 0% | 0.3004% | 0 | 0% | 0.3004% | 0 | 0% | 0.7939% | 0 | 0% | 0.7939% | 0 | 0% | 0.7939% | 0 | 0% | 0.8141% | 0 | 96.21% | 0.8141% | 0.00011277 | 1.677% | 0.8141% | 1.9651e-06 | 0% | 5.934% | 0 | 0% | 5.934% | 0 | 0% | 5.934% | 0 | 0% | 0.8374% | 0 | 0% | 0.8374% | 0 | 0% | 0.8374% | 0 |  |  |  | 0% | 11.8% | 0 | 0% | 11.8% | 0 | 0% | 11.8% | 0 | 0% | 0.367% | 0 | 0% | 0.367% | 0 | 0% | 0.367% | 0 | 0% | 100% | 0 | 0% | 100% | 0 | 0% | 100% | 0 | 0% | 100% | 0 |  |  | 0 |  |  | 0 |  |  | 0
SUISUN 110779930 | 4.2741e-05 | 0 | 0.011997 | 0 | 0.011997 | 0.0037587 | 0.01124 | 0.0048064 | 0% | 99% | 0 | 0% | 99% | 0 | 0% | 99% | 0 | 0% | 99% | 0 | 0% | 64.48% | 0 | 0% | 50.61% | 0 | 0% | 50.61% | 0 | 0% | 50.61% | 0 | 0 | 0% | 3.266% | 0 | 0% | 3.266% | 0 | 0% | 3.266% | 0 | 0% | 0.356% | 0 | 0% | 0.356% | 0 | 0% | 0.356% | 0 | 0% | 0.8609% | 0 | 0% | 0.8609% | 0 | 0% | 0.8609% | 0 | 0% | 0.8956% | 0 | 0% | 0.8956% | 0 | 68.28% | 0.8956% | 7.3366e-05 | 0% | 6.457% | 0 | 0% | 6.457% | 0 | 0% | 6.457% | 0 | 0% | 0.528% | 0 | 0% | 0.528% | 0 | 0% | 0.528% | 0 |  |  |  | 0% | 11.8% | 0 | 0% | 11.8% | 0 | 0% | 11.8% | 0 | 0% | 0.3676% | 0 | 0% | 0.3676% | 0 | 0% | 0.3676% | 0 | 0% | 100% | 0 | 0% | 100% | 0 | 0% | 100% | 0 | 0% | 100% | 0 |  |  | 0 |  |  | 0 |  |  | 0
BRITTON 110779156 | 4.2675e-05 | 0 | 0.017859 | 0 | 0.017859 | 0.0056947 | 0.016322 | 0.0074651 | 0% | 99% | 0 | 0% | 99% | 0 | 0% | 99% | 0 | 0% | 99% | 0 | 0% | 64.08% | 0 | 0% | 50.65% | 0 | 0% | 50.65% | 0 | 0% | 50.65% | 0 | 0 | 0% | 2.787% | 0 | 0% | 2.787% | 0 | 0% | 2.787% | 0 | 0% | 0.3062% | 0 | 0% | 0.3062% | 0 | 0% | 0.3062% | 0 | 0% | 0.8356% | 0 | 0% | 0.8356% | 0 | 0% | 0.8356% | 0 | 0% | 0.8467% | 0 | 0% | 0.8467% | 0 | 0% | 0.8467% | 0 | 0% | 6.225% | 0 | 0% | 6.225% | 0 | 0% | 6.225% | 0 | 0% | 0.7023% | 0 | 0% | 0.7023% | 0 | 0% | 0.7023% | 0 |  |  |  | 0% | 11.8% | 0 | 0% | 11.8% | 0 | 0% | 11.8% | 0 | 0% | 0.3623% | 0 | 0% | 0.3623% | 0 | 0% | 0.3623% | 0 | 0% | 100% | 0 | 0% | 100% | 0 | 0% | 100% | 0 | 0% | 100% | 0 |  |  | 0 |  |  | 0 |  |  | 0
STONE 1101XR478 | 4.266e-05 | 0 | 0.022062 | 0 | 0.022062 | 0.012077 | 0.017296 | 0.0070471 | 0% | 99% | 0 | 0% | 99% | 0 | 0% | 99% | 0 | 0% | 99% | 0 | 0% | 64.35% | 0 | 0% | 50.24% | 0 | 0% | 50.24% | 0 | 0% | 50.24% | 0 | 0 | 0% | 2.306% | 0 | 0% | 2.306% | 0 | 0% | 2.306% | 0 | 0% | 0.254% | 0 | 0% | 0.254% | 0 | 0% | 0.254% | 0 | 0% | 0.7192% | 0 | 0% | 0.7192% | 0 | 0% | 0.7192% | 0 | 0% | 0.7268% | 0 | 11.92% | 0.7268% | 1.9113e-05 | 88.08% | 0.7268% | 0.00014122 | 0% | 5.357% | 0 | 0% | 5.357% | 0 | 0% | 5.357% | 0 | 0% | 1.265% | 0 | 0% | 1.265% | 0 | 0% | 1.265% | 0 |  |  |  | 0% | 11.8% | 0 | 0% | 11.8% | 0 | 0% | 11.8% | 0 | 0% | 0.3673% | 0 | 0% | 0.3673% | 0 | 0% | 0.3673% | 0 | 0% | 100% | 0 | 0% | 100% | 0 | 0% | 100% | 0 | 0% | 100% | 0 |  |  | 0 |  |  | 0 |  |  | 0
DALY CITY 110812513 | 4.2605e-05 | 0 | 0.0028267 | 0 | 0.0028267 | 0.00089659 | 0.0031657 | 0.00060402 | 0% | 99% | 0 | 0% | 99% | 0 | 0% | 99% | 0 | 0% | 99% | 0 | 0% | 64.37% | 0 | 0% | 50.26% | 0 | 0% | 50.26% | 0 | 0% | 50.26% | 0 | 0 | 0% | 4.499% | 0 | 0% | 4.499% | 0 | 0% | 4.499% | 0 | 0% | 0.4886% | 0 | 0% | 0.4886% | 0 | 0% | 0.4886% | 0 | 0% | 1.038% | 0 | 0% | 1.038% | 0 | 0% | 1.038% | 0 | 18.21% | 1.11% | 5.7126e-06 | 81.79% | 1.11% | 2.5652e-05 | 0% | 1.11% | 0 | 0% | 7.836% | 0 | 0% | 7.836% | 0 | 0% | 7.836% | 0 | 0% | 0.9266% | 0 | 0% | 0.9266% | 0 | 0% | 0.9266% | 0 |  |  |  | 0% | 11.8% | 0 | 0% | 11.8% | 0 | 0% | 11.8% | 0 | 0% | 0.37% | 0 | 0% | 0.37% | 0 | 0% | 0.37% | 0 | 0% | 100% | 0 | 0% | 100% | 0 | 0% | 100% | 0 | 0% | 100% | 0 |  |  | 0 |  |  | 0 |  |  | 0
WHISMAN 1110CB | 4.2573e-05 | 0 | 0.01434 | 0 | 0.01434 | 0.0047431 | 0.013008 | 0.0059218 | 0% | 99% | 0 | 0% | 99% | 0 | 0% | 99% | 0 | 0% | 99% | 0 | 0% | 65.03% | 0 | 0% | 50.91% | 0 | 0% | 50.91% | 0 | 0% | 50.91% | 0 | 0 | 0% | 2.965% | 0 | 0% | 2.965% | 0 | 0% | 2.965% | 0 | 0% | 0.331% | 0 | 0% | 0.331% | 0 | 0% | 0.331% | 0 | 0% | 0.8315% | 0 | 0% | 0.8315% | 0 | 0% | 0.8315% | 0 | 0% | 0.8719% | 0 | 0% | 0.8719% | 0 | 100% | 0.8719% | 0.00012503 | 0% | 6.265% | 0 | 0% | 6.265% | 0 | 0% | 6.265% | 0 | 0% | 0.7351% | 0 | 0% | 0.7351% | 0 | 0% | 0.7351% | 0 |  |  |  | 0% | 11.8% | 0 | 0% | 11.8% | 0 | 0% | 11.8% | 0 | 0% | 0.3693% | 0 | 0% | 0.3693% | 0 | 0% | 0.3693% | 0 | 0% | 100% | 0 | 0% | 100% | 0 | 0% | 100% | 0 | 0% | 100% | 0 |  |  | 0 |  |  | 0 |  |  | 0
LAS GALLINAS A 1107662 | 4.2551e-05 | 0 | 0.011076 | 0 | 0.011076 | 0.0029809 | 0.011223 | 0.0040794 | 0% | 99% | 0 | 0% | 99% | 0 | 0% | 99% | 0 | 0% | 99% | 0 | 0% | 64.39% | 0 | 0% | 50.19% | 0 | 0% | 50.19% | 0 | 0% | 50.19% | 0 | 0 | 0% | 3.739% | 0 | 0% | 3.739% | 0 | 0% | 3.739% | 0 | 0% | 0.4105% | 0 | 0% | 0.4105% | 0 | 0% | 0.4105% | 0 | 0% | 0.9292% | 0 | 0% | 0.9292% | 0 | 0% | 0.9292% | 0 | 0% | 0.9827% | 0 | 0% | 0.9827% | 0 | 0% | 0.9827% | 0 | 0% | 7.002% | 0 | 0% | 7.002% | 0 | 0% | 7.002% | 0 | 0% | 0.6884% | 0 | 0% | 0.6884% | 0 | 0% | 0.6884% | 0 |  |  |  | 0% | 11.8% | 0 | 0% | 11.8% | 0 | 0% | 11.8% | 0 | 0% | 0.3686% | 0 | 0% | 0.3686% | 0 | 0% | 0.3686% | 0 | 0% | 100% | 0 | 0% | 100% | 0 | 0% | 100% | 0 | 0% | 100% | 0 |  |  | 0 |  |  | 0 |  |  | 0
COUNTRY CLUB 110173018 | 4.2546e-05 | 0 | 0.029314 | 0 | 0.029314 | 0.0121 | 0.026534 | 0.0097556 | 0% | 99% | 0 | 0% | 99% | 0 | 0% | 99% | 0 | 0% | 99% | 0 | 0% | 62.87% | 0 | 0% | 49.51% | 0 | 0% | 49.51% | 0 | 0% | 49.51% | 0 | 0 | 0% | 2.395% | 0 | 0% | 2.395% | 0 | 0% | 2.395% | 0 | 0% | 0.2656% | 0 | 0% | 0.2656% | 0 | 0% | 0.2656% | 0 | 0% | 0.8291% | 0 | 0% | 0.8291% | 0 | 0% | 0.8291% | 0 | 0% | 0.8305% | 0 | 100% | 0.8305% | 0.00024345 | 0% | 0.8305% | 0 | 0% | 6.173% | 0 | 0% | 6.173% | 0 | 0% | 6.173% | 0 | 0% | 1.032% | 0 | 0% | 1.032% | 0 | 0% | 1.032% | 0 |  |  |  | 0% | 11.8% | 0 | 0% | 11.8% | 0 | 0% | 11.8% | 0 | 0% | 0.3605% | 0 | 0% | 0.3605% | 0 | 0% | 0.3605% | 0 | 0% | 100% | 0 | 0% | 100% | 0 | 0% | 100% | 0 | 0% | 100% | 0 |  |  | 0 |  |  | 0 |  |  | 0
KINGSBURG 110279838 | 4.2525e-05 | 0 | 0.027274 | 0 | 0.027274 | 0.0052152 | 0.025606 | 0.014201 | 0% | 99% | 0 | 0% | 99% | 0 | 0% | 99% | 0 | 0% | 99% | 0 | 0% | 63.41% | 0 | 0% | 50.06% | 0 | 0% | 50.06% | 0 | 0% | 50.06% | 0 | 0 | 0% | 2.809% | 0 | 0% | 2.809% | 0 | 0% | 2.809% | 0 | 0% | 0.31% | 0 | 0% | 0.31% | 0 | 0% | 0.31% | 0 | 0% | 0.8623% | 0 | 0% | 0.8623% | 0 | 0% | 0.8623% | 0 | 0% | 0.8843% | 0 | 0% | 0.8843% | 0 | 0% | 0.8843% | 0 | 0% | 6.46% | 0 | 0% | 6.46% | 0 | 0% | 6.46% | 0 | 0% | 0.5252% | 0 | 0% | 0.5252% | 0 | 0% | 0.5252% | 0 |  |  |  | 0% | 11.8% | 0 | 0% | 11.8% | 0 | 0% | 11.8% | 0 | 0% | 0.364% | 0 | 0% | 0.364% | 0 | 0% | 0.364% | 0 | 0% | 100% | 0 | 0% | 100% | 0 | 0% | 100% | 0 | 0% | 100% | 0 |  |  | 0 |  |  | 0 |  |  | 0
PACIFIC GROVE 0421CB | 4.2517e-05 | 0 | 0.0024231 | 0 | 0.0024231 | 0.00056473 | 0.003059 | 0.00037612 | 0% | 99% | 0 | 0% | 99% | 0 | 0% | 99% | 0 | 0% | 99% | 0 | 0% | 61.86% | 0 | 0% | 48.92% | 0 | 0% | 48.92% | 0 | 0% | 48.92% | 0 | 0 | 0% | 4.064% | 0 | 0% | 4.064% | 0 | 0% | 4.064% | 0 | 0% | 0.4458% | 0 | 0% | 0.4458% | 0 | 0% | 0.4458% | 0 | 0% | 1.169% | 0 | 0% | 1.169% | 0 | 0% | 1.169% | 0 | 0% | 1.214% | 0 | 100% | 1.214% | 2.9408e-05 | 0% | 1.214% | 0 | 0% | 8.784% | 0 | 0% | 8.784% | 0 | 0% | 8.784% | 0 | 0% | 0.6699% | 0 | 0% | 0.6699% | 0 | 0% | 0.6699% | 0 |  |  |  | 0% | 11.8% | 0 | 0% | 11.8% | 0 | 0% | 11.8% | 0 | 0% | 0.3572% | 0 | 0% | 0.3572% | 0 | 0% | 0.3572% | 0 | 0% | 100% | 0 | 0% | 100% | 0 | 0% | 100% | 0 | 0% | 100% | 0 |  |  | 0 |  |  | 0 |  |  | 0
SALINAS 110722414 | 4.2471e-05 | 0 | 0.0065027 | 0 | 0.0065027 | 0.00048377 | 0.0061833 | 0.0040674 | 0% | 99% | 0 | 0% | 99% | 0 | 0% | 99% | 0 | 0% | 99% | 0 | 0% | 66.92% | 0 | 0% | 53.53% | 0 | 0% | 53.53% | 0 | 0% | 53.53% | 0 | 0 | 0% | 3.424% | 0 | 0% | 3.424% | 0 | 0% | 3.424% | 0 | 0% | 0.3746% | 0 | 0% | 0.3746% | 0 | 0% | 0.3746% | 0 | 0% | 0.8775% | 0 | 0% | 0.8775% | 0 | 0% | 0.8775% | 0 | 0% | 0.9345% | 0 | 0% | 0.9345% | 0 | 0% | 0.9345% | 0 | 0% | 6.637% | 0 | 0% | 6.637% | 0 | 0% | 6.637% | 0 | 0% | 0.2087% | 0 | 0% | 0.2087% | 0 | 0% | 0.2087% | 0 |  |  |  | 0% | 11.8% | 0 | 0% | 11.8% | 0 | 0% | 11.8% | 0 | 0% | 0.372% | 0 | 0% | 0.372% | 0 | 0% | 0.372% | 0 | 0% | 100% | 0 | 0% | 100% | 0 | 0% | 100% | 0 | 0% | 100% | 0 |  |  | 0 |  |  | 0 |  |  | 0
LARKIN (Y) 112738696 | 4.2458e-05 | 0 | 0.0029976 | 0 | 0.0029976 | 0.00025844 | 0.0039386 | 0.00075124 | 0% | 99% | 0 | 0% | 99% | 0 | 0% | 99% | 0 | 0% | 99% | 0 | 0% | 61.78% | 0 | 0% | 49.26% | 0 | 0% | 49.26% | 0 | 0% | 49.26% | 0 | 0 | 0% | 4.51% | 0 | 0% | 4.51% | 0 | 0% | 4.51% | 0 | 0% | 0.4859% | 0 | 0% | 0.4859% | 0 | 0% | 0.4859% | 0 | 0% | 1.224% | 0 | 0% | 1.224% | 0 | 0% | 1.224% | 0 | 100% | 1.277% | 3.8283e-05 | 0% | 1.277% | 0 | 0% | 1.277% | 0 | 0% | 9.207% | 0 | 0% | 9.207% | 0 | 0% | 9.207% | 0 | 0% | 0.3756% | 0 | 0% | 0.3756% | 0 | 0% | 0.3756% | 0 |  |  |  | 0% | 11.8% | 0 | 0% | 11.8% | 0 | 0% | 11.8% | 0 | 0% | 0.3587% | 0 | 0% | 0.3587% | 0 | 0% | 0.3587% | 0 | 0% | 100% | 0 | 0% | 100% | 0 | 0% | 100% | 0 | 0% | 100% | 0 |  |  | 0 |  |  | 0 |  |  | 0
SF E 0401CB | 4.2435e-05 | 0 | 0.01785 | 0 | 0.01785 | 0.0013416 | 0.022762 | 0.0053621 | 0% | 99% | 0 | 0% | 99% | 0 | 0% | 99% | 0 | 0% | 99% | 0 | 0% | 62.32% | 0 | 0% | 49.96% | 0 | 0% | 49.96% | 0 | 0% | 49.96% | 0 | 0 | 0% | 4.043% | 0 | 0% | 4.043% | 0 | 0% | 4.043% | 0 | 0% | 0.4448% | 0 | 0% | 0.4448% | 0 | 0% | 0.4448% | 0 | 0% | 1.173% | 0 | 0% | 1.173% | 0 | 0% | 1.173% | 0 | 99.43% | 1.211% | 0.00021501 | 0% | 1.211% | 0 | 0.08248% | 1.211% | 1.7836e-07 | 0% | 8.798% | 0 | 0% | 8.798% | 0 | 0% | 8.798% | 0 | 0% | 0.309% | 0 | 0% | 0.309% | 0 | 0% | 0.309% | 0 |  |  |  | 0% | 11.8% | 0 | 0% | 11.8% | 0 | 0% | 11.8% | 0 | 0% | 0.3542% | 0 | 0% | 0.3542% | 0 | 0% | 0.3542% | 0 | 0% | 100% | 0 | 0% | 100% | 0 | 0% | 100% | 0 | 0% | 100% | 0 |  |  | 0 |  |  | 0 |  |  | 0
RADUM 1102CB | 4.2433e-05 | 0 | 0.010828 | 0 | 0.010828 | 0.0020078 | 0.0097171 | 0.0061497 | 0% | 99% | 0 | 0% | 99% | 0 | 0% | 99% | 0 | 0% | 99% | 0 | 0% | 65.93% | 0 | 0% | 51.32% | 0 | 0% | 51.32% | 0 | 0% | 51.32% | 0 | 0 | 0% | 3.268% | 0 | 0% | 3.268% | 0 | 0% | 3.268% | 0 | 0% | 0.3664% | 0 | 0% | 0.3664% | 0 | 0% | 0.3664% | 0 | 0% | 0.8129% | 0 | 0% | 0.8129% | 0 | 0% | 0.8129% | 0 | 0% | 0.8686% | 0 | 0% | 0.8686% | 0 | 33.7% | 0.8686% | 3.1699e-05 | 0% | 6.153% | 0 | 0% | 6.153% | 0 | 0% | 6.153% | 0 | 0% | 0.4658% | 0 | 0% | 0.4658% | 0 | 0% | 0.4658% | 0 |  |  |  | 0% | 11.8% | 0 | 0% | 11.8% | 0 | 0% | 11.8% | 0 | 0% | 0.3724% | 0 | 0% | 0.3724% | 0 | 0% | 0.3724% | 0 | 0% | 100% | 0 | 0% | 100% | 0 | 0% | 100% | 0 | 0% | 100% | 0 |  |  | 0 |  |  | 0 |  |  | 0
MT EDEN 1106MR222 | 4.2411e-05 | 0 | 0.0073593 | 0 | 0.0073593 | 0.00073385 | 0.0077617 | 0.0036528 | 0% | 99% | 0 | 0% | 99% | 0 | 0% | 99% | 0 | 0% | 99% | 0 | 0% | 64.7% | 0 | 0% | 50.84% | 0 | 0% | 50.84% | 0 | 0% | 50.84% | 0 | 0 | 0% | 3.59% | 0 | 0% | 3.59% | 0 | 0% | 3.59% | 0 | 0% | 0.4052% | 0 | 0% | 0.4052% | 0 | 0% | 0.4052% | 0 | 0% | 0.9567% | 0 | 0% | 0.9567% | 0 | 0% | 0.9567% | 0 | 0% | 1.019% | 0 | 100% | 1.019% | 7.4983e-05 | 0% | 1.019% | 0 | 0% | 7.244% | 0 | 0% | 7.244% | 0 | 0% | 7.244% | 0 | 0% | 0.2388% | 0 | 0% | 0.2388% | 0 | 0% | 0.2388% | 0 |  |  |  | 0% | 11.8% | 0 | 0% | 11.8% | 0 | 0% | 11.8% | 0 | 0% | 0.3666% | 0 | 0% | 0.3666% | 0 | 0% | 0.3666% | 0 | 0% | 100% | 0 | 0% | 100% | 0 | 0% | 100% | 0 | 0% | 100% | 0 |  |  | 0 |  |  | 0 |  |  | 0
CANAL 110336722 | 4.2405e-05 | 0 | 0.0058434 | 0 | 0.0058434 | 0.00043513 | 0.005717 | 0.003494 | 0% | 99% | 0 | 0% | 99% | 0 | 0% | 99% | 0 | 0% | 99% | 0 | 0% | 64.21% | 0 | 0% | 50.15% | 0 | 0% | 50.15% | 0 | 0% | 50.15% | 0 | 0 | 0% | 3.09% | 0 | 0% | 3.09% | 0 | 0% | 3.09% | 0 | 0% | 0.3516% | 0 | 0% | 0.3516% | 0 | 0% | 0.3516% | 0 | 0% | 0.8877% | 0 | 0% | 0.8877% | 0 | 0% | 0.8877% | 0 | 0% | 0.9456% | 0 | 0% | 0.9456% | 0 | 0% | 0.9456% | 0 | 0% | 6.748% | 0 | 0% | 6.748% | 0 | 0% | 6.748% | 0 | 0% | 0.2046% | 0 | 0% | 0.2046% | 0 | 0% | 0.2046% | 0 |  |  |  | 0% | 11.8% | 0 | 0% | 11.8% | 0 | 0% | 11.8% | 0 | 0% | 0.3693% | 0 | 0% | 0.3693% | 0 | 0% | 0.3693% | 0 | 0% | 100% | 0 | 0% | 100% | 0 | 0% | 100% | 0 | 0% | 100% | 0 |  |  | 0 |  |  | 0 |  |  | 0
WEST FRESNO 1104D3042 | 4.2404e-05 | 0 | 0.011831 | 0 | 0.011831 | 0.0030369 | 0.010846 | 0.0056464 | 0% | 99% | 0 | 0% | 99% | 0 | 0% | 99% | 0 | 0% | 99% | 0 | 0% | 62.94% | 0 | 0% | 50.17% | 0 | 0% | 50.17% | 0 | 0% | 50.17% | 0 | 0 | 0% | 2.524% | 0 | 0% | 2.524% | 0 | 0% | 2.524% | 0 | 0% | 0.2773% | 0 | 0% | 0.2773% | 0 | 0% | 0.2773% | 0 | 0% | 0.8441% | 0 | 0% | 0.8441% | 0 | 0% | 0.8441% | 0 | 96.8% | 0.8441% | 9.6661e-05 | 0% | 0.8441% | 0 | 0% | 0.8441% | 0 | 0% | 6.275% | 0 | 0% | 6.275% | 0 | 0% | 6.275% | 0 | 0% | 0.6867% | 0 | 0% | 0.6867% | 0 | 0% | 0.6867% | 0 |  |  |  | 0% | 11.8% | 0 | 0% | 11.8% | 0 | 0% | 11.8% | 0 | 0% | 0.36% | 0 | 0% | 0.36% | 0 | 0% | 0.36% | 0 | 0% | 100% | 0 | 0% | 100% | 0 | 0% | 100% | 0 | 0% | 100% | 0 |  |  | 0 |  |  | 0 |  |  | 0
PIERCY 2109XR378 | 4.2388e-05 | 0 | 0.016369 | 0 | 0.016369 | 0.0055417 | 0.014648 | 0.0068314 | 0% | 99% | 0 | 0% | 99% | 0 | 0% | 99% | 0 | 0% | 99% | 0 | 0% | 64.69% | 0 | 0% | 51.07% | 0 | 0% | 51.07% | 0 | 0% | 51.07% | 0 | 0 | 0% | 2.707% | 0 | 0% | 2.707% | 0 | 0% | 2.707% | 0 | 0% | 0.2984% | 0 | 0% | 0.2984% | 0 | 0% | 0.2984% | 0 | 0% | 0.8205% | 0 | 0% | 0.8205% | 0 | 0% | 0.8205% | 0 | 0% | 0.8382% | 0 | 59.09% | 0.8382% | 8.1081e-05 | 40.91% | 0.8382% | 5.6132e-05 | 0% | 6.132% | 0 | 0% | 6.132% | 0 | 0% | 6.132% | 0 | 0% | 0.8028% | 0 | 0% | 0.8028% | 0 | 0% | 0.8028% | 0 |  |  |  | 0% | 11.8% | 0 | 0% | 11.8% | 0 | 0% | 11.8% | 0 | 0% | 0.3646% | 0 | 0% | 0.3646% | 0 | 0% | 0.3646% | 0 | 0% | 100% | 0 | 0% | 100% | 0 | 0% | 100% | 0 | 0% | 100% | 0 |  |  | 0 |  |  | 0 |  |  | 0
HUNTERS POINT (P) 1102CB | 4.2382e-05 | 0 | 0.014705 | 0 | 0.014705 | 0.0012294 | 0.017541 | 0.0055038 | 0% | 99% | 0 | 0% | 99% | 0 | 0% | 99% | 0 | 0% | 99% | 0 | 0% | 63.66% | 0 | 0% | 50.96% | 0 | 0% | 50.96% | 0 | 0% | 50.96% | 0 | 0 | 0% | 4% | 0 | 0% | 4% | 0 | 0% | 4% | 0 | 0% | 0.4411% | 0 | 0% | 0.4411% | 0 | 0% | 0.4411% | 0 | 0% | 1.1% | 0 | 0% | 1.1% | 0 | 0% | 1.1% | 0 | 0% | 1.152% | 0 | 98.89% | 1.152% | 0.00016749 | 0% | 1.152% | 0 | 0% | 8.282% | 0 | 0% | 8.282% | 0 | 0% | 8.282% | 0 | 0% | 0.3201% | 0 | 0% | 0.3201% | 0 | 0% | 0.3201% | 0 |  |  |  | 0% | 11.8% | 0 | 0% | 11.8% | 0 | 0% | 11.8% | 0 | 0% | 0.3609% | 0 | 0% | 0.3609% | 0 | 0% | 0.3609% | 0 | 0% | 100% | 0 | 0% | 100% | 0 | 0% | 100% | 0 | 0% | 100% | 0 |  |  | 0 |  |  | 0 |  |  | 0
OAKLAND C 1114CR440 | 4.2339e-05 | 0 | 0.011128 | 0 | 0.011128 | 0.00073253 | 0.012826 | 0.0048116 | 0% | 99% | 0 | 0% | 99% | 0 | 0% | 99% | 0 | 0% | 99% | 0 | 0% | 63.4% | 0 | 0% | 50.62% | 0 | 0% | 50.62% | 0 | 0% | 50.62% | 0 | 0 | 0% | 3.77% | 0 | 0% | 3.77% | 0 | 0% | 3.77% | 0 | 0% | 0.4114% | 0 | 0% | 0.4114% | 0 | 0% | 0.4114% | 0 | 0% | 1.066% | 0 | 0% | 1.066% | 0 | 0% | 1.066% | 0 | 0% | 1.111% | 0 | 50.35% | 1.111% | 6.2278e-05 | 49.65% | 1.111% | 6.1404e-05 | 0% | 8.023% | 0 | 0% | 8.023% | 0 | 0% | 8.023% | 0 | 0% | 0.2459% | 0 | 0% | 0.2459% | 0 | 0% | 0.2459% | 0 |  |  |  | 0% | 11.8% | 0 | 0% | 11.8% | 0 | 0% | 11.8% | 0 | 0% | 0.3617% | 0 | 0% | 0.3617% | 0 | 0% | 0.3617% | 0 | 0% | 100% | 0 | 0% | 100% | 0 | 0% | 100% | 0 | 0% | 100% | 0 |  |  | 0 |  |  | 0 |  |  | 0
COLUSA 1101929414 | 4.2328e-05 | 0 | 0.0065528 | 0 | 0.0065528 | 0.0019767 | 0.0066718 | 0.0021686 | 0% | 99% | 0 | 0% | 99% | 0 | 0% | 99% | 0 | 0% | 99% | 0 | 0% | 62.08% | 0 | 0% | 48.83% | 0 | 0% | 48.83% | 0 | 0% | 48.83% | 0 | 0 | 0% | 2.684% | 0 | 0% | 2.684% | 0 | 0% | 2.684% | 0 | 0% | 0.3052% | 0 | 0% | 0.3052% | 0 | 0% | 0.3052% | 0 | 0% | 0.9208% | 0 | 0% | 0.9208% | 0 | 0% | 0.9208% | 0 | 52.73% | 0.9287% | 3.2089e-05 | 47.27% | 0.9287% | 2.8767e-05 | 0% | 0.9287% | 0 | 0% | 6.868% | 0 | 0% | 6.868% | 0 | 0% | 6.868% | 0 | 0% | 0.8402% | 0 | 0% | 0.8402% | 0 | 0% | 0.8402% | 0 |  |  |  | 0% | 11.8% | 0 | 0% | 11.8% | 0 | 0% | 11.8% | 0 | 0% | 0.3553% | 0 | 0% | 0.3553% | 0 | 0% | 0.3553% | 0 | 0% | 100% | 0 | 0% | 100% | 0 | 0% | 100% | 0 | 0% | 100% | 0 |  |  | 0 |  |  | 0 |  |  | 0
MC KEE 1110CB | 4.2292e-05 | 0 | 0.010792 | 0 | 0.010792 | 0.0030749 | 0.0089416 | 0.0057989 | 0% | 99% | 0 | 0% | 99% | 0 | 0% | 99% | 0 | 0% | 99% | 0 | 0% | 66.35% | 0 | 0% | 51.64% | 0 | 0% | 51.64% | 0 | 0% | 51.64% | 0 | 0 | 0% | 3.08% | 0 | 0% | 3.08% | 0 | 0% | 3.08% | 0 | 0% | 0.345% | 0 | 0% | 0.345% | 0 | 0% | 0.345% | 0 | 0% | 0.7492% | 0 | 0% | 0.7492% | 0 | 0% | 0.7492% | 0 | 0% | 0.799% | 0 | 53.31% | 0.799% | 4.597e-05 | 0% | 0.799% | 0 | 0% | 5.659% | 0 | 0% | 5.659% | 0 | 0% | 5.659% | 0 | 0% | 0.6377% | 0 | 0% | 0.6377% | 0 | 0% | 0.6377% | 0 |  |  |  | 0% | 11.8% | 0 | 0% | 11.8% | 0 | 0% | 11.8% | 0 | 0% | 0.3737% | 0 | 0% | 0.3737% | 0 | 0% | 0.3737% | 0 | 0% | 100% | 0 | 0% | 100% | 0 | 0% | 100% | 0 | 0% | 100% | 0 |  |  | 0 |  |  | 0 |  |  | 0
LAKEWOOD 1104W526R | 4.224e-05 | 0 | 0.0045272 | 0 | 0.0045272 | 0.0008828 | 0.0045413 | 0.0020492 | 0% | 99% | 0 | 0% | 99% | 0 | 0% | 99% | 0 | 0% | 99% | 0 | 0% | 65.7% | 0 | 0% | 52.06% | 0 | 0% | 52.06% | 0 | 0% | 52.06% | 0 | 0 | 0% | 3.608% | 0 | 0% | 3.608% | 0 | 0% | 3.608% | 0 | 0% | 0.3955% | 0 | 0% | 0.3955% | 0 | 0% | 0.3955% | 0 | 0% | 0.9278% | 0 | 0% | 0.9278% | 0 | 0% | 0.9278% | 0 | 0% | 0.9846% | 0 | 0% | 0.9846% | 0 | 0% | 0.9846% | 0 | 0% | 7.004% | 0 | 0% | 7.004% | 0 | 0% | 7.004% | 0 | 0% | 0.3948% | 0 | 0% | 0.3948% | 0 | 0% | 0.3948% | 0 |  |  |  | 0% | 11.8% | 0 | 0% | 11.8% | 0 | 0% | 11.8% | 0 | 0% | 0.3701% | 0 | 0% | 0.3701% | 0 | 0% | 0.3701% | 0 | 0% | 100% | 0 | 0% | 100% | 0 | 0% | 100% | 0 | 0% | 100% | 0 |  |  | 0 |  |  | 0 |  |  | 0
OAKLAND J 1115CB | 4.222e-05 | 0 | 0.025139 | 0 | 0.025139 | 0.0014048 | 0.029133 | 0.01096 | 0% | 99% | 0 | 0% | 99% | 0 | 0% | 99% | 0 | 0% | 99% | 0 | 0% | 64.02% | 0 | 0% | 51.18% | 0 | 0% | 51.18% | 0 | 0% | 51.18% | 0 | 0 | 0% | 3.938% | 0 | 0% | 3.938% | 0 | 0% | 3.938% | 0 | 0% | 0.4295% | 0 | 0% | 0.4295% | 0 | 0% | 0.4295% | 0 | 0% | 1.07% | 0 | 0% | 1.07% | 0 | 0% | 1.07% | 0 | 0% | 1.121% | 0 | 0% | 1.121% | 0 | 100% | 1.121% | 0.00028183 | 0% | 8.061% | 0 | 0% | 8.061% | 0 | 0% | 8.061% | 0 | 0% | 0.2112% | 0 | 0% | 0.2112% | 0 | 0% | 0.2112% | 0 |  |  |  | 0% | 11.8% | 0 | 0% | 11.8% | 0 | 0% | 11.8% | 0 | 0% | 0.3625% | 0 | 0% | 0.3625% | 0 | 0% | 0.3625% | 0 | 0% | 100% | 0 | 0% | 100% | 0 | 0% | 100% | 0 | 0% | 100% | 0 |  |  | 0 |  |  | 0 |  |  | 0
LAWRENCE 1106CB | 4.2187e-05 | 0 | 0.013708 | 0 | 0.013708 | 0.0031827 | 0.012718 | 0.0067274 | 0% | 99% | 0 | 0% | 99% | 0 | 0% | 99% | 0 | 0% | 99% | 0 | 0% | 65.02% | 0 | 0% | 51.51% | 0 | 0% | 51.51% | 0 | 0% | 51.51% | 0 | 0 | 0% | 3.243% | 0 | 0% | 3.243% | 0 | 0% | 3.243% | 0 | 0% | 0.3526% | 0 | 0% | 0.3526% | 0 | 0% | 0.3526% | 0 | 0% | 0.851% | 0 | 0% | 0.851% | 0 | 0% | 0.851% | 0 | 0% | 0.8791% | 0 | 0% | 0.8791% | 0 | 5.794% | 0.8791% | 6.9822e-06 | 0% | 6.366% | 0 | 0% | 6.366% | 0 | 0% | 6.366% | 0 | 0% | 0.5552% | 0 | 0% | 0.5552% | 0 | 0% | 0.5552% | 0 |  |  |  | 0% | 11.8% | 0 | 0% | 11.8% | 0 | 0% | 11.8% | 0 | 0% | 0.3663% | 0 | 0% | 0.3663% | 0 | 0% | 0.3663% | 0 | 0% | 100% | 0 | 0% | 100% | 0 | 0% | 100% | 0 | 0% | 100% | 0 |  |  | 0 |  |  | 0 |  |  | 0
BRITTON 1107LV66 | 4.2149e-05 | 0 | 0.0015775 | 0 | 0.0015775 | 0.00038277 | 0.0013994 | 0.00082196 | 0% | 99% | 0 | 0% | 99% | 0 | 0% | 99% | 0 | 0% | 99% | 0 | 0% | 65.86% | 0 | 0% | 51.51% | 0 | 0% | 51.51% | 0 | 0% | 51.51% | 0 | 0 | 0% | 3.173% | 0 | 0% | 3.173% | 0 | 0% | 3.173% | 0 | 0% | 0.3583% | 0 | 0% | 0.3583% | 0 | 0% | 0.3583% | 0 | 0% | 0.8006% | 0 | 0% | 0.8006% | 0 | 0% | 0.8006% | 0 | 0% | 0.8502% | 0 | 0% | 0.8502% | 0 | 0% | 0.8502% | 0 | 0% | 6.042% | 0 | 0% | 6.042% | 0 | 0% | 6.042% | 0 | 0% | 0.5801% | 0 | 0% | 0.5801% | 0 | 0% | 0.5801% | 0 |  |  |  | 0% | 11.8% | 0 | 0% | 11.8% | 0 | 0% | 11.8% | 0 | 0% | 0.3706% | 0 | 0% | 0.3706% | 0 | 0% | 0.3706% | 0 | 0% | 100% | 0 | 0% | 100% | 0 | 0% | 100% | 0 | 0% | 100% | 0 |  |  | 0 |  |  | 0 |  |  | 0
CASTRO VALLEY 1105CB | 4.2142e-05 | 0 | 0.044879 | 0 | 0.044879 | 0.014917 | 0.043293 | 0.015876 | 0% | 99% | 0 | 0% | 99% | 0 | 0% | 99% | 0 | 0% | 99% | 0 | 0% | 64.36% | 0 | 0% | 50.61% | 0 | 0% | 50.61% | 0 | 0% | 50.61% | 0 | 0 | 0% | 3.263% | 0 | 0% | 3.263% | 0 | 0% | 3.263% | 0 | 0% | 0.3597% | 0 | 0% | 0.3597% | 0 | 0% | 0.3597% | 0 | 0% | 0.8855% | 0 | 0% | 0.8855% | 0 | 0% | 0.8855% | 0 | 0% | 0.9229% | 0 | 97.55% | 0.9229% | 0.00040404 | 0% | 0.9229% | 0 | 0% | 6.65% | 0 | 0% | 6.65% | 0 | 0% | 6.65% | 0 | 0% | 0.7661% | 0 | 0% | 0.7661% | 0 | 0% | 0.7661% | 0 |  |  |  | 0% | 11.8% | 0 | 0% | 11.8% | 0 | 0% | 11.8% | 0 | 0% | 0.3665% | 0 | 0% | 0.3665% | 0 | 0% | 0.3665% | 0 | 0% | 100% | 0 | 0% | 100% | 0 | 0% | 100% | 0 | 0% | 100% | 0 |  |  | 0 |  |  | 0 |  |  | 0
CANAL 110478274 | 4.2141e-05 | 0 | 0.031902 | 0 | 0.031902 | 0.0041611 | 0.032851 | 0.01565 | 0% | 99% | 0 | 0% | 99% | 0 | 0% | 99% | 0 | 0% | 99% | 0 | 0% | 63.39% | 0 | 0% | 50.98% | 0 | 0% | 50.98% | 0 | 0% | 50.98% | 0 | 0 | 0% | 2.853% | 0 | 0% | 2.853% | 0 | 0% | 2.853% | 0 | 0% | 0.3169% | 0 | 0% | 0.3169% | 0 | 0% | 0.3169% | 0 | 0% | 0.9472% | 0 | 0% | 0.9472% | 0 | 0% | 0.9472% | 0 | 0% | 0.9673% | 0 | 0% | 0.9673% | 0 | 0% | 0.9673% | 0 | 0% | 7.096% | 0 | 0% | 7.096% | 0 | 0% | 7.096% | 0 | 0% | 0.337% | 0 | 0% | 0.337% | 0 | 0% | 0.337% | 0 |  |  |  | 0% | 11.8% | 0 | 0% | 11.8% | 0 | 0% | 11.8% | 0 | 0% | 0.3594% | 0 | 0% | 0.3594% | 0 | 0% | 0.3594% | 0 | 0% | 100% | 0 | 0% | 100% | 0 | 0% | 100% | 0 | 0% | 100% | 0 |  |  | 0 |  |  | 0 |  |  | 0
COTTLE 1702526442 | 4.2115e-05 | 0 | 0.012682 | 0 | 0.012682 | 0.0030613 | 0.0093906 | 0.0084823 | 0% | 99% | 0 | 0% | 99% | 0 | 0% | 99% | 0 | 0% | 99% | 0 | 0% | 65.87% | 0 | 0% | 52.44% | 0 | 0% | 52.44% | 0 | 0% | 52.44% | 0 | 0 | 0% | 2.205% | 0 | 0% | 2.205% | 0 | 0% | 2.205% | 0 | 0% | 0.2418% | 0 | 0% | 0.2418% | 0 | 0% | 0.2418% | 0 | 0% | 0.6773% | 0 | 0% | 0.6773% | 0 | 0% | 0.6773% | 0 | 7.67% | 0.6863% | 6.6756e-06 | 0% | 0.6863% | 0 | 0% | 0.6863% | 0 | 0% | 5.046% | 0 | 0% | 5.046% | 0 | 0% | 5.046% | 0 | 0% | 0.6203% | 0 | 0% | 0.6203% | 0 | 0% | 0.6203% | 0 |  |  |  | 0% | 11.8% | 0 | 0% | 11.8% | 0 | 0% | 11.8% | 0 | 0% | 0.3685% | 0 | 0% | 0.3685% | 0 | 0% | 0.3685% | 0 | 0% | 100% | 0 | 0% | 100% | 0 | 0% | 100% | 0 | 0% | 100% | 0 |  |  | 0 |  |  | 0 |  |  | 0
MARINA (F) 0401CB | 4.2109e-05 | 0 | 0.0039042 | 0 | 0.0039042 | 0.00025958 | 0.0052478 | 0.00093759 | 0% | 99% | 0 | 0% | 99% | 0 | 0% | 99% | 0 | 0% | 99% | 0 | 0% | 61.61% | 0 | 0% | 48.71% | 0 | 0% | 48.71% | 0 | 0% | 48.71% | 0 | 0 | 0% | 4.582% | 0 | 0% | 4.582% | 0 | 0% | 4.582% | 0 | 0% | 0.4989% | 0 | 0% | 0.4989% | 0 | 0% | 0.4989% | 0 | 0% | 1.249% | 0 | 0% | 1.249% | 0 | 0% | 1.249% | 0 | 12.85% | 1.316% | 6.605e-06 | 0% | 1.316% | 0 | 0% | 1.316% | 0 | 0% | 9.438% | 0 | 0% | 9.438% | 0 | 0% | 9.438% | 0 | 0% | 0.2964% | 0 | 0% | 0.2964% | 0 | 0% | 0.2964% | 0 |  |  |  | 0% | 11.8% | 0 | 0% | 11.8% | 0 | 0% | 11.8% | 0 | 0% | 0.3602% | 0 | 0% | 0.3602% | 0 | 0% | 0.3602% | 0 | 0% | 100% | 0 | 0% | 100% | 0 | 0% | 100% | 0 | 0% | 100% | 0 |  |  | 0 |  |  | 0 |  |  | 0
WEST LANE 110161986 | 4.21e-05 | 0 | 0.0053716 | 0 | 0.0053716 | 0.0012548 | 0.0050221 | 0.0025903 | 0% | 99% | 0 | 0% | 99% | 0 | 0% | 99% | 0 | 0% | 99% | 0 | 0% | 64.38% | 0 | 0% | 50.45% | 0 | 0% | 50.45% | 0 | 0% | 50.45% | 0 | 0 | 0% | 2.81% | 0 | 0% | 2.81% | 0 | 0% | 2.81% | 0 | 0% | 0.3233% | 0 | 0% | 0.3233% | 0 | 0% | 0.3233% | 0 | 0% | 0.8495% | 0 | 0% | 0.8495% | 0 | 0% | 0.8495% | 0 | 0% | 0.8986% | 0 | 100% | 0.8986% | 4.827e-05 | 0% | 0.8986% | 0 | 0% | 6.436% | 0 | 0% | 6.436% | 0 | 0% | 6.436% | 0 | 0% | 0.5375% | 0 | 0% | 0.5375% | 0 | 0% | 0.5375% | 0 |  |  |  | 0% | 11.8% | 0 | 0% | 11.8% | 0 | 0% | 11.8% | 0 | 0% | 0.3685% | 0 | 0% | 0.3685% | 0 | 0% | 0.3685% | 0 | 0% | 100% | 0 | 0% | 100% | 0 | 0% | 100% | 0 | 0% | 100% | 0 |  |  | 0 |  |  | 0 |  |  | 0
JARVIS 1103MR226 | 4.2093e-05 | 0 | 0.00021483 | 0 | 0.00021483 | 4.5328e-05 | 0.00021477 | 9.4528e-05 | 0% | 99% | 0 | 0% | 99% | 0 | 0% | 99% | 0 | 0% | 99% | 0 | 0% | 64.77% | 0 | 0% | 50.81% | 0 | 0% | 50.81% | 0 | 0% | 50.81% | 0 | 0 | 0% | 3.261% | 0 | 0% | 3.261% | 0 | 0% | 3.261% | 0 | 0% | 0.3746% | 0 | 0% | 0.3746% | 0 | 0% | 0.3746% | 0 | 0% | 0.9134% | 0 | 0% | 0.9134% | 0 | 0% | 0.9134% | 0 | 0% | 0.9769% | 0 | 0% | 0.9769% | 0 | 0% | 0.9769% | 0 | 0% | 6.936% | 0 | 0% | 6.936% | 0 | 0% | 6.936% | 0 | 0% | 0.6062% | 0 | 0% | 0.6062% | 0 | 0% | 0.6062% | 0 |  |  |  | 0% | 11.8% | 0 | 0% | 11.8% | 0 | 0% | 11.8% | 0 | 0% | 0.3695% | 0 | 0% | 0.3695% | 0 | 0% | 0.3695% | 0 | 0% | 100% | 0 | 0% | 100% | 0 | 0% | 100% | 0 | 0% | 100% | 0 |  |  | 0 |  |  | 0 |  |  | 0
STAGG 11019212 | 4.2082e-05 | 0 | 0.030283 | 0 | 0.030283 | 0.0097273 | 0.028849 | 0.011413 | 0% | 99% | 0 | 0% | 99% | 0 | 0% | 99% | 0 | 0% | 99% | 0 | 0% | 63.11% | 0 | 0% | 49.55% | 0 | 0% | 49.55% | 0 | 0% | 49.55% | 0 | 0 | 0% | 2.566% | 0 | 0% | 2.566% | 0 | 0% | 2.566% | 0 | 0% | 0.2898% | 0 | 0% | 0.2898% | 0 | 0% | 0.2898% | 0 | 0% | 0.8694% | 0 | 0% | 0.8694% | 0 | 0% | 0.8694% | 0 | 1.699% | 0.8882% | 4.5696e-06 | 98.3% | 0.8882% | 0.00026439 | 0% | 0.8882% | 0 | 0% | 6.519% | 0 | 0% | 6.519% | 0 | 0% | 6.519% | 0 | 0% | 0.8064% | 0 | 0% | 0.8064% | 0 | 0% | 0.8064% | 0 |  |  |  | 0% | 11.8% | 0 | 0% | 11.8% | 0 | 0% | 11.8% | 0 | 0% | 0.3618% | 0 | 0% | 0.3618% | 0 | 0% | 0.3618% | 0 | 0% | 100% | 0 | 0% | 100% | 0 | 0% | 100% | 0 | 0% | 100% | 0 |  |  | 0 |  |  | 0 |  |  | 0
SUISUN 1104CB | 4.2082e-05 | 0 | 0.016645 | 0 | 0.016645 | 0.0060765 | 0.015812 | 0.0055882 | 0% | 99% | 0 | 0% | 99% | 0 | 0% | 99% | 0 | 0% | 99% | 0 | 0% | 63.54% | 0 | 0% | 50.35% | 0 | 0% | 50.35% | 0 | 0% | 50.35% | 0 | 0 | 0% | 2.967% | 0 | 0% | 2.967% | 0 | 0% | 2.967% | 0 | 0% | 0.3224% | 0 | 0% | 0.3224% | 0 | 0% | 0.3224% | 0 | 0% | 0.874% | 0 | 0% | 0.874% | 0 | 0% | 0.874% | 0 | 0% | 0.884% | 0 | 0% | 0.884% | 0 | 0% | 0.884% | 0 | 0% | 6.503% | 0 | 0% | 6.503% | 0 | 0% | 6.503% | 0 | 0% | 0.6489% | 0 | 0% | 0.6489% | 0 | 0% | 0.6489% | 0 |  |  |  | 0% | 11.8% | 0 | 0% | 11.8% | 0 | 0% | 11.8% | 0 | 0% | 0.3613% | 0 | 0% | 0.3613% | 0 | 0% | 0.3613% | 0 | 0% | 100% | 0 | 0% | 100% | 0 | 0% | 100% | 0 | 0% | 100% | 0 |  |  | 0 |  |  | 0 |  |  | 0
MILPITAS 2110XR404 | 4.2045e-05 | 0 | 0.0309 | 0 | 0.0309 | 0.0084818 | 0.029231 | 0.013296 | 0% | 99% | 0 | 0% | 99% | 0 | 0% | 99% | 0 | 0% | 99% | 0 | 0% | 64.96% | 0 | 0% | 51.24% | 0 | 0% | 51.24% | 0 | 0% | 51.24% | 0 | 0 | 0% | 2.961% | 0 | 0% | 2.961% | 0 | 0% | 2.961% | 0 | 0% | 0.3322% | 0 | 0% | 0.3322% | 0 | 0% | 0.3322% | 0 | 0% | 0.8671% | 0 | 0% | 0.8671% | 0 | 0% | 0.8671% | 0 | 99.28% | 0.9071% | 0.00027829 | 0% | 0.9071% | 0 | 0% | 0.9071% | 0 | 0% | 6.535% | 0 | 0% | 6.535% | 0 | 0% | 6.535% | 0 | 0% | 0.4875% | 0 | 0% | 0.4875% | 0 | 0% | 0.4875% | 0 |  |  |  | 0% | 11.8% | 0 | 0% | 11.8% | 0 | 0% | 11.8% | 0 | 0% | 0.3672% | 0 | 0% | 0.3672% | 0 | 0% | 0.3672% | 0 | 0% | 100% | 0 | 0% | 100% | 0 | 0% | 100% | 0 | 0% | 100% | 0 |  |  | 0 |  |  | 0 |  |  | 0
RIVERBANK 171690450 | 4.2038e-05 | 0 | 0.017092 | 0 | 0.017092 | 0.0016805 | 0.014302 | 0.012233 | 0% | 99% | 0 | 0% | 99% | 0 | 0% | 99% | 0 | 0% | 99% | 0 | 0% | 65.26% | 0 | 0% | 51.98% | 0 | 0% | 51.98% | 0 | 0% | 51.98% | 0 | 0 | 0% | 2.3% | 0 | 0% | 2.3% | 0 | 0% | 2.3% | 0 | 0% | 0.2633% | 0 | 0% | 0.2633% | 0 | 0% | 0.2633% | 0 | 0% | 0.7544% | 0 | 0% | 0.7544% | 0 | 0% | 0.7544% | 0 | 0% | 0.7735% | 0 | 0% | 0.7735% | 0 | 0% | 0.7735% | 0 | 0% | 5.654% | 0 | 0% | 5.654% | 0 | 0% | 5.654% | 0 | 0% | 0.2734% | 0 | 0% | 0.2734% | 0 | 0% | 0.2734% | 0 |  |  |  | 0% | 11.8% | 0 | 0% | 11.8% | 0 | 0% | 11.8% | 0 | 0% | 0.365% | 0 | 0% | 0.365% | 0 | 0% | 0.365% | 0 | 0% | 100% | 0 | 0% | 100% | 0 | 0% | 100% | 0 | 0% | 100% | 0 |  |  | 0 |  |  | 0 |  |  | 0
SAN RAMON 2104MR376 | 4.2009e-05 | 0 | 0.033875 | 0 | 0.033875 | 0.01069 | 0.032164 | 0.013066 | 0% | 99% | 0 | 0% | 99% | 0 | 0% | 99% | 0 | 0% | 99% | 0 | 0% | 64.51% | 0 | 0% | 50.49% | 0 | 0% | 50.49% | 0 | 0% | 50.49% | 0 | 0 | 0% | 3.186% | 0 | 0% | 3.186% | 0 | 0% | 3.186% | 0 | 0% | 0.3522% | 0 | 0% | 0.3522% | 0 | 0% | 0.3522% | 0 | 0% | 0.8677% | 0 | 0% | 0.8677% | 0 | 0% | 0.8677% | 0 | 0% | 0.9004% | 0 | 0% | 0.9004% | 0 | 0% | 0.9004% | 0 | 0% | 6.505% | 0 | 0% | 6.505% | 0 | 0% | 6.505% | 0 | 0% | 0.6175% | 0 | 0% | 0.6175% | 0 | 0% | 0.6175% | 0 |  |  |  | 0% | 11.8% | 0 | 0% | 11.8% | 0 | 0% | 11.8% | 0 | 0% | 0.3655% | 0 | 0% | 0.3655% | 0 | 0% | 0.3655% | 0 | 0% | 100% | 0 | 0% | 100% | 0 | 0% | 100% | 0 | 0% | 100% | 0 |  |  | 0 |  |  | 0 |  |  | 0
PARSONS 0401CB | 4.2005e-05 | 0 | 0.0065386 | 0 | 0.0065386 | 0.0025719 | 0.005808 | 0.0024136 | 0% | 99% | 0 | 0% | 99% | 0 | 0% | 99% | 0 | 0% | 99% | 0 | 0% | 64.55% | 0 | 0% | 51.15% | 0 | 0% | 51.15% | 0 | 0% | 51.15% | 0 | 0 | 0% | 2.986% | 0 | 0% | 2.986% | 0 | 0% | 2.986% | 0 | 0% | 0.3182% | 0 | 0% | 0.3182% | 0 | 0% | 0.3182% | 0 | 0% | 0.8201% | 0 | 0% | 0.8201% | 0 | 0% | 0.8201% | 0 | 0% | 0.8326% | 0 | 94.49% | 0.8326% | 5.1441e-05 | 0% | 0.8326% | 0 | 0% | 6.101% | 0 | 0% | 6.101% | 0 | 0% | 6.101% | 0 | 0% | 0.8284% | 0 | 0% | 0.8284% | 0 | 0% | 0.8284% | 0 |  |  |  | 0% | 11.8% | 0 | 0% | 11.8% | 0 | 0% | 11.8% | 0 | 0% | 0.3653% | 0 | 0% | 0.3653% | 0 | 0% | 0.3653% | 0 | 0% | 100% | 0 | 0% | 100% | 0 | 0% | 100% | 0 | 0% | 100% | 0 |  |  | 0 |  |  | 0 |  |  | 0
BELMONT 110281412 | 4.1907e-05 | 0 | 0.033757 | 0 | 0.033757 | 0.0090802 | 0.033341 | 0.013304 | 0% | 99% | 0 | 0% | 99% | 0 | 0% | 99% | 0 | 0% | 99% | 0 | 0% | 64.53% | 0 | 0% | 51.45% | 0 | 0% | 51.45% | 0 | 0% | 51.45% | 0 | 0 | 0% | 3.271% | 0 | 0% | 3.271% | 0 | 0% | 3.271% | 0 | 0% | 0.3549% | 0 | 0% | 0.3549% | 0 | 0% | 0.3549% | 0 | 0% | 0.9039% | 0 | 0% | 0.9039% | 0 | 0% | 0.9039% | 0 | 94.61% | 0.92% | 0.00029382 | 0% | 0.92% | 0 | 0% | 0.92% | 0 | 0% | 6.73% | 0 | 0% | 6.73% | 0 | 0% | 6.73% | 0 | 0% | 0.6542% | 0 | 0% | 0.6542% | 0 | 0% | 0.6542% | 0 |  |  |  | 0% | 11.8% | 0 | 0% | 11.8% | 0 | 0% | 11.8% | 0 | 0% | 0.3608% | 0 | 0% | 0.3608% | 0 | 0% | 0.3608% | 0 | 0% | 100% | 0 | 0% | 100% | 0 | 0% | 100% | 0 | 0% | 100% | 0 |  |  | 0 |  |  | 0 |  |  | 0
BURLINGAME 0405CB | 4.1888e-05 | 0 | 0.0086581 | 0 | 0.0086581 | 0.0046462 | 0.0077265 | 0.0019199 | 0% | 99% | 0 | 0% | 99% | 0 | 0% | 99% | 0 | 0% | 99% | 0 | 0% | 64.31% | 0 | 0% | 50.28% | 0 | 0% | 50.28% | 0 | 0% | 50.28% | 0 | 0 | 0% | 2.85% | 0 | 0% | 2.85% | 0 | 0% | 2.85% | 0 | 0% | 0.3127% | 0 | 0% | 0.3127% | 0 | 0% | 0.3127% | 0 | 0% | 0.8217% | 0 | 0% | 0.8217% | 0 | 0% | 0.8217% | 0 | 0% | 0.8501% | 0 | 0% | 0.8501% | 0 | 0% | 0.8501% | 0 | 0% | 6.163% | 0 | 0% | 6.163% | 0 | 0% | 6.163% | 0 | 0% | 1.373% | 0 | 0% | 1.373% | 0 | 0% | 1.373% | 0 |  |  |  | 0% | 11.8% | 0 | 0% | 11.8% | 0 | 0% | 11.8% | 0 | 0% | 0.368% | 0 | 0% | 0.368% | 0 | 0% | 0.368% | 0 | 0% | 100% | 0 | 0% | 100% | 0 | 0% | 100% | 0 | 0% | 100% | 0 |  |  | 0 |  |  | 0 |  |  | 0
HUNTERS POINT (P) 1105CB | 4.1794e-05 | 0 | 0.021526 | 0 | 0.021526 | 0.0045178 | 0.023148 | 0.0078681 | 0% | 99% | 0 | 0% | 99% | 0 | 0% | 99% | 0 | 0% | 99% | 0 | 0% | 64.34% | 0 | 0% | 51.54% | 0 | 0% | 51.54% | 0 | 0% | 51.54% | 0 | 0 | 0% | 3.809% | 0 | 0% | 3.809% | 0 | 0% | 3.809% | 0 | 0% | 0.4108% | 0 | 0% | 0.4108% | 0 | 0% | 0.4108% | 0 | 0% | 0.9901% | 0 | 0% | 0.9901% | 0 | 0% | 0.9901% | 0 | 0% | 1.018% | 0 | 99.79% | 1.018% | 0.00021864 | 0% | 1.018% | 0 | 0% | 7.388% | 0 | 0% | 7.388% | 0 | 0% | 7.388% | 0 | 0% | 0.6152% | 0 | 0% | 0.6152% | 0 | 0% | 0.6152% | 0 |  |  |  | 0% | 11.8% | 0 | 0% | 11.8% | 0 | 0% | 11.8% | 0 | 0% | 0.3607% | 0 | 0% | 0.3607% | 0 | 0% | 0.3607% | 0 | 0% | 100% | 0 | 0% | 100% | 0 | 0% | 100% | 0 | 0% | 100% | 0 |  |  | 0 |  |  | 0 |  |  | 0
HAMMER 1103CB | 4.1757e-05 | 0 | 0.021098 | 0 | 0.021098 | 0.0068976 | 0.019822 | 0.0081088 | 0% | 99% | 0 | 0% | 99% | 0 | 0% | 99% | 0 | 0% | 99% | 0 | 0% | 63.59% | 0 | 0% | 50.21% | 0 | 0% | 50.21% | 0 | 0% | 50.21% | 0 | 0 | 0% | 2.524% | 0 | 0% | 2.524% | 0 | 0% | 2.524% | 0 | 0% | 0.2873% | 0 | 0% | 0.2873% | 0 | 0% | 0.2873% | 0 | 0% | 0.8606% | 0 | 0% | 0.8606% | 0 | 0% | 0.8606% | 0 | 0% | 0.8888% | 0 | 1.417% | 0.8888% | 2.6569e-06 | 0% | 0.8888% | 0 | 0% | 6.478% | 0 | 0% | 6.478% | 0 | 0% | 6.478% | 0 | 0% | 0.7565% | 0 | 0% | 0.7565% | 0 | 0% | 0.7565% | 0 |  |  |  | 0% | 11.8% | 0 | 0% | 11.8% | 0 | 0% | 11.8% | 0 | 0% | 0.3644% | 0 | 0% | 0.3644% | 0 | 0% | 0.3644% | 0 | 0% | 100% | 0 | 0% | 100% | 0 | 0% | 100% | 0 | 0% | 100% | 0 |  |  | 0 |  |  | 0 |  |  | 0
MEADOW LANE 210379492 | 4.1738e-05 | 0 | 0.017822 | 0 | 0.017822 | 0.0088259 | 0.014504 | 0.0060905 | 0% | 99% | 0 | 0% | 99% | 0 | 0% | 99% | 0 | 0% | 99% | 0 | 0% | 64.88% | 0 | 0% | 50.03% | 0 | 0% | 50.03% | 0 | 0% | 50.03% | 0 | 0 | 0% | 2.715% | 0 | 0% | 2.715% | 0 | 0% | 2.715% | 0 | 0% | 0.3033% | 0 | 0% | 0.3033% | 0 | 0% | 0.3033% | 0 | 0% | 0.7435% | 0 | 0% | 0.7435% | 0 | 0% | 0.7435% | 0 | 0% | 0.7783% | 0 | 0% | 0.7783% | 0 | 1.065% | 0.7783% | 1.4773e-06 | 0% | 5.593% | 0 | 0% | 5.593% | 0 | 0% | 5.593% | 0 | 0% | 0.9011% | 0 | 0% | 0.9011% | 0 | 0% | 0.9011% | 0 |  |  |  | 0% | 11.8% | 0 | 0% | 11.8% | 0 | 0% | 11.8% | 0 | 0% | 0.3716% | 0 | 0% | 0.3716% | 0 | 0% | 0.3716% | 0 | 0% | 100% | 0 | 0% | 100% | 0 | 0% | 100% | 0 | 0% | 100% | 0 |  |  | 0 |  |  | 0 |  |  | 0
PUEBLO 2101654716 | 4.1716e-05 | 0 | 0.022355 | 1.3684 | 1.3908 | 0.0088245 | 0.020379 | 0.0076983 | 0% | 99% | 0 | 0% | 99% | 0 | 0% | 99% | 0 | 0% | 99% | 0 | 0% | 64.65% | 0 | 0% | 50.28% | 0 | 0% | 50.28% | 0 | 0% | 50.28% | 0 | 1.3684 | 0% | 3.159% | 0 | 0% | 3.159% | 0 | 0% | 3.159% | 0 | 0% | 0.3489% | 0 | 0% | 0.3489% | 0 | 0% | 0.3489% | 0 | 0% | 0.8368% | 0 | 0% | 0.8368% | 0 | 0% | 0.8368% | 0 | 0% | 0.8765% | 0 | 76.03% | 0.8765% | 0.00014896 | 0% | 0.8765% | 0 | 0% | 6.292% | 0 | 0% | 6.292% | 0 | 0% | 6.292% | 0 | 0% | 1.023% | 0 | 0% | 1.023% | 0 | 0% | 1.023% | 0 |  |  |  | 0% | 11.8% | 0 | 0% | 11.8% | 0 | 0% | 11.8% | 0 | 0% | 0.3693% | 0 | 0% | 0.3693% | 0 | 0% | 0.3693% | 0 | 0% | 100% | 0 | 0% | 100% | 0 | 0% | 100% | 0 | 0% | 100% | 0 |  |  | 0 |  |  | 0 |  |  | 0
SF E 0406CB | 4.1706e-05 | 0 | 0.0098268 | 0 | 0.0098268 | 0.0010757 | 0.011899 | 0.0032473 | 0% | 99% | 0 | 0% | 99% | 0 | 0% | 99% | 0 | 0% | 99% | 0 | 0% | 63.42% | 0 | 0% | 51.19% | 0 | 0% | 51.19% | 0 | 0% | 51.19% | 0 | 0 | 0% | 3.926% | 0 | 0% | 3.926% | 0 | 0% | 3.926% | 0 | 0% | 0.4302% | 0 | 0% | 0.4302% | 0 | 0% | 0.4302% | 0 | 0% | 1.11% | 0 | 0% | 1.11% | 0 | 0% | 1.11% | 0 | 44.39% | 1.136% | 4.9575e-05 | 0% | 1.136% | 0 | 0% | 1.136% | 0 | 0% | 8.292% | 0 | 0% | 8.292% | 0 | 0% | 8.292% | 0 | 0% | 0.3765% | 0 | 0% | 0.3765% | 0 | 0% | 0.3765% | 0 |  |  |  | 0% | 11.8% | 0 | 0% | 11.8% | 0 | 0% | 11.8% | 0 | 0% | 0.3536% | 0 | 0% | 0.3536% | 0 | 0% | 0.3536% | 0 | 0% | 100% | 0 | 0% | 100% | 0 | 0% | 100% | 0 | 0% | 100% | 0 |  |  | 0 |  |  | 0 |  |  | 0
SAN JOSE B 110769776 | 4.1697e-05 | 0 | 0.017308 | 0 | 0.017308 | 0.0055869 | 0.015809 | 0.0071765 | 0% | 99% | 0 | 0% | 99% | 0 | 0% | 99% | 0 | 0% | 99% | 0 | 0% | 65.04% | 0 | 0% | 51.58% | 0 | 0% | 51.58% | 0 | 0% | 51.58% | 0 | 0 | 0% | 2.832% | 0 | 0% | 2.832% | 0 | 0% | 2.832% | 0 | 0% | 0.3114% | 0 | 0% | 0.3114% | 0 | 0% | 0.3114% | 0 | 0% | 0.8411% | 0 | 0% | 0.8411% | 0 | 0% | 0.8411% | 0 | 0% | 0.867% | 0 | 0% | 0.867% | 0 | 2.031% | 0.867% | 3.047e-06 | 0% | 6.305% | 0 | 0% | 6.305% | 0 | 0% | 6.305% | 0 | 0% | 0.749% | 0 | 0% | 0.749% | 0 | 0% | 0.749% | 0 |  |  |  | 0% | 11.8% | 0 | 0% | 11.8% | 0 | 0% | 11.8% | 0 | 0% | 0.3662% | 0 | 0% | 0.3662% | 0 | 0% | 0.3662% | 0 | 0% | 100% | 0 | 0% | 100% | 0 | 0% | 100% | 0 | 0% | 100% | 0 |  |  | 0 |  |  | 0 |  |  | 0
MABURY 1103CB | 4.1693e-05 | 0 | 0.020676 | 0 | 0.020676 | 0.0040148 | 0.019064 | 0.011052 | 0% | 99% | 0 | 0% | 99% | 0 | 0% | 99% | 0 | 0% | 99% | 0 | 0% | 65.59% | 0 | 0% | 51.85% | 0 | 0% | 51.85% | 0 | 0% | 51.85% | 0 | 0 | 0% | 3.111% | 0 | 0% | 3.111% | 0 | 0% | 3.111% | 0 | 0% | 0.3491% | 0 | 0% | 0.3491% | 0 | 0% | 0.3491% | 0 | 0% | 0.8357% | 0 | 0% | 0.8357% | 0 | 0% | 0.8357% | 0 | 0% | 0.8745% | 0 | 0% | 0.8745% | 0 | 6.788% | 0.8745% | 1.2274e-05 | 0% | 6.282% | 0 | 0% | 6.282% | 0 | 0% | 6.282% | 0 | 0% | 0.4693% | 0 | 0% | 0.4693% | 0 | 0% | 0.4693% | 0 |  |  |  | 0% | 11.8% | 0 | 0% | 11.8% | 0 | 0% | 11.8% | 0 | 0% | 0.3669% | 0 | 0% | 0.3669% | 0 | 0% | 0.3669% | 0 | 0% | 100% | 0 | 0% | 100% | 0 | 0% | 100% | 0 | 0% | 100% | 0 |  |  | 0 |  |  | 0 |  |  | 0
KERN OIL 11102852 | 4.1661e-05 | 0 | 0.021829 | 0 | 0.021829 | 0.0057735 | 0.020588 | 0.0096729 | 0% | 99% | 0 | 0% | 99% | 0 | 0% | 99% | 0 | 0% | 99% | 0 | 0% | 63.81% | 0 | 0% | 50.84% | 0 | 0% | 50.84% | 0 | 0% | 50.84% | 0 | 0 | 0% | 2.512% | 0 | 0% | 2.512% | 0 | 0% | 2.512% | 0 | 0% | 0.2845% | 0 | 0% | 0.2845% | 0 | 0% | 0.2845% | 0 | 0% | 0.8676% | 0 | 0% | 0.8676% | 0 | 0% | 0.8676% | 0 | 0% | 0.8873% | 0 | 83.84% | 0.8873% | 0.00016238 | 0% | 0.8873% | 0 | 0% | 6.506% | 0 | 0% | 6.506% | 0 | 0% | 6.506% | 0 | 0% | 0.5096% | 0 | 0% | 0.5096% | 0 | 0% | 0.5096% | 0 |  |  |  | 0% | 11.8% | 0 | 0% | 11.8% | 0 | 0% | 11.8% | 0 | 0% | 0.3623% | 0 | 0% | 0.3623% | 0 | 0% | 0.3623% | 0 | 0% | 100% | 0 | 0% | 100% | 0 | 0% | 100% | 0 | 0% | 100% | 0 |  |  | 0 |  |  | 0 |  |  | 0
STELLING 1113LL24 | 4.1621e-05 | 0 | 0.016498 | 0 | 0.016498 | 0.006231 | 0.014994 | 0.0060091 | 0% | 99% | 0 | 0% | 99% | 0 | 0% | 99% | 0 | 0% | 99% | 0 | 0% | 63.74% | 0 | 0% | 50.4% | 0 | 0% | 50.4% | 0 | 0% | 50.4% | 0 | 0 | 0% | 2.746% | 0 | 0% | 2.746% | 0 | 0% | 2.746% | 0 | 0% | 0.296% | 0 | 0% | 0.296% | 0 | 0% | 0.296% | 0 | 0% | 0.8377% | 0 | 0% | 0.8377% | 0 | 0% | 0.8377% | 0 | 0% | 0.8415% | 0 | 0% | 0.8415% | 0 | 77.83% | 0.8415% | 0.00010804 | 0% | 6.224% | 0 | 0% | 6.224% | 0 | 0% | 6.224% | 0 | 0% | 0.8492% | 0 | 0% | 0.8492% | 0 | 0% | 0.8492% | 0 |  |  |  | 0% | 11.8% | 0 | 0% | 11.8% | 0 | 0% | 11.8% | 0 | 0% | 0.362% | 0 | 0% | 0.362% | 0 | 0% | 0.362% | 0 | 0% | 100% | 0 | 0% | 100% | 0 | 0% | 100% | 0 | 0% | 100% | 0 |  |  | 0 |  |  | 0 |  |  | 0
WHISMAN 1102CB | 4.1603e-05 | 0 | 0.012881 | 0 | 0.012881 | 0.0050456 | 0.010275 | 0.0059427 | 0% | 99% | 0 | 0% | 99% | 0 | 0% | 99% | 0 | 0% | 99% | 0 | 0% | 65.55% | 0 | 0% | 51.07% | 0 | 0% | 51.07% | 0 | 0% | 51.07% | 0 | 0 | 0% | 2.997% | 0 | 0% | 2.997% | 0 | 0% | 2.997% | 0 | 0% | 0.3229% | 0 | 0% | 0.3229% | 0 | 0% | 0.3229% | 0 | 0% | 0.7305% | 0 | 0% | 0.7305% | 0 | 0% | 0.7305% | 0 | 0% | 0.7598% | 0 | 0% | 0.7598% | 0 | 100% | 0.7598% | 9.7866e-05 | 0% | 5.467% | 0 | 0% | 5.467% | 0 | 0% | 5.467% | 0 | 0% | 0.8531% | 0 | 0% | 0.8531% | 0 | 0% | 0.8531% | 0 |  |  |  | 0% | 11.8% | 0 | 0% | 11.8% | 0 | 0% | 11.8% | 0 | 0% | 0.3724% | 0 | 0% | 0.3724% | 0 | 0% | 0.3724% | 0 | 0% | 100% | 0 | 0% | 100% | 0 | 0% | 100% | 0 | 0% | 100% | 0 |  |  | 0 |  |  | 0 |  |  | 0
POTRERO PP (A) 11176695 | 4.1579e-05 | 0 | 0.019466 | 0 | 0.019466 | 0.0035862 | 0.021742 | 0.0068061 | 0% | 99% | 0 | 0% | 99% | 0 | 0% | 99% | 0 | 0% | 99% | 0 | 0% | 63.87% | 0 | 0% | 51.47% | 0 | 0% | 51.47% | 0 | 0% | 51.47% | 0 | 0 | 0% | 3.758% | 0 | 0% | 3.758% | 0 | 0% | 3.758% | 0 | 0% | 0.4057% | 0 | 0% | 0.4057% | 0 | 0% | 0.4057% | 0 | 0% | 1.034% | 0 | 0% | 1.034% | 0 | 0% | 1.034% | 0 | 51.31% | 1.059% | 0.00010578 | 4.579% | 1.059% | 9.4387e-06 | 1.555% | 1.059% | 3.2049e-06 | 0% | 7.717% | 0 | 0% | 7.717% | 0 | 0% | 7.717% | 0 | 0% | 0.561% | 0 | 0% | 0.561% | 0 | 0% | 0.561% | 0 |  |  |  | 0% | 11.8% | 0 | 0% | 11.8% | 0 | 0% | 11.8% | 0 | 0% | 0.3589% | 0 | 0% | 0.3589% | 0 | 0% | 0.3589% | 0 | 0% | 100% | 0 | 0% | 100% | 0 | 0% | 100% | 0 | 0% | 100% | 0 |  |  | 0 |  |  | 0 |  |  | 0
SAN LEANDRO U 1113MR203 | 4.1575e-05 | 0 | 0.00084873 | 0 | 0.00084873 | 3.8154e-05 | 0.00076547 | 0.00059742 | 0% | 99% | 0 | 0% | 99% | 0 | 0% | 99% | 0 | 0% | 99% | 0 | 0% | 66.2% | 0 | 0% | 52.91% | 0 | 0% | 52.91% | 0 | 0% | 52.91% | 0 | 0 | 0% | 3.312% | 0 | 0% | 3.312% | 0 | 0% | 3.312% | 0 | 0% | 0.3632% | 0 | 0% | 0.3632% | 0 | 0% | 0.3632% | 0 | 0% | 0.8214% | 0 | 0% | 0.8214% | 0 | 0% | 0.8214% | 0 | 0% | 0.8601% | 0 | 39.23% | 0.8601% | 2.8641e-06 | 0% | 0.8601% | 0 | 0% | 6.169% | 0 | 0% | 6.169% | 0 | 0% | 6.169% | 0 | 0% | 0.1595% | 0 | 0% | 0.1595% | 0 | 0% | 0.1595% | 0 |  |  |  | 0% | 11.8% | 0 | 0% | 11.8% | 0 | 0% | 11.8% | 0 | 0% | 0.3687% | 0 | 0% | 0.3687% | 0 | 0% | 0.3687% | 0 | 0% | 100% | 0 | 0% | 100% | 0 | 0% | 100% | 0 | 0% | 100% | 0 |  |  | 0 |  |  | 0 |  |  | 0
DEL MAR 21051270 | 4.1556e-05 | 0 | 0.00021209 | 0 | 0.00021209 | 2.899e-05 | 0.00018544 | 0.00013568 | 0% | 99% | 0 | 0% | 99% | 0 | 0% | 99% | 0 | 0% | 99% | 0 | 0% | 65.31% | 0 | 0% | 51.51% | 0 | 0% | 51.51% | 0 | 0% | 51.51% | 0 | 0 | 0% | 3.266% | 0 | 0% | 3.266% | 0 | 0% | 3.266% | 0 | 0% | 0.3594% | 0 | 0% | 0.3594% | 0 | 0% | 0.3594% | 0 | 0% | 0.7904% | 0 | 0% | 0.7904% | 0 | 0% | 0.7904% | 0 | 0% | 0.822% | 0 | 0% | 0.822% | 0 | 100% | 0.822% | 1.7434e-06 | 0% | 5.91% | 0 | 0% | 5.91% | 0 | 0% | 5.91% | 0 | 0% | 0.3537% | 0 | 0% | 0.3537% | 0 | 0% | 0.3537% | 0 |  |  |  | 0% | 11.8% | 0 | 0% | 11.8% | 0 | 0% | 11.8% | 0 | 0% | 0.3677% | 0 | 0% | 0.3677% | 0 | 0% | 0.3677% | 0 | 0% | 100% | 0 | 0% | 100% | 0 | 0% | 100% | 0 | 0% | 100% | 0 |  |  | 0 |  |  | 0 |  |  | 0
SALINAS 110624521 | 4.1544e-05 | 0 | 0.01357 | 0 | 0.01357 | 0.0026993 | 0.013806 | 0.0058952 | 0% | 99% | 0 | 0% | 99% | 0 | 0% | 99% | 0 | 0% | 99% | 0 | 0% | 64.69% | 0 | 0% | 51.96% | 0 | 0% | 51.96% | 0 | 0% | 51.96% | 0 | 0 | 0% | 3.121% | 0 | 0% | 3.121% | 0 | 0% | 3.121% | 0 | 0% | 0.3434% | 0 | 0% | 0.3434% | 0 | 0% | 0.3434% | 0 | 0% | 0.9411% | 0 | 0% | 0.9411% | 0 | 0% | 0.9411% | 0 | 0% | 0.9655% | 0 | 0% | 0.9655% | 0 | 0% | 0.9655% | 0 | 0% | 7.045% | 0 | 0% | 7.045% | 0 | 0% | 7.045% | 0 | 0% | 0.5059% | 0 | 0% | 0.5059% | 0 | 0% | 0.5059% | 0 |  |  |  | 0% | 11.8% | 0 | 0% | 11.8% | 0 | 0% | 11.8% | 0 | 0% | 0.3618% | 0 | 0% | 0.3618% | 0 | 0% | 0.3618% | 0 | 0% | 100% | 0 | 0% | 100% | 0 | 0% | 100% | 0 | 0% | 100% | 0 |  |  | 0 |  |  | 0 |  |  | 0
DAVIS 110123072 | 4.1512e-05 | 0 | 0.0067797 | 0 | 0.0067797 | 0.003455 | 0.0049994 | 0.0027372 | 0% | 99% | 0 | 0% | 99% | 0 | 0% | 99% | 0 | 0% | 99% | 0 | 0% | 64.55% | 0 | 0% | 50.11% | 0 | 0% | 50.11% | 0 | 0% | 50.11% | 0 | 0 | 0% | 2.306% | 0 | 0% | 2.306% | 0 | 0% | 2.306% | 0 | 0% | 0.257% | 0 | 0% | 0.257% | 0 | 0% | 0.257% | 0 | 0% | 0.6679% | 0 | 0% | 0.6679% | 0 | 0% | 0.6679% | 0 | 100% | 0.6821% | 4.6243e-05 | 0% | 0.6821% | 0 | 0% | 0.6821% | 0 | 0% | 4.983% | 0 | 0% | 4.983% | 0 | 0% | 4.983% | 0 | 0% | 1.272% | 0 | 0% | 1.272% | 0 | 0% | 1.272% | 0 |  |  |  | 0% | 11.8% | 0 | 0% | 11.8% | 0 | 0% | 11.8% | 0 | 0% | 0.3696% | 0 | 0% | 0.3696% | 0 | 0% | 0.3696% | 0 | 0% | 100% | 0 | 0% | 100% | 0 | 0% | 100% | 0 | 0% | 100% | 0 |  |  | 0 |  |  | 0 |  |  | 0
MT EDEN 1101CB | 4.1506e-05 | 0 | 0.0083461 | 0 | 0.0083461 | 0.0019293 | 0.0083296 | 0.0035186 | 0% | 99% | 0 | 0% | 99% | 0 | 0% | 99% | 0 | 0% | 99% | 0 | 0% | 63.57% | 0 | 0% | 51.04% | 0 | 0% | 51.04% | 0 | 0% | 51.04% | 0 | 0 | 0% | 3.111% | 0 | 0% | 3.111% | 0 | 0% | 3.111% | 0 | 0% | 0.3316% | 0 | 0% | 0.3316% | 0 | 0% | 0.3316% | 0 | 0% | 0.9203% | 0 | 0% | 0.9203% | 0 | 0% | 0.9203% | 0 | 0% | 0.9186% | 0 | 0% | 0.9186% | 0 | 100% | 0.9186% | 7.6664e-05 | 0% | 6.819% | 0 | 0% | 6.819% | 0 | 0% | 6.819% | 0 | 0% | 0.4194% | 0 | 0% | 0.4194% | 0 | 0% | 0.4194% | 0 |  |  |  | 0% | 11.8% | 0 | 0% | 11.8% | 0 | 0% | 11.8% | 0 | 0% | 0.3574% | 0 | 0% | 0.3574% | 0 | 0% | 0.3574% | 0 | 0% | 100% | 0 | 0% | 100% | 0 | 0% | 100% | 0 | 0% | 100% | 0 |  |  | 0 |  |  | 0 |  |  | 0
BERKELEY F 1104CB | 4.1451e-05 | 0 | 0.00028207 | 0 | 0.00028207 | 6.1216e-05 | 0.0002943 | 0.00011011 | 0% | 99% | 0 | 0% | 99% | 0 | 0% | 99% | 0 | 0% | 99% | 0 | 0% | 64.34% | 0 | 0% | 51.11% | 0 | 0% | 51.11% | 0 | 0% | 51.11% | 0 | 0 | 0% | 3.116% | 0 | 0% | 3.116% | 0 | 0% | 3.116% | 0 | 0% | 0.3462% | 0 | 0% | 0.3462% | 0 | 0% | 0.3462% | 0 | 0% | 0.9582% | 0 | 0% | 0.9582% | 0 | 0% | 0.9582% | 0 | 0% | 0.9966% | 0 | 78% | 0.9966% | 2.1927e-06 | 0% | 0.9966% | 0 | 0% | 7.215% | 0 | 0% | 7.215% | 0 | 0% | 7.215% | 0 | 0% | 0.5207% | 0 | 0% | 0.5207% | 0 | 0% | 0.5207% | 0 |  |  |  | 0% | 11.8% | 0 | 0% | 11.8% | 0 | 0% | 11.8% | 0 | 0% | 0.3632% | 0 | 0% | 0.3632% | 0 | 0% | 0.3632% | 0 | 0% | 100% | 0 | 0% | 100% | 0 | 0% | 100% | 0 | 0% | 100% | 0 |  |  | 0 |  |  | 0 |  |  | 0
OAKLAND L 1106CB | 4.1438e-05 | 0 | 0.0046527 | 0 | 0.0046527 | 0.00035791 | 0.0047972 | 0.0025254 | 0% | 99% | 0 | 0% | 99% | 0 | 0% | 99% | 0 | 0% | 99% | 0 | 0% | 65.46% | 0 | 0% | 52.13% | 0 | 0% | 52.13% | 0 | 0% | 52.13% | 0 | 0 | 0% | 3.584% | 0 | 0% | 3.584% | 0 | 0% | 3.584% | 0 | 0% | 0.3989% | 0 | 0% | 0.3989% | 0 | 0% | 0.3989% | 0 | 0% | 0.9482% | 0 | 0% | 0.9482% | 0 | 0% | 0.9482% | 0 | 100% | 1.008% | 4.691e-05 | 0% | 1.008% | 0 | 0% | 1.008% | 0 | 0% | 7.175% | 0 | 0% | 7.175% | 0 | 0% | 7.175% | 0 | 0% | 0.2852% | 0 | 0% | 0.2852% | 0 | 0% | 0.2852% | 0 |  |  |  | 0% | 11.8% | 0 | 0% | 11.8% | 0 | 0% | 11.8% | 0 | 0% | 0.3686% | 0 | 0% | 0.3686% | 0 | 0% | 0.3686% | 0 | 0% | 100% | 0 | 0% | 100% | 0 | 0% | 100% | 0 | 0% | 100% | 0 |  |  | 0 |  |  | 0 |  |  | 0
SF J 0406CB | 4.1435e-05 | 0 | 0.0038064 | 0 | 0.0038064 | 0.00027907 | 0.0050866 | 0.00091784 | 0% | 99% | 0 | 0% | 99% | 0 | 0% | 99% | 0 | 0% | 99% | 0 | 0% | 61.88% | 0 | 0% | 49.16% | 0 | 0% | 49.16% | 0 | 0% | 49.16% | 0 | 0 | 0% | 4.539% | 0 | 0% | 4.539% | 0 | 0% | 4.539% | 0 | 0% | 0.4928% | 0 | 0% | 0.4928% | 0 | 0% | 0.4928% | 0 | 0% | 1.242% | 0 | 0% | 1.242% | 0 | 0% | 1.242% | 0 | 100% | 1.309% | 4.9838e-05 | 0% | 1.309% | 0 | 0% | 1.309% | 0 | 0% | 9.382% | 0 | 0% | 9.382% | 0 | 0% | 9.382% | 0 | 0% | 0.3373% | 0 | 0% | 0.3373% | 0 | 0% | 0.3373% | 0 |  |  |  | 0% | 11.8% | 0 | 0% | 11.8% | 0 | 0% | 11.8% | 0 | 0% | 0.3603% | 0 | 0% | 0.3603% | 0 | 0% | 0.3603% | 0 | 0% | 100% | 0 | 0% | 100% | 0 | 0% | 100% | 0 | 0% | 100% | 0 |  |  | 0 |  |  | 0 |  |  | 0
CASTROVILLE 210422316 | 4.1432e-05 | 0 | 0.00042291 | 0 | 0.00042291 | 3.6899e-05 | 0.00048803 | 0.0001732 | 0% | 99% | 0 | 0% | 99% | 0 | 0% | 99% | 0 | 0% | 99% | 0 | 0% | 65.31% | 0 | 0% | 51.42% | 0 | 0% | 51.42% | 0 | 0% | 51.42% | 0 | 0 | 0% | 4.224% | 0 | 0% | 4.224% | 0 | 0% | 4.224% | 0 | 0% | 0.4698% | 0 | 0% | 0.4698% | 0 | 0% | 0.4698% | 0 | 0% | 1.063% | 0 | 0% | 1.063% | 0 | 0% | 1.063% | 0 | 0% | 1.142% | 0 | 1.683% | 1.142% | 8.1303e-08 | 98.32% | 1.142% | 4.7502e-06 | 0% | 8.064% | 0 | 0% | 8.064% | 0 | 0% | 8.064% | 0 | 0% | 0.2757% | 0 | 0% | 0.2757% | 0 | 0% | 0.2757% | 0 |  |  |  | 0% | 11.8% | 0 | 0% | 11.8% | 0 | 0% | 11.8% | 0 | 0% | 0.3684% | 0 | 0% | 0.3684% | 0 | 0% | 0.3684% | 0 | 0% | 100% | 0 | 0% | 100% | 0 | 0% | 100% | 0 | 0% | 100% | 0 |  |  | 0 |  |  | 0 |  |  | 0
MT EDEN 1101MR618 | 4.1421e-05 | 0 | 0.012719 | 0 | 0.012719 | 0.0023037 | 0.012919 | 0.0057739 | 0% | 99% | 0 | 0% | 99% | 0 | 0% | 99% | 0 | 0% | 99% | 0 | 0% | 64% | 0 | 0% | 51.01% | 0 | 0% | 51.01% | 0 | 0% | 51.01% | 0 | 0 | 0% | 3.252% | 0 | 0% | 3.252% | 0 | 0% | 3.252% | 0 | 0% | 0.3552% | 0 | 0% | 0.3552% | 0 | 0% | 0.3552% | 0 | 0% | 0.9321% | 0 | 0% | 0.9321% | 0 | 0% | 0.9321% | 0 | 0% | 0.9555% | 0 | 11.73% | 0.9555% | 1.4256e-05 | 88.27% | 0.9555% | 0.00010727 | 0% | 6.97% | 0 | 0% | 6.97% | 0 | 0% | 6.97% | 0 | 0% | 0.3618% | 0 | 0% | 0.3618% | 0 | 0% | 0.3618% | 0 |  |  |  | 0% | 11.8% | 0 | 0% | 11.8% | 0 | 0% | 11.8% | 0 | 0% | 0.3613% | 0 | 0% | 0.3613% | 0 | 0% | 0.3613% | 0 | 0% | 100% | 0 | 0% | 100% | 0 | 0% | 100% | 0 | 0% | 100% | 0 |  |  | 0 |  |  | 0 |  |  | 0
LARKIN (Y) 111012459 | 4.1393e-05 | 0 | 0.0019365 | 0 | 0.0019365 | 0.00013853 | 0.0025279 | 0.00053028 | 0% | 99% | 0 | 0% | 99% | 0 | 0% | 99% | 0 | 0% | 99% | 0 | 0% | 61.67% | 0 | 0% | 49.21% | 0 | 0% | 49.21% | 0 | 0% | 49.21% | 0 | 0 | 0% | 4.628% | 0 | 0% | 4.628% | 0 | 0% | 4.628% | 0 | 0% | 0.4975% | 0 | 0% | 0.4975% | 0 | 0% | 0.4975% | 0 | 0% | 1.216% | 0 | 0% | 1.216% | 0 | 0% | 1.216% | 0 | 0% | 1.268% | 0 | 0% | 1.268% | 0 | 0% | 1.268% | 0 | 0% | 9.14% | 0 | 0% | 9.14% | 0 | 0% | 9.14% | 0 | 0% | 0.3178% | 0 | 0% | 0.3178% | 0 | 0% | 0.3178% | 0 |  |  |  | 0% | 11.8% | 0 | 0% | 11.8% | 0 | 0% | 11.8% | 0 | 0% | 0.3588% | 0 | 0% | 0.3588% | 0 | 0% | 0.3588% | 0 | 0% | 100% | 0 | 0% | 100% | 0 | 0% | 100% | 0 | 0% | 100% | 0 |  |  | 0 |  |  | 0 |  |  | 0
SARATOGA 1112XR140 | 4.1379e-05 | 0 | 0.025976 | 0 | 0.025976 | 0.0095742 | 0.023207 | 0.010098 | 0% | 99% | 0 | 0% | 99% | 0 | 0% | 99% | 0 | 0% | 99% | 0 | 0% | 64.06% | 0 | 0% | 50.73% | 0 | 0% | 50.73% | 0 | 0% | 50.73% | 0 | 0 | 0% | 2.631% | 0 | 0% | 2.631% | 0 | 0% | 2.631% | 0 | 0% | 0.2881% | 0 | 0% | 0.2881% | 0 | 0% | 0.2881% | 0 | 0% | 0.819% | 0 | 0% | 0.819% | 0 | 0% | 0.819% | 0 | 47.31% | 0.8235% | 0.00010119 | 52.69% | 0.8235% | 0.00011271 | 0% | 0.8235% | 0 | 0% | 6.089% | 0 | 0% | 6.089% | 0 | 0% | 6.089% | 0 | 0% | 0.8162% | 0 | 0% | 0.8162% | 0 | 0% | 0.8162% | 0 |  |  |  | 0% | 11.8% | 0 | 0% | 11.8% | 0 | 0% | 11.8% | 0 | 0% | 0.3618% | 0 | 0% | 0.3618% | 0 | 0% | 0.3618% | 0 | 0% | 100% | 0 | 0% | 100% | 0 | 0% | 100% | 0 | 0% | 100% | 0 |  |  | 0 |  |  | 0 |  |  | 0
SWIFT 2106918614 | 4.1372e-05 | 0 | 0.018018 | 0 | 0.018018 | 0.0050991 | 0.016224 | 0.0084205 | 0% | 99% | 0 | 0% | 99% | 0 | 0% | 99% | 0 | 0% | 99% | 0 | 0% | 64.93% | 0 | 0% | 51.1% | 0 | 0% | 51.1% | 0 | 0% | 51.1% | 0 | 0 | 0% | 2.797% | 0 | 0% | 2.797% | 0 | 0% | 2.797% | 0 | 0% | 0.3151% | 0 | 0% | 0.3151% | 0 | 0% | 0.3151% | 0 | 0% | 0.817% | 0 | 0% | 0.817% | 0 | 0% | 0.817% | 0 | 0% | 0.8416% | 0 | 99.21% | 0.8416% | 0.00015045 | 0% | 0.8416% | 0 | 0% | 6.117% | 0 | 0% | 6.117% | 0 | 0% | 6.117% | 0 | 0% | 0.6155% | 0 | 0% | 0.6155% | 0 | 0% | 0.6155% | 0 |  |  |  | 0% | 11.8% | 0 | 0% | 11.8% | 0 | 0% | 11.8% | 0 | 0% | 0.3644% | 0 | 0% | 0.3644% | 0 | 0% | 0.3644% | 0 | 0% | 100% | 0 | 0% | 100% | 0 | 0% | 100% | 0 | 0% | 100% | 0 |  |  | 0 |  |  | 0 |  |  | 0
BULLARD 110133906 | 4.1368e-05 | 0 | 0.0090785 | 0 | 0.0090785 | 0.0032108 | 0.0065355 | 0.0052402 | 0% | 99% | 0 | 0% | 99% | 0 | 0% | 99% | 0 | 0% | 99% | 0 | 0% | 66.57% | 0 | 0% | 51.84% | 0 | 0% | 51.84% | 0 | 0% | 51.84% | 0 | 0 | 0% | 2.69% | 0 | 0% | 2.69% | 0 | 0% | 2.69% | 0 | 0% | 0.2919% | 0 | 0% | 0.2919% | 0 | 0% | 0.2919% | 0 | 0% | 0.6654% | 0 | 0% | 0.6654% | 0 | 0% | 0.6654% | 0 | 17.03% | 0.7118% | 1.1006e-05 | 0% | 0.7118% | 0 | 14.34% | 0.7118% | 9.2664e-06 | 0% | 5.034% | 0 | 0% | 5.034% | 0 | 0% | 5.034% | 0 | 0% | 0.941% | 0 | 0% | 0.941% | 0 | 0% | 0.941% | 0 |  |  |  | 0% | 11.8% | 0 | 0% | 11.8% | 0 | 0% | 11.8% | 0 | 0% | 0.3794% | 0 | 0% | 0.3794% | 0 | 0% | 0.3794% | 0 | 0% | 100% | 0 | 0% | 100% | 0 | 0% | 100% | 0 | 0% | 100% | 0 |  |  | 0 |  |  | 0 |  |  | 0
OAKLAND X 1112CR116 | 4.1345e-05 | 0 | 0.0084404 | 0 | 0.0084404 | 0.0016568 | 0.0085812 | 0.0036951 | 0% | 99% | 0 | 0% | 99% | 0 | 0% | 99% | 0 | 0% | 99% | 0 | 0% | 64.15% | 0 | 0% | 51.6% | 0 | 0% | 51.6% | 0 | 0% | 51.6% | 0 | 0 | 0% | 3.115% | 0 | 0% | 3.115% | 0 | 0% | 3.115% | 0 | 0% | 0.3388% | 0 | 0% | 0.3388% | 0 | 0% | 0.3388% | 0 | 0% | 0.938% | 0 | 0% | 0.938% | 0 | 0% | 0.938% | 0 | 100% | 0.9553% | 8.0632e-05 | 0% | 0.9553% | 0 | 0% | 0.9553% | 0 | 0% | 7.004% | 0 | 0% | 7.004% | 0 | 0% | 7.004% | 0 | 0% | 0.5399% | 0 | 0% | 0.5399% | 0 | 0% | 0.5399% | 0 |  |  |  | 0% | 11.8% | 0 | 0% | 11.8% | 0 | 0% | 11.8% | 0 | 0% | 0.3603% | 0 | 0% | 0.3603% | 0 | 0% | 0.3603% | 0 | 0% | 100% | 0 | 0% | 100% | 0 | 0% | 100% | 0 | 0% | 100% | 0 |  |  | 0 |  |  | 0 |  |  | 0
OAKLAND C 1109CR142 | 4.1331e-05 | 0 | 0.019898 | 0 | 0.019898 | 0.0015959 | 0.021734 | 0.0095171 | 0% | 99% | 0 | 0% | 99% | 0 | 0% | 99% | 0 | 0% | 99% | 0 | 0% | 63.93% | 0 | 0% | 51.25% | 0 | 0% | 51.25% | 0 | 0% | 51.25% | 0 | 0 | 0% | 3.436% | 0 | 0% | 3.436% | 0 | 0% | 3.436% | 0 | 0% | 0.3796% | 0 | 0% | 0.3796% | 0 | 0% | 0.3796% | 0 | 0% | 1.004% | 0 | 0% | 1.004% | 0 | 0% | 1.004% | 0 | 0% | 1.041% | 0 | 10.23% | 1.041% | 2.1186e-05 | 89.77% | 1.041% | 0.00018601 | 0% | 7.545% | 0 | 0% | 7.545% | 0 | 0% | 7.545% | 0 | 0% | 0.2671% | 0 | 0% | 0.2671% | 0 | 0% | 0.2671% | 0 |  |  |  | 0% | 11.8% | 0 | 0% | 11.8% | 0 | 0% | 11.8% | 0 | 0% | 0.361% | 0 | 0% | 0.361% | 0 | 0% | 0.361% | 0 | 0% | 100% | 0 | 0% | 100% | 0 | 0% | 100% | 0 | 0% | 100% | 0 |  |  | 0 |  |  | 0 |  |  | 0
BAY MEADOWS 11049124 | 4.1317e-05 | 0 | 0.015323 | 0 | 0.015323 | 0.0036164 | 0.015284 | 0.0063941 | 0% | 99% | 0 | 0% | 99% | 0 | 0% | 99% | 0 | 0% | 99% | 0 | 0% | 65.4% | 0 | 0% | 52.1% | 0 | 0% | 52.1% | 0 | 0% | 52.1% | 0 | 0 | 0% | 3.307% | 0 | 0% | 3.307% | 0 | 0% | 3.307% | 0 | 0% | 0.366% | 0 | 0% | 0.366% | 0 | 0% | 0.366% | 0 | 0% | 0.9131% | 0 | 0% | 0.9131% | 0 | 0% | 0.9131% | 0 | 0% | 0.95% | 0 | 0% | 0.95% | 0 | 0% | 0.95% | 0 | 0% | 6.854% | 0 | 0% | 6.854% | 0 | 0% | 6.854% | 0 | 0% | 0.6005% | 0 | 0% | 0.6005% | 0 | 0% | 0.6005% | 0 |  |  |  | 0% | 11.8% | 0 | 0% | 11.8% | 0 | 0% | 11.8% | 0 | 0% | 0.3646% | 0 | 0% | 0.3646% | 0 | 0% | 0.3646% | 0 | 0% | 100% | 0 | 0% | 100% | 0 | 0% | 100% | 0 | 0% | 100% | 0 |  |  | 0 |  |  | 0 |  |  | 0
OAKLAND C 1119CR286 | 4.1316e-05 | 0 | 0.0005623 | 0 | 0.0005623 | 2.0973e-05 | 0.00067569 | 0.00023157 | 0% | 99% | 0 | 0% | 99% | 0 | 0% | 99% | 0 | 0% | 99% | 0 | 0% | 63.23% | 0 | 0% | 49.46% | 0 | 0% | 49.46% | 0 | 0% | 49.46% | 0 | 0 | 0% | 4.495% | 0 | 0% | 4.495% | 0 | 0% | 4.495% | 0 | 0% | 0.4857% | 0 | 0% | 0.4857% | 0 | 0% | 0.4857% | 0 | 0% | 1.118% | 0 | 0% | 1.118% | 0 | 0% | 1.118% | 0 | 0% | 1.198% | 0 | 100% | 1.198% | 6.7379e-06 | 0% | 1.198% | 0 | 0% | 8.492% | 0 | 0% | 8.492% | 0 | 0% | 8.492% | 0 | 0% | 0.168% | 0 | 0% | 0.168% | 0 | 0% | 0.168% | 0 |  |  |  | 0% | 11.8% | 0 | 0% | 11.8% | 0 | 0% | 11.8% | 0 | 0% | 0.3697% | 0 | 0% | 0.3697% | 0 | 0% | 0.3697% | 0 | 0% | 100% | 0 | 0% | 100% | 0 | 0% | 100% | 0 | 0% | 100% | 0 |  |  | 0 |  |  | 0 |  |  | 0
BAY MEADOWS 1105265162 | 4.1314e-05 | 0 | 0.015181 | 0 | 0.015181 | 0.0029413 | 0.015343 | 0.0067764 | 0% | 99% | 0 | 0% | 99% | 0 | 0% | 99% | 0 | 0% | 99% | 0 | 0% | 65.38% | 0 | 0% | 52.21% | 0 | 0% | 52.21% | 0 | 0% | 52.21% | 0 | 0 | 0% | 3.531% | 0 | 0% | 3.531% | 0 | 0% | 3.531% | 0 | 0% | 0.3842% | 0 | 0% | 0.3842% | 0 | 0% | 0.3842% | 0 | 0% | 0.9261% | 0 | 0% | 0.9261% | 0 | 0% | 0.9261% | 0 | 98.99% | 0.9629% | 0.0001447 | 0% | 0.9629% | 0 | 0% | 0.9629% | 0 | 0% | 6.941% | 0 | 0% | 6.941% | 0 | 0% | 6.941% | 0 | 0% | 0.5238% | 0 | 0% | 0.5238% | 0 | 0% | 0.5238% | 0 |  |  |  | 0% | 11.8% | 0 | 0% | 11.8% | 0 | 0% | 11.8% | 0 | 0% | 0.3646% | 0 | 0% | 0.3646% | 0 | 0% | 0.3646% | 0 | 0% | 100% | 0 | 0% | 100% | 0 | 0% | 100% | 0 | 0% | 100% | 0 |  |  | 0 |  |  | 0 |  |  | 0
JARVIS 1103MR245 | 4.1296e-05 | 0 | 0.0045665 | 0 | 0.0045665 | 0.00064237 | 0.0044367 | 0.0024591 | 0% | 99% | 0 | 0% | 99% | 0 | 0% | 99% | 0 | 0% | 99% | 0 | 0% | 65.85% | 0 | 0% | 52.25% | 0 | 0% | 52.25% | 0 | 0% | 52.25% | 0 | 0 | 0% | 3.34% | 0 | 0% | 3.34% | 0 | 0% | 3.34% | 0 | 0% | 0.3746% | 0 | 0% | 0.3746% | 0 | 0% | 0.3746% | 0 | 0% | 0.8906% | 0 | 0% | 0.8906% | 0 | 0% | 0.8906% | 0 | 0% | 0.9482% | 0 | 0% | 0.9482% | 0 | 0% | 0.9482% | 0 | 0% | 6.74% | 0 | 0% | 6.74% | 0 | 0% | 6.74% | 0 | 0% | 0.3847% | 0 | 0% | 0.3847% | 0 | 0% | 0.3847% | 0 |  |  |  | 0% | 11.8% | 0 | 0% | 11.8% | 0 | 0% | 11.8% | 0 | 0% | 0.37% | 0 | 0% | 0.37% | 0 | 0% | 0.37% | 0 | 0% | 100% | 0 | 0% | 100% | 0 | 0% | 100% | 0 | 0% | 100% | 0 |  |  | 0 |  |  | 0 |  |  | 0
VASONA 110548314 | 4.1295e-05 | 0 | 0.018125 | 0 | 0.018125 | 0.006813 | 0.015878 | 0.0072292 | 0% | 99% | 0 | 0% | 99% | 0 | 0% | 99% | 0 | 0% | 99% | 0 | 0% | 64.68% | 0 | 0% | 50.85% | 0 | 0% | 50.85% | 0 | 0% | 50.85% | 0 | 0 | 0% | 2.606% | 0 | 0% | 2.606% | 0 | 0% | 2.606% | 0 | 0% | 0.2923% | 0 | 0% | 0.2923% | 0 | 0% | 0.2923% | 0 | 0% | 0.8003% | 0 | 0% | 0.8003% | 0 | 0% | 0.8003% | 0 | 92.62% | 0.8245% | 0.0001384 | 7.384% | 0.8245% | 1.1035e-05 | 0% | 0.8245% | 0 | 0% | 6.001% | 0 | 0% | 6.001% | 0 | 0% | 6.001% | 0 | 0% | 0.8729% | 0 | 0% | 0.8729% | 0 | 0% | 0.8729% | 0 |  |  |  | 0% | 11.8% | 0 | 0% | 11.8% | 0 | 0% | 11.8% | 0 | 0% | 0.3663% | 0 | 0% | 0.3663% | 0 | 0% | 0.3663% | 0 | 0% | 100% | 0 | 0% | 100% | 0 | 0% | 100% | 0 | 0% | 100% | 0 |  |  | 0 |  |  | 0 |  |  | 0
MANTECA 170636142 | 4.1278e-05 | 0 | 0.019943 | 0 | 0.019943 | 0.0028561 | 0.016 | 0.014066 | 0% | 99% | 0 | 0% | 99% | 0 | 0% | 99% | 0 | 0% | 99% | 0 | 0% | 65.16% | 0 | 0% | 52.83% | 0 | 0% | 52.83% | 0 | 0% | 52.83% | 0 | 0 | 0% | 2.2% | 0 | 0% | 2.2% | 0 | 0% | 2.2% | 0 | 0% | 0.2349% | 0 | 0% | 0.2349% | 0 | 0% | 0.2349% | 0 | 0% | 0.7371% | 0 | 0% | 0.7371% | 0 | 0% | 0.7371% | 0 | 0% | 0.7228% | 0 | 0% | 0.7228% | 0 | 0% | 0.7228% | 0 | 0% | 5.439% | 0 | 0% | 5.439% | 0 | 0% | 5.439% | 0 | 0% | 0.3871% | 0 | 0% | 0.3871% | 0 | 0% | 0.3871% | 0 |  |  |  | 0% | 11.8% | 0 | 0% | 11.8% | 0 | 0% | 11.8% | 0 | 0% | 0.3613% | 0 | 0% | 0.3613% | 0 | 0% | 0.3613% | 0 | 0% | 100% | 0 | 0% | 100% | 0 | 0% | 100% | 0 | 0% | 100% | 0 |  |  | 0 |  |  | 0 |  |  | 0
COTATI 110257108 | 4.1268e-05 | 0 | 0.0035805 | 0 | 0.0035805 | 0.0012852 | 0.0032745 | 0.0013508 | 0% | 99% | 0 | 0% | 99% | 0 | 0% | 99% | 0 | 0% | 99% | 0 | 0% | 63.66% | 0 | 0% | 49.03% | 0 | 0% | 49.03% | 0 | 0% | 49.03% | 0 | 0 | 0% | 3.153% | 0 | 0% | 3.153% | 0 | 0% | 3.153% | 0 | 0% | 0.3598% | 0 | 0% | 0.3598% | 0 | 0% | 0.3598% | 0 | 0% | 0.8177% | 0 | 0% | 0.8177% | 0 | 0% | 0.8177% | 0 | 0% | 0.8603% | 0 | 100% | 0.8603% | 3.0802e-05 | 0% | 0.8603% | 0 | 0% | 6.152% | 0 | 0% | 6.152% | 0 | 0% | 6.152% | 0 | 0% | 1.021% | 0 | 0% | 1.021% | 0 | 0% | 1.021% | 0 |  |  |  | 0% | 11.8% | 0 | 0% | 11.8% | 0 | 0% | 11.8% | 0 | 55.56% | 0.3668% | 7.2969e-06 | 0% | 0.3668% | 0 | 0% | 0.3668% | 0 | 0% | 100% | 0 | 0% | 100% | 0 | 0% | 100% | 0 | 0% | 100% | 0 |  |  | 0 |  |  | 0 |  |  | 0
SAN RAFAEL 11023997 | 4.1256e-05 | 0 | 0.0024565 | 0 | 0.0024565 | 0.00053043 | 0.0025274 | 0.0009972 | 0% | 99% | 0 | 0% | 99% | 0 | 0% | 99% | 0 | 0% | 99% | 0 | 0% | 65.05% | 0 | 0% | 51.21% | 0 | 0% | 51.21% | 0 | 0% | 51.21% | 0 | 0 | 0% | 4.023% | 0 | 0% | 4.023% | 0 | 0% | 4.023% | 0 | 0% | 0.4349% | 0 | 0% | 0.4349% | 0 | 0% | 0.4349% | 0 | 0% | 0.9504% | 0 | 0% | 0.9504% | 0 | 0% | 0.9504% | 0 | 0% | 1.006% | 0 | 100% | 1.006% | 2.4705e-05 | 0% | 1.006% | 0 | 0% | 7.151% | 0 | 0% | 7.151% | 0 | 0% | 7.151% | 0 | 0% | 0.5686% | 0 | 0% | 0.5686% | 0 | 0% | 0.5686% | 0 |  |  |  | 0% | 11.8% | 0 | 0% | 11.8% | 0 | 0% | 11.8% | 0 | 0% | 0.3694% | 0 | 0% | 0.3694% | 0 | 0% | 0.3694% | 0 | 0% | 100% | 0 | 0% | 100% | 0 | 0% | 100% | 0 | 0% | 100% | 0 |  |  | 0 |  |  | 0 |  |  | 0
NEWARK 12KV 110792040 | 4.1237e-05 | 0 | 0.0001403 | 0 | 0.0001403 | 3.5751e-05 | 0.00012221 | 7.3643e-05 | 0% | 99% | 0 | 0% | 99% | 0 | 0% | 99% | 0 | 0% | 99% | 0 | 0% | 66.39% | 0 | 0% | 51.91% | 0 | 0% | 51.91% | 0 | 0% | 51.91% | 0 | 0 | 0% | 2.778% | 0 | 0% | 2.778% | 0 | 0% | 2.778% | 0 | 0% | 0.3238% | 0 | 0% | 0.3238% | 0 | 0% | 0.3238% | 0 | 0% | 0.7941% | 0 | 0% | 0.7941% | 0 | 0% | 0.7941% | 0 | 0% | 0.8576% | 0 | 0% | 0.8576% | 0 | 100% | 0.8576% | 1.2033e-06 | 0% | 6.057% | 0 | 0% | 6.057% | 0 | 0% | 6.057% | 0 | 0% | 0.5365% | 0 | 0% | 0.5365% | 0 | 0% | 0.5365% | 0 |  |  |  | 0% | 11.8% | 0 | 0% | 11.8% | 0 | 0% | 11.8% | 0 | 0% | 0.3746% | 0 | 0% | 0.3746% | 0 | 0% | 0.3746% | 0 | 0% | 100% | 0 | 0% | 100% | 0 | 0% | 100% | 0 | 0% | 100% | 0 |  |  | 0 |  |  | 0 |  |  | 0
WHISMAN 1106CB | 4.1229e-05 | 0 | 0.02504 | 0 | 0.02504 | 0.0081873 | 0.022977 | 0.01017 | 0% | 99% | 0 | 0% | 99% | 0 | 0% | 99% | 0 | 0% | 99% | 0 | 0% | 64.88% | 0 | 0% | 50.94% | 0 | 0% | 50.94% | 0 | 0% | 50.94% | 0 | 0 | 0% | 2.946% | 0 | 0% | 2.946% | 0 | 0% | 2.946% | 0 | 0% | 0.3257% | 0 | 0% | 0.3257% | 0 | 0% | 0.3257% | 0 | 0% | 0.8429% | 0 | 0% | 0.8429% | 0 | 0% | 0.8429% | 0 | 0% | 0.8789% | 0 | 0% | 0.8789% | 0 | 99.71% | 0.8789% | 0.00021945 | 0% | 6.341% | 0 | 0% | 6.341% | 0 | 0% | 6.341% | 0 | 0% | 0.7238% | 0 | 0% | 0.7238% | 0 | 0% | 0.7238% | 0 |  |  |  | 0% | 11.8% | 0 | 0% | 11.8% | 0 | 0% | 11.8% | 0 | 0% | 0.3682% | 0 | 0% | 0.3682% | 0 | 0% | 0.3682% | 0 | 0% | 100% | 0 | 0% | 100% | 0 | 0% | 100% | 0 | 0% | 100% | 0 |  |  | 0 |  |  | 0 |  |  | 0
EVERGREEN 2105XR094 | 4.1217e-05 | 0 | 0.0027346 | 0 | 0.0027346 | 0.00048856 | 0.0025451 | 0.0014805 | 0% | 99% | 0 | 0% | 99% | 0 | 0% | 99% | 0 | 0% | 99% | 0 | 0% | 65.8% | 0 | 0% | 51.28% | 0 | 0% | 51.28% | 0 | 0% | 51.28% | 0 | 0 | 0% | 3.133% | 0 | 0% | 3.133% | 0 | 0% | 3.133% | 0 | 0% | 0.3631% | 0 | 0% | 0.3631% | 0 | 0% | 0.3631% | 0 | 0% | 0.8336% | 0 | 0% | 0.8336% | 0 | 0% | 0.8336% | 0 | 0% | 0.8901% | 0 | 100% | 0.8901% | 2.4342e-05 | 0% | 0.8901% | 0 | 0% | 6.312% | 0 | 0% | 6.312% | 0 | 0% | 6.312% | 0 | 0% | 0.3906% | 0 | 0% | 0.3906% | 0 | 0% | 0.3906% | 0 |  |  |  | 0% | 11.8% | 0 | 0% | 11.8% | 0 | 0% | 11.8% | 0 | 0% | 0.3686% | 0 | 0% | 0.3686% | 0 | 0% | 0.3686% | 0 | 0% | 100% | 0 | 0% | 100% | 0 | 0% | 100% | 0 | 0% | 100% | 0 |  |  | 0 |  |  | 0 |  |  | 0
MT EDEN 1112MR246 | 4.1179e-05 | 0 | 0.0054642 | 0 | 0.0054642 | 0.0009375 | 0.0050696 | 0.003013 | 0% | 99% | 0 | 0% | 99% | 0 | 0% | 99% | 0 | 0% | 99% | 0 | 0% | 66% | 0 | 0% | 52.83% | 0 | 0% | 52.83% | 0 | 0% | 52.83% | 0 | 0 | 0% | 3.115% | 0 | 0% | 3.115% | 0 | 0% | 3.115% | 0 | 0% | 0.3431% | 0 | 0% | 0.3431% | 0 | 0% | 0.3431% | 0 | 0% | 0.8558% | 0 | 0% | 0.8558% | 0 | 0% | 0.8558% | 0 | 0% | 0.8944% | 0 | 0% | 0.8944% | 0 | 100% | 0.8944% | 4.8874e-05 | 0% | 6.436% | 0 | 0% | 6.436% | 0 | 0% | 6.436% | 0 | 0% | 0.4279% | 0 | 0% | 0.4279% | 0 | 0% | 0.4279% | 0 |  |  |  | 0% | 11.8% | 0 | 0% | 11.8% | 0 | 0% | 11.8% | 0 | 0% | 0.3684% | 0 | 0% | 0.3684% | 0 | 0% | 0.3684% | 0 | 0% | 100% | 0 | 0% | 100% | 0 | 0% | 100% | 0 | 0% | 100% | 0 |  |  | 0 |  |  | 0 |  |  | 0
NAPA 1106CB | 4.1172e-05 | 0 | 0.010436 | 0 | 0.010436 | 0.0051122 | 0.0089997 | 0.003116 | 0% | 99% | 0 | 0% | 99% | 0 | 0% | 99% | 0 | 0% | 99% | 0 | 0% | 64.09% | 0 | 0% | 50.02% | 0 | 0% | 50.02% | 0 | 0% | 50.02% | 0 | 0 | 0% | 2.878% | 0 | 0% | 2.878% | 0 | 0% | 2.878% | 0 | 0% | 0.3121% | 0 | 0% | 0.3121% | 0 | 0% | 0.3121% | 0 | 0% | 0.795% | 0 | 0% | 0.795% | 0 | 0% | 0.795% | 0 | 48.75% | 0.819% | 4.1667e-05 | 0% | 0.819% | 0 | 0% | 0.819% | 0 | 0% | 5.949% | 0 | 0% | 5.949% | 0 | 0% | 5.949% | 0 | 0% | 1.329% | 0 | 0% | 1.329% | 0 | 0% | 1.329% | 0 |  |  |  | 0% | 11.8% | 0 | 0% | 11.8% | 0 | 0% | 11.8% | 0 | 0% | 0.3687% | 0 | 0% | 0.3687% | 0 | 0% | 0.3687% | 0 | 0% | 100% | 0 | 0% | 100% | 0 | 0% | 100% | 0 | 0% | 100% | 0 |  |  | 0 |  |  | 0 |  |  | 0
PACIFIC GROVE 0423CB | 4.1141e-05 | 0 | 0.0081187 | 0 | 0.0081187 | 0.0025275 | 0.0097689 | 0.0011057 | 0% | 99% | 0 | 0% | 99% | 0 | 0% | 99% | 0 | 0% | 99% | 0 | 0% | 62.35% | 0 | 0% | 49.13% | 0 | 0% | 49.13% | 0 | 0% | 49.13% | 0 | 0 | 0% | 3.678% | 0 | 0% | 3.678% | 0 | 0% | 3.678% | 0 | 0% | 0.4118% | 0 | 0% | 0.4118% | 0 | 0% | 0.4118% | 0 | 0% | 1.113% | 0 | 0% | 1.113% | 0 | 0% | 1.113% | 0 | 0% | 1.163% | 0 | 99.62% | 1.163% | 9.4048e-05 | 0% | 1.163% | 0 | 0% | 8.391% | 0 | 0% | 8.391% | 0 | 0% | 8.391% | 0 | 0% | 0.8683% | 0 | 0% | 0.8683% | 0 | 0% | 0.8683% | 0 |  |  |  | 0% | 11.8% | 0 | 0% | 11.8% | 0 | 0% | 11.8% | 0 | 0% | 0.3599% | 0 | 0% | 0.3599% | 0 | 0% | 0.3599% | 0 | 0% | 100% | 0 | 0% | 100% | 0 | 0% | 100% | 0 | 0% | 100% | 0 |  |  | 0 |  |  | 0 |  |  | 0
DALY CITY 110457240 | 4.114e-05 | 0 | 0.015397 | 0 | 0.015397 | 0.0023887 | 0.019923 | 0.0031052 | 0% | 99% | 0 | 0% | 99% | 0 | 0% | 99% | 0 | 0% | 99% | 0 | 0% | 62.97% | 0 | 0% | 50.25% | 0 | 0% | 50.25% | 0 | 0% | 50.25% | 0 | 0 | 0% | 4.728% | 0 | 0% | 4.728% | 0 | 0% | 4.728% | 0 | 0% | 0.5091% | 0 | 0% | 0.5091% | 0 | 0% | 0.5091% | 0 | 0% | 1.205% | 0 | 0% | 1.205% | 0 | 0% | 1.205% | 0 | 0% | 1.256% | 0 | 100% | 1.256% | 0.00019342 | 0% | 1.256% | 0 | 0% | 9.037% | 0 | 0% | 9.037% | 0 | 0% | 9.037% | 0 | 0% | 0.4623% | 0 | 0% | 0.4623% | 0 | 0% | 0.4623% | 0 |  |  |  | 0% | 11.8% | 0 | 0% | 11.8% | 0 | 0% | 11.8% | 0 | 0% | 0.3589% | 0 | 0% | 0.3589% | 0 | 0% | 0.3589% | 0 | 0% | 100% | 0 | 0% | 100% | 0 | 0% | 100% | 0 | 0% | 100% | 0 |  |  | 0 |  |  | 0 |  |  | 0
SUISUN 1108CB | 4.1126e-05 | 0 | 0.047645 | 0 | 0.047645 | 0.013697 | 0.044876 | 0.020077 | 0% | 99% | 0 | 0% | 99% | 0 | 0% | 99% | 0 | 0% | 99% | 0 | 0% | 64.2% | 0 | 0% | 50.86% | 0 | 0% | 50.86% | 0 | 0% | 50.86% | 0 | 0 | 0% | 3.114% | 0 | 0% | 3.114% | 0 | 0% | 3.114% | 0 | 0% | 0.3363% | 0 | 0% | 0.3363% | 0 | 0% | 0.3363% | 0 | 0% | 0.8664% | 0 | 0% | 0.8664% | 0 | 0% | 0.8664% | 0 | 0% | 0.8833% | 0 | 0% | 0.8833% | 0 | 76.96% | 0.8833% | 0.00032386 | 0% | 6.458% | 0 | 0% | 6.458% | 0 | 0% | 6.458% | 0 | 0% | 0.5876% | 0 | 0% | 0.5876% | 0 | 0% | 0.5876% | 0 |  |  |  | 0% | 11.8% | 0 | 0% | 11.8% | 0 | 0% | 11.8% | 0 | 0% | 0.3635% | 0 | 0% | 0.3635% | 0 | 0% | 0.3635% | 0 | 0% | 100% | 0 | 0% | 100% | 0 | 0% | 100% | 0 | 0% | 100% | 0 |  |  | 0 |  |  | 0 |  |  | 0
STONE 110141435 | 4.1093e-05 | 0 | 0.021392 | 0 | 0.021392 | 0.011515 | 0.01731 | 0.0064868 | 0% | 99% | 0 | 0% | 99% | 0 | 0% | 99% | 0 | 0% | 99% | 0 | 0% | 63.49% | 0 | 0% | 50% | 0 | 0% | 50% | 0 | 0% | 50% | 0 | 0 | 0% | 2.28% | 0 | 0% | 2.28% | 0 | 0% | 2.28% | 0 | 0% | 0.2453% | 0 | 0% | 0.2453% | 0 | 0% | 0.2453% | 0 | 0% | 0.7447% | 0 | 0% | 0.7447% | 0 | 0% | 0.7447% | 0 | 0% | 0.7315% | 0 | 49.8% | 0.7315% | 7.7922e-05 | 50.2% | 0.7315% | 7.8549e-05 | 0% | 5.495% | 0 | 0% | 5.495% | 0 | 0% | 5.495% | 0 | 0% | 1.271% | 0 | 0% | 1.271% | 0 | 0% | 1.271% | 0 |  |  |  | 0% | 11.8% | 0 | 0% | 11.8% | 0 | 0% | 11.8% | 0 | 0% | 0.3621% | 0 | 0% | 0.3621% | 0 | 0% | 0.3621% | 0 | 0% | 100% | 0 | 0% | 100% | 0 | 0% | 100% | 0 | 0% | 100% | 0 |  |  | 0 |  |  | 0 |  |  | 0
TIDEWATER 210447828 | 4.1063e-05 | 0 | 0.017394 | 0 | 0.017394 | 0.0063396 | 0.01604 | 0.0063347 | 0% | 99% | 0 | 0% | 99% | 0 | 0% | 99% | 0 | 0% | 99% | 0 | 0% | 63.7% | 0 | 0% | 50.28% | 0 | 0% | 50.28% | 0 | 0% | 50.28% | 0 | 0 | 0% | 2.996% | 0 | 0% | 2.996% | 0 | 0% | 2.996% | 0 | 0% | 0.3216% | 0 | 0% | 0.3216% | 0 | 0% | 0.3216% | 0 | 0% | 0.8477% | 0 | 0% | 0.8477% | 0 | 0% | 0.8477% | 0 | 60.1% | 0.8501% | 8.8862e-05 | 0% | 0.8501% | 0 | 0% | 0.8501% | 0 | 0% | 6.281% | 0 | 0% | 6.281% | 0 | 0% | 6.281% | 0 | 0% | 0.6532% | 0 | 0% | 0.6532% | 0 | 0% | 0.6532% | 0 |  |  |  | 0% | 11.8% | 0 | 0% | 11.8% | 0 | 0% | 11.8% | 0 | 0% | 0.3609% | 0 | 0% | 0.3609% | 0 | 0% | 0.3609% | 0 | 0% | 100% | 0 | 0% | 100% | 0 | 0% | 100% | 0 | 0% | 100% | 0 |  |  | 0 |  |  | 0 |  |  | 0
OAKLAND D 1133CB | 4.1058e-05 | 0 | 0.011734 | 0 | 0.011734 | 0.0020868 | 0.011966 | 0.0053177 | 0% | 99% | 0 | 0% | 99% | 0 | 0% | 99% | 0 | 0% | 99% | 0 | 0% | 63.25% | 0 | 0% | 51.73% | 0 | 0% | 51.73% | 0 | 0% | 51.73% | 0 | 0 | 0% | 3.094% | 0 | 0% | 3.094% | 0 | 0% | 3.094% | 0 | 0% | 0.3221% | 0 | 0% | 0.3221% | 0 | 0% | 0.3221% | 0 | 0% | 0.9452% | 0 | 0% | 0.9452% | 0 | 0% | 0.9452% | 0 | 100% | 0.9221% | 0.00010821 | 0% | 0.9221% | 0 | 0% | 0.9221% | 0 | 0% | 6.951% | 0 | 0% | 6.951% | 0 | 0% | 6.951% | 0 | 0% | 0.5087% | 0 | 0% | 0.5087% | 0 | 0% | 0.5087% | 0 |  |  |  | 0% | 11.8% | 0 | 0% | 11.8% | 0 | 0% | 11.8% | 0 | 0% | 0.3524% | 0 | 0% | 0.3524% | 0 | 0% | 0.3524% | 0 | 0% | 100% | 0 | 0% | 100% | 0 | 0% | 100% | 0 | 0% | 100% | 0 |  |  | 0 |  |  | 0 |  |  | 0
MT EDEN 1111CB | 4.1045e-05 | 0 | 0.022163 | 0 | 0.022163 | 0.0039496 | 0.02197 | 0.010665 | 0% | 99% | 0 | 0% | 99% | 0 | 0% | 99% | 0 | 0% | 99% | 0 | 0% | 65.05% | 0 | 0% | 51.29% | 0 | 0% | 51.29% | 0 | 0% | 51.29% | 0 | 0 | 0% | 3.244% | 0 | 0% | 3.244% | 0 | 0% | 3.244% | 0 | 0% | 0.3651% | 0 | 0% | 0.3651% | 0 | 0% | 0.3651% | 0 | 0% | 0.9026% | 0 | 0% | 0.9026% | 0 | 0% | 0.9026% | 0 | 0% | 0.9499% | 0 | 9.779% | 0.9499% | 2.0589e-05 | 48.58% | 0.9499% | 0.00010228 | 0% | 6.81% | 0 | 0% | 6.81% | 0 | 0% | 6.81% | 0 | 0% | 0.3616% | 0 | 0% | 0.3616% | 0 | 0% | 0.3616% | 0 |  |  |  | 0% | 11.8% | 0 | 0% | 11.8% | 0 | 0% | 11.8% | 0 | 0% | 0.3664% | 0 | 0% | 0.3664% | 0 | 0% | 0.3664% | 0 | 0% | 100% | 0 | 0% | 100% | 0 | 0% | 100% | 0 | 0% | 100% | 0 |  |  | 0 |  |  | 0 |  |  | 0
EL CERRITO G 1112807878 | 4.1036e-05 | 0 | 8.3772e-05 | 0 | 8.3772e-05 | 2.0717e-05 | 8.6295e-05 | 3.1276e-05 | 0% | 99% | 0 | 0% | 99% | 0 | 0% | 99% | 0 | 0% | 99% | 0 | 0% | 63.34% | 0 | 0% | 50.58% | 0 | 0% | 50.58% | 0 | 0% | 50.58% | 0 | 0 | 0% | 3.287% | 0 | 0% | 3.287% | 0 | 0% | 3.287% | 0 | 0% | 0.3624% | 0 | 0% | 0.3624% | 0 | 0% | 0.3624% | 0 | 0% | 0.9351% | 0 | 0% | 0.9351% | 0 | 0% | 0.9351% | 0 | 0% | 0.9421% | 0 | 0% | 0.9421% | 0 | 0% | 0.9421% | 0 | 0% | 6.941% | 0 | 0% | 6.941% | 0 | 0% | 6.941% | 0 | 0% | 0.5811% | 0 | 0% | 0.5811% | 0 | 0% | 0.5811% | 0 |  |  |  | 0% | 11.8% | 0 | 0% | 11.8% | 0 | 0% | 11.8% | 0 | 0% | 0.3556% | 0 | 0% | 0.3556% | 0 | 0% | 0.3556% | 0 | 0% | 100% | 0 | 0% | 100% | 0 | 0% | 100% | 0 | 0% | 100% | 0 |  |  | 0 |  |  | 0 |  |  | 0
SUISUN 1109CB | 4.1036e-05 | 0 | 0.050333 | 0 | 0.050333 | 0.016151 | 0.048097 | 0.01884 | 0% | 99% | 0 | 0% | 99% | 0 | 0% | 99% | 0 | 0% | 99% | 0 | 0% | 63.64% | 0 | 0% | 50.45% | 0 | 0% | 50.45% | 0 | 0% | 50.45% | 0 | 0 | 0% | 3.045% | 0 | 0% | 3.045% | 0 | 0% | 3.045% | 0 | 0% | 0.3308% | 0 | 0% | 0.3308% | 0 | 0% | 0.3308% | 0 | 0% | 0.8794% | 0 | 0% | 0.8794% | 0 | 0% | 0.8794% | 0 | 0% | 0.8943% | 0 | 0% | 0.8943% | 0 | 41.72% | 0.8943% | 0.00018778 | 0% | 6.555% | 0 | 0% | 6.555% | 0 | 0% | 6.555% | 0 | 0% | 0.5882% | 0 | 0% | 0.5882% | 0 | 0% | 0.5882% | 0 |  |  |  | 0% | 11.8% | 0 | 0% | 11.8% | 0 | 0% | 11.8% | 0 | 0% | 0.3623% | 0 | 0% | 0.3623% | 0 | 0% | 0.3623% | 0 | 0% | 100% | 0 | 0% | 100% | 0 | 0% | 100% | 0 | 0% | 100% | 0 |  |  | 0 |  |  | 0 |  |  | 0
VASONA 1101LC56 | 4.1027e-05 | 0 | 0.01382 | 0 | 0.01382 | 0.0052761 | 0.011597 | 0.00594 | 0% | 99% | 0 | 0% | 99% | 0 | 0% | 99% | 0 | 0% | 99% | 0 | 0% | 65.27% | 0 | 0% | 51.03% | 0 | 0% | 51.03% | 0 | 0% | 51.03% | 0 | 0 | 0% | 2.611% | 0 | 0% | 2.611% | 0 | 0% | 2.611% | 0 | 0% | 0.2948% | 0 | 0% | 0.2948% | 0 | 0% | 0.2948% | 0 | 0% | 0.7641% | 0 | 0% | 0.7641% | 0 | 0% | 0.7641% | 0 | 0.2736% | 0.7967% | 3.0122e-07 | 99.73% | 0.7967% | 0.0001098 | 0% | 0.7967% | 0 | 0% | 5.749% | 0 | 0% | 5.749% | 0 | 0% | 5.749% | 0 | 0% | 0.8415% | 0 | 0% | 0.8415% | 0 | 0% | 0.8415% | 0 |  |  |  | 0% | 11.8% | 0 | 0% | 11.8% | 0 | 0% | 11.8% | 0 | 0% | 0.3694% | 0 | 0% | 0.3694% | 0 | 0% | 0.3694% | 0 | 0% | 100% | 0 | 0% | 100% | 0 | 0% | 100% | 0 | 0% | 100% | 0 |  |  | 0 |  |  | 0 |  |  | 0
WOODLAND 110722312 | 4.097e-05 | 0 | 0.00062728 | 0 | 0.00062728 | 0.00013883 | 0.00050387 | 0.0003928 | 0% | 99% | 0 | 0% | 99% | 0 | 0% | 99% | 0 | 0% | 99% | 0 | 0% | 67.04% | 0 | 0% | 52.96% | 0 | 0% | 52.96% | 0 | 0% | 52.96% | 0 | 0 | 0% | 3.024% | 0 | 0% | 3.024% | 0 | 0% | 3.024% | 0 | 0% | 0.3328% | 0 | 0% | 0.3328% | 0 | 0% | 0.3328% | 0 | 0% | 0.737% | 0 | 0% | 0.737% | 0 | 0% | 0.737% | 0 | 0% | 0.7893% | 0 | 0% | 0.7893% | 0 | 0% | 0.7893% | 0 | 0% | 5.572% | 0 | 0% | 5.572% | 0 | 0% | 5.572% | 0 | 0% | 0.5476% | 0 | 0% | 0.5476% | 0 | 0% | 0.5476% | 0 |  |  |  | 0% | 11.8% | 0 | 0% | 11.8% | 0 | 0% | 11.8% | 0 | 0% | 0.3762% | 0 | 0% | 0.3762% | 0 | 0% | 0.3762% | 0 | 0% | 100% | 0 | 0% | 100% | 0 | 0% | 100% | 0 | 0% | 100% | 0 |  |  | 0 |  |  | 0 |  |  | 0
GRANT 110281924 | 4.0966e-05 | 0 | 0.0029271 | 0 | 0.0029271 | 0.00022884 | 0.0031025 | 0.0015006 | 0% | 99% | 0 | 0% | 99% | 0 | 0% | 99% | 0 | 0% | 99% | 0 | 0% | 65.42% | 0 | 0% | 52.92% | 0 | 0% | 52.92% | 0 | 0% | 52.92% | 0 | 0 | 0% | 3.773% | 0 | 0% | 3.773% | 0 | 0% | 3.773% | 0 | 0% | 0.392% | 0 | 0% | 0.392% | 0 | 0% | 0.392% | 0 | 0% | 0.9868% | 0 | 0% | 0.9868% | 0 | 0% | 0.9868% | 0 | 0% | 1.028% | 0 | 100% | 1.028% | 3.0082e-05 | 0% | 1.028% | 0 | 0% | 7.403% | 0 | 0% | 7.403% | 0 | 0% | 7.403% | 0 | 0% | 0.2111% | 0 | 0% | 0.2111% | 0 | 0% | 0.2111% | 0 |  |  |  | 0% | 11.8% | 0 | 0% | 11.8% | 0 | 0% | 11.8% | 0 | 0% | 0.366% | 0 | 0% | 0.366% | 0 | 0% | 0.366% | 0 | 0% | 100% | 0 | 0% | 100% | 0 | 0% | 100% | 0 | 0% | 100% | 0 |  |  | 0 |  |  | 0 |  |  | 0
LARKIN (Y) 1107907142 | 4.0948e-05 | 0 | 0.0082897 | 0 | 0.0082897 | 0.00085722 | 0.011015 | 0.0018118 | 0% | 99% | 0 | 0% | 99% | 0 | 0% | 99% | 0 | 0% | 99% | 0 | 0% | 62.24% | 0 | 0% | 49.46% | 0 | 0% | 49.46% | 0 | 0% | 49.46% | 0 | 0 | 0% | 4.658% | 0 | 0% | 4.658% | 0 | 0% | 4.658% | 0 | 0% | 0.5061% | 0 | 0% | 0.5061% | 0 | 0% | 0.5061% | 0 | 0% | 1.239% | 0 | 0% | 1.239% | 0 | 0% | 1.239% | 0 | 0% | 1.306% | 0 | 0% | 1.306% | 0 | 0% | 1.306% | 0 | 0% | 9.35% | 0 | 0% | 9.35% | 0 | 0% | 9.35% | 0 | 0% | 0.39% | 0 | 0% | 0.39% | 0 | 0% | 0.39% | 0 |  |  |  | 0% | 11.8% | 0 | 0% | 11.8% | 0 | 0% | 11.8% | 0 | 0% | 0.3611% | 0 | 0% | 0.3611% | 0 | 0% | 0.3611% | 0 | 0% | 100% | 0 | 0% | 100% | 0 | 0% | 100% | 0 | 0% | 100% | 0 |  |  | 0 |  |  | 0 |  |  | 0
BRITTON 1109CB | 4.0887e-05 | 0 | 0.014607 | 0 | 0.014607 | 0.0042397 | 0.01388 | 0.0059935 | 0% | 99% | 0 | 0% | 99% | 0 | 0% | 99% | 0 | 0% | 99% | 0 | 0% | 64.45% | 0 | 0% | 50.88% | 0 | 0% | 50.88% | 0 | 0% | 50.88% | 0 | 0 | 0% | 2.943% | 0 | 0% | 2.943% | 0 | 0% | 2.943% | 0 | 0% | 0.3268% | 0 | 0% | 0.3268% | 0 | 0% | 0.3268% | 0 | 0% | 0.8695% | 0 | 0% | 0.8695% | 0 | 0% | 0.8695% | 0 | 0% | 0.8966% | 0 | 0% | 0.8966% | 0 | 0% | 0.8966% | 0 | 0% | 6.518% | 0 | 0% | 6.518% | 0 | 0% | 6.518% | 0 | 0% | 0.6584% | 0 | 0% | 0.6584% | 0 | 0% | 0.6584% | 0 |  |  |  | 0% | 11.8% | 0 | 0% | 11.8% | 0 | 0% | 11.8% | 0 | 0% | 0.3643% | 0 | 0% | 0.3643% | 0 | 0% | 0.3643% | 0 | 0% | 100% | 0 | 0% | 100% | 0 | 0% | 100% | 0 | 0% | 100% | 0 |  |  | 0 |  |  | 0 |  |  | 0
MERCED 21017220 | 4.0859e-05 | 0 | 0.017725 | 0 | 0.017725 | 0.0057459 | 0.015886 | 0.0076277 | 0% | 99% | 0 | 0% | 99% | 0 | 0% | 99% | 0 | 0% | 99% | 0 | 0% | 63.66% | 0 | 0% | 50.01% | 0 | 0% | 50.01% | 0 | 0% | 50.01% | 0 | 0 | 0% | 2.411% | 0 | 0% | 2.411% | 0 | 0% | 2.411% | 0 | 0% | 0.2754% | 0 | 0% | 0.2754% | 0 | 0% | 0.2754% | 0 | 0% | 0.8149% | 0 | 0% | 0.8149% | 0 | 0% | 0.8149% | 0 | 89.48% | 0.8306% | 0.00013173 | 0% | 0.8306% | 0 | 10.52% | 0.8306% | 1.5489e-05 | 0% | 6.099% | 0 | 0% | 6.099% | 0 | 0% | 6.099% | 0 | 0% | 0.8921% | 0 | 0% | 0.8921% | 0 | 0% | 0.8921% | 0 |  |  |  | 0% | 11.8% | 0 | 0% | 11.8% | 0 | 0% | 11.8% | 0 | 0% | 0.3625% | 0 | 0% | 0.3625% | 0 | 0% | 0.3625% | 0 | 0% | 100% | 0 | 0% | 100% | 0 | 0% | 100% | 0 | 0% | 100% | 0 |  |  | 0 |  |  | 0 |  |  | 0
SAN RAFAEL 11025615 | 4.0851e-05 | 0 | 0.0014594 | 0 | 0.0014594 | 0.00036354 | 0.0015151 | 0.00053057 | 0% | 99% | 0 | 0% | 99% | 0 | 0% | 99% | 0 | 0% | 99% | 0 | 0% | 64.75% | 0 | 0% | 51.21% | 0 | 0% | 51.21% | 0 | 0% | 51.21% | 0 | 0 | 0% | 3.883% | 0 | 0% | 3.883% | 0 | 0% | 3.883% | 0 | 0% | 0.4134% | 0 | 0% | 0.4134% | 0 | 0% | 0.4134% | 0 | 0% | 0.9639% | 0 | 0% | 0.9639% | 0 | 0% | 0.9639% | 0 | 0% | 1.009% | 0 | 100% | 1.009% | 1.4729e-05 | 0% | 1.009% | 0 | 0% | 7.233% | 0 | 0% | 7.233% | 0 | 0% | 7.233% | 0 | 0% | 0.6344% | 0 | 0% | 0.6344% | 0 | 0% | 0.6344% | 0 |  |  |  | 0% | 11.8% | 0 | 0% | 11.8% | 0 | 0% | 11.8% | 0 | 0% | 0.3675% | 0 | 0% | 0.3675% | 0 | 0% | 0.3675% | 0 | 0% | 100% | 0 | 0% | 100% | 0 | 0% | 100% | 0 | 0% | 100% | 0 |  |  | 0 |  |  | 0 |  |  | 0
DALY CITY 110289878 | 4.085e-05 | 0 | 0.00055595 | 0 | 0.00055595 | 0.00030621 | 0.00052533 | 8.62e-05 | 0% | 99% | 0 | 0% | 99% | 0 | 0% | 99% | 0 | 0% | 99% | 0 | 0% | 62.86% | 0 | 0% | 49.32% | 0 | 0% | 49.32% | 0 | 0% | 49.32% | 0 | 0 | 0% | 3.093% | 0 | 0% | 3.093% | 0 | 0% | 3.093% | 0 | 0% | 0.3417% | 0 | 0% | 0.3417% | 0 | 0% | 0.3417% | 0 | 0% | 0.8649% | 0 | 0% | 0.8649% | 0 | 0% | 0.8649% | 0 | 0% | 0.8877% | 0 | 100% | 0.8877% | 4.9353e-06 | 0% | 0.8877% | 0 | 0% | 6.461% | 0 | 0% | 6.461% | 0 | 0% | 6.461% | 0 | 0% | 1.786% | 0 | 0% | 1.786% | 0 | 0% | 1.786% | 0 |  |  |  | 0% | 11.8% | 0 | 0% | 11.8% | 0 | 0% | 11.8% | 0 | 0% | 0.364% | 0 | 0% | 0.364% | 0 | 0% | 0.364% | 0 | 0% | 100% | 0 | 0% | 100% | 0 | 0% | 100% | 0 | 0% | 100% | 0 |  |  | 0 |  |  | 0 |  |  | 0
MISSION (X) 112899358 | 4.0842e-05 | 0 | 0.0045858 | 0 | 0.0045858 | 0.00030619 | 0.0061106 | 0.0011533 | 0% | 99% | 0 | 0% | 99% | 0 | 0% | 99% | 0 | 0% | 99% | 0 | 0% | 60.43% | 0 | 0% | 48.11% | 0 | 0% | 48.11% | 0 | 0% | 48.11% | 0 | 0 | 0% | 4.341% | 0 | 0% | 4.341% | 0 | 0% | 4.341% | 0 | 0% | 0.4628% | 0 | 0% | 0.4628% | 0 | 0% | 0.4628% | 0 | 0% | 1.245% | 0 | 0% | 1.245% | 0 | 0% | 1.245% | 0 | 87.74% | 1.286% | 5.1732e-05 | 0% | 1.286% | 0 | 0% | 1.286% | 0 | 0% | 9.35% | 0 | 0% | 9.35% | 0 | 0% | 9.35% | 0 | 0% | 0.3127% | 0 | 0% | 0.3127% | 0 | 0% | 0.3127% | 0 |  |  |  | 0% | 11.8% | 0 | 0% | 11.8% | 0 | 0% | 11.8% | 0 | 0% | 0.3561% | 0 | 0% | 0.3561% | 0 | 0% | 0.3561% | 0 | 0% | 100% | 0 | 0% | 100% | 0 | 0% | 100% | 0 | 0% | 100% | 0 |  |  | 0 |  |  | 0 |  |  | 0
LARKIN (Y) 113584195 | 4.084e-05 | 0 | 0.002397 | 0 | 0.002397 | 0.00018554 | 0.0031692 | 0.00060209 | 0% | 99% | 0 | 0% | 99% | 0 | 0% | 99% | 0 | 0% | 99% | 0 | 0% | 61.48% | 0 | 0% | 48.72% | 0 | 0% | 48.72% | 0 | 0% | 48.72% | 0 | 0 | 0% | 4.336% | 0 | 0% | 4.336% | 0 | 0% | 4.336% | 0 | 0% | 0.4738% | 0 | 0% | 0.4738% | 0 | 0% | 0.4738% | 0 | 0% | 1.231% | 0 | 0% | 1.231% | 0 | 0% | 1.231% | 0 | 0% | 1.295% | 0 | 0% | 1.295% | 0 | 0% | 1.295% | 0 | 0% | 9.305% | 0 | 0% | 9.305% | 0 | 0% | 9.305% | 0 | 0% | 0.3336% | 0 | 0% | 0.3336% | 0 | 0% | 0.3336% | 0 |  |  |  | 0% | 11.8% | 0 | 0% | 11.8% | 0 | 0% | 11.8% | 0 | 0% | 0.3602% | 0 | 0% | 0.3602% | 0 | 0% | 0.3602% | 0 | 0% | 100% | 0 | 0% | 100% | 0 | 0% | 100% | 0 | 0% | 100% | 0 |  |  | 0 |  |  | 0 |  |  | 0
TRIMBLE 2114XR394 | 4.0834e-05 | 0 | 0.0002084 | 0 | 0.0002084 | 2.7844e-05 | 0.00019719 | 0.00011899 | 0% | 99% | 0 | 0% | 99% | 0 | 0% | 99% | 0 | 0% | 99% | 0 | 0% | 65.89% | 0 | 0% | 52.06% | 0 | 0% | 52.06% | 0 | 0% | 52.06% | 0 | 0 | 0% | 3.344% | 0 | 0% | 3.344% | 0 | 0% | 3.344% | 0 | 0% | 0.3815% | 0 | 0% | 0.3815% | 0 | 0% | 0.3815% | 0 | 0% | 0.8612% | 0 | 0% | 0.8612% | 0 | 0% | 0.8612% | 0 | 0% | 0.927% | 0 | 0% | 0.927% | 0 | 0% | 0.927% | 0 | 0% | 6.538% | 0 | 0% | 6.538% | 0 | 0% | 6.538% | 0 | 0% | 0.306% | 0 | 0% | 0.306% | 0 | 0% | 0.306% | 0 |  |  |  | 0% | 11.8% | 0 | 0% | 11.8% | 0 | 0% | 11.8% | 0 | 0% | 0.3718% | 0 | 0% | 0.3718% | 0 | 0% | 0.3718% | 0 | 0% | 100% | 0 | 0% | 100% | 0 | 0% | 100% | 0 | 0% | 100% | 0 |  |  | 0 |  |  | 0 |  |  | 0
PAUL SWEET 2101CB | 4.0815e-05 | 0 | 0.0088877 | 0 | 0.0088877 | 0.0029474 | 0.0080001 | 0.0037239 | 0% | 99% | 0 | 0% | 99% | 0 | 0% | 99% | 0 | 0% | 99% | 0 | 0% | 65.04% | 0 | 0% | 50.83% | 0 | 0% | 50.83% | 0 | 0% | 50.83% | 0 | 0 | 0% | 2.948% | 0 | 0% | 2.948% | 0 | 0% | 2.948% | 0 | 0% | 0.3282% | 0 | 0% | 0.3282% | 0 | 0% | 0.3282% | 0 | 0% | 0.8237% | 0 | 0% | 0.8237% | 0 | 0% | 0.8237% | 0 | 0% | 0.8645% | 0 | 85.2% | 0.8645% | 6.5467e-05 | 14.02% | 0.8645% | 1.0772e-05 | 0% | 6.21% | 0 | 0% | 6.21% | 0 | 0% | 6.21% | 0 | 0% | 0.8045% | 0 | 0% | 0.8045% | 0 | 0% | 0.8045% | 0 |  |  |  | 0% | 11.8% | 0 | 0% | 11.8% | 0 | 0% | 11.8% | 0 | 0% | 0.3695% | 0 | 0% | 0.3695% | 0 | 0% | 0.3695% | 0 | 0% | 100% | 0 | 0% | 100% | 0 | 0% | 100% | 0 | 0% | 100% | 0 |  |  | 0 |  |  | 0 |  |  | 0
SAN LEANDRO U 1108CB | 4.0815e-05 | 0 | 0.024997 | 0 | 0.024997 | 0.0022213 | 0.024951 | 0.014091 | 0% | 99% | 0 | 0% | 99% | 0 | 0% | 99% | 0 | 0% | 99% | 0 | 0% | 64.86% | 0 | 0% | 52.43% | 0 | 0% | 52.43% | 0 | 0% | 52.43% | 0 | 0 | 0% | 3.196% | 0 | 0% | 3.196% | 0 | 0% | 3.196% | 0 | 0% | 0.3472% | 0 | 0% | 0.3472% | 0 | 0% | 0.3472% | 0 | 0% | 0.9188% | 0 | 0% | 0.9188% | 0 | 0% | 0.9188% | 0 | 0% | 0.9365% | 0 | 100% | 0.9365% | 0.00023409 | 0% | 0.9365% | 0 | 0% | 6.856% | 0 | 0% | 6.856% | 0 | 0% | 6.856% | 0 | 0% | 0.2663% | 0 | 0% | 0.2663% | 0 | 0% | 0.2663% | 0 |  |  |  | 0% | 11.8% | 0 | 0% | 11.8% | 0 | 0% | 11.8% | 0 | 0% | 0.3609% | 0 | 0% | 0.3609% | 0 | 0% | 0.3609% | 0 | 0% | 100% | 0 | 0% | 100% | 0 | 0% | 100% | 0 | 0% | 100% | 0 |  |  | 0 |  |  | 0 |  |  | 0
BRITTON 1107CB | 4.0807e-05 | 0 | 0.013051 | 0 | 0.013051 | 0.003637 | 0.011594 | 0.0063135 | 0% | 99% | 0 | 0% | 99% | 0 | 0% | 99% | 0 | 0% | 99% | 0 | 0% | 65.52% | 0 | 0% | 51.6% | 0 | 0% | 51.6% | 0 | 0% | 51.6% | 0 | 0 | 0% | 2.98% | 0 | 0% | 2.98% | 0 | 0% | 2.98% | 0 | 0% | 0.3301% | 0 | 0% | 0.3301% | 0 | 0% | 0.3301% | 0 | 0% | 0.8121% | 0 | 0% | 0.8121% | 0 | 0% | 0.8121% | 0 | 0% | 0.8478% | 0 | 0% | 0.8478% | 0 | 0% | 0.8478% | 0 | 0% | 6.105% | 0 | 0% | 6.105% | 0 | 0% | 6.105% | 0 | 0% | 0.6482% | 0 | 0% | 0.6482% | 0 | 0% | 0.6482% | 0 |  |  |  | 0% | 11.8% | 0 | 0% | 11.8% | 0 | 0% | 11.8% | 0 | 0% | 0.369% | 0 | 0% | 0.369% | 0 | 0% | 0.369% | 0 | 0% | 100% | 0 | 0% | 100% | 0 | 0% | 100% | 0 | 0% | 100% | 0 |  |  | 0 |  |  | 0 |  |  | 0
FREMONT 1103CB | 4.0786e-05 | 0 | 0.00083262 | 0 | 0.00083262 | 0.00011882 | 0.00087007 | 0.00038557 | 0% | 99% | 0 | 0% | 99% | 0 | 0% | 99% | 0 | 0% | 99% | 0 | 0% | 64.6% | 0 | 0% | 49.76% | 0 | 0% | 49.76% | 0 | 0% | 49.76% | 0 | 0 | 0% | 3.346% | 0 | 0% | 3.346% | 0 | 0% | 3.346% | 0 | 0% | 0.397% | 0 | 0% | 0.397% | 0 | 0% | 0.397% | 0 | 0% | 0.9218% | 0 | 0% | 0.9218% | 0 | 0% | 0.9218% | 0 | 0% | 0.9864% | 0 | 0% | 0.9864% | 0 | 0% | 0.9864% | 0 | 0% | 6.993% | 0 | 0% | 6.993% | 0 | 0% | 6.993% | 0 | 0% | 0.3234% | 0 | 0% | 0.3234% | 0 | 0% | 0.3234% | 0 |  |  |  | 0% | 11.8% | 0 | 0% | 11.8% | 0 | 0% | 11.8% | 0 | 0% | 0.3637% | 0 | 0% | 0.3637% | 0 | 0% | 0.3637% | 0 | 0% | 100% | 0 | 0% | 100% | 0 | 0% | 100% | 0 | 0% | 100% | 0 |  |  | 0 |  |  | 0 |  |  | 0
ATWATER 110710500 | 4.0771e-05 | 0 | 0.012735 | 0 | 0.012735 | 0.0017819 | 0.011372 | 0.0078678 | 0% | 99% | 0 | 0% | 99% | 0 | 0% | 99% | 0 | 0% | 99% | 0 | 0% | 64.54% | 0 | 0% | 50.52% | 0 | 0% | 50.52% | 0 | 0% | 50.52% | 0 | 0 | 0% | 2.911% | 0 | 0% | 2.911% | 0 | 0% | 2.911% | 0 | 0% | 0.3242% | 0 | 0% | 0.3242% | 0 | 0% | 0.3242% | 0 | 0% | 0.8124% | 0 | 0% | 0.8124% | 0 | 0% | 0.8124% | 0 | 0% | 0.8546% | 0 | 100% | 0.8546% | 0.00010882 | 0% | 0.8546% | 0 | 0% | 6.135% | 0 | 0% | 6.135% | 0 | 0% | 6.135% | 0 | 0% | 0.4018% | 0 | 0% | 0.4018% | 0 | 0% | 0.4018% | 0 |  |  |  | 0% | 11.8% | 0 | 0% | 11.8% | 0 | 0% | 11.8% | 0 | 0% | 0.3698% | 0 | 0% | 0.3698% | 0 | 0% | 0.3698% | 0 | 0% | 100% | 0 | 0% | 100% | 0 | 0% | 100% | 0 | 0% | 100% | 0 |  |  | 0 |  |  | 0 |  |  | 0
EDENVALE 2113XR106 | 4.077e-05 | 0 | 0.0060342 | 0 | 0.0060342 | 0.0018798 | 0.0050893 | 0.0029919 | 0% | 99% | 0 | 0% | 99% | 0 | 0% | 99% | 0 | 0% | 99% | 0 | 0% | 65.89% | 0 | 0% | 51.46% | 0 | 0% | 51.46% | 0 | 0% | 51.46% | 0 | 0 | 0% | 2.795% | 0 | 0% | 2.795% | 0 | 0% | 2.795% | 0 | 0% | 0.3171% | 0 | 0% | 0.3171% | 0 | 0% | 0.3171% | 0 | 0% | 0.7639% | 0 | 0% | 0.7639% | 0 | 0% | 0.7639% | 0 | 0% | 0.8029% | 0 | 0% | 0.8029% | 0 | 100% | 0.8029% | 4.8449e-05 | 0% | 5.753% | 0 | 0% | 5.753% | 0 | 0% | 5.753% | 0 | 0% | 0.6811% | 0 | 0% | 0.6811% | 0 | 0% | 0.6811% | 0 |  |  |  | 0% | 11.8% | 0 | 0% | 11.8% | 0 | 0% | 11.8% | 0 | 0% | 0.3699% | 0 | 0% | 0.3699% | 0 | 0% | 0.3699% | 0 | 0% | 100% | 0 | 0% | 100% | 0 | 0% | 100% | 0 | 0% | 100% | 0 |  |  | 0 |  |  | 0 |  |  | 0
EL PATIO 1105CB | 4.0746e-05 | 0 | 0.048315 | 0 | 0.048315 | 0.022686 | 0.039043 | 0.018027 | 0% | 99% | 0 | 0% | 99% | 0 | 0% | 99% | 0 | 0% | 99% | 0 | 0% | 64.7% | 0 | 0% | 50.65% | 0 | 0% | 50.65% | 0 | 0% | 50.65% | 0 | 0 | 0% | 2.57% | 0 | 0% | 2.57% | 0 | 0% | 2.57% | 0 | 0% | 0.2797% | 0 | 0% | 0.2797% | 0 | 0% | 0.2797% | 0 | 0% | 0.7414% | 0 | 0% | 0.7414% | 0 | 0% | 0.7414% | 0 | 0% | 0.7536% | 0 | 96.78% | 0.7536% | 0.00035237 | 2.833% | 0.7536% | 1.0314e-05 | 0% | 5.524% | 0 | 0% | 5.524% | 0 | 0% | 5.524% | 0 | 0% | 1.064% | 0 | 0% | 1.064% | 0 | 0% | 1.064% | 0 |  |  |  | 0% | 11.8% | 0 | 0% | 11.8% | 0 | 0% | 11.8% | 0 | 0% | 0.3676% | 0 | 0% | 0.3676% | 0 | 0% | 0.3676% | 0 | 0% | 100% | 0 | 0% | 100% | 0 | 0% | 100% | 0 | 0% | 100% | 0 |  |  | 0 |  |  | 0 |  |  | 0
EAST GRAND 110739200 | 4.0735e-05 | 0 | 0.0099791 | 0 | 0.0099791 | 0.00092909 | 0.011347 | 0.0041971 | 0% | 99% | 0 | 0% | 99% | 0 | 0% | 99% | 0 | 0% | 99% | 0 | 0% | 64.65% | 0 | 0% | 52.19% | 0 | 0% | 52.19% | 0 | 0% | 52.19% | 0 | 0 | 0% | 3.995% | 0 | 0% | 3.995% | 0 | 0% | 3.995% | 0 | 0% | 0.434% | 0 | 0% | 0.434% | 0 | 0% | 0.434% | 0 | 0% | 1.049% | 0 | 0% | 1.049% | 0 | 0% | 1.049% | 0 | 0% | 1.09% | 0 | 0% | 1.09% | 0 | 0% | 1.09% | 0 | 0% | 7.862% | 0 | 0% | 7.862% | 0 | 0% | 7.862% | 0 | 0% | 0.3365% | 0 | 0% | 0.3365% | 0 | 0% | 0.3365% | 0 |  |  |  | 0% | 11.8% | 0 | 0% | 11.8% | 0 | 0% | 11.8% | 0 | 0% | 0.3609% | 0 | 0% | 0.3609% | 0 | 0% | 0.3609% | 0 | 0% | 100% | 0 | 0% | 100% | 0 | 0% | 100% | 0 | 0% | 100% | 0 |  |  | 0 |  |  | 0 |  |  | 0
BRITTON 1113CB | 4.0718e-05 | 0 | 0.010806 | 0 | 0.010806 | 0.0032682 | 0.010078 | 0.0044924 | 0% | 99% | 0 | 0% | 99% | 0 | 0% | 99% | 0 | 0% | 99% | 0 | 0% | 64.65% | 0 | 0% | 50.96% | 0 | 0% | 50.96% | 0 | 0% | 50.96% | 0 | 0 | 0% | 2.994% | 0 | 0% | 2.994% | 0 | 0% | 2.994% | 0 | 0% | 0.332% | 0 | 0% | 0.332% | 0 | 0% | 0.332% | 0 | 0% | 0.8562% | 0 | 0% | 0.8562% | 0 | 0% | 0.8562% | 0 | 0% | 0.8872% | 0 | 0% | 0.8872% | 0 | 90.16% | 0.8872% | 8.6433e-05 | 0% | 6.425% | 0 | 0% | 6.425% | 0 | 0% | 6.425% | 0 | 0% | 0.6774% | 0 | 0% | 0.6774% | 0 | 0% | 0.6774% | 0 |  |  |  | 0% | 11.8% | 0 | 0% | 11.8% | 0 | 0% | 11.8% | 0 | 0% | 0.3662% | 0 | 0% | 0.3662% | 0 | 0% | 0.3662% | 0 | 0% | 100% | 0 | 0% | 100% | 0 | 0% | 100% | 0 | 0% | 100% | 0 |  |  | 0 |  |  | 0 |  |  | 0
GOLDTREE 1105912920 | 4.0701e-05 | 0 | 0.0051931 | 0.38445 | 0.38964 | 0.0020695 | 0.0049701 | 0.001533 | 0% | 99% | 0 | 0% | 99% | 0 | 0% | 99% | 0 | 0% | 99% | 0 | 0% | 64.13% | 0 | 0% | 50.06% | 0 | 0% | 50.06% | 0 | 0% | 50.06% | 0 | 0.38445 | 0% | 3.181% | 0 | 0% | 3.181% | 0 | 0% | 3.181% | 0 | 0% | 0.3523% | 0 | 0% | 0.3523% | 0 | 0% | 0.3523% | 0 | 0% | 0.8812% | 0 | 0% | 0.8812% | 0 | 0% | 0.8812% | 0 | 15.86% | 0.9225% | 7.6002e-06 | 0% | 0.9225% | 0 | 0% | 0.9225% | 0 | 0% | 6.632% | 0 | 0% | 6.632% | 0 | 0% | 6.632% | 0 | 0% | 0.9385% | 0 | 0% | 0.9385% | 0 | 0% | 0.9385% | 0 |  |  |  | 0% | 11.8% | 0 | 0% | 11.8% | 0 | 0% | 11.8% | 0 | 0% | 0.3679% | 0 | 0% | 0.3679% | 0 | 0% | 0.3679% | 0 | 0% | 100% | 0 | 0% | 100% | 0 | 0% | 100% | 0 | 0% | 100% | 0 |  |  | 0 |  |  | 0 |  |  | 0
STOCKDALE 21054854 | 4.0687e-05 | 0 | 0.017097 | 0 | 0.017097 | 0.0034964 | 0.015314 | 0.0094122 | 0% | 99% | 0 | 0% | 99% | 0 | 0% | 99% | 0 | 0% | 99% | 0 | 0% | 63.8% | 0 | 0% | 50.44% | 0 | 0% | 50.44% | 0 | 0% | 50.44% | 0 | 0 | 0% | 2.611% | 0 | 0% | 2.611% | 0 | 0% | 2.611% | 0 | 0% | 0.2927% | 0 | 0% | 0.2927% | 0 | 0% | 0.2927% | 0 | 0% | 0.8226% | 0 | 0% | 0.8226% | 0 | 0% | 0.8226% | 0 | 0% | 0.8509% | 0 | 0% | 0.8509% | 0 | 100% | 0.8509% | 0.00014547 | 0% | 6.185% | 0 | 0% | 6.185% | 0 | 0% | 6.185% | 0 | 0% | 0.397% | 0 | 0% | 0.397% | 0 | 0% | 0.397% | 0 |  |  |  | 0% | 11.8% | 0 | 0% | 11.8% | 0 | 0% | 11.8% | 0 | 0% | 0.3666% | 0 | 0% | 0.3666% | 0 | 0% | 0.3666% | 0 | 0% | 100% | 0 | 0% | 100% | 0 | 0% | 100% | 0 | 0% | 100% | 0 |  |  | 0 |  |  | 0 |  |  | 0
STONE 1109XR490 | 4.0659e-05 | 0 | 0.015148 | 0 | 0.015148 | 0.0028217 | 0.014832 | 0.0073526 | 0% | 99% | 0 | 0% | 99% | 0 | 0% | 99% | 0 | 0% | 99% | 0 | 0% | 65% | 0 | 0% | 51.68% | 0 | 0% | 51.68% | 0 | 0% | 51.68% | 0 | 0 | 0% | 3.033% | 0 | 0% | 3.033% | 0 | 0% | 3.033% | 0 | 0% | 0.3437% | 0 | 0% | 0.3437% | 0 | 0% | 0.3437% | 0 | 0% | 0.8918% | 0 | 0% | 0.8918% | 0 | 0% | 0.8918% | 0 | 0% | 0.9294% | 0 | 63.75% | 0.9294% | 8.9755e-05 | 35.22% | 0.9294% | 4.9589e-05 | 0% | 6.709% | 0 | 0% | 6.709% | 0 | 0% | 6.709% | 0 | 0% | 0.4832% | 0 | 0% | 0.4832% | 0 | 0% | 0.4832% | 0 |  |  |  | 0% | 11.8% | 0 | 0% | 11.8% | 0 | 0% | 11.8% | 0 | 0% | 0.3642% | 0 | 0% | 0.3642% | 0 | 0% | 0.3642% | 0 | 0% | 100% | 0 | 0% | 100% | 0 | 0% | 100% | 0 | 0% | 100% | 0 |  |  | 0 |  |  | 0 |  |  | 0
EMBARCADERO (Z) 1120CB | 4.0652e-05 | 0 | 0.0016598 | 0 | 0.0016598 | 0.00013405 | 0.0019509 | 0.00065492 | 0% | 99% | 0 | 0% | 99% | 0 | 0% | 99% | 0 | 0% | 99% | 0 | 0% | 63.43% | 0 | 0% | 50.13% | 0 | 0% | 50.13% | 0 | 0% | 50.13% | 0 | 0 | 0% | 4.426% | 0 | 0% | 4.426% | 0 | 0% | 4.426% | 0 | 0% | 0.4853% | 0 | 0% | 0.4853% | 0 | 0% | 0.4853% | 0 | 0% | 1.083% | 0 | 0% | 1.083% | 0 | 0% | 1.083% | 0 | 100% | 1.153% | 1.9141e-05 | 0% | 1.153% | 0 | 0% | 1.153% | 0 | 0% | 8.183% | 0 | 0% | 8.183% | 0 | 0% | 8.183% | 0 | 0% | 0.2911% | 0 | 0% | 0.2911% | 0 | 0% | 0.2911% | 0 |  |  |  | 0% | 11.8% | 0 | 0% | 11.8% | 0 | 0% | 11.8% | 0 | 0% | 0.366% | 0 | 0% | 0.366% | 0 | 0% | 0.366% | 0 | 0% | 100% | 0 | 0% | 100% | 0 | 0% | 100% | 0 | 0% | 100% | 0 |  |  | 0 |  |  | 0 |  |  | 0
MOUNTAIN VIEW 111360060 | 4.0639e-05 | 0 | 0.0063604 | 0 | 0.0063604 | 0.0033869 | 0.0052042 | 0.0019084 | 0% | 99% | 0 | 0% | 99% | 0 | 0% | 99% | 0 | 0% | 99% | 0 | 0% | 64.64% | 0 | 0% | 50.18% | 0 | 0% | 50.18% | 0 | 0% | 50.18% | 0 | 0 | 0% | 2.474% | 0 | 0% | 2.474% | 0 | 0% | 2.474% | 0 | 0% | 0.2759% | 0 | 0% | 0.2759% | 0 | 0% | 0.2759% | 0 | 0% | 0.7523% | 0 | 0% | 0.7523% | 0 | 0% | 0.7523% | 0 | 0% | 0.7805% | 0 | 0% | 0.7805% | 0 | 100% | 0.7805% | 4.9641e-05 | 0% | 5.656% | 0 | 0% | 5.656% | 0 | 0% | 5.656% | 0 | 0% | 1.224% | 0 | 0% | 1.224% | 0 | 0% | 1.224% | 0 |  |  |  | 0% | 11.8% | 0 | 0% | 11.8% | 0 | 0% | 11.8% | 0 | 0% | 0.3705% | 0 | 0% | 0.3705% | 0 | 0% | 0.3705% | 0 | 0% | 100% | 0 | 0% | 100% | 0 | 0% | 100% | 0 | 0% | 100% | 0 |  |  | 0 |  |  | 0 |  |  | 0
NAPA 111048232 | 4.062e-05 | 0 | 0.016377 | 0 | 0.016377 | 0.006213 | 0.015634 | 0.0051881 | 0% | 99% | 0 | 0% | 99% | 0 | 0% | 99% | 0 | 0% | 99% | 0 | 0% | 63.82% | 0 | 0% | 50.32% | 0 | 0% | 50.32% | 0 | 0% | 50.32% | 0 | 0 | 0% | 3.27% | 0 | 0% | 3.27% | 0 | 0% | 3.27% | 0 | 0% | 0.3492% | 0 | 0% | 0.3492% | 0 | 0% | 0.3492% | 0 | 0% | 0.8832% | 0 | 0% | 0.8832% | 0 | 0% | 0.8832% | 0 | 6.975% | 0.9028% | 1.0313e-05 | 25.18% | 0.9028% | 3.7223e-05 | 0% | 0.9028% | 0 | 0% | 6.584% | 0 | 0% | 6.584% | 0 | 0% | 6.584% | 0 | 0% | 1.011% | 0 | 0% | 1.011% | 0 | 0% | 1.011% | 0 |  |  |  | 0% | 11.8% | 0 | 0% | 11.8% | 0 | 0% | 11.8% | 0 | 0% | 0.3645% | 0 | 0% | 0.3645% | 0 | 0% | 0.3645% | 0 | 0% | 100% | 0 | 0% | 100% | 0 | 0% | 100% | 0 | 0% | 100% | 0 |  |  | 0 |  |  | 0 |  |  | 0
MAGUNDEN 110148518 | 4.0619e-05 | 0 | 0.044916 | 0 | 0.044916 | 0.0094188 | 0.045578 | 0.019148 | 0% | 99% | 0 | 0% | 99% | 0 | 0% | 99% | 0 | 0% | 99% | 0 | 0% | 62.56% | 0 | 0% | 50.2% | 0 | 0% | 50.2% | 0 | 0% | 50.2% | 0 | 0 | 0% | 2.614% | 0 | 0% | 2.614% | 0 | 0% | 2.614% | 0 | 0% | 0.2917% | 0 | 0% | 0.2917% | 0 | 0% | 0.2917% | 0 | 0% | 0.9342% | 0 | 0% | 0.9342% | 0 | 0% | 0.9342% | 0 | 0% | 0.9398% | 0 | 0% | 0.9398% | 0 | 0% | 0.9398% | 0 | 0% | 6.97% | 0 | 0% | 6.97% | 0 | 0% | 6.97% | 0 | 0% | 0.4044% | 0 | 0% | 0.4044% | 0 | 0% | 0.4044% | 0 |  |  |  | 0% | 11.8% | 0 | 0% | 11.8% | 0 | 0% | 11.8% | 0 | 0% | 0.3566% | 0 | 0% | 0.3566% | 0 | 0% | 0.3566% | 0 | 0% | 100% | 0 | 0% | 100% | 0 | 0% | 100% | 0 | 0% | 100% | 0 |  |  | 0 |  |  | 0 |  |  | 0
MISSION (X) 1113CB | 4.0614e-05 | 0 | 0.0043528 | 0 | 0.0043528 | 0.00038164 | 0.0055985 | 0.0012053 | 0% | 99% | 0 | 0% | 99% | 0 | 0% | 99% | 0 | 0% | 99% | 0 | 0% | 61.02% | 0 | 0% | 49.31% | 0 | 0% | 49.31% | 0 | 0% | 49.31% | 0 | 0 | 0% | 4.388% | 0 | 0% | 4.388% | 0 | 0% | 4.388% | 0 | 0% | 0.4616% | 0 | 0% | 0.4616% | 0 | 0% | 0.4616% | 0 | 0% | 1.201% | 0 | 0% | 1.201% | 0 | 0% | 1.201% | 0 | 57.57% | 1.222% | 3.0616e-05 | 0% | 1.222% | 0 | 0% | 1.222% | 0 | 0% | 8.949% | 0 | 0% | 8.949% | 0 | 0% | 8.949% | 0 | 0% | 0.3683% | 0 | 0% | 0.3683% | 0 | 0% | 0.3683% | 0 |  |  |  | 0% | 11.8% | 0 | 0% | 11.8% | 0 | 0% | 11.8% | 0 | 0% | 0.3533% | 0 | 0% | 0.3533% | 0 | 0% | 0.3533% | 0 | 0% | 100% | 0 | 0% | 100% | 0 | 0% | 100% | 0 | 0% | 100% | 0 |  |  | 0 |  |  | 0 |  |  | 0
MC KEE 110698388 | 4.0599e-05 | 0 | 0.013883 | 0 | 0.013883 | 0.0039912 | 0.012169 | 0.006757 | 0% | 99% | 0 | 0% | 99% | 0 | 0% | 99% | 0 | 0% | 99% | 0 | 0% | 66.23% | 0 | 0% | 52.34% | 0 | 0% | 52.34% | 0 | 0% | 52.34% | 0 | 0 | 0% | 2.941% | 0 | 0% | 2.941% | 0 | 0% | 2.941% | 0 | 0% | 0.327% | 0 | 0% | 0.327% | 0 | 0% | 0.327% | 0 | 0% | 0.8049% | 0 | 0% | 0.8049% | 0 | 0% | 0.8049% | 0 | 0% | 0.8487% | 0 | 0% | 0.8487% | 0 | 0% | 0.8487% | 0 | 0% | 6.071% | 0 | 0% | 6.071% | 0 | 0% | 6.071% | 0 | 0% | 0.6505% | 0 | 0% | 0.6505% | 0 | 0% | 0.6505% | 0 |  |  |  | 0% | 11.8% | 0 | 0% | 11.8% | 0 | 0% | 11.8% | 0 | 0% | 0.3712% | 0 | 0% | 0.3712% | 0 | 0% | 0.3712% | 0 | 0% | 100% | 0 | 0% | 100% | 0 | 0% | 100% | 0 | 0% | 100% | 0 |  |  | 0 |  |  | 0 |  |  | 0
EL PATIO 1103CB | 4.0536e-05 | 0 | 0.0411 | 0 | 0.0411 | 0.019386 | 0.034246 | 0.014214 | 0% | 99% | 0 | 0% | 99% | 0 | 0% | 99% | 0 | 0% | 99% | 0 | 0% | 64.09% | 0 | 0% | 50.21% | 0 | 0% | 50.21% | 0 | 0% | 50.21% | 0 | 0 | 0% | 2.49% | 0 | 0% | 2.49% | 0 | 0% | 2.49% | 0 | 0% | 0.2721% | 0 | 0% | 0.2721% | 0 | 0% | 0.2721% | 0 | 0% | 0.7618% | 0 | 0% | 0.7618% | 0 | 0% | 0.7618% | 0 | 0% | 0.7648% | 0 | 99.7% | 0.7648% | 0.00031337 | 0% | 0.7648% | 0 | 0% | 5.658% | 0 | 0% | 5.658% | 0 | 0% | 5.658% | 0 | 0% | 1.063% | 0 | 0% | 1.063% | 0 | 0% | 1.063% | 0 |  |  |  | 0% | 11.8% | 0 | 0% | 11.8% | 0 | 0% | 11.8% | 0 | 0% | 0.3641% | 0 | 0% | 0.3641% | 0 | 0% | 0.3641% | 0 | 0% | 100% | 0 | 0% | 100% | 0 | 0% | 100% | 0 | 0% | 100% | 0 |  |  | 0 |  |  | 0 |  |  | 0
EDENVALE 2109XR192 | 4.0509e-05 | 0 | 0.0024809 | 0 | 0.0024809 | 0.00063767 | 0.0021248 | 0.0013329 | 0% | 99% | 0 | 0% | 99% | 0 | 0% | 99% | 0 | 0% | 99% | 0 | 0% | 65.93% | 0 | 0% | 51.1% | 0 | 0% | 51.1% | 0 | 0% | 51.1% | 0 | 0 | 0% | 3.019% | 0 | 0% | 3.019% | 0 | 0% | 3.019% | 0 | 0% | 0.3457% | 0 | 0% | 0.3457% | 0 | 0% | 0.3457% | 0 | 0% | 0.7613% | 0 | 0% | 0.7613% | 0 | 0% | 0.7613% | 0 | 0% | 0.8053% | 0 | 0% | 0.8053% | 0 | 100% | 0.8053% | 1.9978e-05 | 0% | 5.733% | 0 | 0% | 5.733% | 0 | 0% | 5.733% | 0 | 0% | 0.5577% | 0 | 0% | 0.5577% | 0 | 0% | 0.5577% | 0 |  |  |  | 0% | 11.8% | 0 | 0% | 11.8% | 0 | 0% | 11.8% | 0 | 0% | 0.3689% | 0 | 0% | 0.3689% | 0 | 0% | 0.3689% | 0 | 0% | 100% | 0 | 0% | 100% | 0 | 0% | 100% | 0 | 0% | 100% | 0 |  |  | 0 |  |  | 0 |  |  | 0
STONE 1101XR226 | 4.0453e-05 | 0 | 0.021403 | 0 | 0.021403 | 0.013056 | 0.01602 | 0.0062549 | 0% | 99% | 0 | 0% | 99% | 0 | 0% | 99% | 0 | 0% | 99% | 0 | 0% | 64.33% | 0 | 0% | 50.03% | 0 | 0% | 50.03% | 0 | 0% | 50.03% | 0 | 0 | 0% | 2.132% | 0 | 0% | 2.132% | 0 | 0% | 2.132% | 0 | 0% | 0.2352% | 0 | 0% | 0.2352% | 0 | 0% | 0.2352% | 0 | 0% | 0.6871% | 0 | 0% | 0.6871% | 0 | 0% | 0.6871% | 0 | 0% | 0.693% | 0 | 84.03% | 0.693% | 0.00012465 | 15% | 0.693% | 2.2256e-05 | 0% | 5.118% | 0 | 0% | 5.118% | 0 | 0% | 5.118% | 0 | 0% | 1.436% | 0 | 0% | 1.436% | 0 | 0% | 1.436% | 0 |  |  |  | 0% | 11.8% | 0 | 0% | 11.8% | 0 | 0% | 11.8% | 0 | 0% | 0.3685% | 0 | 0% | 0.3685% | 0 | 0% | 0.3685% | 0 | 0% | 100% | 0 | 0% | 100% | 0 | 0% | 100% | 0 | 0% | 100% | 0 |  |  | 0 |  |  | 0 |  |  | 0
SF N 1102CB | 4.043e-05 | 0 | 0.005977 | 0 | 0.005977 | 0.00054552 | 0.0082005 | 0.0011206 | 0% | 99% | 0 | 0% | 99% | 0 | 0% | 99% | 0 | 0% | 99% | 0 | 0% | 61.19% | 0 | 0% | 48.69% | 0 | 0% | 48.69% | 0 | 0% | 48.69% | 0 | 0 | 0% | 4.622% | 0 | 0% | 4.622% | 0 | 0% | 4.622% | 0 | 0% | 0.4993% | 0 | 0% | 0.4993% | 0 | 0% | 0.4993% | 0 | 0% | 1.279% | 0 | 0% | 1.279% | 0 | 0% | 1.279% | 0 | 0% | 1.335% | 0 | 0% | 1.335% | 0 | 0% | 1.335% | 0 | 0% | 9.631% | 0 | 0% | 9.631% | 0 | 0% | 9.631% | 0 | 0% | 0.3657% | 0 | 0% | 0.3657% | 0 | 0% | 0.3657% | 0 |  |  |  | 0% | 11.8% | 0 | 0% | 11.8% | 0 | 0% | 11.8% | 0 | 0% | 0.3571% | 0 | 0% | 0.3571% | 0 | 0% | 0.3571% | 0 | 0% | 100% | 0 | 0% | 100% | 0 | 0% | 100% | 0 | 0% | 100% | 0 |  |  | 0 |  |  | 0 |  |  | 0
OAKLAND X 1102CB | 4.0423e-05 | 0 | 0.0093524 | 0 | 0.0093524 | 0.0021541 | 0.0087522 | 0.0045323 | 0% | 99% | 0 | 0% | 99% | 0 | 0% | 99% | 0 | 0% | 99% | 0 | 0% | 65.01% | 0 | 0% | 52.29% | 0 | 0% | 52.29% | 0 | 0% | 52.29% | 0 | 0 | 0% | 3.037% | 0 | 0% | 3.037% | 0 | 0% | 3.037% | 0 | 0% | 0.328% | 0 | 0% | 0.328% | 0 | 0% | 0.328% | 0 | 0% | 0.8573% | 0 | 0% | 0.8573% | 0 | 0% | 0.8573% | 0 | 82.85% | 0.8646% | 6.6994e-05 | 6.923% | 0.8646% | 5.5986e-06 | 10.23% | 0.8646% | 8.272e-06 | 0% | 6.365% | 0 | 0% | 6.365% | 0 | 0% | 6.365% | 0 | 0% | 0.614% | 0 | 0% | 0.614% | 0 | 0% | 0.614% | 0 |  |  |  | 0% | 11.8% | 0 | 0% | 11.8% | 0 | 0% | 11.8% | 0 | 0% | 0.3609% | 0 | 0% | 0.3609% | 0 | 0% | 0.3609% | 0 | 0% | 100% | 0 | 0% | 100% | 0 | 0% | 100% | 0 | 0% | 100% | 0 |  |  | 0 |  |  | 0 |  |  | 0
RICHMOND R 1129BR220 | 4.0414e-05 | 0 | 0.0016501 | 0 | 0.0016501 | 0.00029457 | 0.0015822 | 0.00084708 | 0% | 99% | 0 | 0% | 99% | 0 | 0% | 99% | 0 | 0% | 99% | 0 | 0% | 65.54% | 0 | 0% | 51.82% | 0 | 0% | 51.82% | 0 | 0% | 51.82% | 0 | 0 | 0% | 3.575% | 0 | 0% | 3.575% | 0 | 0% | 3.575% | 0 | 0% | 0.3904% | 0 | 0% | 0.3904% | 0 | 0% | 0.3904% | 0 | 0% | 0.8792% | 0 | 0% | 0.8792% | 0 | 0% | 0.8792% | 0 | 0% | 0.9254% | 0 | 0% | 0.9254% | 0 | 0% | 0.9254% | 0 | 0% | 6.612% | 0 | 0% | 6.612% | 0 | 0% | 6.612% | 0 | 0% | 0.3683% | 0 | 0% | 0.3683% | 0 | 0% | 0.3683% | 0 |  |  |  | 0% | 11.8% | 0 | 0% | 11.8% | 0 | 0% | 11.8% | 0 | 0% | 0.369% | 0 | 0% | 0.369% | 0 | 0% | 0.369% | 0 | 0% | 100% | 0 | 0% | 100% | 0 | 0% | 100% | 0 | 0% | 100% | 0 |  |  | 0 |  |  | 0 |  |  | 0
JARVIS 1104MR244 | 4.041e-05 | 0 | 0.010106 | 0 | 0.010106 | 0.0016478 | 0.0096625 | 0.0053718 | 0% | 99% | 0 | 0% | 99% | 0 | 0% | 99% | 0 | 0% | 99% | 0 | 0% | 65.39% | 0 | 0% | 51.75% | 0 | 0% | 51.75% | 0 | 0% | 51.75% | 0 | 0 | 0% | 3.205% | 0 | 0% | 3.205% | 0 | 0% | 3.205% | 0 | 0% | 0.3601% | 0 | 0% | 0.3601% | 0 | 0% | 0.3601% | 0 | 0% | 0.8728% | 0 | 0% | 0.8728% | 0 | 0% | 0.8728% | 0 | 0% | 0.9202% | 0 | 0% | 0.9202% | 0 | 0% | 0.9202% | 0 | 0% | 6.586% | 0 | 0% | 6.586% | 0 | 0% | 6.586% | 0 | 0% | 0.4473% | 0 | 0% | 0.4473% | 0 | 0% | 0.4473% | 0 |  |  |  | 0% | 11.8% | 0 | 0% | 11.8% | 0 | 0% | 11.8% | 0 | 0% | 0.368% | 0 | 0% | 0.368% | 0 | 0% | 0.368% | 0 | 0% | 100% | 0 | 0% | 100% | 0 | 0% | 100% | 0 | 0% | 100% | 0 |  |  | 0 |  |  | 0 |  |  | 0
BURLINGAME 04039064 | 4.041e-05 | 0 | 0.019089 | 0 | 0.019089 | 0.0080786 | 0.018339 | 0.0050938 | 0% | 99% | 0 | 0% | 99% | 0 | 0% | 99% | 0 | 0% | 99% | 0 | 0% | 64.06% | 0 | 0% | 50.52% | 0 | 0% | 50.52% | 0 | 0% | 50.52% | 0 | 0 | 0% | 3.204% | 0 | 0% | 3.204% | 0 | 0% | 3.204% | 0 | 0% | 0.3491% | 0 | 0% | 0.3491% | 0 | 0% | 0.3491% | 0 | 0% | 0.8816% | 0 | 0% | 0.8816% | 0 | 0% | 0.8816% | 0 | 0% | 0.9037% | 0 | 0% | 0.9037% | 0 | 0% | 0.9037% | 0 | 0% | 6.581% | 0 | 0% | 6.581% | 0 | 0% | 6.581% | 0 | 0% | 1.069% | 0 | 0% | 1.069% | 0 | 0% | 1.069% | 0 |  |  |  | 0% | 11.8% | 0 | 0% | 11.8% | 0 | 0% | 11.8% | 0 | 0% | 0.3635% | 0 | 0% | 0.3635% | 0 | 0% | 0.3635% | 0 | 0% | 100% | 0 | 0% | 100% | 0 | 0% | 100% | 0 | 0% | 100% | 0 |  |  | 0 |  |  | 0 |  |  | 0
MOUNTAIN VIEW 110560110 | 4.0404e-05 | 0 | 0.015878 | 0 | 0.015878 | 0.0055115 | 0.014287 | 0.0064124 | 0% | 99% | 0 | 0% | 99% | 0 | 0% | 99% | 0 | 0% | 99% | 0 | 0% | 64.87% | 0 | 0% | 50.88% | 0 | 0% | 50.88% | 0 | 0% | 50.88% | 0 | 0 | 0% | 2.903% | 0 | 0% | 2.903% | 0 | 0% | 2.903% | 0 | 0% | 0.3226% | 0 | 0% | 0.3226% | 0 | 0% | 0.3226% | 0 | 0% | 0.8242% | 0 | 0% | 0.8242% | 0 | 0% | 0.8242% | 0 | 0% | 0.8576% | 0 | 0% | 0.8576% | 0 | 100% | 0.8576% | 0.00013616 | 0% | 6.192% | 0 | 0% | 6.192% | 0 | 0% | 6.192% | 0 | 0% | 0.7742% | 0 | 0% | 0.7742% | 0 | 0% | 0.7742% | 0 |  |  |  | 0% | 11.8% | 0 | 0% | 11.8% | 0 | 0% | 11.8% | 0 | 0% | 0.3679% | 0 | 0% | 0.3679% | 0 | 0% | 0.3679% | 0 | 0% | 100% | 0 | 0% | 100% | 0 | 0% | 100% | 0 | 0% | 100% | 0 |  |  | 0 |  |  | 0 |  |  | 0
MILPITAS 1101CB | 4.0398e-05 | 0 | 0.030721 | 0 | 0.030721 | 0.0071268 | 0.029846 | 0.01374 | 0% | 99% | 0 | 0% | 99% | 0 | 0% | 99% | 0 | 0% | 99% | 0 | 0% | 65.11% | 0 | 0% | 51.45% | 0 | 0% | 51.45% | 0 | 0% | 51.45% | 0 | 0 | 0% | 3.035% | 0 | 0% | 3.035% | 0 | 0% | 3.035% | 0 | 0% | 0.3423% | 0 | 0% | 0.3423% | 0 | 0% | 0.3423% | 0 | 0% | 0.8866% | 0 | 0% | 0.8866% | 0 | 0% | 0.8866% | 0 | 35.48% | 0.929% | 0.00010126 | 0% | 0.929% | 0 | 0% | 0.929% | 0 | 0% | 6.684% | 0 | 0% | 6.684% | 0 | 0% | 6.684% | 0 | 0% | 0.4874% | 0 | 0% | 0.4874% | 0 | 0% | 0.4874% | 0 |  |  |  | 0% | 11.8% | 0 | 0% | 11.8% | 0 | 0% | 11.8% | 0 | 0% | 0.3661% | 0 | 0% | 0.3661% | 0 | 0% | 0.3661% | 0 | 0% | 100% | 0 | 0% | 100% | 0 | 0% | 100% | 0 | 0% | 100% | 0 |  |  | 0 |  |  | 0 |  |  | 0
FMC 111190062 | 4.0349e-05 | 0 | 0.00020593 | 0 | 0.00020593 | 2.5042e-05 | 0.0001775 | 0.00013739 | 0% | 99% | 0 | 0% | 99% | 0 | 0% | 99% | 0 | 0% | 99% | 0 | 0% | 66.34% | 0 | 0% | 52.98% | 0 | 0% | 52.98% | 0 | 0% | 52.98% | 0 | 0 | 0% | 3.369% | 0 | 0% | 3.369% | 0 | 0% | 3.369% | 0 | 0% | 0.3679% | 0 | 0% | 0.3679% | 0 | 0% | 0.3679% | 0 | 0% | 0.7847% | 0 | 0% | 0.7847% | 0 | 0% | 0.7847% | 0 | 0% | 0.8242% | 0 | 0% | 0.8242% | 0 | 100% | 0.8242% | 1.6973e-06 | 0% | 5.884% | 0 | 0% | 5.884% | 0 | 0% | 5.884% | 0 | 0% | 0.2844% | 0 | 0% | 0.2844% | 0 | 0% | 0.2844% | 0 |  |  |  | 0% | 11.8% | 0 | 0% | 11.8% | 0 | 0% | 11.8% | 0 | 0% | 0.3705% | 0 | 0% | 0.3705% | 0 | 0% | 0.3705% | 0 | 0% | 100% | 0 | 0% | 100% | 0 | 0% | 100% | 0 | 0% | 100% | 0 |  |  | 0 |  |  | 0 |  |  | 0
OAKLAND X 1103CR410 | 4.0324e-05 | 0 | 0.013788 | 0 | 0.013788 | 0.002211 | 0.0137 | 0.0068508 | 0% | 99% | 0 | 0% | 99% | 0 | 0% | 99% | 0 | 0% | 99% | 0 | 0% | 64.3% | 0 | 0% | 52.44% | 0 | 0% | 52.44% | 0 | 0% | 52.44% | 0 | 0 | 0% | 3.011% | 0 | 0% | 3.011% | 0 | 0% | 3.011% | 0 | 0% | 0.3199% | 0 | 0% | 0.3199% | 0 | 0% | 0.3199% | 0 | 0% | 0.9203% | 0 | 0% | 0.9203% | 0 | 0% | 0.9203% | 0 | 1.615% | 0.9175% | 2.0434e-06 | 55.01% | 0.9175% | 6.9591e-05 | 43.38% | 0.9175% | 5.4881e-05 | 0% | 6.822% | 0 | 0% | 6.822% | 0 | 0% | 6.822% | 0 | 0% | 0.4677% | 0 | 0% | 0.4677% | 0 | 0% | 0.4677% | 0 |  |  |  | 0% | 11.8% | 0 | 0% | 11.8% | 0 | 0% | 11.8% | 0 | 0% | 0.3574% | 0 | 0% | 0.3574% | 0 | 0% | 0.3574% | 0 | 0% | 100% | 0 | 0% | 100% | 0 | 0% | 100% | 0 | 0% | 100% | 0 |  |  | 0 |  |  | 0 |  |  | 0
ATWATER 110710510 | 4.0319e-05 | 0 | 0.011112 | 0 | 0.011112 | 0.0025486 | 0.010996 | 0.0047988 | 0% | 99% | 0 | 0% | 99% | 0 | 0% | 99% | 0 | 0% | 99% | 0 | 0% | 63.61% | 0 | 0% | 50.81% | 0 | 0% | 50.81% | 0 | 0% | 50.81% | 0 | 0 | 0% | 2.732% | 0 | 0% | 2.732% | 0 | 0% | 2.732% | 0 | 0% | 0.3011% | 0 | 0% | 0.3011% | 0 | 0% | 0.3011% | 0 | 0% | 0.9123% | 0 | 0% | 0.9123% | 0 | 0% | 0.9123% | 0 | 0% | 0.9277% | 0 | 100% | 0.9277% | 0.00010308 | 0% | 0.9277% | 0 | 0% | 6.823% | 0 | 0% | 6.823% | 0 | 0% | 6.823% | 0 | 0% | 0.6382% | 0 | 0% | 0.6382% | 0 | 0% | 0.6382% | 0 |  |  |  | 0% | 11.8% | 0 | 0% | 11.8% | 0 | 0% | 11.8% | 0 | 0% | 0.3604% | 0 | 0% | 0.3604% | 0 | 0% | 0.3604% | 0 | 0% | 100% | 0 | 0% | 100% | 0 | 0% | 100% | 0 | 0% | 100% | 0 |  |  | 0 |  |  | 0 |  |  | 0
RAINBOW 110563342 | 4.0249e-05 | 0 | 0.011914 | 0 | 0.011914 | 0.0030411 | 0.011003 | 0.0056234 | 0% | 99% | 0 | 0% | 99% | 0 | 0% | 99% | 0 | 0% | 99% | 0 | 0% | 63.57% | 0 | 0% | 49.93% | 0 | 0% | 49.93% | 0 | 0% | 49.93% | 0 | 0 | 0% | 2.635% | 0 | 0% | 2.635% | 0 | 0% | 2.635% | 0 | 0% | 0.2961% | 0 | 0% | 0.2961% | 0 | 0% | 0.2961% | 0 | 0% | 0.8425% | 0 | 0% | 0.8425% | 0 | 0% | 0.8425% | 0 | 0% | 0.8648% | 0 | 100% | 0.8648% | 0.00010304 | 0% | 0.8648% | 0 | 0% | 6.317% | 0 | 0% | 6.317% | 0 | 0% | 6.317% | 0 | 0% | 0.7141% | 0 | 0% | 0.7141% | 0 | 0% | 0.7141% | 0 |  |  |  | 0% | 11.8% | 0 | 0% | 11.8% | 0 | 0% | 11.8% | 0 | 0% | 0.3637% | 0 | 0% | 0.3637% | 0 | 0% | 0.3637% | 0 | 0% | 100% | 0 | 0% | 100% | 0 | 0% | 100% | 0 | 0% | 100% | 0 |  |  | 0 |  |  | 0 |  |  | 0
BURLINGAME 04049066 | 4.024e-05 | 0 | 0.0051342 | 0 | 0.0051342 | 0.0020029 | 0.005018 | 0.0014545 | 0% | 99% | 0 | 0% | 99% | 0 | 0% | 99% | 0 | 0% | 99% | 0 | 0% | 64.79% | 0 | 0% | 51.17% | 0 | 0% | 51.17% | 0 | 0% | 51.17% | 0 | 0 | 0% | 3.44% | 0 | 0% | 3.44% | 0 | 0% | 3.44% | 0 | 0% | 0.3728% | 0 | 0% | 0.3728% | 0 | 0% | 0.3728% | 0 | 0% | 0.9009% | 0 | 0% | 0.9009% | 0 | 0% | 0.9009% | 0 | 0% | 0.9347% | 0 | 0% | 0.9347% | 0 | 0% | 0.9347% | 0 | 0% | 6.746% | 0 | 0% | 6.746% | 0 | 0% | 6.746% | 0 | 0% | 0.9488% | 0 | 0% | 0.9488% | 0 | 0% | 0.9488% | 0 |  |  |  | 0% | 11.8% | 0 | 0% | 11.8% | 0 | 0% | 11.8% | 0 | 0% | 0.3661% | 0 | 0% | 0.3661% | 0 | 0% | 0.3661% | 0 | 0% | 100% | 0 | 0% | 100% | 0 | 0% | 100% | 0 | 0% | 100% | 0 |  |  | 0 |  |  | 0 |  |  | 0
DIXON LANDING 2102393382 | 4.0204e-05 | 0 | 0.027495 | 0 | 0.027495 | 0.0081116 | 0.026358 | 0.010918 | 0% | 99% | 0 | 0% | 99% | 0 | 0% | 99% | 0 | 0% | 99% | 0 | 0% | 63.69% | 0 | 0% | 50.86% | 0 | 0% | 50.86% | 0 | 0% | 50.86% | 0 | 0 | 0% | 3% | 0 | 0% | 3% | 0 | 0% | 3% | 0 | 0% | 0.3207% | 0 | 0% | 0.3207% | 0 | 0% | 0.3207% | 0 | 0% | 0.8863% | 0 | 0% | 0.8863% | 0 | 0% | 0.8863% | 0 | 100% | 0.8907% | 0.0002449 | 0% | 0.8907% | 0 | 0% | 0.8907% | 0 | 0% | 6.581% | 0 | 0% | 6.581% | 0 | 0% | 6.581% | 0 | 0% | 0.5259% | 0 | 0% | 0.5259% | 0 | 0% | 0.5259% | 0 |  |  |  | 0% | 11.8% | 0 | 0% | 11.8% | 0 | 0% | 11.8% | 0 | 0% | 0.3604% | 0 | 0% | 0.3604% | 0 | 0% | 0.3604% | 0 | 0% | 100% | 0 | 0% | 100% | 0 | 0% | 100% | 0 | 0% | 100% | 0 |  |  | 0 |  |  | 0 |  |  | 0
BURLINGAME 0401CB | 4.01e-05 | 0 | 0.011393 | 0 | 0.011393 | 0.0059894 | 0.010253 | 0.0025639 | 0% | 99% | 0 | 0% | 99% | 0 | 0% | 99% | 0 | 0% | 99% | 0 | 0% | 64.01% | 0 | 0% | 50.17% | 0 | 0% | 50.17% | 0 | 0% | 50.17% | 0 | 0 | 0% | 2.878% | 0 | 0% | 2.878% | 0 | 0% | 2.878% | 0 | 0% | 0.3154% | 0 | 0% | 0.3154% | 0 | 0% | 0.3154% | 0 | 0% | 0.8249% | 0 | 0% | 0.8249% | 0 | 0% | 0.8249% | 0 | 0% | 0.8459% | 0 | 0% | 0.8459% | 0 | 0% | 0.8459% | 0 | 0% | 6.164% | 0 | 0% | 6.164% | 0 | 0% | 6.164% | 0 | 0% | 1.381% | 0 | 0% | 1.381% | 0 | 0% | 1.381% | 0 |  |  |  | 0% | 11.8% | 0 | 0% | 11.8% | 0 | 0% | 11.8% | 0 | 0% | 0.3656% | 0 | 0% | 0.3656% | 0 | 0% | 0.3656% | 0 | 0% | 100% | 0 | 0% | 100% | 0 | 0% | 100% | 0 | 0% | 100% | 0 |  |  | 0 |  |  | 0 |  |  | 0
EVERGREEN 2101XR080 | 4.0084e-05 | 0 | 0.001432 | 0 | 0.001432 | 0.00029962 | 0.0012737 | 0.00079059 | 0% | 99% | 0 | 0% | 99% | 0 | 0% | 99% | 0 | 0% | 99% | 0 | 0% | 65.81% | 0 | 0% | 51.42% | 0 | 0% | 51.42% | 0 | 0% | 51.42% | 0 | 0 | 0% | 2.922% | 0 | 0% | 2.922% | 0 | 0% | 2.922% | 0 | 0% | 0.3368% | 0 | 0% | 0.3368% | 0 | 0% | 0.3368% | 0 | 0% | 0.7988% | 0 | 0% | 0.7988% | 0 | 0% | 0.7988% | 0 | 0% | 0.8447% | 0 | 100% | 0.8447% | 1.2096e-05 | 0% | 0.8447% | 0 | 0% | 6.032% | 0 | 0% | 6.032% | 0 | 0% | 6.032% | 0 | 0% | 0.4469% | 0 | 0% | 0.4469% | 0 | 0% | 0.4469% | 0 |  |  |  | 0% | 11.8% | 0 | 0% | 11.8% | 0 | 0% | 11.8% | 0 | 0% | 0.3686% | 0 | 0% | 0.3686% | 0 | 0% | 0.3686% | 0 | 0% | 100% | 0 | 0% | 100% | 0 | 0% | 100% | 0 | 0% | 100% | 0 |  |  | 0 |  |  | 0 |  |  | 0
EDES 1103CB | 4.0079e-05 | 0 | 0.021205 | 0 | 0.021205 | 0.0022056 | 0.020271 | 0.012528 | 0% | 99% | 0 | 0% | 99% | 0 | 0% | 99% | 0 | 0% | 99% | 0 | 0% | 65.9% | 0 | 0% | 53.68% | 0 | 0% | 53.68% | 0 | 0% | 53.68% | 0 | 0 | 0% | 2.949% | 0 | 0% | 2.949% | 0 | 0% | 2.949% | 0 | 0% | 0.3205% | 0 | 0% | 0.3205% | 0 | 0% | 0.3205% | 0 | 0% | 0.8821% | 0 | 0% | 0.8821% | 0 | 0% | 0.8821% | 0 | 0% | 0.8961% | 0 | 0% | 0.8961% | 0 | 0% | 0.8961% | 0 | 0% | 6.579% | 0 | 0% | 6.579% | 0 | 0% | 6.579% | 0 | 0% | 0.2898% | 0 | 0% | 0.2898% | 0 | 0% | 0.2898% | 0 |  |  |  | 0% | 11.8% | 0 | 0% | 11.8% | 0 | 0% | 11.8% | 0 | 0% | 0.3618% | 0 | 0% | 0.3618% | 0 | 0% | 0.3618% | 0 | 0% | 100% | 0 | 0% | 100% | 0 | 0% | 100% | 0 | 0% | 100% | 0 |  |  | 0 |  |  | 0 |  |  | 0
BERKELEY F 1105BR168 | 4.0053e-05 | 0 | 0.00013628 | 0 | 0.00013628 | 2.5421e-05 | 0.00014856 | 5.0979e-05 | 0% | 99% | 0 | 0% | 99% | 0 | 0% | 99% | 0 | 0% | 99% | 0 | 0% | 62.18% | 0 | 0% | 50.32% | 0 | 0% | 50.32% | 0 | 0% | 50.32% | 0 | 0 | 0% | 3.236% | 0 | 0% | 3.236% | 0 | 0% | 3.236% | 0 | 0% | 0.3396% | 0 | 0% | 0.3396% | 0 | 0% | 0.3396% | 0 | 0% | 1.007% | 0 | 0% | 1.007% | 0 | 0% | 1.007% | 0 | 0% | 0.99% | 0 | 100% | 0.99% | 1.3491e-06 | 0% | 0.99% | 0 | 0% | 7.429% | 0 | 0% | 7.429% | 0 | 0% | 7.429% | 0 | 0% | 0.4335% | 0 | 0% | 0.4335% | 0 | 0% | 0.4335% | 0 |  |  |  | 0% | 11.8% | 0 | 0% | 11.8% | 0 | 0% | 11.8% | 0 | 0% | 0.3505% | 0 | 0% | 0.3505% | 0 | 0% | 0.3505% | 0 | 0% | 100% | 0 | 0% | 100% | 0 | 0% | 100% | 0 | 0% | 100% | 0 |  |  | 0 |  |  | 0 |  |  | 0
MISSION (X) 0401CB | 4.004e-05 | 0 | 0.0063689 | 0 | 0.0063689 | 0.00067764 | 0.0083309 | 0.001505 | 0% | 99% | 0 | 0% | 99% | 0 | 0% | 99% | 0 | 0% | 99% | 0 | 0% | 60.87% | 0 | 0% | 49.05% | 0 | 0% | 49.05% | 0 | 0% | 49.05% | 0 | 0 | 0% | 4.343% | 0 | 0% | 4.343% | 0 | 0% | 4.343% | 0 | 0% | 0.4578% | 0 | 0% | 0.4578% | 0 | 0% | 0.4578% | 0 | 0% | 1.221% | 0 | 0% | 1.221% | 0 | 0% | 1.221% | 0 | 29.14% | 1.242% | 2.306e-05 | 0% | 1.242% | 0 | 0% | 1.242% | 0 | 0% | 9.106% | 0 | 0% | 9.106% | 0 | 0% | 9.106% | 0 | 0% | 0.4221% | 0 | 0% | 0.4221% | 0 | 0% | 0.4221% | 0 |  |  |  | 0% | 11.8% | 0 | 0% | 11.8% | 0 | 0% | 11.8% | 0 | 0% | 0.3526% | 0 | 0% | 0.3526% | 0 | 0% | 0.3526% | 0 | 0% | 100% | 0 | 0% | 100% | 0 | 0% | 100% | 0 | 0% | 100% | 0 |  |  | 0 |  |  | 0 |  |  | 0
BERKELEY T 0401CB | 4.0018e-05 | 0 | 0.0028593 | 0 | 0.0028593 | 0.0007204 | 0.0028912 | 0.0011084 | 0% | 99% | 0 | 0% | 99% | 0 | 0% | 99% | 0 | 0% | 99% | 0 | 0% | 64.36% | 0 | 0% | 51.53% | 0 | 0% | 51.53% | 0 | 0% | 51.53% | 0 | 0 | 0% | 3.129% | 0 | 0% | 3.129% | 0 | 0% | 3.129% | 0 | 0% | 0.3396% | 0 | 0% | 0.3396% | 0 | 0% | 0.3396% | 0 | 0% | 0.9296% | 0 | 0% | 0.9296% | 0 | 0% | 0.9296% | 0 | 0% | 0.9499% | 0 | 99.01% | 0.9499% | 2.6892e-05 | 0% | 0.9499% | 0 | 0% | 6.946% | 0 | 0% | 6.946% | 0 | 0% | 6.946% | 0 | 0% | 0.5816% | 0 | 0% | 0.5816% | 0 | 0% | 0.5816% | 0 |  |  |  | 0% | 11.8% | 0 | 0% | 11.8% | 0 | 0% | 11.8% | 0 | 0% | 0.3609% | 0 | 0% | 0.3609% | 0 | 0% | 0.3609% | 0 | 0% | 100% | 0 | 0% | 100% | 0 | 0% | 100% | 0 | 0% | 100% | 0 |  |  | 0 |  |  | 0 |  |  | 0
EDENVALE 2106XR436 | 3.9966e-05 | 0 | 0.0032635 | 0 | 0.0032635 | 0.0010227 | 0.002567 | 0.0017975 | 0% | 99% | 0 | 0% | 99% | 0 | 0% | 99% | 0 | 0% | 99% | 0 | 0% | 66.79% | 0 | 0% | 52.59% | 0 | 0% | 52.59% | 0 | 0% | 52.59% | 0 | 0 | 0% | 2.861% | 0 | 0% | 2.861% | 0 | 0% | 2.861% | 0 | 0% | 0.3127% | 0 | 0% | 0.3127% | 0 | 0% | 0.3127% | 0 | 0% | 0.7207% | 0 | 0% | 0.7207% | 0 | 0% | 0.7207% | 0 | 0% | 0.754% | 0 | 0% | 0.754% | 0 | 100% | 0.754% | 2.4607e-05 | 0% | 5.406% | 0 | 0% | 5.406% | 0 | 0% | 5.406% | 0 | 0% | 0.6907% | 0 | 0% | 0.6907% | 0 | 0% | 0.6907% | 0 |  |  |  | 0% | 11.8% | 0 | 0% | 11.8% | 0 | 0% | 11.8% | 0 | 0% | 0.3727% | 0 | 0% | 0.3727% | 0 | 0% | 0.3727% | 0 | 0% | 100% | 0 | 0% | 100% | 0 | 0% | 100% | 0 | 0% | 100% | 0 |  |  | 0 |  |  | 0 |  |  | 0
JARVIS 1111MR120 | 3.995e-05 | 0 | 0.005505 | 0 | 0.005505 | 0.00085752 | 0.0054164 | 0.0028136 | 0% | 99% | 0 | 0% | 99% | 0 | 0% | 99% | 0 | 0% | 99% | 0 | 0% | 64.83% | 0 | 0% | 51.49% | 0 | 0% | 51.49% | 0 | 0% | 51.49% | 0 | 0 | 0% | 3.274% | 0 | 0% | 3.274% | 0 | 0% | 3.274% | 0 | 0% | 0.3609% | 0 | 0% | 0.3609% | 0 | 0% | 0.3609% | 0 | 0% | 0.9028% | 0 | 0% | 0.9028% | 0 | 0% | 0.9028% | 0 | 0% | 0.9352% | 0 | 0% | 0.9352% | 0 | 0% | 0.9352% | 0 | 0% | 6.769% | 0 | 0% | 6.769% | 0 | 0% | 6.769% | 0 | 0% | 0.3977% | 0 | 0% | 0.3977% | 0 | 0% | 0.3977% | 0 |  |  |  | 0% | 11.8% | 0 | 0% | 11.8% | 0 | 0% | 11.8% | 0 | 0% | 0.3645% | 0 | 0% | 0.3645% | 0 | 0% | 0.3645% | 0 | 0% | 100% | 0 | 0% | 100% | 0 | 0% | 100% | 0 | 0% | 100% | 0 |  |  | 0 |  |  | 0 |  |  | 0
SF E 1105CB | 3.9923e-05 | 0 | 0.011648 | 0 | 0.011648 | 0.0030916 | 0.013048 | 0.003088 | 0% | 99% | 0 | 0% | 99% | 0 | 0% | 99% | 0 | 0% | 99% | 0 | 0% | 63.04% | 0 | 0% | 50.46% | 0 | 0% | 50.46% | 0 | 0% | 50.46% | 0 | 0 | 0% | 3.646% | 0 | 0% | 3.646% | 0 | 0% | 3.646% | 0 | 0% | 0.3935% | 0 | 0% | 0.3935% | 0 | 0% | 0.3935% | 0 | 0% | 1.037% | 0 | 0% | 1.037% | 0 | 0% | 1.037% | 0 | 0% | 1.055% | 0 | 0% | 1.055% | 0 | 0% | 1.055% | 0 | 0% | 7.729% | 0 | 0% | 7.729% | 0 | 0% | 7.729% | 0 | 0% | 0.7264% | 0 | 0% | 0.7264% | 0 | 0% | 0.7264% | 0 |  |  |  | 0% | 11.8% | 0 | 0% | 11.8% | 0 | 0% | 11.8% | 0 | 0% | 0.3573% | 0 | 0% | 0.3573% | 0 | 0% | 0.3573% | 0 | 0% | 100% | 0 | 0% | 100% | 0 | 0% | 100% | 0 | 0% | 100% | 0 |  |  | 0 |  |  | 0 |  |  | 0
MC KEE 1105CB | 3.9902e-05 | 0 | 0.017106 | 0 | 0.017106 | 0.0040647 | 0.015887 | 0.0082866 | 0% | 99% | 0 | 0% | 99% | 0 | 0% | 99% | 0 | 0% | 99% | 0 | 0% | 65.17% | 0 | 0% | 51.82% | 0 | 0% | 51.82% | 0 | 0% | 51.82% | 0 | 0 | 0% | 3.023% | 0 | 0% | 3.023% | 0 | 0% | 3.023% | 0 | 0% | 0.3323% | 0 | 0% | 0.3323% | 0 | 0% | 0.3323% | 0 | 0% | 0.8513% | 0 | 0% | 0.8513% | 0 | 0% | 0.8513% | 0 | 0% | 0.8759% | 0 | 0% | 0.8759% | 0 | 0% | 0.8759% | 0 | 0% | 6.368% | 0 | 0% | 6.368% | 0 | 0% | 6.368% | 0 | 0% | 0.5371% | 0 | 0% | 0.5371% | 0 | 0% | 0.5371% | 0 |  |  |  | 0% | 11.8% | 0 | 0% | 11.8% | 0 | 0% | 11.8% | 0 | 0% | 0.3649% | 0 | 0% | 0.3649% | 0 | 0% | 0.3649% | 0 | 0% | 100% | 0 | 0% | 100% | 0 | 0% | 100% | 0 | 0% | 100% | 0 |  |  | 0 |  |  | 0 |  |  | 0
OAKLAND D 1104CB | 3.9893e-05 | 0 | 0.034001 | 0 | 0.034001 | 0.0042897 | 0.036532 | 0.015305 | 0% | 99% | 0 | 0% | 99% | 0 | 0% | 99% | 0 | 0% | 99% | 0 | 0% | 63.45% | 0 | 0% | 51.1% | 0 | 0% | 51.1% | 0 | 0% | 51.1% | 0 | 0 | 0% | 3.311% | 0 | 0% | 3.311% | 0 | 0% | 3.311% | 0 | 0% | 0.361% | 0 | 0% | 0.361% | 0 | 0% | 0.361% | 0 | 0% | 0.9929% | 0 | 0% | 0.9929% | 0 | 0% | 0.9929% | 0 | 99.45% | 1.013% | 0.00034248 | 0% | 1.013% | 0 | 0% | 1.013% | 0 | 0% | 7.421% | 0 | 0% | 7.421% | 0 | 0% | 7.421% | 0 | 0% | 0.3652% | 0 | 0% | 0.3652% | 0 | 0% | 0.3652% | 0 |  |  |  | 0% | 11.8% | 0 | 0% | 11.8% | 0 | 0% | 11.8% | 0 | 0% | 0.3587% | 0 | 0% | 0.3587% | 0 | 0% | 0.3587% | 0 | 0% | 100% | 0 | 0% | 100% | 0 | 0% | 100% | 0 | 0% | 100% | 0 |  |  | 0 |  |  | 0 |  |  | 0
SAN JOSE B 1102CB | 3.9862e-05 | 0 | 0.0023735 | 0 | 0.0023735 | 0.0006022 | 0.0020959 | 0.00122 | 0% | 99% | 0 | 0% | 99% | 0 | 0% | 99% | 0 | 0% | 99% | 0 | 0% | 65.58% | 0 | 0% | 51.91% | 0 | 0% | 51.91% | 0 | 0% | 51.91% | 0 | 0 | 0% | 3.077% | 0 | 0% | 3.077% | 0 | 0% | 3.077% | 0 | 0% | 0.3373% | 0 | 0% | 0.3373% | 0 | 0% | 0.3373% | 0 | 0% | 0.8065% | 0 | 0% | 0.8065% | 0 | 0% | 0.8065% | 0 | 0% | 0.836% | 0 | 0% | 0.836% | 0 | 0% | 0.836% | 0 | 0% | 6.038% | 0 | 0% | 6.038% | 0 | 0% | 6.038% | 0 | 0% | 0.5757% | 0 | 0% | 0.5757% | 0 | 0% | 0.5757% | 0 |  |  |  | 0% | 11.8% | 0 | 0% | 11.8% | 0 | 0% | 11.8% | 0 | 0% | 0.3678% | 0 | 0% | 0.3678% | 0 | 0% | 0.3678% | 0 | 0% | 100% | 0 | 0% | 100% | 0 | 0% | 100% | 0 | 0% | 100% | 0 |  |  | 0 |  |  | 0 |  |  | 0
OAKLAND X 1115CR298 | 3.9795e-05 | 0 | 0.0037912 | 0 | 0.0037912 | 0.00094625 | 0.0035802 | 0.0017319 | 0% | 99% | 0 | 0% | 99% | 0 | 0% | 99% | 0 | 0% | 99% | 0 | 0% | 64.27% | 0 | 0% | 52.26% | 0 | 0% | 52.26% | 0 | 0% | 52.26% | 0 | 0 | 0% | 3.004% | 0 | 0% | 3.004% | 0 | 0% | 3.004% | 0 | 0% | 0.3149% | 0 | 0% | 0.3149% | 0 | 0% | 0.3149% | 0 | 0% | 0.8755% | 0 | 0% | 0.8755% | 0 | 0% | 0.8755% | 0 | 100% | 0.8611% | 3.2645e-05 | 0% | 0.8611% | 0 | 0% | 0.8611% | 0 | 0% | 6.447% | 0 | 0% | 6.447% | 0 | 0% | 6.447% | 0 | 0% | 0.6431% | 0 | 0% | 0.6431% | 0 | 0% | 0.6431% | 0 |  |  |  | 0% | 11.8% | 0 | 0% | 11.8% | 0 | 0% | 11.8% | 0 | 0% | 0.3572% | 0 | 0% | 0.3572% | 0 | 0% | 0.3572% | 0 | 0% | 100% | 0 | 0% | 100% | 0 | 0% | 100% | 0 | 0% | 100% | 0 |  |  | 0 |  |  | 0 |  |  | 0
OAKLAND J 1103CR446 | 3.9786e-05 | 0 | 0.0056855 | 0 | 0.0056855 | 0.00037999 | 0.0065851 | 0.0024203 | 0% | 99% | 0 | 0% | 99% | 0 | 0% | 99% | 0 | 0% | 99% | 0 | 0% | 63.65% | 0 | 0% | 50.08% | 0 | 0% | 50.08% | 0 | 0% | 50.08% | 0 | 0 | 0% | 4.165% | 0 | 0% | 4.165% | 0 | 0% | 4.165% | 0 | 0% | 0.4603% | 0 | 0% | 0.4603% | 0 | 0% | 0.4603% | 0 | 0% | 1.062% | 0 | 0% | 1.062% | 0 | 0% | 1.062% | 0 | 0% | 1.126% | 0 | 0% | 1.126% | 0 | 0% | 1.126% | 0 | 0% | 8.022% | 0 | 0% | 8.022% | 0 | 0% | 8.022% | 0 | 0% | 0.224% | 0 | 0% | 0.224% | 0 | 0% | 0.224% | 0 |  |  |  | 0% | 11.8% | 0 | 0% | 11.8% | 0 | 0% | 11.8% | 0 | 0% | 0.3647% | 0 | 0% | 0.3647% | 0 | 0% | 0.3647% | 0 | 0% | 100% | 0 | 0% | 100% | 0 | 0% | 100% | 0 | 0% | 100% | 0 |  |  | 0 |  |  | 0 |  |  | 0
SF K 0406CB | 3.9774e-05 | 0 | 0.0083227 | 0 | 0.0083227 | 0.00095328 | 0.011323 | 0.0014622 | 0% | 99% | 0 | 0% | 99% | 0 | 0% | 99% | 0 | 0% | 99% | 0 | 0% | 60.47% | 0 | 0% | 48.5% | 0 | 0% | 48.5% | 0 | 0% | 48.5% | 0 | 0 | 0% | 4.333% | 0 | 0% | 4.333% | 0 | 0% | 4.333% | 0 | 0% | 0.4656% | 0 | 0% | 0.4656% | 0 | 0% | 0.4656% | 0 | 0% | 1.27% | 0 | 0% | 1.27% | 0 | 0% | 1.27% | 0 | 0% | 1.303% | 0 | 0% | 1.303% | 0 | 0% | 1.303% | 0 | 0% | 9.51% | 0 | 0% | 9.51% | 0 | 0% | 9.51% | 0 | 0% | 0.4495% | 0 | 0% | 0.4495% | 0 | 0% | 0.4495% | 0 |  |  |  | 0% | 11.8% | 0 | 0% | 11.8% | 0 | 0% | 11.8% | 0 | 0% | 0.3525% | 0 | 0% | 0.3525% | 0 | 0% | 0.3525% | 0 | 0% | 100% | 0 | 0% | 100% | 0 | 0% | 100% | 0 | 0% | 100% | 0 |  |  | 0 |  |  | 0 |  |  | 0
SYCAMORE CREEK 11072250 | 3.9773e-05 | 0 | 0.0044658 | 0 | 0.0044658 | 0.0019423 | 0.0034152 | 0.0020144 | 0% | 99% | 0 | 0% | 99% | 0 | 0% | 99% | 0 | 0% | 99% | 0 | 0% | 64.51% | 0 | 0% | 49.82% | 0 | 0% | 49.82% | 0 | 0% | 49.82% | 0 | 0 | 0% | 2.314% | 0 | 0% | 2.314% | 0 | 0% | 2.314% | 0 | 0% | 0.265% | 0 | 0% | 0.265% | 0 | 0% | 0.265% | 0 | 0% | 0.6874% | 0 | 0% | 0.6874% | 0 | 0% | 0.6874% | 0 | 0% | 0.7136% | 0 | 0% | 0.7136% | 0 | 95.39% | 0.7136% | 3.0397e-05 | 0% | 5.164% | 0 | 0% | 5.164% | 0 | 0% | 5.164% | 0 | 0% | 1.114% | 0 | 0% | 1.114% | 0 | 0% | 1.114% | 0 |  |  |  | 0% | 11.8% | 0 | 0% | 11.8% | 0 | 0% | 11.8% | 0 | 0% | 0.3702% | 0 | 0% | 0.3702% | 0 | 0% | 0.3702% | 0 | 0% | 100% | 0 | 0% | 100% | 0 | 0% | 100% | 0 | 0% | 100% | 0 |  |  | 0 |  |  | 0 |  |  | 0
BRITTON 1105CB | 3.9767e-05 | 0 | 0.031052 | 0 | 0.031052 | 0.0087481 | 0.028986 | 0.013526 | 0% | 99% | 0 | 0% | 99% | 0 | 0% | 99% | 0 | 0% | 99% | 0 | 0% | 64.65% | 0 | 0% | 51.2% | 0 | 0% | 51.2% | 0 | 0% | 51.2% | 0 | 0 | 0% | 2.977% | 0 | 0% | 2.977% | 0 | 0% | 2.977% | 0 | 0% | 0.3265% | 0 | 0% | 0.3265% | 0 | 0% | 0.3265% | 0 | 0% | 0.858% | 0 | 0% | 0.858% | 0 | 0% | 0.858% | 0 | 0% | 0.8829% | 0 | 0% | 0.8829% | 0 | 59.54% | 0.8829% | 0.00016323 | 0% | 6.423% | 0 | 0% | 6.423% | 0 | 0% | 6.423% | 0 | 0% | 0.645% | 0 | 0% | 0.645% | 0 | 0% | 0.645% | 0 |  |  |  | 0% | 11.8% | 0 | 0% | 11.8% | 0 | 0% | 11.8% | 0 | 0% | 0.3652% | 0 | 0% | 0.3652% | 0 | 0% | 0.3652% | 0 | 0% | 100% | 0 | 0% | 100% | 0 | 0% | 100% | 0 | 0% | 100% | 0 |  |  | 0 |  |  | 0 |  |  | 0
SF G 0409CB | 3.9691e-05 | 0 | 0.0043553 | 0 | 0.0043553 | 0.00047487 | 0.0057639 | 0.00095068 | 0% | 99% | 0 | 0% | 99% | 0 | 0% | 99% | 0 | 0% | 99% | 0 | 0% | 61.32% | 0 | 0% | 48.66% | 0 | 0% | 48.66% | 0 | 0% | 48.66% | 0 | 0 | 0% | 4.391% | 0 | 0% | 4.391% | 0 | 0% | 4.391% | 0 | 0% | 0.4766% | 0 | 0% | 0.4766% | 0 | 0% | 0.4766% | 0 | 0% | 1.232% | 0 | 0% | 1.232% | 0 | 0% | 1.232% | 0 | 0% | 1.288% | 0 | 0% | 1.288% | 0 | 0% | 1.288% | 0 | 0% | 9.286% | 0 | 0% | 9.286% | 0 | 0% | 9.286% | 0 | 0% | 0.4166% | 0 | 0% | 0.4166% | 0 | 0% | 0.4166% | 0 |  |  |  | 0% | 11.8% | 0 | 0% | 11.8% | 0 | 0% | 11.8% | 0 | 0% | 0.3586% | 0 | 0% | 0.3586% | 0 | 0% | 0.3586% | 0 | 0% | 100% | 0 | 0% | 100% | 0 | 0% | 100% | 0 | 0% | 100% | 0 |  |  | 0 |  |  | 0 |  |  | 0
FMC 1111CB | 3.9683e-05 | 0 | 0.012658 | 0 | 0.012658 | 0.002231 | 0.010971 | 0.0076933 | 0% | 99% | 0 | 0% | 99% | 0 | 0% | 99% | 0 | 0% | 99% | 0 | 0% | 66.01% | 0 | 0% | 52.19% | 0 | 0% | 52.19% | 0 | 0% | 52.19% | 0 | 0 | 0% | 3.294% | 0 | 0% | 3.294% | 0 | 0% | 3.294% | 0 | 0% | 0.362% | 0 | 0% | 0.362% | 0 | 0% | 0.362% | 0 | 0% | 0.787% | 0 | 0% | 0.787% | 0 | 0% | 0.787% | 0 | 0% | 0.8273% | 0 | 0% | 0.8273% | 0 | 94.53% | 0.8273% | 9.8992e-05 | 0% | 5.909% | 0 | 0% | 5.909% | 0 | 0% | 5.909% | 0 | 0% | 0.3924% | 0 | 0% | 0.3924% | 0 | 0% | 0.3924% | 0 |  |  |  | 0% | 11.8% | 0 | 0% | 11.8% | 0 | 0% | 11.8% | 0 | 0% | 0.3704% | 0 | 0% | 0.3704% | 0 | 0% | 0.3704% | 0 | 0% | 100% | 0 | 0% | 100% | 0 | 0% | 100% | 0 | 0% | 100% | 0 |  |  | 0 |  |  | 0 |  |  | 0
AIRWAYS 1108576040 | 3.9667e-05 | 0 | 0.00080977 | 0 | 0.00080977 | 0.00028554 | 0.00062049 | 0.00043072 | 0% | 99% | 0 | 0% | 99% | 0 | 0% | 99% | 0 | 0% | 99% | 0 | 0% | 64.56% | 0 | 0% | 50.01% | 0 | 0% | 50.01% | 0 | 0% | 50.01% | 0 | 0 | 0% | 2.663% | 0 | 0% | 2.663% | 0 | 0% | 2.663% | 0 | 0% | 0.2968% | 0 | 0% | 0.2968% | 0 | 0% | 0.2968% | 0 | 0% | 0.6989% | 0 | 0% | 0.6989% | 0 | 0% | 0.6989% | 0 | 92.49% | 0.7351% | 5.5057e-06 | 0% | 0.7351% | 0 | 0% | 0.7351% | 0 | 0% | 5.26% | 0 | 0% | 5.26% | 0 | 0% | 5.26% | 0 | 0% | 0.964% | 0 | 0% | 0.964% | 0 | 0% | 0.964% | 0 |  |  |  | 0% | 11.8% | 0 | 0% | 11.8% | 0 | 0% | 11.8% | 0 | 0% | 0.3739% | 0 | 0% | 0.3739% | 0 | 0% | 0.3739% | 0 | 0% | 100% | 0 | 0% | 100% | 0 | 0% | 100% | 0 | 0% | 100% | 0 |  |  | 0 |  |  | 0 |  |  | 0
PORTOLA 0401900726 | 3.9656e-05 | 0 | 0.00020239 | 0 | 0.00020239 | 5.7743e-05 | 0.00022683 | 4.9528e-05 | 0% | 99% | 0 | 0% | 99% | 0 | 0% | 99% | 0 | 0% | 99% | 0 | 0% | 64.24% | 0 | 0% | 51.03% | 0 | 0% | 51.03% | 0 | 0% | 51.03% | 0 | 0 | 0% | 4.188% | 0 | 0% | 4.188% | 0 | 0% | 4.188% | 0 | 0% | 0.4528% | 0 | 0% | 0.4528% | 0 | 0% | 0.4528% | 0 | 0% | 1.04% | 0 | 0% | 1.04% | 0 | 0% | 1.04% | 0 | 0% | 1.088% | 0 | 0% | 1.088% | 0 | 0% | 1.088% | 0 | 0% | 7.805% | 0 | 0% | 7.805% | 0 | 0% | 7.805% | 0 | 0% | 0.7628% | 0 | 0% | 0.7628% | 0 | 0% | 0.7628% | 0 |  |  |  | 0% | 11.8% | 0 | 0% | 11.8% | 0 | 0% | 11.8% | 0 | 0% | 0.3645% | 0 | 0% | 0.3645% | 0 | 0% | 0.3645% | 0 | 0% | 100% | 0 | 0% | 100% | 0 | 0% | 100% | 0 | 0% | 100% | 0 |  |  | 0 |  |  | 0 |  |  | 0
CASTRO VALLEY 1103190144 | 3.9642e-05 | 0 | 0.0096438 | 0 | 0.0096438 | 0.0027585 | 0.0086953 | 0.0044658 | 0% | 99% | 0 | 0% | 99% | 0 | 0% | 99% | 0 | 0% | 99% | 0 | 0% | 65.71% | 0 | 0% | 52.79% | 0 | 0% | 52.79% | 0 | 0% | 52.79% | 0 | 0 | 0% | 3.252% | 0 | 0% | 3.252% | 0 | 0% | 3.252% | 0 | 0% | 0.3432% | 0 | 0% | 0.3432% | 0 | 0% | 0.3432% | 0 | 0% | 0.8375% | 0 | 0% | 0.8375% | 0 | 0% | 0.8375% | 0 | 0% | 0.8536% | 0 | 100% | 0.8536% | 8.2315e-05 | 0% | 0.8536% | 0 | 0% | 6.227% | 0 | 0% | 6.227% | 0 | 0% | 6.227% | 0 | 0% | 0.6031% | 0 | 0% | 0.6031% | 0 | 0% | 0.6031% | 0 |  |  |  | 0% | 11.8% | 0 | 0% | 11.8% | 0 | 0% | 11.8% | 0 | 0% | 0.3662% | 0 | 0% | 0.3662% | 0 | 0% | 0.3662% | 0 | 0% | 100% | 0 | 0% | 100% | 0 | 0% | 100% | 0 | 0% | 100% | 0 |  |  | 0 |  |  | 0 |  |  | 0
WHISMAN 110660000 | 3.9637e-05 | 0 | 0.020634 | 0 | 0.020634 | 0.0059554 | 0.019156 | 0.0089504 | 0% | 99% | 0 | 0% | 99% | 0 | 0% | 99% | 0 | 0% | 99% | 0 | 0% | 65.25% | 0 | 0% | 51.54% | 0 | 0% | 51.54% | 0 | 0% | 51.54% | 0 | 0 | 0% | 3.101% | 0 | 0% | 3.101% | 0 | 0% | 3.101% | 0 | 0% | 0.3404% | 0 | 0% | 0.3404% | 0 | 0% | 0.3404% | 0 | 0% | 0.857% | 0 | 0% | 0.857% | 0 | 0% | 0.857% | 0 | 0% | 0.8988% | 0 | 0% | 0.8988% | 0 | 100% | 0.8988% | 0.00018545 | 0% | 6.454% | 0 | 0% | 6.454% | 0 | 0% | 6.454% | 0 | 0% | 0.6769% | 0 | 0% | 0.6769% | 0 | 0% | 0.6769% | 0 |  |  |  | 0% | 11.8% | 0 | 0% | 11.8% | 0 | 0% | 11.8% | 0 | 0% | 0.3695% | 0 | 0% | 0.3695% | 0 | 0% | 0.3695% | 0 | 0% | 100% | 0 | 0% | 100% | 0 | 0% | 100% | 0 | 0% | 100% | 0 |  |  | 0 |  |  | 0 |  |  | 0
WHISMAN 110331472 | 3.9637e-05 | 0 | 0.0010115 | 0 | 0.0010115 | 0.00031842 | 0.00089545 | 0.00045583 | 0% | 99% | 0 | 0% | 99% | 0 | 0% | 99% | 0 | 0% | 99% | 0 | 0% | 65.18% | 0 | 0% | 51.76% | 0 | 0% | 51.76% | 0 | 0% | 51.76% | 0 | 0 | 0% | 3.001% | 0 | 0% | 3.001% | 0 | 0% | 3.001% | 0 | 0% | 0.3161% | 0 | 0% | 0.3161% | 0 | 0% | 0.3161% | 0 | 0% | 0.8214% | 0 | 0% | 0.8214% | 0 | 0% | 0.8214% | 0 | 0% | 0.8411% | 0 | 0% | 0.8411% | 0 | 100% | 0.8411% | 8.5072e-06 | 0% | 6.129% | 0 | 0% | 6.129% | 0 | 0% | 6.129% | 0 | 0% | 0.6458% | 0 | 0% | 0.6458% | 0 | 0% | 0.6458% | 0 |  |  |  | 0% | 11.8% | 0 | 0% | 11.8% | 0 | 0% | 11.8% | 0 | 0% | 0.3676% | 0 | 0% | 0.3676% | 0 | 0% | 0.3676% | 0 | 0% | 100% | 0 | 0% | 100% | 0 | 0% | 100% | 0 | 0% | 100% | 0 |  |  | 0 |  |  | 0 |  |  | 0
MABURY 1104CB | 3.9618e-05 | 0 | 0.033126 | 0 | 0.033126 | 0.0079743 | 0.030738 | 0.015971 | 0% | 99% | 0 | 0% | 99% | 0 | 0% | 99% | 0 | 0% | 99% | 0 | 0% | 65.41% | 0 | 0% | 52.13% | 0 | 0% | 52.13% | 0 | 0% | 52.13% | 0 | 0 | 0% | 3.016% | 0 | 0% | 3.016% | 0 | 0% | 3.016% | 0 | 0% | 0.3317% | 0 | 0% | 0.3317% | 0 | 0% | 0.3317% | 0 | 0% | 0.8539% | 0 | 0% | 0.8539% | 0 | 0% | 0.8539% | 0 | 0% | 0.8831% | 0 | 0% | 0.8831% | 0 | 4.523% | 0.8831% | 1.3231e-05 | 0% | 6.4% | 0 | 0% | 6.4% | 0 | 0% | 6.4% | 0 | 0% | 0.5479% | 0 | 0% | 0.5479% | 0 | 0% | 0.5479% | 0 |  |  |  | 0% | 11.8% | 0 | 0% | 11.8% | 0 | 0% | 11.8% | 0 | 0% | 0.3662% | 0 | 0% | 0.3662% | 0 | 0% | 0.3662% | 0 | 0% | 100% | 0 | 0% | 100% | 0 | 0% | 100% | 0 | 0% | 100% | 0 |  |  | 0 |  |  | 0 |  |  | 0
PANAMA 21021690 | 3.9615e-05 | 0 | 0.004448 | 0 | 0.004448 | 0.00070088 | 0.0044964 | 0.0021453 | 0% | 99% | 0 | 0% | 99% | 0 | 0% | 99% | 0 | 0% | 99% | 0 | 0% | 63.34% | 0 | 0% | 50.03% | 0 | 0% | 50.03% | 0 | 0% | 50.03% | 0 | 0 | 0% | 2.704% | 0 | 0% | 2.704% | 0 | 0% | 2.704% | 0 | 0% | 0.3131% | 0 | 0% | 0.3131% | 0 | 0% | 0.3131% | 0 | 0% | 0.9232% | 0 | 0% | 0.9232% | 0 | 0% | 0.9232% | 0 | 0% | 0.9587% | 0 | 0% | 0.9587% | 0 | 0% | 0.9587% | 0 | 0% | 6.962% | 0 | 0% | 6.962% | 0 | 0% | 6.962% | 0 | 0% | 0.3395% | 0 | 0% | 0.3395% | 0 | 0% | 0.3395% | 0 |  |  |  | 0% | 11.8% | 0 | 0% | 11.8% | 0 | 0% | 11.8% | 0 | 0% | 0.362% | 0 | 0% | 0.362% | 0 | 0% | 0.362% | 0 | 0% | 100% | 0 | 0% | 100% | 0 | 0% | 100% | 0 | 0% | 100% | 0 |  |  | 0 |  |  | 0 |  |  | 0
OAKLAND D 1112CB | 3.9579e-05 | 0 | 0.0029626 | 0 | 0.0029626 | 0.00057548 | 0.0029408 | 0.0013743 | 0% | 99% | 0 | 0% | 99% | 0 | 0% | 99% | 0 | 0% | 99% | 0 | 0% | 64.74% | 0 | 0% | 52.06% | 0 | 0% | 52.06% | 0 | 0% | 52.06% | 0 | 0 | 0% | 3.282% | 0 | 0% | 3.282% | 0 | 0% | 3.282% | 0 | 0% | 0.3553% | 0 | 0% | 0.3553% | 0 | 0% | 0.3553% | 0 | 0% | 0.9172% | 0 | 0% | 0.9172% | 0 | 0% | 0.9172% | 0 | 100% | 0.9376% | 2.7778e-05 | 0% | 0.9376% | 0 | 0% | 0.9376% | 0 | 0% | 6.844% | 0 | 0% | 6.844% | 0 | 0% | 6.844% | 0 | 0% | 0.5385% | 0 | 0% | 0.5385% | 0 | 0% | 0.5385% | 0 |  |  |  | 0% | 11.8% | 0 | 0% | 11.8% | 0 | 0% | 11.8% | 0 | 0% | 0.3623% | 0 | 0% | 0.3623% | 0 | 0% | 0.3623% | 0 | 0% | 100% | 0 | 0% | 100% | 0 | 0% | 100% | 0 | 0% | 100% | 0 |  |  | 0 |  |  | 0 |  |  | 0
SF L 0409CB | 3.955e-05 | 0 | 0.0014129 | 0 | 0.0014129 | 0.00019006 | 0.0017737 | 0.00036867 | 0% | 99% | 0 | 0% | 99% | 0 | 0% | 99% | 0 | 0% | 99% | 0 | 0% | 64.42% | 0 | 0% | 51.13% | 0 | 0% | 51.13% | 0 | 0% | 51.13% | 0 | 0 | 0% | 4.568% | 0 | 0% | 4.568% | 0 | 0% | 4.568% | 0 | 0% | 0.5046% | 0 | 0% | 0.5046% | 0 | 0% | 0.5046% | 0 | 0% | 1.161% | 0 | 0% | 1.161% | 0 | 0% | 1.161% | 0 | 0% | 1.239% | 0 | 0% | 1.239% | 0 | 100% | 1.239% | 1.7502e-05 | 0% | 8.783% | 0 | 0% | 8.783% | 0 | 0% | 8.783% | 0 | 0% | 0.4055% | 0 | 0% | 0.4055% | 0 | 0% | 0.4055% | 0 |  |  |  | 0% | 11.8% | 0 | 0% | 11.8% | 0 | 0% | 11.8% | 0 | 0% | 0.3645% | 0 | 0% | 0.3645% | 0 | 0% | 0.3645% | 0 | 0% | 100% | 0 | 0% | 100% | 0 | 0% | 100% | 0 | 0% | 100% | 0 |  |  | 0 |  |  | 0 |  |  | 0
MARINA (F) 0405CB | 3.9545e-05 | 0 | 0.0018164 | 0 | 0.0018164 | 0.00014469 | 0.0023882 | 0.0004656 | 0% | 99% | 0 | 0% | 99% | 0 | 0% | 99% | 0 | 0% | 99% | 0 | 0% | 62.64% | 0 | 0% | 49.81% | 0 | 0% | 49.81% | 0 | 0% | 49.81% | 0 | 0 | 0% | 4.884% | 0 | 0% | 4.884% | 0 | 0% | 4.884% | 0 | 0% | 0.5292% | 0 | 0% | 0.5292% | 0 | 0% | 0.5292% | 0 | 0% | 1.223% | 0 | 0% | 1.223% | 0 | 0% | 1.223% | 0 | 90.52% | 1.296% | 2.1301e-05 | 0% | 1.296% | 0 | 0% | 1.296% | 0 | 0% | 9.231% | 0 | 0% | 9.231% | 0 | 0% | 9.231% | 0 | 0% | 0.3635% | 0 | 0% | 0.3635% | 0 | 0% | 0.3635% | 0 |  |  |  | 0% | 11.8% | 0 | 0% | 11.8% | 0 | 0% | 11.8% | 0 | 0% | 0.3626% | 0 | 0% | 0.3626% | 0 | 0% | 0.3626% | 0 | 0% | 100% | 0 | 0% | 100% | 0 | 0% | 100% | 0 | 0% | 100% | 0 |  |  | 0 |  |  | 0 |  |  | 0
RICHMOND Q 0401563674 | 3.9539e-05 | 0 | 0.027141 | 0 | 0.027141 | 0.0046561 | 0.029488 | 0.01066 | 0% | 99% | 0 | 0% | 99% | 0 | 0% | 99% | 0 | 0% | 99% | 0 | 0% | 62.97% | 0 | 0% | 51.2% | 0 | 0% | 51.2% | 0 | 0% | 51.2% | 0 | 0 | 0% | 3.37% | 0 | 0% | 3.37% | 0 | 0% | 3.37% | 0 | 0% | 0.3566% | 0 | 0% | 0.3566% | 0 | 0% | 0.3566% | 0 | 0% | 1.004% | 0 | 0% | 1.004% | 0 | 0% | 1.004% | 0 | 0% | 0.9934% | 0 | 0% | 0.9934% | 0 | 0% | 0.9934% | 0 | 0% | 7.413% | 0 | 0% | 7.413% | 0 | 0% | 7.413% | 0 | 0% | 0.3658% | 0 | 0% | 0.3658% | 0 | 0% | 0.3658% | 0 |  |  |  | 0% | 11.8% | 0 | 0% | 11.8% | 0 | 0% | 11.8% | 0 | 0% | 0.352% | 0 | 0% | 0.352% | 0 | 0% | 0.352% | 0 | 0% | 100% | 0 | 0% | 100% | 0 | 0% | 100% | 0 | 0% | 100% | 0 |  |  | 0 |  |  | 0 |  |  | 0
DUMBARTON 1104MR300 | 3.9537e-05 | 0 | 0.0010089 | 0 | 0.0010089 | 9.3113e-05 | 0.00098527 | 0.00058709 | 0% | 99% | 0 | 0% | 99% | 0 | 0% | 99% | 0 | 0% | 99% | 0 | 0% | 65.24% | 0 | 0% | 51.93% | 0 | 0% | 51.93% | 0 | 0% | 51.93% | 0 | 0 | 0% | 3.842% | 0 | 0% | 3.842% | 0 | 0% | 3.842% | 0 | 0% | 0.4166% | 0 | 0% | 0.4166% | 0 | 0% | 0.4166% | 0 | 0% | 0.8917% | 0 | 0% | 0.8917% | 0 | 0% | 0.8917% | 0 | 0% | 0.9329% | 0 | 100% | 0.9329% | 9.4121e-06 | 0% | 0.9329% | 0 | 0% | 6.677% | 0 | 0% | 6.677% | 0 | 0% | 6.677% | 0 | 0% | 0.2071% | 0 | 0% | 0.2071% | 0 | 0% | 0.2071% | 0 |  |  |  | 0% | 11.8% | 0 | 0% | 11.8% | 0 | 0% | 11.8% | 0 | 0% | 0.3669% | 0 | 0% | 0.3669% | 0 | 0% | 0.3669% | 0 | 0% | 100% | 0 | 0% | 100% | 0 | 0% | 100% | 0 | 0% | 100% | 0 |  |  | 0 |  |  | 0 |  |  | 0
DIXON LANDING 21028439 | 3.9474e-05 | 0 | 0.0090658 | 0 | 0.0090658 | 0.0028638 | 0.0084168 | 0.0036848 | 0% | 99% | 0 | 0% | 99% | 0 | 0% | 99% | 0 | 0% | 99% | 0 | 0% | 65.04% | 0 | 0% | 51.57% | 0 | 0% | 51.57% | 0 | 0% | 51.57% | 0 | 0 | 0% | 3.123% | 0 | 0% | 3.123% | 0 | 0% | 3.123% | 0 | 0% | 0.3411% | 0 | 0% | 0.3411% | 0 | 0% | 0.3411% | 0 | 0% | 0.8592% | 0 | 0% | 0.8592% | 0 | 0% | 0.8592% | 0 | 100% | 0.8908% | 8.0756e-05 | 0% | 0.8908% | 0 | 0% | 0.8908% | 0 | 0% | 6.441% | 0 | 0% | 6.441% | 0 | 0% | 6.441% | 0 | 0% | 0.5316% | 0 | 0% | 0.5316% | 0 | 0% | 0.5316% | 0 |  |  |  | 0% | 11.8% | 0 | 0% | 11.8% | 0 | 0% | 11.8% | 0 | 0% | 0.3674% | 0 | 0% | 0.3674% | 0 | 0% | 0.3674% | 0 | 0% | 100% | 0 | 0% | 100% | 0 | 0% | 100% | 0 | 0% | 100% | 0 |  |  | 0 |  |  | 0 |  |  | 0
OAKLAND J 1117CR104 | 3.9463e-05 | 0 | 0.018328 | 0 | 0.018328 | 0.0013622 | 0.020126 | 0.0087664 | 0% | 99% | 0 | 0% | 99% | 0 | 0% | 99% | 0 | 0% | 99% | 0 | 0% | 63.98% | 0 | 0% | 51.98% | 0 | 0% | 51.98% | 0 | 0% | 51.98% | 0 | 0 | 0% | 3.541% | 0 | 0% | 3.541% | 0 | 0% | 3.541% | 0 | 0% | 0.3842% | 0 | 0% | 0.3842% | 0 | 0% | 0.3842% | 0 | 0% | 1.012% | 0 | 0% | 1.012% | 0 | 0% | 1.012% | 0 | 0% | 1.03% | 0 | 0% | 1.03% | 0 | 0.958% | 1.03% | 1.8078e-06 | 0% | 7.543% | 0 | 0% | 7.543% | 0 | 0% | 7.543% | 0 | 0% | 0.2499% | 0 | 0% | 0.2499% | 0 | 0% | 0.2499% | 0 |  |  |  | 0% | 11.8% | 0 | 0% | 11.8% | 0 | 0% | 11.8% | 0 | 0% | 0.3568% | 0 | 0% | 0.3568% | 0 | 0% | 0.3568% | 0 | 0% | 100% | 0 | 0% | 100% | 0 | 0% | 100% | 0 | 0% | 100% | 0 |  |  | 0 |  |  | 0 |  |  | 0
OAKLAND D 1107CB | 3.9339e-05 | 0 | 0.016162 | 0 | 0.016162 | 0.0026867 | 0.01634 | 0.0076529 | 0% | 99% | 0 | 0% | 99% | 0 | 0% | 99% | 0 | 0% | 99% | 0 | 0% | 64.38% | 0 | 0% | 52.04% | 0 | 0% | 52.04% | 0 | 0% | 52.04% | 0 | 0 | 0% | 3.26% | 0 | 0% | 3.26% | 0 | 0% | 3.26% | 0 | 0% | 0.3516% | 0 | 0% | 0.3516% | 0 | 0% | 0.3516% | 0 | 0% | 0.9344% | 0 | 0% | 0.9344% | 0 | 0% | 0.9344% | 0 | 100% | 0.9486% | 0.00015331 | 0% | 0.9486% | 0 | 0% | 0.9486% | 0 | 0% | 6.96% | 0 | 0% | 6.96% | 0 | 0% | 6.96% | 0 | 0% | 0.5263% | 0 | 0% | 0.5263% | 0 | 0% | 0.5263% | 0 |  |  |  | 0% | 11.8% | 0 | 0% | 11.8% | 0 | 0% | 11.8% | 0 | 0% | 0.3602% | 0 | 0% | 0.3602% | 0 | 0% | 0.3602% | 0 | 0% | 100% | 0 | 0% | 100% | 0 | 0% | 100% | 0 | 0% | 100% | 0 |  |  | 0 |  |  | 0 |  |  | 0
REDWOOD CITY 1102CB | 3.93e-05 | 0 | 0.0072378 | 0 | 0.0072378 | 0.0014192 | 0.0066975 | 0.0038311 | 0% | 99% | 0 | 0% | 99% | 0 | 0% | 99% | 0 | 0% | 99% | 0 | 0% | 66.43% | 0 | 0% | 52.98% | 0 | 0% | 52.98% | 0 | 0% | 52.98% | 0 | 0 | 0% | 3.473% | 0 | 0% | 3.473% | 0 | 0% | 3.473% | 0 | 0% | 0.3758% | 0 | 0% | 0.3758% | 0 | 0% | 0.3758% | 0 | 0% | 0.8468% | 0 | 0% | 0.8468% | 0 | 0% | 0.8468% | 0 | 0% | 0.8838% | 0 | 89.95% | 0.8838% | 5.7535e-05 | 0% | 0.8838% | 0 | 0% | 6.342% | 0 | 0% | 6.342% | 0 | 0% | 6.342% | 0 | 0% | 0.4787% | 0 | 0% | 0.4787% | 0 | 0% | 0.4787% | 0 |  |  |  | 0% | 11.8% | 0 | 0% | 11.8% | 0 | 0% | 11.8% | 0 | 0% | 0.3683% | 0 | 0% | 0.3683% | 0 | 0% | 0.3683% | 0 | 0% | 100% | 0 | 0% | 100% | 0 | 0% | 100% | 0 | 0% | 100% | 0 |  |  | 0 |  |  | 0 |  |  | 0
HUNTERS POINT (P) 110341994 | 3.9276e-05 | 0 | 0.018174 | 0 | 0.018174 | 0.0015624 | 0.021492 | 0.0069464 | 0% | 99% | 0 | 0% | 99% | 0 | 0% | 99% | 0 | 0% | 99% | 0 | 0% | 63.69% | 0 | 0% | 51.67% | 0 | 0% | 51.67% | 0 | 0% | 51.67% | 0 | 0 | 0% | 4.027% | 0 | 0% | 4.027% | 0 | 0% | 4.027% | 0 | 0% | 0.4357% | 0 | 0% | 0.4357% | 0 | 0% | 0.4357% | 0 | 0% | 1.09% | 0 | 0% | 1.09% | 0 | 0% | 1.09% | 0 | 0% | 1.115% | 0 | 99.89% | 1.115% | 0.00020243 | 0% | 1.115% | 0 | 0% | 8.13% | 0 | 0% | 8.13% | 0 | 0% | 8.13% | 0 | 0% | 0.3243% | 0 | 0% | 0.3243% | 0 | 0% | 0.3243% | 0 |  |  |  | 0% | 11.8% | 0 | 0% | 11.8% | 0 | 0% | 11.8% | 0 | 0% | 0.3554% | 0 | 0% | 0.3554% | 0 | 0% | 0.3554% | 0 | 0% | 100% | 0 | 0% | 100% | 0 | 0% | 100% | 0 | 0% | 100% | 0 |  |  | 0 |  |  | 0 |  |  | 0
SAN JOSE A 1112XR428 | 3.9244e-05 | 0 | 0.00020029 | 0 | 0.00020029 | 2.2261e-05 | 0.00017376 | 0.0001346 | 0% | 99% | 0 | 0% | 99% | 0 | 0% | 99% | 0 | 0% | 99% | 0 | 0% | 67.25% | 0 | 0% | 53.39% | 0 | 0% | 53.39% | 0 | 0% | 53.39% | 0 | 0 | 0% | 3.496% | 0 | 0% | 3.496% | 0 | 0% | 3.496% | 0 | 0% | 0.3861% | 0 | 0% | 0.3861% | 0 | 0% | 0.3861% | 0 | 0% | 0.787% | 0 | 0% | 0.787% | 0 | 0% | 0.787% | 0 | 0% | 0.84% | 0 | 0% | 0.84% | 0 | 0% | 0.84% | 0 | 0% | 5.929% | 0 | 0% | 5.929% | 0 | 0% | 5.929% | 0 | 0% | 0.2752% | 0 | 0% | 0.2752% | 0 | 0% | 0.2752% | 0 |  |  |  | 0% | 11.8% | 0 | 0% | 11.8% | 0 | 0% | 11.8% | 0 | 0% | 0.3729% | 0 | 0% | 0.3729% | 0 | 0% | 0.3729% | 0 | 0% | 100% | 0 | 0% | 100% | 0 | 0% | 100% | 0 | 0% | 100% | 0 |  |  | 0 |  |  | 0 |  |  | 0
OAKLAND X 1103CR414 | 3.9229e-05 | 0 | 0.0058729 | 0 | 0.0058729 | 0.00078102 | 0.0058643 | 0.0030495 | 0% | 99% | 0 | 0% | 99% | 0 | 0% | 99% | 0 | 0% | 99% | 0 | 0% | 65.22% | 0 | 0% | 52.45% | 0 | 0% | 52.45% | 0 | 0% | 52.45% | 0 | 0 | 0% | 3.2% | 0 | 0% | 3.2% | 0 | 0% | 3.2% | 0 | 0% | 0.3511% | 0 | 0% | 0.3511% | 0 | 0% | 0.3511% | 0 | 0% | 0.9215% | 0 | 0% | 0.9215% | 0 | 0% | 0.9215% | 0 | 0% | 0.96% | 0 | 91.01% | 0.96% | 5.1312e-05 | 8.987% | 0.96% | 5.0668e-06 | 0% | 6.932% | 0 | 0% | 6.932% | 0 | 0% | 6.932% | 0 | 0% | 0.4179% | 0 | 0% | 0.4179% | 0 | 0% | 0.4179% | 0 |  |  |  | 0% | 11.8% | 0 | 0% | 11.8% | 0 | 0% | 11.8% | 0 | 0% | 0.3655% | 0 | 0% | 0.3655% | 0 | 0% | 0.3655% | 0 | 0% | 100% | 0 | 0% | 100% | 0 | 0% | 100% | 0 | 0% | 100% | 0 |  |  | 0 |  |  | 0 |  |  | 0
STELLING 1107CB | 3.9226e-05 | 0 | 0.029095 | 0 | 0.029095 | 0.0095082 | 0.027304 | 0.011216 | 0% | 99% | 0 | 0% | 99% | 0 | 0% | 99% | 0 | 0% | 99% | 0 | 0% | 64.23% | 0 | 0% | 50.2% | 0 | 0% | 50.2% | 0 | 0% | 50.2% | 0 | 0 | 0% | 2.707% | 0 | 0% | 2.707% | 0 | 0% | 2.707% | 0 | 0% | 0.3136% | 0 | 0% | 0.3136% | 0 | 0% | 0.3136% | 0 | 0% | 0.8393% | 0 | 0% | 0.8393% | 0 | 0% | 0.8393% | 0 | 59.09% | 0.8631% | 0.00014839 | 0% | 0.8631% | 0 | 0% | 0.8631% | 0 | 0% | 6.286% | 0 | 0% | 6.286% | 0 | 0% | 6.286% | 0 | 0% | 0.7384% | 0 | 0% | 0.7384% | 0 | 0% | 0.7384% | 0 |  |  |  | 0% | 11.8% | 0 | 0% | 11.8% | 0 | 0% | 11.8% | 0 | 0% | 0.3609% | 0 | 0% | 0.3609% | 0 | 0% | 0.3609% | 0 | 0% | 100% | 0 | 0% | 100% | 0 | 0% | 100% | 0 | 0% | 100% | 0 |  |  | 0 |  |  | 0 |  |  | 0
HARRIS 11085984 | 3.9224e-05 | 0 | 0.0024022 | 0.15021 | 0.15261 | 0.00087324 | 0.002653 | 0.00043923 | 0% | 99% | 0 | 0% | 99% | 0 | 0% | 99% | 0 | 0% | 99% | 0 | 0% | 62.56% | 0 | 0% | 49.02% | 0 | 0% | 49.02% | 0 | 0% | 49.02% | 0 | 0.15021 | 0% | 3.111% | 0 | 0% | 3.111% | 0 | 0% | 3.111% | 0 | 0% | 0.3643% | 0 | 0% | 0.3643% | 0 | 0% | 0.3643% | 0 | 0% | 1.017% | 0 | 0% | 1.017% | 0 | 0% | 1.017% | 0 | 0% | 1.081% | 0 | 0% | 1.081% | 0 | 0% | 1.081% | 0 | 0% | 7.732% | 0 | 0% | 7.732% | 0 | 0% | 7.732% | 0 | 0% | 1.267% | 0 | 0% | 1.267% | 0 | 0% | 1.267% | 0 |  |  |  | 0% | 11.8% | 0 | 0% | 11.8% | 0 | 0% | 11.8% | 0 | 0% | 0.3656% | 0 | 0% | 0.3656% | 0 | 0% | 0.3656% | 0 | 0% | 100% | 0 | 0% | 100% | 0 | 0% | 100% | 0 | 0% | 100% | 0 |  |  | 0 |  |  | 0 |  |  | 0
OAKLAND X 1112CB | 3.9219e-05 | 0 | 0.0038031 | 0 | 0.0038031 | 0.00094292 | 0.0037346 | 0.0016005 | 0% | 99% | 0 | 0% | 99% | 0 | 0% | 99% | 0 | 0% | 99% | 0 | 0% | 63.85% | 0 | 0% | 51.58% | 0 | 0% | 51.58% | 0 | 0% | 51.58% | 0 | 0 | 0% | 2.956% | 0 | 0% | 2.956% | 0 | 0% | 2.956% | 0 | 0% | 0.3155% | 0 | 0% | 0.3155% | 0 | 0% | 0.3155% | 0 | 0% | 0.9052% | 0 | 0% | 0.9052% | 0 | 0% | 0.9052% | 0 | 100% | 0.8981% | 3.4154e-05 | 0% | 0.8981% | 0 | 0% | 0.8981% | 0 | 0% | 6.696% | 0 | 0% | 6.696% | 0 | 0% | 6.696% | 0 | 0% | 0.6415% | 0 | 0% | 0.6415% | 0 | 0% | 0.6415% | 0 |  |  |  | 0% | 11.8% | 0 | 0% | 11.8% | 0 | 0% | 11.8% | 0 | 0% | 0.3565% | 0 | 0% | 0.3565% | 0 | 0% | 0.3565% | 0 | 0% | 100% | 0 | 0% | 100% | 0 | 0% | 100% | 0 | 0% | 100% | 0 |  |  | 0 |  |  | 0 |  |  | 0
SARATOGA 11141160 | 3.9219e-05 | 0 | 0.060648 | 0 | 0.060648 | 0.025083 | 0.05411 | 0.020923 | 0% | 99% | 0 | 0% | 99% | 0 | 0% | 99% | 0 | 0% | 99% | 0 | 0% | 63.33% | 0 | 0% | 50.17% | 0 | 0% | 50.17% | 0 | 0% | 50.17% | 0 | 0 | 0% | 2.548% | 0 | 0% | 2.548% | 0 | 0% | 2.548% | 0 | 0% | 0.2741% | 0 | 0% | 0.2741% | 0 | 0% | 0.2741% | 0 | 0% | 0.8198% | 0 | 0% | 0.8198% | 0 | 0% | 0.8198% | 0 | 17.39% | 0.8091% | 8.5352e-05 | 46.1% | 0.8091% | 0.00022624 | 4.756% | 0.8091% | 2.3337e-05 | 0% | 6.058% | 0 | 0% | 6.058% | 0 | 0% | 6.058% | 0 | 0% | 0.9366% | 0 | 0% | 0.9366% | 0 | 0% | 0.9366% | 0 |  |  |  | 0% | 11.8% | 0 | 0% | 11.8% | 0 | 0% | 11.8% | 0 | 0% | 0.3591% | 0 | 0% | 0.3591% | 0 | 0% | 0.3591% | 0 | 0% | 100% | 0 | 0% | 100% | 0 | 0% | 100% | 0 | 0% | 100% | 0 |  |  | 0 |  |  | 0 |  |  | 0
RICHMOND R 1127CB | 3.9213e-05 | 0 | 0.017978 | 0 | 0.017978 | 0.001593 | 0.020756 | 0.0073288 | 0% | 99% | 0 | 0% | 99% | 0 | 0% | 99% | 0 | 0% | 99% | 0 | 0% | 63.84% | 0 | 0% | 50.89% | 0 | 0% | 50.89% | 0 | 0% | 50.89% | 0 | 0 | 0% | 3.913% | 0 | 0% | 3.913% | 0 | 0% | 3.913% | 0 | 0% | 0.4339% | 0 | 0% | 0.4339% | 0 | 0% | 0.4339% | 0 | 0% | 1.058% | 0 | 0% | 1.058% | 0 | 0% | 1.058% | 0 | 0% | 1.104% | 0 | 0% | 1.104% | 0 | 0% | 1.104% | 0 | 0% | 7.948% | 0 | 0% | 7.948% | 0 | 0% | 7.948% | 0 | 0% | 0.2729% | 0 | 0% | 0.2729% | 0 | 0% | 0.2729% | 0 |  |  |  | 0% | 11.8% | 0 | 0% | 11.8% | 0 | 0% | 11.8% | 0 | 0% | 0.3602% | 0 | 0% | 0.3602% | 0 | 0% | 0.3602% | 0 | 0% | 100% | 0 | 0% | 100% | 0 | 0% | 100% | 0 | 0% | 100% | 0 |  |  | 0 |  |  | 0 |  |  | 0
BERESFORD 040249078 | 3.9201e-05 | 0 | 0.0018006 | 0 | 0.0018006 | 0.0005048 | 0.0018652 | 0.00060246 | 0% | 99% | 0 | 0% | 99% | 0 | 0% | 99% | 0 | 0% | 99% | 0 | 0% | 64.91% | 0 | 0% | 51.75% | 0 | 0% | 51.75% | 0 | 0% | 51.75% | 0 | 0 | 0% | 3.709% | 0 | 0% | 3.709% | 0 | 0% | 3.709% | 0 | 0% | 0.3981% | 0 | 0% | 0.3981% | 0 | 0% | 0.3981% | 0 | 0% | 0.959% | 0 | 0% | 0.959% | 0 | 0% | 0.959% | 0 | 0% | 0.9992% | 0 | 0% | 0.9992% | 0 | 0% | 0.9992% | 0 | 0% | 7.19% | 0 | 0% | 7.19% | 0 | 0% | 7.19% | 0 | 0% | 0.7405% | 0 | 0% | 0.7405% | 0 | 0% | 0.7405% | 0 |  |  |  | 0% | 11.8% | 0 | 0% | 11.8% | 0 | 0% | 11.8% | 0 | 0% | 0.3657% | 0 | 0% | 0.3657% | 0 | 0% | 0.3657% | 0 | 0% | 100% | 0 | 0% | 100% | 0 | 0% | 100% | 0 | 0% | 100% | 0 |  |  | 0 |  |  | 0 |  |  | 0
BERKELEY T 0403CB | 3.9192e-05 | 0 | 0.0039338 | 0 | 0.0039338 | 0.0011738 | 0.0039588 | 0.0013612 | 0% | 99% | 0 | 0% | 99% | 0 | 0% | 99% | 0 | 0% | 99% | 0 | 0% | 63.89% | 0 | 0% | 51.04% | 0 | 0% | 51.04% | 0 | 0% | 51.04% | 0 | 0 | 0% | 3.067% | 0 | 0% | 3.067% | 0 | 0% | 3.067% | 0 | 0% | 0.3337% | 0 | 0% | 0.3337% | 0 | 0% | 0.3337% | 0 | 0% | 0.9252% | 0 | 0% | 0.9252% | 0 | 0% | 0.9252% | 0 | 0% | 0.9402% | 0 | 97% | 0.9402% | 3.5877e-05 | 0% | 0.9402% | 0 | 0% | 6.901% | 0 | 0% | 6.901% | 0 | 0% | 6.901% | 0 | 0% | 0.715% | 0 | 0% | 0.715% | 0 | 0% | 0.715% | 0 |  |  |  | 0% | 11.8% | 0 | 0% | 11.8% | 0 | 0% | 11.8% | 0 | 0% | 0.3599% | 0 | 0% | 0.3599% | 0 | 0% | 0.3599% | 0 | 0% | 100% | 0 | 0% | 100% | 0 | 0% | 100% | 0 | 0% | 100% | 0 |  |  | 0 |  |  | 0 |  |  | 0
DIXON LANDING 2101XR340 | 3.9183e-05 | 0 | 0.010932 | 0 | 0.010932 | 0.0036652 | 0.0098637 | 0.0045171 | 0% | 99% | 0 | 0% | 99% | 0 | 0% | 99% | 0 | 0% | 99% | 0 | 0% | 64.89% | 0 | 0% | 51.41% | 0 | 0% | 51.41% | 0 | 0% | 51.41% | 0 | 0 | 0% | 3.011% | 0 | 0% | 3.011% | 0 | 0% | 3.011% | 0 | 0% | 0.3275% | 0 | 0% | 0.3275% | 0 | 0% | 0.3275% | 0 | 0% | 0.8331% | 0 | 0% | 0.8331% | 0 | 0% | 0.8331% | 0 | 8.747% | 0.8572% | 8.1964e-06 | 0% | 0.8572% | 0 | 89.83% | 0.8572% | 8.4183e-05 | 0% | 6.229% | 0 | 0% | 6.229% | 0 | 0% | 6.229% | 0 | 0% | 0.5837% | 0 | 0% | 0.5837% | 0 | 0% | 0.5837% | 0 |  |  |  | 0% | 11.8% | 0 | 0% | 11.8% | 0 | 0% | 11.8% | 0 | 0% | 0.3667% | 0 | 0% | 0.3667% | 0 | 0% | 0.3667% | 0 | 0% | 100% | 0 | 0% | 100% | 0 | 0% | 100% | 0 | 0% | 100% | 0 |  |  | 0 |  |  | 0 |  |  | 0
MANTECA 17047788 | 3.9175e-05 | 0 | 0.00019994 | 0 | 0.00019994 | 7.6988e-05 | 0.00012184 | 0.00013122 | 0% | 99% | 0 | 0% | 99% | 0 | 0% | 99% | 0 | 0% | 99% | 0 | 0% | 67% | 0 | 0% | 52.33% | 0 | 0% | 52.33% | 0 | 0% | 52.33% | 0 | 0 | 0% | 1.811% | 0 | 0% | 1.811% | 0 | 0% | 1.811% | 0 | 0% | 0.2182% | 0 | 0% | 0.2182% | 0 | 0% | 0.2182% | 0 | 0% | 0.5549% | 0 | 0% | 0.5549% | 0 | 0% | 0.5549% | 0 | 0% | 0.601% | 0 | 0% | 0.601% | 0 | 0% | 0.601% | 0 | 0% | 4.239% | 0 | 0% | 4.239% | 0 | 0% | 4.239% | 0 | 0% | 0.9951% | 0 | 0% | 0.9951% | 0 | 0% | 0.9951% | 0 |  |  |  | 0% | 11.8% | 0 | 0% | 11.8% | 0 | 0% | 11.8% | 0 | 0% | 0.3809% | 0 | 0% | 0.3809% | 0 | 0% | 0.3809% | 0 | 0% | 100% | 0 | 0% | 100% | 0 | 0% | 100% | 0 | 0% | 100% | 0 |  |  | 0 |  |  | 0 |  |  | 0
NEWARK 12KV 11034162 | 3.9151e-05 | 0 | 0.00019981 | 0 | 0.00019981 | 2.1943e-05 | 0.00020119 | 0.00010672 | 0% | 99% | 0 | 0% | 99% | 0 | 0% | 99% | 0 | 0% | 99% | 0 | 0% | 64.11% | 0 | 0% | 50.56% | 0 | 0% | 50.56% | 0 | 0% | 50.56% | 0 | 0 | 0% | 3.305% | 0 | 0% | 3.305% | 0 | 0% | 3.305% | 0 | 0% | 0.3717% | 0 | 0% | 0.3717% | 0 | 0% | 0.3717% | 0 | 0% | 0.9165% | 0 | 0% | 0.9165% | 0 | 0% | 0.9165% | 0 | 0% | 0.9592% | 0 | 0% | 0.9592% | 0 | 0% | 0.9592% | 0 | 0% | 6.902% | 0 | 0% | 6.902% | 0 | 0% | 6.902% | 0 | 0% | 0.2469% | 0 | 0% | 0.2469% | 0 | 0% | 0.2469% | 0 |  |  |  | 0% | 11.8% | 0 | 0% | 11.8% | 0 | 0% | 11.8% | 0 | 0% | 0.3647% | 0 | 0% | 0.3647% | 0 | 0% | 0.3647% | 0 | 0% | 100% | 0 | 0% | 100% | 0 | 0% | 100% | 0 | 0% | 100% | 0 |  |  | 0 |  |  | 0 |  |  | 0
SUISUN 110738516 | 3.9142e-05 | 0 | 0.0095887 | 0 | 0.0095887 | 0.0031857 | 0.0089916 | 0.0036514 | 0% | 99% | 0 | 0% | 99% | 0 | 0% | 99% | 0 | 0% | 99% | 0 | 0% | 64.44% | 0 | 0% | 50.79% | 0 | 0% | 50.79% | 0 | 0% | 50.79% | 0 | 0 | 0% | 3.196% | 0 | 0% | 3.196% | 0 | 0% | 3.196% | 0 | 0% | 0.3487% | 0 | 0% | 0.3487% | 0 | 0% | 0.3487% | 0 | 0% | 0.8635% | 0 | 0% | 0.8635% | 0 | 0% | 0.8635% | 0 | 0% | 0.8947% | 0 | 0% | 0.8947% | 0 | 1.022% | 0.8947% | 8.7714e-07 | 0% | 6.469% | 0 | 0% | 6.469% | 0 | 0% | 6.469% | 0 | 0% | 0.5594% | 0 | 0% | 0.5594% | 0 | 0% | 0.5594% | 0 |  |  |  | 0% | 11.8% | 0 | 0% | 11.8% | 0 | 0% | 11.8% | 0 | 0% | 0.3667% | 0 | 0% | 0.3667% | 0 | 0% | 0.3667% | 0 | 0% | 100% | 0 | 0% | 100% | 0 | 0% | 100% | 0 | 0% | 100% | 0 |  |  | 0 |  |  | 0 |  |  | 0
EUREKA A 11075980 | 3.9136e-05 | 0 | 0.00039947 | 0.32909 | 0.32949 | 2.754e-05 | 0.00054154 | 9.035e-05 | 0% | 99% | 0 | 0% | 99% | 0 | 0% | 99% | 0 | 0% | 99% | 0 | 0% | 61.18% | 0 | 0% | 48.7% | 0 | 0% | 48.7% | 0 | 0% | 48.7% | 0 | 0.32909 | 0% | 3.731% | 0 | 0% | 3.731% | 0 | 0% | 3.731% | 0 | 0% | 0.4172% | 0 | 0% | 0.4172% | 0 | 0% | 0.4172% | 0 | 0% | 1.261% | 0 | 0% | 1.261% | 0 | 0% | 1.261% | 0 | 0% | 1.326% | 0 | 0% | 1.326% | 0 | 0% | 1.326% | 0 | 0% | 9.566% | 0 | 0% | 9.566% | 0 | 0% | 9.566% | 0 | 0% | 0.3227% | 0 | 0% | 0.3227% | 0 | 0% | 0.3227% | 0 |  |  |  | 0% | 11.8% | 0 | 0% | 11.8% | 0 | 0% | 11.8% | 0 | 0% | 0.358% | 0 | 0% | 0.358% | 0 | 0% | 0.358% | 0 | 0% | 100% | 0 | 0% | 100% | 0 | 0% | 100% | 0 | 0% | 100% | 0 |  |  | 0 |  |  | 0 |  |  | 0
MT EDEN 1106MR652 | 3.9111e-05 | 0 | 0.00059883 | 0 | 0.00059883 | 4.709e-05 | 0.00057738 | 0.00036406 | 0% | 99% | 0 | 0% | 99% | 0 | 0% | 99% | 0 | 0% | 99% | 0 | 0% | 66.16% | 0 | 0% | 52.18% | 0 | 0% | 52.18% | 0 | 0% | 52.18% | 0 | 0 | 0% | 3.848% | 0 | 0% | 3.848% | 0 | 0% | 3.848% | 0 | 0% | 0.4258% | 0 | 0% | 0.4258% | 0 | 0% | 0.4258% | 0 | 0% | 0.88% | 0 | 0% | 0.88% | 0 | 0% | 0.88% | 0 | 0% | 0.9506% | 0 | 100% | 0.9506% | 5.6926e-06 | 0% | 0.9506% | 0 | 0% | 6.67% | 0 | 0% | 6.67% | 0 | 0% | 6.67% | 0 | 0% | 0.1965% | 0 | 0% | 0.1965% | 0 | 0% | 0.1965% | 0 |  |  |  | 0% | 11.8% | 0 | 0% | 11.8% | 0 | 0% | 11.8% | 0 | 0% | 0.3735% | 0 | 0% | 0.3735% | 0 | 0% | 0.3735% | 0 | 0% | 100% | 0 | 0% | 100% | 0 | 0% | 100% | 0 | 0% | 100% | 0 |  |  | 0 |  |  | 0 |  |  | 0
MABURY 1103XR346 | 3.9099e-05 | 0 | 0.03093 | 0 | 0.03093 | 0.011078 | 0.026617 | 0.013362 | 0% | 99% | 0 | 0% | 99% | 0 | 0% | 99% | 0 | 0% | 99% | 0 | 0% | 65.37% | 0 | 0% | 51.67% | 0 | 0% | 51.67% | 0 | 0% | 51.67% | 0 | 0 | 0% | 2.801% | 0 | 0% | 2.801% | 0 | 0% | 2.801% | 0 | 0% | 0.3069% | 0 | 0% | 0.3069% | 0 | 0% | 0.3069% | 0 | 0% | 0.7925% | 0 | 0% | 0.7925% | 0 | 0% | 0.7925% | 0 | 0% | 0.8178% | 0 | 0% | 0.8178% | 0 | 41.17% | 0.8178% | 0.00010413 | 0% | 5.935% | 0 | 0% | 5.935% | 0 | 0% | 5.935% | 0 | 0% | 0.8164% | 0 | 0% | 0.8164% | 0 | 0% | 0.8164% | 0 |  |  |  | 0% | 11.8% | 0 | 0% | 11.8% | 0 | 0% | 11.8% | 0 | 0% | 0.3684% | 0 | 0% | 0.3684% | 0 | 0% | 0.3684% | 0 | 0% | 100% | 0 | 0% | 100% | 0 | 0% | 100% | 0 | 0% | 100% | 0 |  |  | 0 |  |  | 0 |  |  | 0
BOGUE 11027100 | 3.9094e-05 | 0 | 0.011074 | 0 | 0.011074 | 0.0053584 | 0.0090407 | 0.0038807 | 0% | 99% | 0 | 0% | 99% | 0 | 0% | 99% | 0 | 0% | 99% | 0 | 0% | 64.15% | 0 | 0% | 50.25% | 0 | 0% | 50.25% | 0 | 0% | 50.25% | 0 | 0 | 0% | 2.466% | 0 | 0% | 2.466% | 0 | 0% | 2.466% | 0 | 0% | 0.2649% | 0 | 0% | 0.2649% | 0 | 0% | 0.2649% | 0 | 0% | 0.7524% | 0 | 0% | 0.7524% | 0 | 0% | 0.7524% | 0 | 0% | 0.7649% | 0 | 0% | 0.7649% | 0 | 0% | 0.7649% | 0 | 0% | 5.613% | 0 | 0% | 5.613% | 0 | 0% | 5.613% | 0 | 0% | 1.231% | 0 | 0% | 1.231% | 0 | 0% | 1.231% | 0 |  |  |  | 0% | 11.8% | 0 | 0% | 11.8% | 0 | 0% | 11.8% | 0 | 0% | 0.3677% | 0 | 0% | 0.3677% | 0 | 0% | 0.3677% | 0 | 0% | 100% | 0 | 0% | 100% | 0 | 0% | 100% | 0 | 0% | 100% | 0 |  |  | 0 |  |  | 0 |  |  | 0
SALINAS 110232832 | 3.9052e-05 | 0 | 0.01807 | 0 | 0.01807 | 0.0034882 | 0.018097 | 0.0082447 | 0% | 99% | 0 | 0% | 99% | 0 | 0% | 99% | 0 | 0% | 99% | 0 | 0% | 65% | 0 | 0% | 52.12% | 0 | 0% | 52.12% | 0 | 0% | 52.12% | 0 | 0 | 0% | 2.923% | 0 | 0% | 2.923% | 0 | 0% | 2.923% | 0 | 0% | 0.3283% | 0 | 0% | 0.3283% | 0 | 0% | 0.3283% | 0 | 0% | 0.9236% | 0 | 0% | 0.9236% | 0 | 0% | 0.9236% | 0 | 0% | 0.9555% | 0 | 0% | 0.9555% | 0 | 100% | 0.9555% | 0.00017267 | 0% | 6.945% | 0 | 0% | 6.945% | 0 | 0% | 6.945% | 0 | 0% | 0.477% | 0 | 0% | 0.477% | 0 | 0% | 0.477% | 0 |  |  |  | 0% | 11.8% | 0 | 0% | 11.8% | 0 | 0% | 11.8% | 0 | 0% | 0.3634% | 0 | 0% | 0.3634% | 0 | 0% | 0.3634% | 0 | 0% | 100% | 0 | 0% | 100% | 0 | 0% | 100% | 0 | 0% | 100% | 0 |  |  | 0 |  |  | 0 |  |  | 0
SAUSALITO 1102758798 | 3.9042e-05 | 0.015194 | 0.00039851 | 0 | 0.00039851 | 0.00022337 | 0.00034062 | 9.3851e-05 | 0% | 99% | 0 | 0% | 99% | 0 | 0% | 99% | 0 | 0% | 99% | 0 | 0% | 64.07% | 0 | 0% | 49.96% | 0 | 0% | 49.96% | 0 | 0% | 49.96% | 0 | 0 | 0% | 3.322% | 0 | 0% | 3.322% | 0 | 0% | 3.322% | 0 | 0% | 0.3556% | 0 | 0% | 0.3556% | 0 | 0% | 0.3556% | 0 | 0% | 0.7916% | 0 | 0% | 0.7916% | 0 | 100% | 0.7916% | 3.1545e-06 | 0% | 0.8298% | 0 | 100% | 0.8298% | 3.3069e-06 | 0% | 0.8298% | 0 | 0% | 5.934% | 0 | 0% | 5.934% | 0 | 0% | 5.934% | 0 | 0% | 1.833% | 0 | 0% | 1.833% | 0 | 0% | 1.833% | 0 |  |  |  | 0% | 11.8% | 0 | 10.09% | 11.8% | 4.7453e-06 | 0% | 11.8% | 0 | 0% | 0.3732% | 0 | 0% | 0.3732% | 0 | 0% | 0.3732% | 0 | 0% | 100% | 0 | 0% | 100% | 0 | 0% | 100% | 0 | 0% | 100% | 0 |  |  | 0 |  |  | 0 |  |  | 0
BONITA 110238524 | 3.9036e-05 | 0 | 0.0011954 | 0 | 0.0011954 | 0.00018594 | 0.0010847 | 0.00070259 | 0% | 99% | 0 | 0% | 99% | 0 | 0% | 99% | 0 | 0% | 99% | 0 | 0% | 64.35% | 0 | 0% | 49.86% | 0 | 0% | 49.86% | 0 | 0% | 49.86% | 0 | 0 | 0% | 3.163% | 0 | 0% | 3.163% | 0 | 0% | 3.163% | 0 | 0% | 0.3499% | 0 | 0% | 0.3499% | 0 | 0% | 0.3499% | 0 | 0% | 0.83% | 0 | 0% | 0.83% | 0 | 0% | 0.83% | 0 | 100% | 0.8834% | 1.056e-05 | 0% | 0.8834% | 0 | 0% | 0.8834% | 0 | 0% | 6.288% | 0 | 0% | 6.288% | 0 | 0% | 6.288% | 0 | 0% | 0.4715% | 0 | 0% | 0.4715% | 0 | 0% | 0.4715% | 0 |  |  |  | 0% | 11.8% | 0 | 0% | 11.8% | 0 | 0% | 11.8% | 0 | 0% | 0.3728% | 0 | 0% | 0.3728% | 0 | 0% | 0.3728% | 0 | 0% | 100% | 0 | 0% | 100% | 0 | 0% | 100% | 0 | 0% | 100% | 0 |  |  | 0 |  |  | 0 |  |  | 0
VIRGINIA 0401BR312 | 3.895e-05 | 0 | 0.0049366 | 0 | 0.0049366 | 0.00071686 | 0.0055192 | 0.0019131 | 0% | 99% | 0 | 0% | 99% | 0 | 0% | 99% | 0 | 0% | 99% | 0 | 0% | 63.09% | 0 | 0% | 51.46% | 0 | 0% | 51.46% | 0 | 0% | 51.46% | 0 | 0 | 0% | 3.395% | 0 | 0% | 3.395% | 0 | 0% | 3.395% | 0 | 0% | 0.363% | 0 | 0% | 0.363% | 0 | 0% | 0.363% | 0 | 0% | 1.031% | 0 | 0% | 1.031% | 0 | 0% | 1.031% | 0 | 0% | 1.026% | 0 | 0% | 1.026% | 0 | 0% | 1.026% | 0 | 0% | 7.632% | 0 | 0% | 7.632% | 0 | 0% | 7.632% | 0 | 0% | 0.3326% | 0 | 0% | 0.3326% | 0 | 0% | 0.3326% | 0 |  |  |  | 0% | 11.8% | 0 | 0% | 11.8% | 0 | 0% | 11.8% | 0 | 0% | 0.3514% | 0 | 0% | 0.3514% | 0 | 0% | 0.3514% | 0 | 0% | 100% | 0 | 0% | 100% | 0 | 0% | 100% | 0 | 0% | 100% | 0 |  |  | 0 |  |  | 0 |  |  | 0
VALLEJO B 0413CB | 3.8946e-05 | 0 | 0.03208 | 0 | 0.03208 | 0.006141 | 0.033711 | 0.013105 | 0% | 99% | 0 | 0% | 99% | 0 | 0% | 99% | 0 | 0% | 99% | 0 | 0% | 64.11% | 0 | 0% | 51.95% | 0 | 0% | 51.95% | 0 | 0% | 51.95% | 0 | 0 | 0% | 3.44% | 0 | 0% | 3.44% | 0 | 0% | 3.44% | 0 | 0% | 0.3646% | 0 | 0% | 0.3646% | 0 | 0% | 0.3646% | 0 | 0% | 0.9705% | 0 | 0% | 0.9705% | 0 | 0% | 0.9705% | 0 | 0.9465% | 0.9749% | 2.9603e-06 | 0% | 0.9749% | 0 | 0% | 0.9749% | 0 | 0% | 7.195% | 0 | 0% | 7.195% | 0 | 0% | 7.195% | 0 | 0% | 0.4833% | 0 | 0% | 0.4833% | 0 | 0% | 0.4833% | 0 |  |  |  | 0% | 11.8% | 0 | 0% | 11.8% | 0 | 0% | 11.8% | 0 | 0% | 0.3568% | 0 | 0% | 0.3568% | 0 | 0% | 0.3568% | 0 | 0% | 100% | 0 | 0% | 100% | 0 | 0% | 100% | 0 | 0% | 100% | 0 |  |  | 0 |  |  | 0 |  |  | 0
EMBARCADERO (Z) 1120273892 | 3.893e-05 | 0 | 0.0015895 | 0 | 0.0015895 | 0.00018199 | 0.0018456 | 0.00059626 | 0% | 99% | 0 | 0% | 99% | 0 | 0% | 99% | 0 | 0% | 99% | 0 | 0% | 63.12% | 0 | 0% | 50.22% | 0 | 0% | 50.22% | 0 | 0% | 50.22% | 0 | 0 | 0% | 4.311% | 0 | 0% | 4.311% | 0 | 0% | 4.311% | 0 | 0% | 0.4655% | 0 | 0% | 0.4655% | 0 | 0% | 0.4655% | 0 | 0% | 1.074% | 0 | 0% | 1.074% | 0 | 0% | 1.074% | 0 | 100% | 1.128% | 1.7927e-05 | 0% | 1.128% | 0 | 0% | 1.128% | 0 | 0% | 8.072% | 0 | 0% | 8.072% | 0 | 0% | 8.072% | 0 | 0% | 0.3732% | 0 | 0% | 0.3732% | 0 | 0% | 0.3732% | 0 |  |  |  | 0% | 11.8% | 0 | 0% | 11.8% | 0 | 0% | 11.8% | 0 | 0% | 0.3637% | 0 | 0% | 0.3637% | 0 | 0% | 0.3637% | 0 | 0% | 100% | 0 | 0% | 100% | 0 | 0% | 100% | 0 | 0% | 100% | 0 |  |  | 0 |  |  | 0 |  |  | 0
EL CERRITO G 1108BR254 | 3.8923e-05 | 0 | 9.9325e-05 | 0 | 9.9325e-05 | 1.9642e-05 | 0.00010787 | 3.645e-05 | 0% | 99% | 0 | 0% | 99% | 0 | 0% | 99% | 0 | 0% | 99% | 0 | 0% | 60.02% | 0 | 0% | 49.73% | 0 | 0% | 49.73% | 0 | 0% | 49.73% | 0 | 0 | 0% | 3.138% | 0 | 0% | 3.138% | 0 | 0% | 3.138% | 0 | 0% | 0.3073% | 0 | 0% | 0.3073% | 0 | 0% | 0.3073% | 0 | 0% | 1.008% | 0 | 0% | 1.008% | 0 | 0% | 1.008% | 0 | 0% | 0.9193% | 0 | 0% | 0.9193% | 0 | 44.64% | 0.9193% | 4.0766e-07 | 0% | 7.247% | 0 | 0% | 7.247% | 0 | 0% | 7.247% | 0 | 0% | 0.4719% | 0 | 0% | 0.4719% | 0 | 0% | 0.4719% | 0 |  |  |  | 0% | 11.8% | 0 | 0% | 11.8% | 0 | 0% | 11.8% | 0 | 0% | 0.3364% | 0 | 0% | 0.3364% | 0 | 0% | 0.3364% | 0 | 0% | 100% | 0 | 0% | 100% | 0 | 0% | 100% | 0 | 0% | 100% | 0 |  |  | 0 |  |  | 0 |  |  | 0
EDES 1105CB | 3.8889e-05 | 0 | 0.019054 | 0 | 0.019054 | 0.0019055 | 0.01791 | 0.011638 | 0% | 99% | 0 | 0% | 99% | 0 | 0% | 99% | 0 | 0% | 99% | 0 | 0% | 66.52% | 0 | 0% | 53.91% | 0 | 0% | 53.91% | 0 | 0% | 53.91% | 0 | 0 | 0% | 3.033% | 0 | 0% | 3.033% | 0 | 0% | 3.033% | 0 | 0% | 0.332% | 0 | 0% | 0.332% | 0 | 0% | 0.332% | 0 | 0% | 0.8669% | 0 | 0% | 0.8669% | 0 | 0% | 0.8669% | 0 | 0% | 0.8961% | 0 | 0% | 0.8961% | 0 | 0% | 0.8961% | 0 | 0% | 6.501% | 0 | 0% | 6.501% | 0 | 0% | 6.501% | 0 | 0% | 0.2928% | 0 | 0% | 0.2928% | 0 | 0% | 0.2928% | 0 |  |  |  | 0% | 11.8% | 0 | 0% | 11.8% | 0 | 0% | 11.8% | 0 | 0% | 0.3658% | 0 | 0% | 0.3658% | 0 | 0% | 0.3658% | 0 | 0% | 100% | 0 | 0% | 100% | 0 | 0% | 100% | 0 | 0% | 100% | 0 |  |  | 0 |  |  | 0 |  |  | 0
EL PATIO 1112XR222 | 3.8871e-05 | 0 | 0.03313 | 0 | 0.03313 | 0.013446 | 0.029478 | 0.011765 | 0% | 99% | 0 | 0% | 99% | 0 | 0% | 99% | 0 | 0% | 99% | 0 | 0% | 63.86% | 0 | 0% | 50.51% | 0 | 0% | 50.51% | 0 | 0% | 50.51% | 0 | 0 | 0% | 2.638% | 0 | 0% | 2.638% | 0 | 0% | 2.638% | 0 | 0% | 0.2851% | 0 | 0% | 0.2851% | 0 | 0% | 0.2851% | 0 | 0% | 0.8198% | 0 | 0% | 0.8198% | 0 | 0% | 0.8198% | 0 | 0% | 0.8216% | 0 | 18.89% | 0.8216% | 5.1431e-05 | 81.11% | 0.8216% | 0.00022078 | 0% | 6.088% | 0 | 0% | 6.088% | 0 | 0% | 6.088% | 0 | 0% | 0.926% | 0 | 0% | 0.926% | 0 | 0% | 0.926% | 0 |  |  |  | 0% | 11.8% | 0 | 0% | 11.8% | 0 | 0% | 11.8% | 0 | 0% | 0.3622% | 0 | 0% | 0.3622% | 0 | 0% | 0.3622% | 0 | 0% | 100% | 0 | 0% | 100% | 0 | 0% | 100% | 0 | 0% | 100% | 0 |  |  | 0 |  |  | 0 |  |  | 0
SARATOGA 1114XR420 | 3.8861e-05 | 0 | 0.0091232 | 0 | 0.0091232 | 0.0037353 | 0.0081523 | 0.0031726 | 0% | 99% | 0 | 0% | 99% | 0 | 0% | 99% | 0 | 0% | 99% | 0 | 0% | 63.32% | 0 | 0% | 50.3% | 0 | 0% | 50.3% | 0 | 0% | 50.3% | 0 | 0 | 0% | 2.637% | 0 | 0% | 2.637% | 0 | 0% | 2.637% | 0 | 0% | 0.2812% | 0 | 0% | 0.2812% | 0 | 0% | 0.2812% | 0 | 0% | 0.823% | 0 | 0% | 0.823% | 0 | 0% | 0.823% | 0 | 0% | 0.808% | 0 | 0% | 0.808% | 0 | 100% | 0.808% | 7.3714e-05 | 0% | 6.065% | 0 | 0% | 6.065% | 0 | 0% | 6.065% | 0 | 0% | 0.9082% | 0 | 0% | 0.9082% | 0 | 0% | 0.9082% | 0 |  |  |  | 0% | 11.8% | 0 | 0% | 11.8% | 0 | 0% | 11.8% | 0 | 0% | 0.3584% | 0 | 0% | 0.3584% | 0 | 0% | 0.3584% | 0 | 0% | 100% | 0 | 0% | 100% | 0 | 0% | 100% | 0 | 0% | 100% | 0 |  |  | 0 |  |  | 0 |  |  | 0
OAKLAND L 1101CB | 3.8859e-05 | 0 | 0.019171 | 0 | 0.019171 | 0.0017348 | 0.021844 | 0.0080684 | 0% | 99% | 0 | 0% | 99% | 0 | 0% | 99% | 0 | 0% | 99% | 0 | 0% | 62.77% | 0 | 0% | 50.12% | 0 | 0% | 50.12% | 0 | 0% | 50.12% | 0 | 0 | 0% | 3.344% | 0 | 0% | 3.344% | 0 | 0% | 3.344% | 0 | 0% | 0.3716% | 0 | 0% | 0.3716% | 0 | 0% | 0.3716% | 0 | 0% | 1.053% | 0 | 0% | 1.053% | 0 | 0% | 1.053% | 0 | 93% | 1.094% | 0.00019497 | 0% | 1.094% | 0 | 0% | 1.094% | 0 | 0% | 7.935% | 0 | 0% | 7.935% | 0 | 0% | 7.935% | 0 | 0% | 0.3437% | 0 | 0% | 0.3437% | 0 | 0% | 0.3437% | 0 |  |  |  | 0% | 11.8% | 0 | 0% | 11.8% | 0 | 0% | 11.8% | 0 | 0% | 0.3604% | 0 | 0% | 0.3604% | 0 | 0% | 0.3604% | 0 | 0% | 100% | 0 | 0% | 100% | 0 | 0% | 100% | 0 | 0% | 100% | 0 |  |  | 0 |  |  | 0 |  |  | 0
RICHMOND R 1130BR188 | 3.8845e-05 | 0 | 0.003932 | 0 | 0.003932 | 0.00050779 | 0.003994 | 0.0019889 | 0% | 99% | 0 | 0% | 99% | 0 | 0% | 99% | 0 | 0% | 99% | 0 | 0% | 64.92% | 0 | 0% | 52.69% | 0 | 0% | 52.69% | 0 | 0% | 52.69% | 0 | 0 | 0% | 3.292% | 0 | 0% | 3.292% | 0 | 0% | 3.292% | 0 | 0% | 0.3563% | 0 | 0% | 0.3563% | 0 | 0% | 0.3563% | 0 | 0% | 0.9338% | 0 | 0% | 0.9338% | 0 | 0% | 0.9338% | 0 | 0% | 0.9443% | 0 | 0% | 0.9443% | 0 | 0% | 0.9443% | 0 | 0% | 6.941% | 0 | 0% | 6.941% | 0 | 0% | 6.941% | 0 | 0% | 0.2925% | 0 | 0% | 0.2925% | 0 | 0% | 0.2925% | 0 |  |  |  | 0% | 11.8% | 0 | 0% | 11.8% | 0 | 0% | 11.8% | 0 | 0% | 0.3584% | 0 | 0% | 0.3584% | 0 | 0% | 0.3584% | 0 | 0% | 100% | 0 | 0% | 100% | 0 | 0% | 100% | 0 | 0% | 100% | 0 |  |  | 0 |  |  | 0 |  |  | 0
NORTH TOWER 1104626 | 3.8823e-05 | 0 | 0.023281 | 0 | 0.023281 | 0.0042908 | 0.02366 | 0.010481 | 0% | 99% | 0 | 0% | 99% | 0 | 0% | 99% | 0 | 0% | 99% | 0 | 0% | 64.87% | 0 | 0% | 52.28% | 0 | 0% | 52.28% | 0 | 0% | 52.28% | 0 | 0 | 0% | 3.513% | 0 | 0% | 3.513% | 0 | 0% | 3.513% | 0 | 0% | 0.3749% | 0 | 0% | 0.3749% | 0 | 0% | 0.3749% | 0 | 0% | 0.9397% | 0 | 0% | 0.9397% | 0 | 0% | 0.9397% | 0 | 18.97% | 0.9588% | 4.2345e-05 | 0% | 0.9588% | 0 | 0% | 0.9588% | 0 | 0% | 6.997% | 0 | 0% | 6.997% | 0 | 0% | 6.997% | 0 | 0% | 0.4738% | 0 | 0% | 0.4738% | 0 | 0% | 0.4738% | 0 |  |  |  | 0% | 11.8% | 0 | 0% | 11.8% | 0 | 0% | 11.8% | 0 | 0% | 0.3615% | 0 | 0% | 0.3615% | 0 | 0% | 0.3615% | 0 | 0% | 100% | 0 | 0% | 100% | 0 | 0% | 100% | 0 | 0% | 100% | 0 |  |  | 0 |  |  | 0 |  |  | 0
RICHMOND R 1124BR302 | 3.8818e-05 | 0 | 0.011689 | 0 | 0.011689 | 0.0020732 | 0.01177 | 0.0054523 | 0% | 99% | 0 | 0% | 99% | 0 | 0% | 99% | 0 | 0% | 99% | 0 | 0% | 64.06% | 0 | 0% | 51.6% | 0 | 0% | 51.6% | 0 | 0% | 51.6% | 0 | 0 | 0% | 3.292% | 0 | 0% | 3.292% | 0 | 0% | 3.292% | 0 | 0% | 0.3553% | 0 | 0% | 0.3553% | 0 | 0% | 0.3553% | 0 | 0% | 0.925% | 0 | 0% | 0.925% | 0 | 0% | 0.925% | 0 | 0% | 0.9341% | 0 | 0% | 0.9341% | 0 | 0% | 0.9341% | 0 | 0% | 6.871% | 0 | 0% | 6.871% | 0 | 0% | 6.871% | 0 | 0% | 0.3911% | 0 | 0% | 0.3911% | 0 | 0% | 0.3911% | 0 |  |  |  | 0% | 11.8% | 0 | 0% | 11.8% | 0 | 0% | 11.8% | 0 | 0% | 0.3586% | 0 | 0% | 0.3586% | 0 | 0% | 0.3586% | 0 | 0% | 100% | 0 | 0% | 100% | 0 | 0% | 100% | 0 | 0% | 100% | 0 |  |  | 0 |  |  | 0 |  |  | 0
OAKLAND X 1107CB | 3.8816e-05 | 0 | 0.0080561 | 0 | 0.0080561 | 0.0020109 | 0.0078483 | 0.0034395 | 0% | 99% | 0 | 0% | 99% | 0 | 0% | 99% | 0 | 0% | 99% | 0 | 0% | 63.68% | 0 | 0% | 51.72% | 0 | 0% | 51.72% | 0 | 0% | 51.72% | 0 | 0 | 0% | 3.011% | 0 | 0% | 3.011% | 0 | 0% | 3.011% | 0 | 0% | 0.3151% | 0 | 0% | 0.3151% | 0 | 0% | 0.3151% | 0 | 0% | 0.9012% | 0 | 0% | 0.9012% | 0 | 0% | 0.9012% | 0 | 94.15% | 0.8825% | 6.6933e-05 | 1.463% | 0.8825% | 1.0402e-06 | 4.388% | 0.8825% | 3.1194e-06 | 0% | 6.63% | 0 | 0% | 6.63% | 0 | 0% | 6.63% | 0 | 0% | 0.6406% | 0 | 0% | 0.6406% | 0 | 0% | 0.6406% | 0 |  |  |  | 0% | 11.8% | 0 | 0% | 11.8% | 0 | 0% | 11.8% | 0 | 0% | 0.355% | 0 | 0% | 0.355% | 0 | 0% | 0.355% | 0 | 0% | 100% | 0 | 0% | 100% | 0 | 0% | 100% | 0 | 0% | 100% | 0 |  |  | 0 |  |  | 0 |  |  | 0
POTRERO PP (A) 11123405 | 3.8813e-05 | 0 | 0.0046551 | 0 | 0.0046551 | 0.00012773 | 0.0064058 | 0.0011509 | 0% | 99% | 0 | 0% | 99% | 0 | 0% | 99% | 0 | 0% | 99% | 0 | 0% | 58.94% | 0 | 0% | 46.42% | 0 | 0% | 46.42% | 0 | 0% | 46.42% | 0 | 0 | 0% | 3.851% | 0 | 0% | 3.851% | 0 | 0% | 3.851% | 0 | 0% | 0.4202% | 0 | 0% | 0.4202% | 0 | 0% | 0.4202% | 0 | 0% | 1.284% | 0 | 0% | 1.284% | 0 | 0% | 1.284% | 0 | 99.86% | 1.336% | 6.2115e-05 | 0% | 1.336% | 0 | 0% | 1.336% | 0 | 0% | 9.722% | 0 | 0% | 9.722% | 0 | 0% | 9.722% | 0 | 0% | 0.1762% | 0 | 0% | 0.1762% | 0 | 0% | 0.1762% | 0 |  |  |  | 0% | 11.8% | 0 | 0% | 11.8% | 0 | 0% | 11.8% | 0 | 0% | 0.3561% | 0 | 0% | 0.3561% | 0 | 0% | 0.3561% | 0 | 0% | 100% | 0 | 0% | 100% | 0 | 0% | 100% | 0 | 0% | 100% | 0 |  |  | 0 |  |  | 0 |  |  | 0
EAST GRAND 1103382750 | 3.881e-05 | 0 | 0.0023769 | 0 | 0.0023769 | 0.00045721 | 0.0026102 | 0.00085625 | 0% | 99% | 0 | 0% | 99% | 0 | 0% | 99% | 0 | 0% | 99% | 0 | 0% | 64.97% | 0 | 0% | 51.23% | 0 | 0% | 51.23% | 0 | 0% | 51.23% | 0 | 0 | 0% | 4.078% | 0 | 0% | 4.078% | 0 | 0% | 4.078% | 0 | 0% | 0.4524% | 0 | 0% | 0.4524% | 0 | 0% | 0.4524% | 0 | 0% | 0.9959% | 0 | 0% | 0.9959% | 0 | 0% | 0.9959% | 0 | 0% | 1.048% | 0 | 0% | 1.048% | 0 | 100% | 1.048% | 2.491e-05 | 0% | 7.481% | 0 | 0% | 7.481% | 0 | 0% | 7.481% | 0 | 0% | 0.6021% | 0 | 0% | 0.6021% | 0 | 0% | 0.6021% | 0 |  |  |  | 0% | 11.8% | 0 | 0% | 11.8% | 0 | 0% | 11.8% | 0 | 0% | 0.3631% | 0 | 0% | 0.3631% | 0 | 0% | 0.3631% | 0 | 0% | 100% | 0 | 0% | 100% | 0 | 0% | 100% | 0 | 0% | 100% | 0 |  |  | 0 |  |  | 0 |  |  | 0
RICHMOND R 1118BR132 | 3.8796e-05 | 0 | 0.00792 | 0 | 0.00792 | 0.00063469 | 0.0096053 | 0.0028341 | 0% | 99% | 0 | 0% | 99% | 0 | 0% | 99% | 0 | 0% | 99% | 0 | 0% | 63.25% | 0 | 0% | 50.41% | 0 | 0% | 50.41% | 0 | 0% | 50.41% | 0 | 0 | 0% | 4.248% | 0 | 0% | 4.248% | 0 | 0% | 4.248% | 0 | 0% | 0.4669% | 0 | 0% | 0.4669% | 0 | 0% | 0.4669% | 0 | 0% | 1.107% | 0 | 0% | 1.107% | 0 | 0% | 1.107% | 0 | 0% | 1.147% | 0 | 0% | 1.147% | 0 | 0% | 1.147% | 0 | 0% | 8.285% | 0 | 0% | 8.285% | 0 | 0% | 8.285% | 0 | 0% | 0.2571% | 0 | 0% | 0.2571% | 0 | 0% | 0.2571% | 0 |  |  |  | 0% | 11.8% | 0 | 0% | 11.8% | 0 | 0% | 11.8% | 0 | 0% | 0.3561% | 0 | 0% | 0.3561% | 0 | 0% | 0.3561% | 0 | 0% | 100% | 0 | 0% | 100% | 0 | 0% | 100% | 0 | 0% | 100% | 0 |  |  | 0 |  |  | 0 |  |  | 0
MOUNTAIN VIEW 110251642 | 3.8761e-05 | 0 | 0.030729 | 0 | 0.030729 | 0.013257 | 0.027305 | 0.010165 | 0% | 99% | 0 | 0% | 99% | 0 | 0% | 99% | 0 | 0% | 99% | 0 | 0% | 63.4% | 0 | 0% | 50.12% | 0 | 0% | 50.12% | 0 | 0% | 50.12% | 0 | 0 | 0% | 2.624% | 0 | 0% | 2.624% | 0 | 0% | 2.624% | 0 | 0% | 0.2822% | 0 | 0% | 0.2822% | 0 | 0% | 0.2822% | 0 | 0% | 0.8191% | 0 | 0% | 0.8191% | 0 | 0% | 0.8191% | 0 | 0% | 0.8159% | 0 | 0% | 0.8159% | 0 | 100% | 0.8159% | 0.00025073 | 0% | 6.071% | 0 | 0% | 6.071% | 0 | 0% | 6.071% | 0 | 0% | 1.023% | 0 | 0% | 1.023% | 0 | 0% | 1.023% | 0 |  |  |  | 0% | 11.8% | 0 | 0% | 11.8% | 0 | 0% | 11.8% | 0 | 0% | 0.3613% | 0 | 0% | 0.3613% | 0 | 0% | 0.3613% | 0 | 0% | 100% | 0 | 0% | 100% | 0 | 0% | 100% | 0 | 0% | 100% | 0 |  |  | 0 |  |  | 0 |  |  | 0
RICHMOND R 1128BR324 | 3.8727e-05 | 0 | 0.01937 | 0 | 0.01937 | 0.0019999 | 0.019518 | 0.010457 | 0% | 99% | 0 | 0% | 99% | 0 | 0% | 99% | 0 | 0% | 99% | 0 | 0% | 65.92% | 0 | 0% | 53.08% | 0 | 0% | 53.08% | 0 | 0% | 53.08% | 0 | 0 | 0% | 3.45% | 0 | 0% | 3.45% | 0 | 0% | 3.45% | 0 | 0% | 0.3794% | 0 | 0% | 0.3794% | 0 | 0% | 0.3794% | 0 | 0% | 0.9233% | 0 | 0% | 0.9233% | 0 | 0% | 0.9233% | 0 | 0% | 0.9614% | 0 | 0% | 0.9614% | 0 | 0% | 0.9614% | 0 | 0% | 6.928% | 0 | 0% | 6.928% | 0 | 0% | 6.928% | 0 | 0% | 0.254% | 0 | 0% | 0.254% | 0 | 0% | 0.254% | 0 |  |  |  | 0% | 11.8% | 0 | 0% | 11.8% | 0 | 0% | 11.8% | 0 | 0% | 0.3643% | 0 | 0% | 0.3643% | 0 | 0% | 0.3643% | 0 | 0% | 100% | 0 | 0% | 100% | 0 | 0% | 100% | 0 | 0% | 100% | 0 |  |  | 0 |  |  | 0 |  |  | 0
CARQUINEZ 1103CB | 3.869e-05 | 0 | 0.018035 | 0 | 0.018035 | 0.0035777 | 0.018632 | 0.0075608 | 0% | 99% | 0 | 0% | 99% | 0 | 0% | 99% | 0 | 0% | 99% | 0 | 0% | 64.25% | 0 | 0% | 51.8% | 0 | 0% | 51.8% | 0 | 0% | 51.8% | 0 | 0 | 0% | 3.455% | 0 | 0% | 3.455% | 0 | 0% | 3.455% | 0 | 0% | 0.371% | 0 | 0% | 0.371% | 0 | 0% | 0.371% | 0 | 0% | 0.9518% | 0 | 0% | 0.9518% | 0 | 0% | 0.9518% | 0 | 0% | 0.9626% | 0 | 0% | 0.9626% | 0 | 0% | 0.9626% | 0 | 0% | 7.069% | 0 | 0% | 7.069% | 0 | 0% | 7.069% | 0 | 0% | 0.5278% | 0 | 0% | 0.5278% | 0 | 0% | 0.5278% | 0 |  |  |  | 0% | 11.8% | 0 | 0% | 11.8% | 0 | 0% | 11.8% | 0 | 0% | 0.3584% | 0 | 0% | 0.3584% | 0 | 0% | 0.3584% | 0 | 0% | 100% | 0 | 0% | 100% | 0 | 0% | 100% | 0 | 0% | 100% | 0 |  |  | 0 |  |  | 0 |  |  | 0
OAKLAND X 1102CR120 | 3.8661e-05 | 0 | 0.0095367 | 0 | 0.0095367 | 0.0020769 | 0.0092719 | 0.004394 | 0% | 99% | 0 | 0% | 99% | 0 | 0% | 99% | 0 | 0% | 99% | 0 | 0% | 64.64% | 0 | 0% | 52.36% | 0 | 0% | 52.36% | 0 | 0% | 52.36% | 0 | 0 | 0% | 3.053% | 0 | 0% | 3.053% | 0 | 0% | 3.053% | 0 | 0% | 0.3262% | 0 | 0% | 0.3262% | 0 | 0% | 0.3262% | 0 | 0% | 0.9002% | 0 | 0% | 0.9002% | 0 | 0% | 0.9002% | 0 | 42.56% | 0.9038% | 3.6683e-05 | 57.44% | 0.9038% | 4.9511e-05 | 0% | 0.9038% | 0 | 0% | 6.682% | 0 | 0% | 6.682% | 0 | 0% | 6.682% | 0 | 0% | 0.5507% | 0 | 0% | 0.5507% | 0 | 0% | 0.5507% | 0 |  |  |  | 0% | 11.8% | 0 | 0% | 11.8% | 0 | 0% | 11.8% | 0 | 0% | 0.3597% | 0 | 0% | 0.3597% | 0 | 0% | 0.3597% | 0 | 0% | 100% | 0 | 0% | 100% | 0 | 0% | 100% | 0 | 0% | 100% | 0 |  |  | 0 |  |  | 0 |  |  | 0
OAKLAND D 1112CR166 | 3.8654e-05 | 0 | 0.011376 | 0 | 0.011376 | 0.0024004 | 0.011186 | 0.0051926 | 0% | 99% | 0 | 0% | 99% | 0 | 0% | 99% | 0 | 0% | 99% | 0 | 0% | 64.33% | 0 | 0% | 51.84% | 0 | 0% | 51.84% | 0 | 0% | 51.84% | 0 | 0 | 0% | 3.19% | 0 | 0% | 3.19% | 0 | 0% | 3.19% | 0 | 0% | 0.3402% | 0 | 0% | 0.3402% | 0 | 0% | 0.3402% | 0 | 0% | 0.9107% | 0 | 0% | 0.9107% | 0 | 0% | 0.9107% | 0 | 1.685% | 0.9213% | 1.7662e-06 | 95.71% | 0.9213% | 0.00010032 | 0% | 0.9213% | 0 | 0% | 6.774% | 0 | 0% | 6.774% | 0 | 0% | 6.774% | 0 | 0% | 0.5359% | 0 | 0% | 0.5359% | 0 | 0% | 0.5359% | 0 |  |  |  | 0% | 11.8% | 0 | 0% | 11.8% | 0 | 0% | 11.8% | 0 | 0% | 0.361% | 0 | 0% | 0.361% | 0 | 0% | 0.361% | 0 | 0% | 100% | 0 | 0% | 100% | 0 | 0% | 100% | 0 | 0% | 100% | 0 |  |  | 0 |  |  | 0 |  |  | 0
NAPA 11025057 | 3.8642e-05 | 0 | 0.014397 | 0 | 0.014397 | 0.0077162 | 0.011766 | 0.0042836 | 0% | 99% | 0 | 0% | 99% | 0 | 0% | 99% | 0 | 0% | 99% | 0 | 0% | 64.15% | 0 | 0% | 50.36% | 0 | 0% | 50.36% | 0 | 0% | 50.36% | 0 | 0 | 0% | 2.621% | 0 | 0% | 2.621% | 0 | 0% | 2.621% | 0 | 0% | 0.2831% | 0 | 0% | 0.2831% | 0 | 0% | 0.2831% | 0 | 0% | 0.7564% | 0 | 0% | 0.7564% | 0 | 0% | 0.7564% | 0 | 100% | 0.7703% | 0.0001109 | 0% | 0.7703% | 0 | 0% | 0.7703% | 0 | 0% | 5.639% | 0 | 0% | 5.639% | 0 | 0% | 5.639% | 0 | 0% | 1.492% | 0 | 0% | 1.492% | 0 | 0% | 1.492% | 0 |  |  |  | 0% | 11.8% | 0 | 0% | 11.8% | 0 | 0% | 11.8% | 0 | 0% | 0.3684% | 0 | 0% | 0.3684% | 0 | 0% | 0.3684% | 0 | 0% | 100% | 0 | 0% | 100% | 0 | 0% | 100% | 0 | 0% | 100% | 0 |  |  | 0 |  |  | 0 |  |  | 0
BRITTON 1110LV32 | 3.8588e-05 | 0 | 0.012998 | 0 | 0.012998 | 0.0058049 | 0.011188 | 0.0044635 | 0% | 99% | 0 | 0% | 99% | 0 | 0% | 99% | 0 | 0% | 99% | 0 | 0% | 64.16% | 0 | 0% | 50.67% | 0 | 0% | 50.67% | 0 | 0% | 50.67% | 0 | 0 | 0% | 2.574% | 0 | 0% | 2.574% | 0 | 0% | 2.574% | 0 | 0% | 0.2761% | 0 | 0% | 0.2761% | 0 | 0% | 0.2761% | 0 | 0% | 0.7959% | 0 | 0% | 0.7959% | 0 | 0% | 0.7959% | 0 | 0% | 0.8006% | 0 | 0% | 0.8006% | 0 | 0% | 0.8006% | 0 | 0% | 5.917% | 0 | 0% | 5.917% | 0 | 0% | 5.917% | 0 | 0% | 1.004% | 0 | 0% | 1.004% | 0 | 0% | 1.004% | 0 |  |  |  | 0% | 11.8% | 0 | 0% | 11.8% | 0 | 0% | 11.8% | 0 | 0% | 0.3645% | 0 | 0% | 0.3645% | 0 | 0% | 0.3645% | 0 | 0% | 100% | 0 | 0% | 100% | 0 | 0% | 100% | 0 | 0% | 100% | 0 |  |  | 0 |  |  | 0 |  |  | 0
MISSION (X) 110812135 | 3.8579e-05 | 0 | 0.0042332 | 0 | 0.0042332 | 0.0010093 | 0.0049102 | 0.0010685 | 0% | 99% | 0 | 0% | 99% | 0 | 0% | 99% | 0 | 0% | 99% | 0 | 0% | 63.36% | 0 | 0% | 50.23% | 0 | 0% | 50.23% | 0 | 0% | 50.23% | 0 | 0 | 0% | 4.046% | 0 | 0% | 4.046% | 0 | 0% | 4.046% | 0 | 0% | 0.4392% | 0 | 0% | 0.4392% | 0 | 0% | 0.4392% | 0 | 0% | 1.079% | 0 | 0% | 1.079% | 0 | 0% | 1.079% | 0 | 0% | 1.132% | 0 | 0% | 1.132% | 0 | 0% | 1.132% | 0 | 0% | 8.126% | 0 | 0% | 8.126% | 0 | 0% | 8.126% | 0 | 0% | 0.7211% | 0 | 0% | 0.7211% | 0 | 0% | 0.7211% | 0 |  |  |  | 0% | 11.8% | 0 | 0% | 11.8% | 0 | 0% | 11.8% | 0 | 0% | 0.364% | 0 | 0% | 0.364% | 0 | 0% | 0.364% | 0 | 0% | 100% | 0 | 0% | 100% | 0 | 0% | 100% | 0 | 0% | 100% | 0 |  |  | 0 |  |  | 0 |  |  | 0
BARRETT 0401CB | 3.8566e-05 | 0 | 0.032032 | 0 | 0.032032 | 0.0051528 | 0.035014 | 0.012711 | 0% | 99% | 0 | 0% | 99% | 0 | 0% | 99% | 0 | 0% | 99% | 0 | 0% | 62.48% | 0 | 0% | 51.05% | 0 | 0% | 51.05% | 0 | 0% | 51.05% | 0 | 0 | 0% | 3.301% | 0 | 0% | 3.301% | 0 | 0% | 3.301% | 0 | 0% | 0.3474% | 0 | 0% | 0.3474% | 0 | 0% | 0.3474% | 0 | 0% | 1.008% | 0 | 0% | 1.008% | 0 | 0% | 1.008% | 0 | 0% | 0.984% | 0 | 0% | 0.984% | 0 | 0% | 0.984% | 0 | 0% | 7.414% | 0 | 0% | 7.414% | 0 | 0% | 7.414% | 0 | 0% | 0.3442% | 0 | 0% | 0.3442% | 0 | 0% | 0.3442% | 0 |  |  |  | 0% | 11.8% | 0 | 0% | 11.8% | 0 | 0% | 11.8% | 0 | 0% | 0.3484% | 0 | 0% | 0.3484% | 0 | 0% | 0.3484% | 0 | 0% | 100% | 0 | 0% | 100% | 0 | 0% | 100% | 0 | 0% | 100% | 0 |  |  | 0 |  |  | 0 |  |  | 0
SF H 110614703 | 3.8565e-05 | 0 | 0.010923 | 0 | 0.010923 | 0.0013077 | 0.012599 | 0.0041257 | 0% | 99% | 0 | 0% | 99% | 0 | 0% | 99% | 0 | 0% | 99% | 0 | 0% | 63.35% | 0 | 0% | 51.11% | 0 | 0% | 51.11% | 0 | 0% | 51.11% | 0 | 0 | 0% | 3.893% | 0 | 0% | 3.893% | 0 | 0% | 3.893% | 0 | 0% | 0.4184% | 0 | 0% | 0.4184% | 0 | 0% | 0.4184% | 0 | 0% | 1.064% | 0 | 0% | 1.064% | 0 | 0% | 1.064% | 0 | 10.85% | 1.083% | 1.2837e-05 | 89.15% | 1.083% | 0.00010543 | 0% | 1.083% | 0 | 0% | 7.926% | 0 | 0% | 7.926% | 0 | 0% | 7.926% | 0 | 0% | 0.3701% | 0 | 0% | 0.3701% | 0 | 0% | 0.3701% | 0 |  |  |  | 0% | 11.8% | 0 | 0% | 11.8% | 0 | 0% | 11.8% | 0 | 0% | 0.3557% | 0 | 0% | 0.3557% | 0 | 0% | 0.3557% | 0 | 0% | 100% | 0 | 0% | 100% | 0 | 0% | 100% | 0 | 0% | 100% | 0 |  |  | 0 |  |  | 0 |  |  | 0
WEBER 110170700 | 3.8546e-05 | 0 | 0.0041312 | 0 | 0.0041312 | 0.00045474 | 0.0042808 | 0.0020841 | 0% | 99% | 0 | 0% | 99% | 0 | 0% | 99% | 0 | 0% | 99% | 0 | 0% | 62.71% | 0 | 0% | 48.71% | 0 | 0% | 48.71% | 0 | 0% | 48.71% | 0 | 0 | 0% | 2.97% | 0 | 0% | 2.97% | 0 | 0% | 2.97% | 0 | 0% | 0.3525% | 0 | 0% | 0.3525% | 0 | 0% | 0.3525% | 0 | 0% | 0.9138% | 0 | 0% | 0.9138% | 0 | 0% | 0.9138% | 0 | 75.03% | 0.9539% | 2.9566e-05 | 24.97% | 0.9539% | 9.8407e-06 | 0% | 0.9539% | 0 | 0% | 6.889% | 0 | 0% | 6.889% | 0 | 0% | 6.889% | 0 | 0% | 0.2817% | 0 | 0% | 0.2817% | 0 | 0% | 0.2817% | 0 |  |  |  | 0% | 11.8% | 0 | 0% | 11.8% | 0 | 0% | 11.8% | 0 | 0% | 0.3585% | 0 | 0% | 0.3585% | 0 | 0% | 0.3585% | 0 | 0% | 100% | 0 | 0% | 100% | 0 | 0% | 100% | 0 | 0% | 100% | 0 |  |  | 0 |  |  | 0 |  |  | 0
ALMADEN 1111XR120 | 3.8545e-05 | 0 | 0.007672 | 0 | 0.007672 | 0.002201 | 0.0061925 | 0.0042712 | 0% | 99% | 0 | 0% | 99% | 0 | 0% | 99% | 0 | 0% | 99% | 0 | 0% | 66.59% | 0 | 0% | 52.42% | 0 | 0% | 52.42% | 0 | 0% | 52.42% | 0 | 0 | 0% | 3.054% | 0 | 0% | 3.054% | 0 | 0% | 3.054% | 0 | 0% | 0.3339% | 0 | 0% | 0.3339% | 0 | 0% | 0.3339% | 0 | 0% | 0.7371% | 0 | 0% | 0.7371% | 0 | 0% | 0.7371% | 0 | 0% | 0.776% | 0 | 65.61% | 0.776% | 3.9057e-05 | 34.39% | 0.776% | 2.0475e-05 | 0% | 5.537% | 0 | 0% | 5.537% | 0 | 0% | 5.537% | 0 | 0% | 0.644% | 0 | 0% | 0.644% | 0 | 0% | 0.644% | 0 |  |  |  | 0% | 11.8% | 0 | 0% | 11.8% | 0 | 0% | 11.8% | 0 | 0% | 0.3732% | 0 | 0% | 0.3732% | 0 | 0% | 0.3732% | 0 | 0% | 100% | 0 | 0% | 100% | 0 | 0% | 100% | 0 | 0% | 100% | 0 |  |  | 0 |  |  | 0 |  |  | 0
MT EDEN 1101MR113 | 3.8528e-05 | 0 | 0.011208 | 0 | 0.011208 | 0.0028909 | 0.010457 | 0.0051541 | 0% | 99% | 0 | 0% | 99% | 0 | 0% | 99% | 0 | 0% | 99% | 0 | 0% | 66.11% | 0 | 0% | 52.14% | 0 | 0% | 52.14% | 0 | 0% | 52.14% | 0 | 0 | 0% | 3.266% | 0 | 0% | 3.266% | 0 | 0% | 3.266% | 0 | 0% | 0.3641% | 0 | 0% | 0.3641% | 0 | 0% | 0.3641% | 0 | 0% | 0.8594% | 0 | 0% | 0.8594% | 0 | 0% | 0.8594% | 0 | 0% | 0.9211% | 0 | 58.96% | 0.9211% | 6.0873e-05 | 41.04% | 0.9211% | 4.2367e-05 | 0% | 6.518% | 0 | 0% | 6.518% | 0 | 0% | 6.518% | 0 | 0% | 0.5381% | 0 | 0% | 0.5381% | 0 | 0% | 0.5381% | 0 |  |  |  | 0% | 11.8% | 0 | 0% | 11.8% | 0 | 0% | 11.8% | 0 | 0% | 0.3732% | 0 | 0% | 0.3732% | 0 | 0% | 0.3732% | 0 | 0% | 100% | 0 | 0% | 100% | 0 | 0% | 100% | 0 | 0% | 100% | 0 |  |  | 0 |  |  | 0 |  |  | 0
CHOWCHILLA 110510650 | 3.8525e-05 | 0 | 0.025167 | 0 | 0.025167 | 0.0043647 | 0.026071 | 0.011109 | 0% | 99% | 0 | 0% | 99% | 0 | 0% | 99% | 0 | 0% | 99% | 0 | 0% | 63.16% | 0 | 0% | 49.99% | 0 | 0% | 49.99% | 0 | 0% | 49.99% | 0 | 0 | 0% | 2.937% | 0 | 0% | 2.937% | 0 | 0% | 2.937% | 0 | 0% | 0.3335% | 0 | 0% | 0.3335% | 0 | 0% | 0.3335% | 0 | 0% | 0.9458% | 0 | 0% | 0.9458% | 0 | 0% | 0.9458% | 0 | 0% | 0.975% | 0 | 0.7469% | 0.975% | 1.8326e-06 | 0% | 0.975% | 0 | 0% | 7.103% | 0 | 0% | 7.103% | 0 | 0% | 7.103% | 0 | 0% | 0.523% | 0 | 0% | 0.523% | 0 | 0% | 0.523% | 0 |  |  |  | 0% | 11.8% | 0 | 0% | 11.8% | 0 | 0% | 11.8% | 0 | 0% | 0.3601% | 0 | 0% | 0.3601% | 0 | 0% | 0.3601% | 0 | 0% | 100% | 0 | 0% | 100% | 0 | 0% | 100% | 0 | 0% | 100% | 0 |  |  | 0 |  |  | 0 |  |  | 0
BERKELEY T 0403566022 | 3.8493e-05 | 0 | 0.00098228 | 0 | 0.00098228 | 0.0002576 | 0.0010074 | 0.00035652 | 0% | 99% | 0 | 0% | 99% | 0 | 0% | 99% | 0 | 0% | 99% | 0 | 0% | 64.44% | 0 | 0% | 51.86% | 0 | 0% | 51.86% | 0 | 0% | 51.86% | 0 | 0 | 0% | 3.105% | 0 | 0% | 3.105% | 0 | 0% | 3.105% | 0 | 0% | 0.3308% | 0 | 0% | 0.3308% | 0 | 0% | 0.3308% | 0 | 0% | 0.9482% | 0 | 0% | 0.9482% | 0 | 0% | 0.9482% | 0 | 0% | 0.9663% | 0 | 100% | 0.9663% | 9.4918e-06 | 0% | 0.9663% | 0 | 0% | 7.082% | 0 | 0% | 7.082% | 0 | 0% | 7.082% | 0 | 0% | 0.6201% | 0 | 0% | 0.6201% | 0 | 0% | 0.6201% | 0 |  |  |  | 0% | 11.8% | 0 | 0% | 11.8% | 0 | 0% | 11.8% | 0 | 0% | 0.3608% | 0 | 0% | 0.3608% | 0 | 0% | 0.3608% | 0 | 0% | 100% | 0 | 0% | 100% | 0 | 0% | 100% | 0 | 0% | 100% | 0 |  |  | 0 |  |  | 0 |  |  | 0
BRITTON 1114CB | 3.8486e-05 | 0 | 0.024683 | 0 | 0.024683 | 0.0077579 | 0.022857 | 0.010132 | 0% | 99% | 0 | 0% | 99% | 0 | 0% | 99% | 0 | 0% | 99% | 0 | 0% | 64.61% | 0 | 0% | 50.98% | 0 | 0% | 50.98% | 0 | 0% | 50.98% | 0 | 0 | 0% | 2.924% | 0 | 0% | 2.924% | 0 | 0% | 2.924% | 0 | 0% | 0.3235% | 0 | 0% | 0.3235% | 0 | 0% | 0.3235% | 0 | 0% | 0.8509% | 0 | 0% | 0.8509% | 0 | 0% | 0.8509% | 0 | 0% | 0.8786% | 0 | 0% | 0.8786% | 0 | 5.709% | 0.8786% | 1.238e-05 | 0% | 6.38% | 0 | 0% | 6.38% | 0 | 0% | 6.38% | 0 | 0% | 0.7208% | 0 | 0% | 0.7208% | 0 | 0% | 0.7208% | 0 |  |  |  | 0% | 11.8% | 0 | 0% | 11.8% | 0 | 0% | 11.8% | 0 | 0% | 0.366% | 0 | 0% | 0.366% | 0 | 0% | 0.366% | 0 | 0% | 100% | 0 | 0% | 100% | 0 | 0% | 100% | 0 | 0% | 100% | 0 |  |  | 0 |  |  | 0 |  |  | 0
SAN JOSE B 1110CB | 3.8464e-05 | 0 | 0.066711 | 0 | 0.066711 | 0.026398 | 0.058126 | 0.025599 | 0% | 99% | 0 | 0% | 99% | 0 | 0% | 99% | 0 | 0% | 99% | 0 | 0% | 65.16% | 0 | 0% | 51.08% | 0 | 0% | 51.08% | 0 | 0% | 51.08% | 0 | 0 | 0% | 2.657% | 0 | 0% | 2.657% | 0 | 0% | 2.657% | 0 | 0% | 0.3004% | 0 | 0% | 0.3004% | 0 | 0% | 0.3004% | 0 | 0% | 0.7953% | 0 | 0% | 0.7953% | 0 | 0% | 0.7953% | 0 | 0% | 0.8285% | 0 | 0.7332% | 0.8285% | 4.0525e-06 | 90.63% | 0.8285% | 0.00050092 | 0% | 5.984% | 0 | 0% | 5.984% | 0 | 0% | 5.984% | 0 | 0% | 0.9295% | 0 | 0% | 0.9295% | 0 | 0% | 0.9295% | 0 |  |  |  | 0% | 11.8% | 0 | 0% | 11.8% | 0 | 0% | 11.8% | 0 | 0% | 0.3683% | 0 | 0% | 0.3683% | 0 | 0% | 0.3683% | 0 | 0% | 100% | 0 | 0% | 100% | 0 | 0% | 100% | 0 | 0% | 100% | 0 |  |  | 0 |  |  | 0 |  |  | 0
EL PATIO 1117CB | 3.8463e-05 | 0 | 0.030654 | 0 | 0.030654 | 0.014364 | 0.025071 | 0.011167 | 0% | 99% | 0 | 0% | 99% | 0 | 0% | 99% | 0 | 0% | 99% | 0 | 0% | 65.11% | 0 | 0% | 50.86% | 0 | 0% | 50.86% | 0 | 0% | 50.86% | 0 | 0 | 0% | 2.496% | 0 | 0% | 2.496% | 0 | 0% | 2.496% | 0 | 0% | 0.2787% | 0 | 0% | 0.2787% | 0 | 0% | 0.2787% | 0 | 0% | 0.7506% | 0 | 0% | 0.7506% | 0 | 0% | 0.7506% | 0 | 100% | 0.7788% | 0.00023874 | 0% | 0.7788% | 0 | 0% | 0.7788% | 0 | 0% | 5.641% | 0 | 0% | 5.641% | 0 | 0% | 5.641% | 0 | 0% | 1.092% | 0 | 0% | 1.092% | 0 | 0% | 1.092% | 0 |  |  |  | 0% | 11.8% | 0 | 0% | 11.8% | 0 | 0% | 11.8% | 0 | 0% | 0.3703% | 0 | 0% | 0.3703% | 0 | 0% | 0.3703% | 0 | 0% | 100% | 0 | 0% | 100% | 0 | 0% | 100% | 0 | 0% | 100% | 0 |  |  | 0 |  |  | 0 |  |  | 0
EL CAPITAN 211010960 | 3.8419e-05 | 0 | 0.021372 | 0 | 0.021372 | 0.0050629 | 0.019329 | 0.010889 | 0% | 99% | 0 | 0% | 99% | 0 | 0% | 99% | 0 | 0% | 99% | 0 | 0% | 63.64% | 0 | 0% | 49.74% | 0 | 0% | 49.74% | 0 | 0% | 49.74% | 0 | 0 | 0% | 2.491% | 0 | 0% | 2.491% | 0 | 0% | 2.491% | 0 | 0% | 0.2864% | 0 | 0% | 0.2864% | 0 | 0% | 0.2864% | 0 | 0% | 0.8178% | 0 | 0% | 0.8178% | 0 | 0% | 0.8178% | 0 | 13.72% | 0.8433% | 2.4734e-05 | 0% | 0.8433% | 0 | 86.28% | 0.8433% | 0.0001555 | 0% | 6.147% | 0 | 0% | 6.147% | 0 | 0% | 6.147% | 0 | 0% | 0.658% | 0 | 0% | 0.658% | 0 | 0% | 0.658% | 0 |  |  |  | 0% | 11.8% | 0 | 0% | 11.8% | 0 | 0% | 11.8% | 0 | 0% | 0.364% | 0 | 0% | 0.364% | 0 | 0% | 0.364% | 0 | 0% | 100% | 0 | 0% | 100% | 0 | 0% | 100% | 0 | 0% | 100% | 0 |  |  | 0 |  |  | 0 |  |  | 0
OAKLAND X 1102CR122 | 3.8398e-05 | 0 | 0.0090145 | 0 | 0.0090145 | 0.0016305 | 0.0088679 | 0.0043824 | 0% | 99% | 0 | 0% | 99% | 0 | 0% | 99% | 0 | 0% | 99% | 0 | 0% | 64.44% | 0 | 0% | 52.39% | 0 | 0% | 52.39% | 0 | 0% | 52.39% | 0 | 0 | 0% | 3.115% | 0 | 0% | 3.115% | 0 | 0% | 3.115% | 0 | 0% | 0.3295% | 0 | 0% | 0.3295% | 0 | 0% | 0.3295% | 0 | 0% | 0.9107% | 0 | 0% | 0.9107% | 0 | 0% | 0.9107% | 0 | 68.57% | 0.9075% | 5.6096e-05 | 31.43% | 0.9075% | 2.5707e-05 | 0% | 0.9075% | 0 | 0% | 6.739% | 0 | 0% | 6.739% | 0 | 0% | 6.739% | 0 | 0% | 0.4608% | 0 | 0% | 0.4608% | 0 | 0% | 0.4608% | 0 |  |  |  | 0% | 11.8% | 0 | 0% | 11.8% | 0 | 0% | 11.8% | 0 | 0% | 0.3578% | 0 | 0% | 0.3578% | 0 | 0% | 0.3578% | 0 | 0% | 100% | 0 | 0% | 100% | 0 | 0% | 100% | 0 | 0% | 100% | 0 |  |  | 0 |  |  | 0 |  |  | 0
STOCKDALE 11094704 | 3.8376e-05 | 0 | 0.0030684 | 0 | 0.0030684 | 0.00057175 | 0.0025056 | 0.0019879 | 0% | 99% | 0 | 0% | 99% | 0 | 0% | 99% | 0 | 0% | 99% | 0 | 0% | 65.67% | 0 | 0% | 51.51% | 0 | 0% | 51.51% | 0 | 0% | 51.51% | 0 | 0 | 0% | 2.852% | 0 | 0% | 2.852% | 0 | 0% | 2.852% | 0 | 0% | 0.3229% | 0 | 0% | 0.3229% | 0 | 0% | 0.3229% | 0 | 0% | 0.7436% | 0 | 0% | 0.7436% | 0 | 0% | 0.7436% | 0 | 0% | 0.7959% | 0 | 0% | 0.7959% | 0 | 100% | 0.7959% | 2.442e-05 | 0% | 5.636% | 0 | 0% | 5.636% | 0 | 0% | 5.636% | 0 | 0% | 0.3503% | 0 | 0% | 0.3503% | 0 | 0% | 0.3503% | 0 |  |  |  | 0% | 11.8% | 0 | 0% | 11.8% | 0 | 0% | 11.8% | 0 | 0% | 0.3746% | 0 | 0% | 0.3746% | 0 | 0% | 0.3746% | 0 | 0% | 100% | 0 | 0% | 100% | 0 | 0% | 100% | 0 | 0% | 100% | 0 |  |  | 0 |  |  | 0 |  |  | 0
OAKLAND D 1130455660 | 3.8359e-05 | 0 | 0.0018924 | 0 | 0.0018924 | 0.00015622 | 0.0021397 | 0.00082809 | 0% | 99% | 0 | 0% | 99% | 0 | 0% | 99% | 0 | 0% | 99% | 0 | 0% | 64.39% | 0 | 0% | 52.09% | 0 | 0% | 52.09% | 0 | 0% | 52.09% | 0 | 0 | 0% | 3.557% | 0 | 0% | 3.557% | 0 | 0% | 3.557% | 0 | 0% | 0.3862% | 0 | 0% | 0.3862% | 0 | 0% | 0.3862% | 0 | 0% | 1.047% | 0 | 0% | 1.047% | 0 | 0% | 1.047% | 0 | 0% | 1.085% | 0 | 100% | 1.085% | 2.0541e-05 | 0% | 1.085% | 0 | 0% | 7.865% | 0 | 0% | 7.865% | 0 | 0% | 7.865% | 0 | 0% | 0.2209% | 0 | 0% | 0.2209% | 0 | 0% | 0.2209% | 0 |  |  |  | 0% | 11.8% | 0 | 0% | 11.8% | 0 | 0% | 11.8% | 0 | 0% | 0.3607% | 0 | 0% | 0.3607% | 0 | 0% | 0.3607% | 0 | 0% | 100% | 0 | 0% | 100% | 0 | 0% | 100% | 0 | 0% | 100% | 0 |  |  | 0 |  |  | 0 |  |  | 0
ANDERSON 110299392 | 3.8277e-05 | 0 | 0.0027349 | 0.59546 | 0.5982 | 0.00042226 | 0.0025655 | 0.001527 | 0% | 99% | 0 | 0% | 99% | 0 | 0% | 99% | 0 | 0% | 99% | 0 | 0% | 63.05% | 0 | 0% | 48.86% | 0 | 0% | 48.86% | 0 | 0% | 48.86% | 0 | 0.59546 | 0% | 2.69% | 0 | 0% | 2.69% | 0 | 0% | 2.69% | 0 | 0% | 0.3123% | 0 | 0% | 0.3123% | 0 | 0% | 0.3123% | 0 | 0% | 0.8405% | 0 | 0% | 0.8405% | 0 | 0% | 0.8405% | 0 | 0% | 0.8753% | 0 | 0% | 0.8753% | 0 | 0% | 0.8753% | 0 | 0% | 6.334% | 0 | 0% | 6.334% | 0 | 0% | 6.334% | 0 | 0% | 0.4007% | 0 | 0% | 0.4007% | 0 | 0% | 0.4007% | 0 |  |  |  | 0% | 11.8% | 0 | 0% | 11.8% | 0 | 0% | 11.8% | 0 | 0% | 0.3638% | 0 | 0% | 0.3638% | 0 | 0% | 0.3638% | 0 | 0% | 100% | 0 | 0% | 100% | 0 | 0% | 100% | 0 | 0% | 100% | 0 |  |  | 0 |  |  | 0 |  |  | 0
SARATOGA 1109LC42 | 3.827e-05 | 0 | 0.025619 | 0 | 0.025619 | 0.012681 | 0.021158 | 0.0084515 | 0% | 99% | 0 | 0% | 99% | 0 | 0% | 99% | 0 | 0% | 99% | 0 | 0% | 64.04% | 0 | 0% | 50.26% | 0 | 0% | 50.26% | 0 | 0% | 50.26% | 0 | 0 | 0% | 2.362% | 0 | 0% | 2.362% | 0 | 0% | 2.362% | 0 | 0% | 0.2597% | 0 | 0% | 0.2597% | 0 | 0% | 0.2597% | 0 | 0% | 0.7576% | 0 | 0% | 0.7576% | 0 | 0% | 0.7576% | 0 | 100% | 0.7601% | 0.00019473 | 0% | 0.7601% | 0 | 0% | 0.7601% | 0 | 0% | 5.631% | 0 | 0% | 5.631% | 0 | 0% | 5.631% | 0 | 0% | 1.125% | 0 | 0% | 1.125% | 0 | 0% | 1.125% | 0 |  |  |  | 0% | 11.8% | 0 | 0% | 11.8% | 0 | 0% | 11.8% | 0 | 0% | 0.3643% | 0 | 0% | 0.3643% | 0 | 0% | 0.3643% | 0 | 0% | 100% | 0 | 0% | 100% | 0 | 0% | 100% | 0 | 0% | 100% | 0 |  |  | 0 |  |  | 0 |  |  | 0
JARVIS 11039057 | 3.8268e-05 | 0 | 0.00052082 | 0 | 0.00052082 | 0.00012325 | 0.00044077 | 0.00029572 | 0% | 99% | 0 | 0% | 99% | 0 | 0% | 99% | 0 | 0% | 99% | 0 | 0% | 66.25% | 0 | 0% | 51.83% | 0 | 0% | 51.83% | 0 | 0% | 51.83% | 0 | 0 | 0% | 3.191% | 0 | 0% | 3.191% | 0 | 0% | 3.191% | 0 | 0% | 0.3576% | 0 | 0% | 0.3576% | 0 | 0% | 0.3576% | 0 | 0% | 0.7713% | 0 | 0% | 0.7713% | 0 | 0% | 0.7713% | 0 | 0% | 0.8318% | 0 | 0% | 0.8318% | 0 | 0% | 0.8318% | 0 | 0% | 5.852% | 0 | 0% | 5.852% | 0 | 0% | 5.852% | 0 | 0% | 0.6554% | 0 | 0% | 0.6554% | 0 | 0% | 0.6554% | 0 |  |  |  | 0% | 11.8% | 0 | 0% | 11.8% | 0 | 0% | 11.8% | 0 | 0% | 0.3759% | 0 | 0% | 0.3759% | 0 | 0% | 0.3759% | 0 | 0% | 100% | 0 | 0% | 100% | 0 | 0% | 100% | 0 | 0% | 100% | 0 |  |  | 0 |  |  | 0 |  |  | 0
SF G 0405CB | 3.8168e-05 | 0 | 0.0065257 | 0 | 0.0065257 | 0.00090418 | 0.0083617 | 0.0015066 | 0% | 99% | 0 | 0% | 99% | 0 | 0% | 99% | 0 | 0% | 99% | 0 | 0% | 61.7% | 0 | 0% | 49.45% | 0 | 0% | 49.45% | 0 | 0% | 49.45% | 0 | 0 | 0% | 4.367% | 0 | 0% | 4.367% | 0 | 0% | 4.367% | 0 | 0% | 0.4661% | 0 | 0% | 0.4661% | 0 | 0% | 0.4661% | 0 | 0% | 1.193% | 0 | 0% | 1.193% | 0 | 0% | 1.193% | 0 | 0.4783% | 1.229% | 3.836e-07 | 0% | 1.229% | 0 | 0% | 1.229% | 0 | 0% | 8.932% | 0 | 0% | 8.932% | 0 | 0% | 8.932% | 0 | 0% | 0.4782% | 0 | 0% | 0.4782% | 0 | 0% | 0.4782% | 0 |  |  |  | 0% | 11.8% | 0 | 0% | 11.8% | 0 | 0% | 11.8% | 0 | 0% | 0.3561% | 0 | 0% | 0.3561% | 0 | 0% | 0.3561% | 0 | 0% | 100% | 0 | 0% | 100% | 0 | 0% | 100% | 0 | 0% | 100% | 0 |  |  | 0 |  |  | 0 |  |  | 0
TARAVAL 0401CB | 3.8132e-05 | 0 | 0.010392 | 0 | 0.010392 | 0.00091029 | 0.014368 | 0.0018763 | 0% | 99% | 0 | 0% | 99% | 0 | 0% | 99% | 0 | 0% | 99% | 0 | 0% | 61.27% | 0 | 0% | 48.88% | 0 | 0% | 48.88% | 0 | 0% | 48.88% | 0 | 0 | 0% | 4.599% | 0 | 0% | 4.599% | 0 | 0% | 4.599% | 0 | 0% | 0.5014% | 0 | 0% | 0.5014% | 0 | 0% | 0.5014% | 0 | 0% | 1.288% | 0 | 0% | 1.288% | 0 | 0% | 1.288% | 0 | 0% | 1.342% | 0 | 0% | 1.342% | 0 | 100% | 1.342% | 0.0001395 | 0% | 9.694% | 0 | 0% | 9.694% | 0 | 0% | 9.694% | 0 | 0% | 0.3606% | 0 | 0% | 0.3606% | 0 | 0% | 0.3606% | 0 |  |  |  | 0% | 11.8% | 0 | 0% | 11.8% | 0 | 0% | 11.8% | 0 | 0% | 0.3557% | 0 | 0% | 0.3557% | 0 | 0% | 0.3557% | 0 | 0% | 100% | 0 | 0% | 100% | 0 | 0% | 100% | 0 | 0% | 100% | 0 |  |  | 0 |  |  | 0 |  |  | 0
POINT PINOLE 1102P152 | 3.8124e-05 | 0 | 0.0029186 | 0 | 0.0029186 | 0.00095459 | 0.0025658 | 0.0012975 | 0% | 99% | 0 | 0% | 99% | 0 | 0% | 99% | 0 | 0% | 99% | 0 | 0% | 65.61% | 0 | 0% | 51.4% | 0 | 0% | 51.4% | 0 | 0% | 51.4% | 0 | 0 | 0% | 3.198% | 0 | 0% | 3.198% | 0 | 0% | 3.198% | 0 | 0% | 0.3535% | 0 | 0% | 0.3535% | 0 | 0% | 0.3535% | 0 | 0% | 0.8033% | 0 | 0% | 0.8033% | 0 | 0% | 0.8033% | 0 | 0% | 0.8492% | 0 | 0% | 0.8492% | 0 | 0% | 0.8492% | 0 | 0% | 6.051% | 0 | 0% | 6.051% | 0 | 0% | 6.051% | 0 | 0% | 0.6763% | 0 | 0% | 0.6763% | 0 | 0% | 0.6763% | 0 |  |  |  | 0% | 11.8% | 0 | 0% | 11.8% | 0 | 0% | 11.8% | 0 | 0% | 0.3715% | 0 | 0% | 0.3715% | 0 | 0% | 0.3715% | 0 | 0% | 100% | 0 | 0% | 100% | 0 | 0% | 100% | 0 | 0% | 100% | 0 |  |  | 0 |  |  | 0 |  |  | 0
MISSION (X) 1116265740 | 3.8124e-05 | 0 | 0.0038589 | 0 | 0.0038589 | 0.00034132 | 0.0049056 | 0.0011233 | 0% | 99% | 0 | 0% | 99% | 0 | 0% | 99% | 0 | 0% | 99% | 0 | 0% | 62.16% | 0 | 0% | 49.47% | 0 | 0% | 49.47% | 0 | 0% | 49.47% | 0 | 0 | 0% | 4.462% | 0 | 0% | 4.462% | 0 | 0% | 4.462% | 0 | 0% | 0.4801% | 0 | 0% | 0.4801% | 0 | 0% | 0.4801% | 0 | 0% | 1.183% | 0 | 0% | 1.183% | 0 | 0% | 1.183% | 0 | 18.09% | 1.236% | 8.6326e-06 | 0% | 1.236% | 0 | 0% | 1.236% | 0 | 0% | 8.898% | 0 | 0% | 8.898% | 0 | 0% | 8.898% | 0 | 0% | 0.3513% | 0 | 0% | 0.3513% | 0 | 0% | 0.3513% | 0 |  |  |  | 0% | 11.8% | 0 | 0% | 11.8% | 0 | 0% | 11.8% | 0 | 0% | 0.3604% | 0 | 0% | 0.3604% | 0 | 0% | 0.3604% | 0 | 0% | 100% | 0 | 0% | 100% | 0 | 0% | 100% | 0 | 0% | 100% | 0 |  |  | 0 |  |  | 0 |  |  | 0
STUART 0403CB | 3.8117e-05 | 0 | 0.015076 | 0 | 0.015076 | 0.0044084 | 0.015209 | 0.0052705 | 0% | 99% | 0 | 0% | 99% | 0 | 0% | 99% | 0 | 0% | 99% | 0 | 0% | 62.72% | 0 | 0% | 50.88% | 0 | 0% | 50.88% | 0 | 0% | 50.88% | 0 | 0 | 0% | 2.956% | 0 | 0% | 2.956% | 0 | 0% | 2.956% | 0 | 0% | 0.31% | 0 | 0% | 0.31% | 0 | 0% | 0.31% | 0 | 0% | 0.9313% | 0 | 0% | 0.9313% | 0 | 0% | 0.9313% | 0 | 0% | 0.9076% | 0 | 99.27% | 0.9076% | 0.00013583 | 0% | 0.9076% | 0 | 0% | 6.85% | 0 | 0% | 6.85% | 0 | 0% | 6.85% | 0 | 0% | 0.7403% | 0 | 0% | 0.7403% | 0 | 0% | 0.7403% | 0 |  |  |  | 0% | 11.8% | 0 | 0% | 11.8% | 0 | 0% | 11.8% | 0 | 0% | 0.3522% | 0 | 0% | 0.3522% | 0 | 0% | 0.3522% | 0 | 0% | 100% | 0 | 0% | 100% | 0 | 0% | 100% | 0 | 0% | 100% | 0 |  |  | 0 |  |  | 0 |  |  | 0
SWIFT 2111XR314 | 3.8097e-05 | 0 | 0.016851 | 0 | 0.016851 | 0.0041081 | 0.01503 | 0.0086792 | 0% | 99% | 0 | 0% | 99% | 0 | 0% | 99% | 0 | 0% | 99% | 0 | 0% | 65.84% | 0 | 0% | 51.67% | 0 | 0% | 51.67% | 0 | 0% | 51.67% | 0 | 0 | 0% | 2.986% | 0 | 0% | 2.986% | 0 | 0% | 2.986% | 0 | 0% | 0.337% | 0 | 0% | 0.337% | 0 | 0% | 0.337% | 0 | 0% | 0.8097% | 0 | 0% | 0.8097% | 0 | 0% | 0.8097% | 0 | 0% | 0.8531% | 0 | 100% | 0.8531% | 0.00014375 | 0% | 0.8531% | 0 | 0% | 6.104% | 0 | 0% | 6.104% | 0 | 0% | 6.104% | 0 | 0% | 0.5364% | 0 | 0% | 0.5364% | 0 | 0% | 0.5364% | 0 |  |  |  | 0% | 11.8% | 0 | 0% | 11.8% | 0 | 0% | 11.8% | 0 | 0% | 0.3691% | 0 | 0% | 0.3691% | 0 | 0% | 0.3691% | 0 | 0% | 100% | 0 | 0% | 100% | 0 | 0% | 100% | 0 | 0% | 100% | 0 |  |  | 0 |  |  | 0 |  |  | 0
SAN LEANDRO U 1110MR360 | 3.8095e-05 | 0 | 0.0036292 | 0 | 0.0036292 | 0.00045951 | 0.0037405 | 0.0017909 | 0% | 99% | 0 | 0% | 99% | 0 | 0% | 99% | 0 | 0% | 99% | 0 | 0% | 63.12% | 0 | 0% | 51.59% | 0 | 0% | 51.59% | 0 | 0% | 51.59% | 0 | 0 | 0% | 3.036% | 0 | 0% | 3.036% | 0 | 0% | 3.036% | 0 | 0% | 0.3182% | 0 | 0% | 0.3182% | 0 | 0% | 0.3182% | 0 | 0% | 0.9524% | 0 | 0% | 0.9524% | 0 | 0% | 0.9524% | 0 | 0% | 0.9292% | 0 | 100% | 0.9292% | 3.3722e-05 | 0% | 0.9292% | 0 | 0% | 7.008% | 0 | 0% | 7.008% | 0 | 0% | 7.008% | 0 | 0% | 0.3205% | 0 | 0% | 0.3205% | 0 | 0% | 0.3205% | 0 |  |  |  | 0% | 11.8% | 0 | 0% | 11.8% | 0 | 0% | 11.8% | 0 | 0% | 0.3514% | 0 | 0% | 0.3514% | 0 | 0% | 0.3514% | 0 | 0% | 100% | 0 | 0% | 100% | 0 | 0% | 100% | 0 | 0% | 100% | 0 |  |  | 0 |  |  | 0 |  |  | 0
EDES 1111MR647 | 3.8084e-05 | 0 | 0.00019437 | 0 | 0.00019437 | 1.5841e-05 | 0.0002266 | 7.8412e-05 | 0% | 99% | 0 | 0% | 99% | 0 | 0% | 99% | 0 | 0% | 99% | 0 | 0% | 64.12% | 0 | 0% | 49.29% | 0 | 0% | 49.29% | 0 | 0% | 49.29% | 0 | 0 | 0% | 3.078% | 0 | 0% | 3.078% | 0 | 0% | 3.078% | 0 | 0% | 0.4073% | 0 | 0% | 0.4073% | 0 | 0% | 0.4073% | 0 | 0% | 0.9666% | 0 | 0% | 0.9666% | 0 | 0% | 0.9666% | 0 | 0% | 1.013% | 0 | 100% | 1.013% | 1.9681e-06 | 0% | 1.013% | 0 | 0% | 7.271% | 0 | 0% | 7.271% | 0 | 0% | 7.271% | 0 | 0% | 0.2253% | 0 | 0% | 0.2253% | 0 | 0% | 0.2253% | 0 |  |  |  | 0% | 11.8% | 0 | 0% | 11.8% | 0 | 0% | 11.8% | 0 | 0% | 0.3435% | 0 | 0% | 0.3435% | 0 | 0% | 0.3435% | 0 | 0% | 100% | 0 | 0% | 100% | 0 | 0% | 100% | 0 | 0% | 100% | 0 |  |  | 0 |  |  | 0 |  |  | 0
MOUNTAIN VIEW 110460076 | 3.8066e-05 | 0 | 0.011009 | 0 | 0.011009 | 0.004803 | 0.0093217 | 0.0040482 | 0% | 99% | 0 | 0% | 99% | 0 | 0% | 99% | 0 | 0% | 99% | 0 | 0% | 65.07% | 0 | 0% | 50.58% | 0 | 0% | 50.58% | 0 | 0% | 50.58% | 0 | 0 | 0% | 2.757% | 0 | 0% | 2.757% | 0 | 0% | 2.757% | 0 | 0% | 0.3087% | 0 | 0% | 0.3087% | 0 | 0% | 0.3087% | 0 | 0% | 0.7768% | 0 | 0% | 0.7768% | 0 | 0% | 0.7768% | 0 | 0% | 0.8161% | 0 | 0% | 0.8161% | 0 | 100% | 0.8161% | 8.9848e-05 | 0% | 5.857% | 0 | 0% | 5.857% | 0 | 0% | 5.857% | 0 | 0% | 0.976% | 0 | 0% | 0.976% | 0 | 0% | 0.976% | 0 |  |  |  | 0% | 11.8% | 0 | 0% | 11.8% | 0 | 0% | 11.8% | 0 | 0% | 0.3716% | 0 | 0% | 0.3716% | 0 | 0% | 0.3716% | 0 | 0% | 100% | 0 | 0% | 100% | 0 | 0% | 100% | 0 | 0% | 100% | 0 |  |  | 0 |  |  | 0 |  |  | 0
TARAVAL 0403CB | 3.8043e-05 | 0 | 0.021888 | 0 | 0.021888 | 0.0016425 | 0.030987 | 0.0035017 | 0% | 99% | 0 | 0% | 99% | 0 | 0% | 99% | 0 | 0% | 99% | 0 | 0% | 61.01% | 0 | 0% | 48.62% | 0 | 0% | 48.62% | 0 | 0% | 48.62% | 0 | 0 | 0% | 4.592% | 0 | 0% | 4.592% | 0 | 0% | 4.592% | 0 | 0% | 0.504% | 0 | 0% | 0.504% | 0 | 0% | 0.504% | 0 | 0% | 1.319% | 0 | 0% | 1.319% | 0 | 0% | 1.319% | 0 | 0% | 1.378% | 0 | 0% | 1.378% | 0 | 13.42% | 1.378% | 4.0456e-05 | 0% | 9.939% | 0 | 0% | 9.939% | 0 | 0% | 9.939% | 0 | 0% | 0.3422% | 0 | 0% | 0.3422% | 0 | 0% | 0.3422% | 0 |  |  |  | 0% | 11.8% | 0 | 0% | 11.8% | 0 | 0% | 11.8% | 0 | 0% | 0.3553% | 0 | 0% | 0.3553% | 0 | 0% | 0.3553% | 0 | 0% | 100% | 0 | 0% | 100% | 0 | 0% | 100% | 0 | 0% | 100% | 0 |  |  | 0 |  |  | 0 |  |  | 0
REDWOOD CITY 0402CB | 3.8037e-05 | 0 | 0.0088134 | 0 | 0.0088134 | 0.0017295 | 0.0095022 | 0.0033171 | 0% | 99% | 0 | 0% | 99% | 0 | 0% | 99% | 0 | 0% | 99% | 0 | 0% | 64.42% | 0 | 0% | 51.31% | 0 | 0% | 51.31% | 0 | 0% | 51.31% | 0 | 0 | 0% | 3.611% | 0 | 0% | 3.611% | 0 | 0% | 3.611% | 0 | 0% | 0.3962% | 0 | 0% | 0.3962% | 0 | 0% | 0.3962% | 0 | 0% | 0.9897% | 0 | 0% | 0.9897% | 0 | 0% | 0.9897% | 0 | 0% | 1.031% | 0 | 84.3% | 1.031% | 7.6582e-05 | 0% | 1.031% | 0 | 0% | 7.434% | 0 | 0% | 7.434% | 0 | 0% | 7.434% | 0 | 0% | 0.5494% | 0 | 0% | 0.5494% | 0 | 0% | 0.5494% | 0 |  |  |  | 0% | 11.8% | 0 | 0% | 11.8% | 0 | 0% | 11.8% | 0 | 0% | 0.3627% | 0 | 0% | 0.3627% | 0 | 0% | 0.3627% | 0 | 0% | 100% | 0 | 0% | 100% | 0 | 0% | 100% | 0 | 0% | 100% | 0 |  |  | 0 |  |  | 0 |  |  | 0
SAN LEANDRO U 110810570 | 3.8032e-05 | 0 | 0.0036879 | 0 | 0.0036879 | 0.00057037 | 0.0034654 | 0.0020521 | 0% | 99% | 0 | 0% | 99% | 0 | 0% | 99% | 0 | 0% | 99% | 0 | 0% | 65.43% | 0 | 0% | 53.4% | 0 | 0% | 53.4% | 0 | 0% | 53.4% | 0 | 0 | 0% | 3.073% | 0 | 0% | 3.073% | 0 | 0% | 3.073% | 0 | 0% | 0.324% | 0 | 0% | 0.324% | 0 | 0% | 0.324% | 0 | 0% | 0.872% | 0 | 0% | 0.872% | 0 | 0% | 0.872% | 0 | 0% | 0.8694% | 0 | 100% | 0.8694% | 3.2064e-05 | 0% | 0.8694% | 0 | 0% | 6.449% | 0 | 0% | 6.449% | 0 | 0% | 6.449% | 0 | 0% | 0.3968% | 0 | 0% | 0.3968% | 0 | 0% | 0.3968% | 0 |  |  |  | 0% | 11.8% | 0 | 0% | 11.8% | 0 | 0% | 11.8% | 0 | 0% | 0.36% | 0 | 0% | 0.36% | 0 | 0% | 0.36% | 0 | 0% | 100% | 0 | 0% | 100% | 0 | 0% | 100% | 0 | 0% | 100% | 0 |  |  | 0 |  |  | 0 |  |  | 0
OAKLAND X 1103980100 | 3.8029e-05 | 0 | 0.0026525 | 0 | 0.0026525 | 0.00023933 | 0.0027381 | 0.0014013 | 0% | 99% | 0 | 0% | 99% | 0 | 0% | 99% | 0 | 0% | 99% | 0 | 0% | 65.26% | 0 | 0% | 52.68% | 0 | 0% | 52.68% | 0 | 0% | 52.68% | 0 | 0 | 0% | 3.47% | 0 | 0% | 3.47% | 0 | 0% | 3.47% | 0 | 0% | 0.3763% | 0 | 0% | 0.3763% | 0 | 0% | 0.3763% | 0 | 0% | 0.9555% | 0 | 0% | 0.9555% | 0 | 0% | 0.9555% | 0 | 0% | 0.9967% | 0 | 73.5% | 0.9967% | 1.9431e-05 | 26.5% | 0.9967% | 7.0063e-06 | 0% | 7.181% | 0 | 0% | 7.181% | 0 | 0% | 7.181% | 0 | 0% | 0.3163% | 0 | 0% | 0.3163% | 0 | 0% | 0.3163% | 0 |  |  |  | 0% | 11.8% | 0 | 0% | 11.8% | 0 | 0% | 11.8% | 0 | 0% | 0.3652% | 0 | 0% | 0.3652% | 0 | 0% | 0.3652% | 0 | 0% | 100% | 0 | 0% | 100% | 0 | 0% | 100% | 0 | 0% | 100% | 0 |  |  | 0 |  |  | 0 |  |  | 0
OAKLAND C 1113CR418 | 3.7976e-05 | 0 | 0.0050392 | 0 | 0.0050392 | 0.00039031 | 0.0056962 | 0.002232 | 0% | 99% | 0 | 0% | 99% | 0 | 0% | 99% | 0 | 0% | 99% | 0 | 0% | 62.39% | 0 | 0% | 50.15% | 0 | 0% | 50.15% | 0 | 0% | 50.15% | 0 | 0 | 0% | 3.273% | 0 | 0% | 3.273% | 0 | 0% | 3.273% | 0 | 0% | 0.3544% | 0 | 0% | 0.3544% | 0 | 0% | 0.3544% | 0 | 0% | 1.047% | 0 | 0% | 1.047% | 0 | 0% | 1.047% | 0 | 16.21% | 1.068% | 8.7251e-06 | 0% | 1.068% | 0 | 0% | 1.068% | 0 | 0% | 7.841% | 0 | 0% | 7.841% | 0 | 0% | 7.841% | 0 | 0% | 0.2786% | 0 | 0% | 0.2786% | 0 | 0% | 0.2786% | 0 |  |  |  | 0% | 11.8% | 0 | 0% | 11.8% | 0 | 0% | 11.8% | 0 | 0% | 0.3573% | 0 | 0% | 0.3573% | 0 | 0% | 0.3573% | 0 | 0% | 100% | 0 | 0% | 100% | 0 | 0% | 100% | 0 | 0% | 100% | 0 |  |  | 0 |  |  | 0 |  |  | 0
IGNACIO 1105784032 | 3.7775e-05 | 0.96625 | 0.0040697 | 0 | 0.0040697 | 0.0022629 | 0.0034596 | 0.00099563 | 0% | 99% | 0 | 0% | 99% | 0 | 0% | 99% | 0 | 0% | 99% | 0 | 0% | 63.22% | 0 | 0% | 49.26% | 0 | 0% | 49.26% | 0 | 0% | 49.26% | 0 | 0 | 0% | 2.913% | 0 | 0% | 2.913% | 0 | 0% | 2.913% | 0 | 0% | 0.3148% | 0 | 0% | 0.3148% | 0 | 0% | 0.3148% | 0 | 0% | 0.779% | 0 | 0% | 0.779% | 0 | 0% | 0.779% | 0 | 0% | 0.7958% | 0 | 0% | 0.7958% | 0 | 65.37% | 0.7958% | 2.1171e-05 | 98.54% | 5.802% | 0.00023269 | 0% | 5.802% | 0 | 0% | 5.802% | 0 | 0% | 1.722% | 0 | 0% | 1.722% | 0 | 0% | 1.722% | 0 |  |  |  | 0% | 11.8% | 0 | 3.667% | 11.8% | 1.7612e-05 | 0% | 11.8% | 0 | 0% | 0.3673% | 0 | 0% | 0.3673% | 0 | 0% | 0.3673% | 0 | 0% | 100% | 0 | 0% | 100% | 0 | 0% | 100% | 0 | 0% | 100% | 0 |  |  | 0 |  |  | 0 |  |  | 0
OAKLAND J 1103CR436 | 3.797e-05 | 0 | 0.00058135 | 0 | 0.00058135 | 9.4225e-05 | 0.00061247 | 0.00025298 | 0% | 99% | 0 | 0% | 99% | 0 | 0% | 99% | 0 | 0% | 99% | 0 | 0% | 63.92% | 0 | 0% | 50.43% | 0 | 0% | 50.43% | 0 | 0% | 50.43% | 0 | 0 | 0% | 3.741% | 0 | 0% | 3.741% | 0 | 0% | 3.741% | 0 | 0% | 0.4109% | 0 | 0% | 0.4109% | 0 | 0% | 0.4109% | 0 | 0% | 0.9678% | 0 | 0% | 0.9678% | 0 | 0% | 0.9678% | 0 | 0% | 1.017% | 0 | 0% | 1.017% | 0 | 0% | 1.017% | 0 | 0% | 7.288% | 0 | 0% | 7.288% | 0 | 0% | 7.288% | 0 | 0% | 0.4544% | 0 | 0% | 0.4544% | 0 | 0% | 0.4544% | 0 |  |  |  | 0% | 11.8% | 0 | 0% | 11.8% | 0 | 0% | 11.8% | 0 | 0% | 0.3659% | 0 | 0% | 0.3659% | 0 | 0% | 0.3659% | 0 | 0% | 100% | 0 | 0% | 100% | 0 | 0% | 100% | 0 | 0% | 100% | 0 |  |  | 0 |  |  | 0 |  |  | 0
GREENBRAE 110498902 | 3.7922e-05 | 0 | 0.0034837 | 0 | 0.0034837 | 0.00076969 | 0.003816 | 0.001165 | 0% | 99% | 0 | 0% | 99% | 0 | 0% | 99% | 0 | 0% | 99% | 0 | 0% | 63.91% | 0 | 0% | 49.32% | 0 | 0% | 49.32% | 0 | 0% | 49.32% | 0 | 0 | 0% | 3.857% | 0 | 0% | 3.857% | 0 | 0% | 3.857% | 0 | 0% | 0.4396% | 0 | 0% | 0.4396% | 0 | 0% | 0.4396% | 0 | 0% | 0.9792% | 0 | 91.12% | 0.9792% | 3.1083e-05 | 0% | 0.9792% | 0 | 91.12% | 1.037% | 3.2927e-05 | 8.883% | 1.037% | 3.2102e-06 | 0% | 1.037% | 0 | 0% | 7.38% | 0 | 0% | 7.38% | 0 | 0% | 7.38% | 0 | 0% | 0.6132% | 0 | 0% | 0.6132% | 0 | 0% | 0.6132% | 0 |  |  |  | 0% | 11.8% | 0 | 0% | 11.8% | 0 | 0% | 11.8% | 0 | 0% | 0.3623% | 0 | 0% | 0.3623% | 0 | 0% | 0.3623% | 0 | 0% | 100% | 0 | 0% | 100% | 0 | 0% | 100% | 0 | 0% | 100% | 0 |  |  | 0 |  |  | 0 |  |  | 0
BELLEVUE 110423772 | 3.7921e-05 | 0 | 0.0017418 | 0 | 0.0017418 | 0.00024673 | 0.0015567 | 0.0010719 | 0% | 99% | 0 | 0% | 99% | 0 | 0% | 99% | 0 | 0% | 99% | 0 | 0% | 65.57% | 0 | 0% | 51.46% | 0 | 0% | 51.46% | 0 | 0% | 51.46% | 0 | 0 | 0% | 3.406% | 0 | 0% | 3.406% | 0 | 0% | 3.406% | 0 | 0% | 0.3737% | 0 | 0% | 0.3737% | 0 | 0% | 0.3737% | 0 | 0% | 0.8129% | 0 | 0% | 0.8129% | 0 | 0% | 0.8129% | 0 | 0% | 0.8593% | 0 | 0% | 0.8593% | 0 | 0% | 0.8593% | 0 | 0% | 6.115% | 0 | 0% | 6.115% | 0 | 0% | 6.115% | 0 | 0% | 0.3793% | 0 | 0% | 0.3793% | 0 | 0% | 0.3793% | 0 |  |  |  | 0% | 11.8% | 0 | 0% | 11.8% | 0 | 0% | 11.8% | 0 | 0% | 0.371% | 0 | 0% | 0.371% | 0 | 0% | 0.371% | 0 | 0% | 100% | 0 | 0% | 100% | 0 | 0% | 100% | 0 | 0% | 100% | 0 |  |  | 0 |  |  | 0 |  |  | 0
EL PATIO 1116123364 | 3.7911e-05 | 0 | 0.044502 | 0 | 0.044502 | 0.019341 | 0.038315 | 0.015805 | 0% | 99% | 0 | 0% | 99% | 0 | 0% | 99% | 0 | 0% | 99% | 0 | 0% | 63.92% | 0 | 0% | 50.38% | 0 | 0% | 50.38% | 0 | 0% | 50.38% | 0 | 0 | 0% | 2.466% | 0 | 0% | 2.466% | 0 | 0% | 2.466% | 0 | 0% | 0.2695% | 0 | 0% | 0.2695% | 0 | 0% | 0.2695% | 0 | 0% | 0.7906% | 0 | 0% | 0.7906% | 0 | 0% | 0.7906% | 0 | 85.34% | 0.7931% | 0.0003012 | 14.66% | 0.7931% | 5.1727e-05 | 0% | 0.7931% | 0 | 0% | 5.877% | 0 | 0% | 5.877% | 0 | 0% | 5.877% | 0 | 0% | 0.986% | 0 | 0% | 0.986% | 0 | 0% | 0.986% | 0 |  |  |  | 0% | 11.8% | 0 | 0% | 11.8% | 0 | 0% | 11.8% | 0 | 0% | 0.363% | 0 | 0% | 0.363% | 0 | 0% | 0.363% | 0 | 0% | 100% | 0 | 0% | 100% | 0 | 0% | 100% | 0 | 0% | 100% | 0 |  |  | 0 |  |  | 0 |  |  | 0
EL PATIO 1107XR528 | 3.7874e-05 | 0 | 0.022036 | 0 | 0.022036 | 0.0094848 | 0.019268 | 0.0076224 | 0% | 99% | 0 | 0% | 99% | 0 | 0% | 99% | 0 | 0% | 99% | 0 | 0% | 63.92% | 0 | 0% | 50.65% | 0 | 0% | 50.65% | 0 | 0% | 50.65% | 0 | 0 | 0% | 2.577% | 0 | 0% | 2.577% | 0 | 0% | 2.577% | 0 | 0% | 0.2762% | 0 | 0% | 0.2762% | 0 | 0% | 0.2762% | 0 | 0% | 0.8086% | 0 | 0% | 0.8086% | 0 | 0% | 0.8086% | 0 | 0% | 0.8074% | 0 | 97.32% | 0.8074% | 0.00017315 | 2.68% | 0.8074% | 4.7674e-06 | 0% | 5.998% | 0 | 0% | 5.998% | 0 | 0% | 5.998% | 0 | 0% | 0.9628% | 0 | 0% | 0.9628% | 0 | 0% | 0.9628% | 0 |  |  |  | 0% | 11.8% | 0 | 0% | 11.8% | 0 | 0% | 11.8% | 0 | 0% | 0.3625% | 0 | 0% | 0.3625% | 0 | 0% | 0.3625% | 0 | 0% | 100% | 0 | 0% | 100% | 0 | 0% | 100% | 0 | 0% | 100% | 0 |  |  | 0 |  |  | 0 |  |  | 0
LARKIN (Y) 113511309 | 3.7853e-05 | 0 | 0.0049907 | 0 | 0.0049907 | 0.00051535 | 0.0064601 | 0.001263 | 0% | 99% | 0 | 0% | 99% | 0 | 0% | 99% | 0 | 0% | 99% | 0 | 0% | 62.06% | 0 | 0% | 49.72% | 0 | 0% | 49.72% | 0 | 0% | 49.72% | 0 | 0 | 0% | 4.468% | 0 | 0% | 4.468% | 0 | 0% | 4.468% | 0 | 0% | 0.4797% | 0 | 0% | 0.4797% | 0 | 0% | 0.4797% | 0 | 0% | 1.206% | 0 | 0% | 1.206% | 0 | 0% | 1.206% | 0 | 0% | 1.252% | 0 | 0% | 1.252% | 0 | 0% | 1.252% | 0 | 0% | 9.051% | 0 | 0% | 9.051% | 0 | 0% | 9.051% | 0 | 0% | 0.4011% | 0 | 0% | 0.4011% | 0 | 0% | 0.4011% | 0 |  |  |  | 0% | 11.8% | 0 | 0% | 11.8% | 0 | 0% | 11.8% | 0 | 0% | 0.3578% | 0 | 0% | 0.3578% | 0 | 0% | 0.3578% | 0 | 0% | 100% | 0 | 0% | 100% | 0 | 0% | 100% | 0 | 0% | 100% | 0 |  |  | 0 |  |  | 0 |  |  | 0
PETALUMA C 11024086 | 3.7846e-05 | 0 | 0.002511 | 0 | 0.002511 | 0.00042531 | 0.0025582 | 0.0011615 | 0% | 99% | 0 | 0% | 99% | 0 | 0% | 99% | 0 | 0% | 99% | 0 | 0% | 64.32% | 0 | 0% | 50.47% | 0 | 0% | 50.47% | 0 | 0% | 50.47% | 0 | 0 | 0% | 3.853% | 0 | 0% | 3.853% | 0 | 0% | 3.853% | 0 | 0% | 0.4218% | 0 | 0% | 0.4218% | 0 | 0% | 0.4218% | 0 | 0% | 0.9278% | 0 | 0% | 0.9278% | 0 | 0% | 0.9278% | 0 | 0% | 0.9738% | 0 | 0% | 0.9738% | 0 | 0% | 0.9738% | 0 | 0% | 6.963% | 0 | 0% | 6.963% | 0 | 0% | 6.963% | 0 | 0% | 0.4826% | 0 | 0% | 0.4826% | 0 | 0% | 0.4826% | 0 |  |  |  | 0% | 11.8% | 0 | 0% | 11.8% | 0 | 0% | 11.8% | 0 | 0% | 0.3658% | 0 | 0% | 0.3658% | 0 | 0% | 0.3658% | 0 | 0% | 100% | 0 | 0% | 100% | 0 | 0% | 100% | 0 | 0% | 100% | 0 |  |  | 0 |  |  | 0 |  |  | 0
PARLIER 110242210 | 3.7827e-05 | 0 | 0.00028958 | 0 | 0.00028958 | 3.2993e-05 | 0.00027401 | 0.00017103 | 0% | 99% | 0 | 0% | 99% | 0 | 0% | 99% | 0 | 0% | 99% | 0 | 0% | 61.45% | 0 | 0% | 47.64% | 0 | 0% | 47.64% | 0 | 0% | 47.64% | 0 | 0 | 0% | 2.633% | 0 | 0% | 2.633% | 0 | 0% | 2.633% | 0 | 0% | 0.2994% | 0 | 0% | 0.2994% | 0 | 0% | 0.2994% | 0 | 0% | 0.8489% | 0 | 0% | 0.8489% | 0 | 0% | 0.8489% | 0 | 0% | 0.8623% | 0 | 0% | 0.8623% | 0 | 100% | 0.8623% | 2.497e-06 | 0% | 6.348% | 0 | 0% | 6.348% | 0 | 0% | 6.348% | 0 | 0% | 0.3679% | 0 | 0% | 0.3679% | 0 | 0% | 0.3679% | 0 |  |  |  | 0% | 11.8% | 0 | 0% | 11.8% | 0 | 0% | 11.8% | 0 | 0% | 0.3596% | 0 | 0% | 0.3596% | 0 | 0% | 0.3596% | 0 | 0% | 100% | 0 | 0% | 100% | 0 | 0% | 100% | 0 | 0% | 100% | 0 |  |  | 0 |  |  | 0 |  |  | 0
WEST LANE 11028457 | 3.7779e-05 | 0 | 0.0092549 | 0 | 0.0092549 | 0.0036974 | 0.0082722 | 0.0033081 | 0% | 99% | 0 | 0% | 99% | 0 | 0% | 99% | 0 | 0% | 99% | 0 | 0% | 63.62% | 0 | 0% | 50.09% | 0 | 0% | 50.09% | 0 | 0% | 50.09% | 0 | 0 | 0% | 2.438% | 0 | 0% | 2.438% | 0 | 0% | 2.438% | 0 | 0% | 0.2779% | 0 | 0% | 0.2779% | 0 | 0% | 0.2779% | 0 | 0% | 0.8171% | 0 | 0% | 0.8171% | 0 | 0% | 0.8171% | 0 | 0% | 0.8386% | 0 | 100% | 0.8386% | 7.7613e-05 | 0% | 0.8386% | 0 | 0% | 6.131% | 0 | 0% | 6.131% | 0 | 0% | 6.131% | 0 | 0% | 0.9312% | 0 | 0% | 0.9312% | 0 | 0% | 0.9312% | 0 |  |  |  | 0% | 11.8% | 0 | 0% | 11.8% | 0 | 0% | 11.8% | 0 | 0% | 0.3646% | 0 | 0% | 0.3646% | 0 | 0% | 0.3646% | 0 | 0% | 100% | 0 | 0% | 100% | 0 | 0% | 100% | 0 | 0% | 100% | 0 |  |  | 0 |  |  | 0 |  |  | 0
ALMADEN 110211827 | 3.7776e-05 | 0 | 0.0061695 | 0 | 0.0061695 | 0.0027399 | 0.0052879 | 0.0021565 | 0% | 99% | 0 | 0% | 99% | 0 | 0% | 99% | 0 | 0% | 99% | 0 | 0% | 63.27% | 0 | 0% | 50.31% | 0 | 0% | 50.31% | 0 | 0% | 50.31% | 0 | 0 | 0% | 2.517% | 0 | 0% | 2.517% | 0 | 0% | 2.517% | 0 | 0% | 0.2659% | 0 | 0% | 0.2659% | 0 | 0% | 0.2659% | 0 | 0% | 0.7924% | 0 | 0% | 0.7924% | 0 | 0% | 0.7924% | 0 | 0% | 0.772% | 0 | 100% | 0.772% | 4.7627e-05 | 0% | 0.772% | 0 | 0% | 5.826% | 0 | 0% | 5.826% | 0 | 0% | 5.826% | 0 | 0% | 0.9993% | 0 | 0% | 0.9993% | 0 | 0% | 0.9993% | 0 |  |  |  | 0% | 11.8% | 0 | 0% | 11.8% | 0 | 0% | 11.8% | 0 | 0% | 0.3591% | 0 | 0% | 0.3591% | 0 | 0% | 0.3591% | 0 | 0% | 100% | 0 | 0% | 100% | 0 | 0% | 100% | 0 | 0% | 100% | 0 |  |  | 0 |  |  | 0 |  |  | 0
SF L 0407CB | 3.7739e-05 | 0 | 0.0048151 | 0 | 0.0048151 | 0.0022244 | 0.0046501 | 0.0010742 | 0% | 99% | 0 | 0% | 99% | 0 | 0% | 99% | 0 | 0% | 99% | 0 | 0% | 64.77% | 0 | 0% | 50.63% | 0 | 0% | 50.63% | 0 | 0% | 50.63% | 0 | 0 | 0% | 3.997% | 0 | 0% | 3.997% | 0 | 0% | 3.997% | 0 | 0% | 0.4312% | 0 | 0% | 0.4312% | 0 | 0% | 0.4312% | 0 | 0% | 0.8881% | 0 | 0% | 0.8881% | 0 | 0% | 0.8881% | 0 | 0% | 0.9397% | 0 | 0% | 0.9397% | 0 | 100% | 0.9397% | 4.5249e-05 | 0% | 6.668% | 0 | 0% | 6.668% | 0 | 0% | 6.668% | 0 | 0% | 1.424% | 0 | 0% | 1.424% | 0 | 0% | 1.424% | 0 |  |  |  | 0% | 11.8% | 0 | 0% | 11.8% | 0 | 0% | 11.8% | 0 | 0% | 0.3712% | 0 | 0% | 0.3712% | 0 | 0% | 0.3712% | 0 | 0% | 100% | 0 | 0% | 100% | 0 | 0% | 100% | 0 | 0% | 100% | 0 |  |  | 0 |  |  | 0 |  |  | 0
WOLFE 1106LV18 | 3.7738e-05 | 0 | 0.037364 | 0 | 0.037364 | 0.014372 | 0.033577 | 0.013731 | 0% | 99% | 0 | 0% | 99% | 0 | 0% | 99% | 0 | 0% | 99% | 0 | 0% | 63.47% | 0 | 0% | 50.25% | 0 | 0% | 50.25% | 0 | 0% | 50.25% | 0 | 0 | 0% | 2.605% | 0 | 0% | 2.605% | 0 | 0% | 2.605% | 0 | 0% | 0.2817% | 0 | 0% | 0.2817% | 0 | 0% | 0.2817% | 0 | 0% | 0.8254% | 0 | 0% | 0.8254% | 0 | 0% | 0.8254% | 0 | 0% | 0.8212% | 0 | 0% | 0.8212% | 0 | 0% | 0.8212% | 0 | 0% | 6.116% | 0 | 0% | 6.116% | 0 | 0% | 6.116% | 0 | 0% | 0.8552% | 0 | 0% | 0.8552% | 0 | 0% | 0.8552% | 0 |  |  |  | 0% | 11.8% | 0 | 0% | 11.8% | 0 | 0% | 11.8% | 0 | 0% | 0.3602% | 0 | 0% | 0.3602% | 0 | 0% | 0.3602% | 0 | 0% | 100% | 0 | 0% | 100% | 0 | 0% | 100% | 0 | 0% | 100% | 0 |  |  | 0 |  |  | 0 |  |  | 0
MT EDEN 1109CB | 3.7719e-05 | 0 | 0.012224 | 0 | 0.012224 | 0.002673 | 0.012213 | 0.0052926 | 0% | 99% | 0 | 0% | 99% | 0 | 0% | 99% | 0 | 0% | 99% | 0 | 0% | 62.7% | 0 | 0% | 50.56% | 0 | 0% | 50.56% | 0 | 0% | 50.56% | 0 | 0 | 0% | 2.93% | 0 | 0% | 2.93% | 0 | 0% | 2.93% | 0 | 0% | 0.3091% | 0 | 0% | 0.3091% | 0 | 0% | 0.3091% | 0 | 0% | 0.92% | 0 | 0% | 0.92% | 0 | 0% | 0.92% | 0 | 0% | 0.9001% | 0 | 0% | 0.9001% | 0 | 100% | 0.9001% | 0.00011003 | 0% | 6.778% | 0 | 0% | 6.778% | 0 | 0% | 6.778% | 0 | 0% | 0.4812% | 0 | 0% | 0.4812% | 0 | 0% | 0.4812% | 0 |  |  |  | 0% | 11.8% | 0 | 0% | 11.8% | 0 | 0% | 11.8% | 0 | 0% | 0.3532% | 0 | 0% | 0.3532% | 0 | 0% | 0.3532% | 0 | 0% | 100% | 0 | 0% | 100% | 0 | 0% | 100% | 0 | 0% | 100% | 0 |  |  | 0 |  |  | 0 |  |  | 0
NOVATO 1102CB | 3.7709e-05 | 0 | 0.0032717 | 0 | 0.0032717 | 0.00066313 | 0.0036564 | 0.0010812 | 0% | 99% | 0 | 0% | 99% | 0 | 0% | 99% | 0 | 0% | 99% | 0 | 0% | 63.76% | 0 | 0% | 49.88% | 0 | 0% | 49.88% | 0 | 0% | 49.88% | 0 | 0 | 0% | 3.92% | 0 | 0% | 3.92% | 0 | 0% | 3.92% | 0 | 0% | 0.433% | 0 | 0% | 0.433% | 0 | 0% | 0.433% | 0 | 0% | 1.022% | 0 | 0% | 1.022% | 0 | 0% | 1.022% | 0 | 0% | 1.075% | 0 | 0% | 1.075% | 0 | 0% | 1.075% | 0 | 0% | 7.693% | 0 | 0% | 7.693% | 0 | 0% | 7.693% | 0 | 0% | 0.561% | 0 | 0% | 0.561% | 0 | 0% | 0.561% | 0 |  |  |  | 0% | 11.8% | 0 | 0% | 11.8% | 0 | 0% | 11.8% | 0 | 0% | 0.3634% | 0 | 0% | 0.3634% | 0 | 0% | 0.3634% | 0 | 0% | 100% | 0 | 0% | 100% | 0 | 0% | 100% | 0 | 0% | 100% | 0 |  |  | 0 |  |  | 0 |  |  | 0
SAN JOSE A 0410CB | 3.7668e-05 | 0 | 0.03172 | 0 | 0.03172 | 0.015499 | 0.028067 | 0.0087967 | 0% | 99% | 0 | 0% | 99% | 0 | 0% | 99% | 0 | 0% | 99% | 0 | 0% | 64.18% | 0 | 0% | 50.18% | 0 | 0% | 50.18% | 0 | 0% | 50.18% | 0 | 0 | 0% | 2.605% | 0 | 0% | 2.605% | 0 | 0% | 2.605% | 0 | 0% | 0.2924% | 0 | 0% | 0.2924% | 0 | 0% | 0.2924% | 0 | 0% | 0.8117% | 0 | 0% | 0.8117% | 0 | 0% | 0.8117% | 0 | 0% | 0.8378% | 0 | 65.21% | 0.8378% | 0.00017329 | 1.333% | 0.8378% | 3.5428e-06 | 0% | 6.094% | 0 | 0% | 6.094% | 0 | 0% | 6.094% | 0 | 0% | 1.115% | 0 | 0% | 1.115% | 0 | 0% | 1.115% | 0 |  |  |  | 0% | 11.8% | 0 | 0% | 11.8% | 0 | 0% | 11.8% | 0 | 0% | 0.3668% | 0 | 0% | 0.3668% | 0 | 0% | 0.3668% | 0 | 0% | 100% | 0 | 0% | 100% | 0 | 0% | 100% | 0 | 0% | 100% | 0 |  |  | 0 |  |  | 0 |  |  | 0
SF E 11076273 | 3.766e-05 | 0 | 0.0035557 | 0 | 0.0035557 | 0.00072091 | 0.0038508 | 0.001298 | 0% | 99% | 0 | 0% | 99% | 0 | 0% | 99% | 0 | 0% | 99% | 0 | 0% | 64.75% | 0 | 0% | 51.97% | 0 | 0% | 51.97% | 0 | 0% | 51.97% | 0 | 0 | 0% | 3.725% | 0 | 0% | 3.725% | 0 | 0% | 3.725% | 0 | 0% | 0.4074% | 0 | 0% | 0.4074% | 0 | 0% | 0.4074% | 0 | 0% | 1.003% | 0 | 0% | 1.003% | 0 | 0% | 1.003% | 0 | 35.47% | 1.046% | 1.3189e-05 | 0% | 1.046% | 0 | 52.14% | 1.046% | 1.9391e-05 | 0% | 7.531% | 0 | 0% | 7.531% | 0 | 0% | 7.531% | 0 | 0% | 0.6288% | 0 | 0% | 0.6288% | 0 | 0% | 0.6288% | 0 |  |  |  | 0% | 11.8% | 0 | 0% | 11.8% | 0 | 0% | 11.8% | 0 | 0% | 0.3639% | 0 | 0% | 0.3639% | 0 | 0% | 0.3639% | 0 | 0% | 100% | 0 | 0% | 100% | 0 | 0% | 100% | 0 | 0% | 100% | 0 |  |  | 0 |  |  | 0 |  |  | 0
MT EDEN 1103CB | 3.7647e-05 | 0 | 0.038408 | 0 | 0.038408 | 0.008585 | 0.037723 | 0.017095 | 0% | 99% | 0 | 0% | 99% | 0 | 0% | 99% | 0 | 0% | 99% | 0 | 0% | 63.39% | 0 | 0% | 51.25% | 0 | 0% | 51.25% | 0 | 0% | 51.25% | 0 | 0 | 0% | 2.926% | 0 | 0% | 2.926% | 0 | 0% | 2.926% | 0 | 0% | 0.3098% | 0 | 0% | 0.3098% | 0 | 0% | 0.3098% | 0 | 0% | 0.9073% | 0 | 0% | 0.9073% | 0 | 0% | 0.9073% | 0 | 0% | 0.8945% | 0 | 0% | 0.8945% | 0 | 100% | 0.8945% | 0.00034356 | 0% | 6.7% | 0 | 0% | 6.7% | 0 | 0% | 6.7% | 0 | 0% | 0.5174% | 0 | 0% | 0.5174% | 0 | 0% | 0.5174% | 0 |  |  |  | 0% | 11.8% | 0 | 0% | 11.8% | 0 | 0% | 11.8% | 0 | 0% | 0.3556% | 0 | 0% | 0.3556% | 0 | 0% | 0.3556% | 0 | 0% | 100% | 0 | 0% | 100% | 0 | 0% | 100% | 0 | 0% | 100% | 0 |  |  | 0 |  |  | 0 |  |  | 0
BERKELEY F 0407CB | 3.7638e-05 | 0 | 0.00019209 | 0 | 0.00019209 | 1.9605e-05 | 0.0002158 | 8.1689e-05 | 0% | 99% | 0 | 0% | 99% | 0 | 0% | 99% | 0 | 0% | 99% | 0 | 0% | 63.12% | 0 | 0% | 50.47% | 0 | 0% | 50.47% | 0 | 0% | 50.47% | 0 | 0 | 0% | 3.634% | 0 | 0% | 3.634% | 0 | 0% | 3.634% | 0 | 0% | 0.4003% | 0 | 0% | 0.4003% | 0 | 0% | 0.4003% | 0 | 0% | 1.027% | 0 | 0% | 1.027% | 0 | 0% | 1.027% | 0 | 0% | 1.05% | 0 | 100% | 1.05% | 2.0174e-06 | 0% | 1.05% | 0 | 0% | 7.669% | 0 | 0% | 7.669% | 0 | 0% | 7.669% | 0 | 0% | 0.2661% | 0 | 0% | 0.2661% | 0 | 0% | 0.2661% | 0 |  |  |  | 0% | 11.8% | 0 | 0% | 11.8% | 0 | 0% | 11.8% | 0 | 0% | 0.3563% | 0 | 0% | 0.3563% | 0 | 0% | 0.3563% | 0 | 0% | 100% | 0 | 0% | 100% | 0 | 0% | 100% | 0 | 0% | 100% | 0 |  |  | 0 |  |  | 0 |  |  | 0
OAKLAND C 1116CR442 | 3.7581e-05 | 0 | 0.0030688 | 0 | 0.0030688 | 0.00021148 | 0.003399 | 0.0014554 | 0% | 99% | 0 | 0% | 99% | 0 | 0% | 99% | 0 | 0% | 99% | 0 | 0% | 63.12% | 0 | 0% | 49.89% | 0 | 0% | 49.89% | 0 | 0% | 49.89% | 0 | 0 | 0% | 3.481% | 0 | 0% | 3.481% | 0 | 0% | 3.481% | 0 | 0% | 0.3897% | 0 | 0% | 0.3897% | 0 | 0% | 0.3897% | 0 | 0% | 1.02% | 0 | 0% | 1.02% | 0 | 0% | 1.02% | 0 | 100% | 1.078% | 3.3091e-05 | 0% | 1.078% | 0 | 0% | 1.078% | 0 | 0% | 7.73% | 0 | 0% | 7.73% | 0 | 0% | 7.73% | 0 | 0% | 0.2817% | 0 | 0% | 0.2817% | 0 | 0% | 0.2817% | 0 |  |  |  | 0% | 11.8% | 0 | 0% | 11.8% | 0 | 0% | 11.8% | 0 | 0% | 0.3652% | 0 | 0% | 0.3652% | 0 | 0% | 0.3652% | 0 | 0% | 100% | 0 | 0% | 100% | 0 | 0% | 100% | 0 | 0% | 100% | 0 |  |  | 0 |  |  | 0 |  |  | 0
SAN RAFAEL 1107328 | 3.7506e-05 | 0 | 0.00057425 | 0 | 0.00057425 | 0.00034077 | 0.00040016 | 0.00020703 | 0% | 99% | 0 | 0% | 99% | 0 | 0% | 99% | 0 | 0% | 99% | 0 | 0% | 65.49% | 0 | 0% | 50.41% | 0 | 0% | 50.41% | 0 | 0% | 50.41% | 0 | 0 | 0% | 2.877% | 0 | 0% | 2.877% | 0 | 0% | 2.877% | 0 | 0% | 0.3113% | 0 | 0% | 0.3113% | 0 | 0% | 0.3113% | 0 | 0% | 0.6398% | 0 | 0% | 0.6398% | 0 | 0% | 0.6398% | 0 | 0% | 0.676% | 0 | 0% | 0.676% | 0 | 44.4% | 0.676% | 1.7237e-06 | 0% | 4.799% | 0 | 0% | 4.799% | 0 | 0% | 4.799% | 0 | 0% | 1.528% | 0 | 0% | 1.528% | 0 | 0% | 1.528% | 0 |  |  |  | 0% | 11.8% | 0 | 28.41% | 11.8% | 1.9251e-05 | 0% | 11.8% | 0 | 55.56% | 0.3782% | 1.2067e-06 | 0% | 0.3782% | 0 | 0% | 0.3782% | 0 | 0% | 100% | 0 | 0% | 100% | 0 | 0% | 100% | 0 | 0% | 100% | 0 |  |  | 0 |  |  | 0 |  |  | 0
EAST GRAND 110175693 | 3.7488e-05 | 0 | 0.004847 | 0 | 0.004847 | 0.00060552 | 0.0055031 | 0.0018926 | 0% | 99% | 0 | 0% | 99% | 0 | 0% | 99% | 0 | 0% | 99% | 0 | 0% | 64.29% | 0 | 0% | 52.01% | 0 | 0% | 52.01% | 0 | 0% | 52.01% | 0 | 0 | 0% | 4.037% | 0 | 0% | 4.037% | 0 | 0% | 4.037% | 0 | 0% | 0.4322% | 0 | 0% | 0.4322% | 0 | 0% | 0.4322% | 0 | 0% | 1.051% | 0 | 0% | 1.051% | 0 | 0% | 1.051% | 0 | 0% | 1.077% | 0 | 11.29% | 1.077% | 5.8933e-06 | 88.71% | 1.077% | 4.6316e-05 | 0% | 7.837% | 0 | 0% | 7.837% | 0 | 0% | 7.837% | 0 | 0% | 0.3761% | 0 | 0% | 0.3761% | 0 | 0% | 0.3761% | 0 |  |  |  | 0% | 11.8% | 0 | 0% | 11.8% | 0 | 0% | 11.8% | 0 | 0% | 0.3586% | 0 | 0% | 0.3586% | 0 | 0% | 0.3586% | 0 | 0% | 100% | 0 | 0% | 100% | 0 | 0% | 100% | 0 | 0% | 100% | 0 |  |  | 0 |  |  | 0 |  |  | 0
SAN LORENZO 0401CB | 3.7476e-05 | 0 | 0.021613 | 0 | 0.021613 | 0.0087004 | 0.020351 | 0.0066261 | 0% | 99% | 0 | 0% | 99% | 0 | 0% | 99% | 0 | 0% | 99% | 0 | 0% | 62.99% | 0 | 0% | 50.09% | 0 | 0% | 50.09% | 0 | 0% | 50.09% | 0 | 0 | 0% | 2.675% | 0 | 0% | 2.675% | 0 | 0% | 2.675% | 0 | 0% | 0.287% | 0 | 0% | 0.287% | 0 | 0% | 0.287% | 0 | 0% | 0.8683% | 0 | 0% | 0.8683% | 0 | 0% | 0.8683% | 0 | 0% | 0.8614% | 0 | 100% | 0.8614% | 0.00018618 | 0% | 0.8614% | 0 | 0% | 6.433% | 0 | 0% | 6.433% | 0 | 0% | 6.433% | 0 | 0% | 0.8962% | 0 | 0% | 0.8962% | 0 | 0% | 0.8962% | 0 |  |  |  | 0% | 11.8% | 0 | 0% | 11.8% | 0 | 0% | 11.8% | 0 | 0% | 0.3583% | 0 | 0% | 0.3583% | 0 | 0% | 0.3583% | 0 | 0% | 100% | 0 | 0% | 100% | 0 | 0% | 100% | 0 | 0% | 100% | 0 |  |  | 0 |  |  | 0 |  |  | 0
MT EDEN 1109MR237 | 3.7472e-05 | 0 | 0.012622 | 0 | 0.012622 | 0.0016693 | 0.011567 | 0.0075998 | 0% | 99% | 0 | 0% | 99% | 0 | 0% | 99% | 0 | 0% | 99% | 0 | 0% | 66.56% | 0 | 0% | 53.21% | 0 | 0% | 53.21% | 0 | 0% | 53.21% | 0 | 0 | 0% | 2.941% | 0 | 0% | 2.941% | 0 | 0% | 2.941% | 0 | 0% | 0.3338% | 0 | 0% | 0.3338% | 0 | 0% | 0.3338% | 0 | 0% | 0.8336% | 0 | 0% | 0.8336% | 0 | 0% | 0.8336% | 0 | 0% | 0.8769% | 0 | 0% | 0.8769% | 0 | 0% | 0.8769% | 0 | 0% | 6.288% | 0 | 0% | 6.288% | 0 | 0% | 6.288% | 0 | 0% | 0.3268% | 0 | 0% | 0.3268% | 0 | 0% | 0.3268% | 0 |  |  |  | 0% | 11.8% | 0 | 0% | 11.8% | 0 | 0% | 11.8% | 0 | 0% | 0.368% | 0 | 0% | 0.368% | 0 | 0% | 0.368% | 0 | 0% | 100% | 0 | 0% | 100% | 0 | 0% | 100% | 0 | 0% | 100% | 0 |  |  | 0 |  |  | 0 |  |  | 0
DALY CITY 1107CB | 3.7452e-05 | 0 | 0.031315 | 0 | 0.031315 | 0.0042706 | 0.038235 | 0.0091892 | 0% | 99% | 0 | 0% | 99% | 0 | 0% | 99% | 0 | 0% | 99% | 0 | 0% | 63.53% | 0 | 0% | 51.01% | 0 | 0% | 51.01% | 0 | 0% | 51.01% | 0 | 0 | 0% | 4.161% | 0 | 0% | 4.161% | 0 | 0% | 4.161% | 0 | 0% | 0.4528% | 0 | 0% | 0.4528% | 0 | 0% | 0.4528% | 0 | 0% | 1.133% | 0 | 0% | 1.133% | 0 | 0% | 1.133% | 0 | 55.23% | 1.176% | 0.00020332 | 3.774% | 1.176% | 1.3895e-05 | 41% | 1.176% | 0.00015094 | 0% | 8.497% | 0 | 0% | 8.497% | 0 | 0% | 8.497% | 0 | 0% | 0.4119% | 0 | 0% | 0.4119% | 0 | 0% | 0.4119% | 0 |  |  |  | 0% | 11.8% | 0 | 0% | 11.8% | 0 | 0% | 11.8% | 0 | 0% | 0.3588% | 0 | 0% | 0.3588% | 0 | 0% | 0.3588% | 0 | 0% | 100% | 0 | 0% | 100% | 0 | 0% | 100% | 0 | 0% | 100% | 0 |  |  | 0 |  |  | 0 |  |  | 0
SF J 1108CB | 3.745e-05 | 0 | 0.00038226 | 0 | 0.00038226 | 5.7542e-05 | 0.00040946 | 0.00016402 | 0% | 99% | 0 | 0% | 99% | 0 | 0% | 99% | 0 | 0% | 99% | 0 | 0% | 65.21% | 0 | 0% | 51.49% | 0 | 0% | 51.49% | 0 | 0% | 51.49% | 0 | 0 | 0% | 4.468% | 0 | 0% | 4.468% | 0 | 0% | 4.468% | 0 | 0% | 0.4783% | 0 | 0% | 0.4783% | 0 | 0% | 0.4783% | 0 | 0% | 0.9942% | 0 | 0% | 0.9942% | 0 | 0% | 0.9942% | 0 | 100% | 1.078% | 4.1212e-06 | 0% | 1.078% | 0 | 0% | 1.078% | 0 | 0% | 7.539% | 0 | 0% | 7.539% | 0 | 0% | 7.539% | 0 | 0% | 0.4712% | 0 | 0% | 0.4712% | 0 | 0% | 0.4712% | 0 |  |  |  | 0% | 11.8% | 0 | 0% | 11.8% | 0 | 0% | 11.8% | 0 | 0% | 0.375% | 0 | 0% | 0.375% | 0 | 0% | 0.375% | 0 | 0% | 100% | 0 | 0% | 100% | 0 | 0% | 100% | 0 | 0% | 100% | 0 |  |  | 0 |  |  | 0 |  |  | 0
MT EDEN 1107MR608 | 3.7397e-05 | 0 | 0.0070619 | 0 | 0.0070619 | 0.0013721 | 0.0070336 | 0.0032517 | 0% | 99% | 0 | 0% | 99% | 0 | 0% | 99% | 0 | 0% | 99% | 0 | 0% | 64.74% | 0 | 0% | 51.34% | 0 | 0% | 51.34% | 0 | 0% | 51.34% | 0 | 0 | 0% | 3.33% | 0 | 0% | 3.33% | 0 | 0% | 3.33% | 0 | 0% | 0.3691% | 0 | 0% | 0.3691% | 0 | 0% | 0.3691% | 0 | 0% | 0.9142% | 0 | 0% | 0.9142% | 0 | 0% | 0.9142% | 0 | 0% | 0.9547% | 0 | 0% | 0.9547% | 0 | 4.396% | 0.9547% | 2.9636e-06 | 0% | 6.875% | 0 | 0% | 6.875% | 0 | 0% | 6.875% | 0 | 0% | 0.3784% | 0 | 0% | 0.3784% | 0 | 0% | 0.3784% | 0 |  |  |  | 0% | 11.8% | 0 | 0% | 11.8% | 0 | 0% | 11.8% | 0 | 0% | 0.3657% | 0 | 0% | 0.3657% | 0 | 0% | 0.3657% | 0 | 0% | 100% | 0 | 0% | 100% | 0 | 0% | 100% | 0 | 0% | 100% | 0 |  |  | 0 |  |  | 0 |  |  | 0
MISSION (X) 1116CB | 3.7368e-05 | 0 | 0.0020025 | 0 | 0.0020025 | 0.00023528 | 0.0025218 | 0.00054852 | 0% | 99% | 0 | 0% | 99% | 0 | 0% | 99% | 0 | 0% | 99% | 0 | 0% | 61.86% | 0 | 0% | 49.74% | 0 | 0% | 49.74% | 0 | 0% | 49.74% | 0 | 0 | 0% | 4.391% | 0 | 0% | 4.391% | 0 | 0% | 4.391% | 0 | 0% | 0.4699% | 0 | 0% | 0.4699% | 0 | 0% | 0.4699% | 0 | 0% | 1.171% | 0 | 0% | 1.171% | 0 | 0% | 1.171% | 0 | 89.94% | 1.205% | 2.1699e-05 | 0% | 1.205% | 0 | 0% | 1.205% | 0 | 0% | 8.754% | 0 | 0% | 8.754% | 0 | 0% | 8.754% | 0 | 0% | 0.4788% | 0 | 0% | 0.4788% | 0 | 0% | 0.4788% | 0 |  |  |  | 0% | 11.8% | 0 | 0% | 11.8% | 0 | 0% | 11.8% | 0 | 0% | 0.3561% | 0 | 0% | 0.3561% | 0 | 0% | 0.3561% | 0 | 0% | 100% | 0 | 0% | 100% | 0 | 0% | 100% | 0 | 0% | 100% | 0 |  |  | 0 |  |  | 0 |  |  | 0
FREMONT 11041516 | 3.7358e-05 | 0 | 0.00019066 | 0 | 0.00019066 | 8.7296e-05 | 0.00016019 | 6.725e-05 | 0% | 99% | 0 | 0% | 99% | 0 | 0% | 99% | 0 | 0% | 99% | 0 | 0% | 63.87% | 0 | 0% | 48.78% | 0 | 0% | 48.78% | 0 | 0% | 48.78% | 0 | 0 | 0% | 2.74% | 0 | 0% | 2.74% | 0 | 0% | 2.74% | 0 | 0% | 0.3166% | 0 | 0% | 0.3166% | 0 | 0% | 0.3166% | 0 | 0% | 0.7543% | 0 | 0% | 0.7543% | 0 | 0% | 0.7543% | 0 | 0% | 0.7967% | 0 | 0% | 0.7967% | 0 | 0% | 0.7967% | 0 | 0% | 5.694% | 0 | 0% | 5.694% | 0 | 0% | 5.694% | 0 | 0% | 0.9967% | 0 | 0% | 0.9967% | 0 | 0% | 0.9967% | 0 |  |  |  | 0% | 11.8% | 0 | 0% | 11.8% | 0 | 0% | 11.8% | 0 | 0% | 0.3704% | 0 | 0% | 0.3704% | 0 | 0% | 0.3704% | 0 | 0% | 100% | 0 | 0% | 100% | 0 | 0% | 100% | 0 | 0% | 100% | 0 |  |  | 0 |  |  | 0 |  |  | 0
SAN JOSE A 111243227 | 3.7342e-05 | 0 | 0.0062892 | 0 | 0.0062892 | 0.0032975 | 0.0050365 | 0.0020479 | 0% | 99% | 0 | 0% | 99% | 0 | 0% | 99% | 0 | 0% | 99% | 0 | 0% | 64.82% | 0 | 0% | 50.7% | 0 | 0% | 50.7% | 0 | 0% | 50.7% | 0 | 0 | 0% | 2.374% | 0 | 0% | 2.374% | 0 | 0% | 2.374% | 0 | 0% | 0.2639% | 0 | 0% | 0.2639% | 0 | 0% | 0.2639% | 0 | 0% | 0.7382% | 0 | 0% | 0.7382% | 0 | 0% | 0.7382% | 0 | 0% | 0.7608% | 0 | 93.01% | 0.7608% | 4.4508e-05 | 2.037% | 0.7608% | 9.7448e-07 | 0% | 5.538% | 0 | 0% | 5.538% | 0 | 0% | 5.538% | 0 | 0% | 1.285% | 0 | 0% | 1.285% | 0 | 0% | 1.285% | 0 |  |  |  | 0% | 11.8% | 0 | 0% | 11.8% | 0 | 0% | 11.8% | 0 | 0% | 0.3701% | 0 | 0% | 0.3701% | 0 | 0% | 0.3701% | 0 | 0% | 100% | 0 | 0% | 100% | 0 | 0% | 100% | 0 | 0% | 100% | 0 |  |  | 0 |  |  | 0 |  |  | 0
ATWATER 110411880 | 3.7332e-05 | 0 | 0.0011432 | 0 | 0.0011432 | 0.00016876 | 0.001144 | 0.00057431 | 0% | 99% | 0 | 0% | 99% | 0 | 0% | 99% | 0 | 0% | 99% | 0 | 0% | 63.66% | 0 | 0% | 50.3% | 0 | 0% | 50.3% | 0 | 0% | 50.3% | 0 | 0 | 0% | 3.236% | 0 | 0% | 3.236% | 0 | 0% | 3.236% | 0 | 0% | 0.3603% | 0 | 0% | 0.3603% | 0 | 0% | 0.3603% | 0 | 0% | 0.9136% | 0 | 0% | 0.9136% | 0 | 0% | 0.9136% | 0 | 0% | 0.946% | 0 | 11.13% | 0.946% | 1.2037e-06 | 0% | 0.946% | 0 | 0% | 6.851% | 0 | 0% | 6.851% | 0 | 0% | 6.851% | 0 | 0% | 0.4446% | 0 | 0% | 0.4446% | 0 | 0% | 0.4446% | 0 |  |  |  | 0% | 11.8% | 0 | 0% | 11.8% | 0 | 0% | 11.8% | 0 | 0% | 0.363% | 0 | 0% | 0.363% | 0 | 0% | 0.363% | 0 | 0% | 100% | 0 | 0% | 100% | 0 | 0% | 100% | 0 | 0% | 100% | 0 |  |  | 0 |  |  | 0 |  |  | 0
WOLFE 1113CB | 3.7307e-05 | 0 | 0.068228 | 0 | 0.068228 | 0.027932 | 0.060154 | 0.024541 | 0% | 99% | 0 | 0% | 99% | 0 | 0% | 99% | 0 | 0% | 99% | 0 | 0% | 64.32% | 0 | 0% | 50.53% | 0 | 0% | 50.53% | 0 | 0% | 50.53% | 0 | 0 | 0% | 2.642% | 0 | 0% | 2.642% | 0 | 0% | 2.642% | 0 | 0% | 0.2909% | 0 | 0% | 0.2909% | 0 | 0% | 0.2909% | 0 | 0% | 0.8103% | 0 | 0% | 0.8103% | 0 | 0% | 0.8103% | 0 | 0% | 0.828% | 0 | 0% | 0.828% | 0 | 0.2197% | 0.828% | 1.241e-06 | 0% | 6.059% | 0 | 0% | 6.059% | 0 | 0% | 6.059% | 0 | 0% | 0.9213% | 0 | 0% | 0.9213% | 0 | 0% | 0.9213% | 0 |  |  |  | 0% | 11.8% | 0 | 0% | 11.8% | 0 | 0% | 11.8% | 0 | 0% | 0.3656% | 0 | 0% | 0.3656% | 0 | 0% | 0.3656% | 0 | 0% | 100% | 0 | 0% | 100% | 0 | 0% | 100% | 0 | 0% | 100% | 0 |  |  | 0 |  |  | 0 |  |  | 0
SALINAS 110368200 | 3.7293e-05 | 0 | 0.031849 | 0 | 0.031849 | 0.0060786 | 0.032771 | 0.013725 | 0% | 99% | 0 | 0% | 99% | 0 | 0% | 99% | 0 | 0% | 99% | 0 | 0% | 65.12% | 0 | 0% | 52.23% | 0 | 0% | 52.23% | 0 | 0% | 52.23% | 0 | 0 | 0% | 3.093% | 0 | 0% | 3.093% | 0 | 0% | 3.093% | 0 | 0% | 0.347% | 0 | 0% | 0.347% | 0 | 0% | 0.347% | 0 | 0% | 0.9512% | 0 | 0% | 0.9512% | 0 | 0% | 0.9512% | 0 | 0% | 0.9908% | 0 | 0% | 0.9908% | 0 | 100% | 0.9908% | 0.00031556 | 0% | 7.165% | 0 | 0% | 7.165% | 0 | 0% | 7.165% | 0 | 0% | 0.4835% | 0 | 0% | 0.4835% | 0 | 0% | 0.4835% | 0 |  |  |  | 0% | 11.8% | 0 | 0% | 11.8% | 0 | 0% | 11.8% | 0 | 0% | 0.3642% | 0 | 0% | 0.3642% | 0 | 0% | 0.3642% | 0 | 0% | 100% | 0 | 0% | 100% | 0 | 0% | 100% | 0 | 0% | 100% | 0 |  |  | 0 |  |  | 0 |  |  | 0
EVERGREEN 210213943 | 3.7271e-05 | 0 | 0.0024094 | 0 | 0.0024094 | 0.00076378 | 0.002122 | 0.0010916 | 0% | 99% | 0 | 0% | 99% | 0 | 0% | 99% | 0 | 0% | 99% | 0 | 0% | 65.25% | 0 | 0% | 51.55% | 0 | 0% | 51.55% | 0 | 0% | 51.55% | 0 | 0 | 0% | 2.851% | 0 | 0% | 2.851% | 0 | 0% | 2.851% | 0 | 0% | 0.3143% | 0 | 0% | 0.3143% | 0 | 0% | 0.3143% | 0 | 0% | 0.8101% | 0 | 0% | 0.8101% | 0 | 0% | 0.8101% | 0 | 0% | 0.8352% | 0 | 100% | 0.8352% | 2.0122e-05 | 0% | 0.8352% | 0 | 0% | 6.064% | 0 | 0% | 6.064% | 0 | 0% | 6.064% | 0 | 0% | 0.6743% | 0 | 0% | 0.6743% | 0 | 0% | 0.6743% | 0 |  |  |  | 0% | 11.8% | 0 | 0% | 11.8% | 0 | 0% | 11.8% | 0 | 0% | 0.3669% | 0 | 0% | 0.3669% | 0 | 0% | 0.3669% | 0 | 0% | 100% | 0 | 0% | 100% | 0 | 0% | 100% | 0 | 0% | 100% | 0 |  |  | 0 |  |  | 0 |  |  | 0
WHISMAN 1105CB | 3.7242e-05 | 0 | 0.0077928 | 0 | 0.0077928 | 0.0015676 | 0.0065841 | 0.0047125 | 0% | 99% | 0 | 0% | 99% | 0 | 0% | 99% | 0 | 0% | 99% | 0 | 0% | 65.61% | 0 | 0% | 52.18% | 0 | 0% | 52.18% | 0 | 0% | 52.18% | 0 | 0 | 0% | 3.356% | 0 | 0% | 3.356% | 0 | 0% | 3.356% | 0 | 0% | 0.3597% | 0 | 0% | 0.3597% | 0 | 0% | 0.3597% | 0 | 0% | 0.779% | 0 | 0% | 0.779% | 0 | 0% | 0.779% | 0 | 0% | 0.8213% | 0 | 0% | 0.8213% | 0 | 100% | 0.8213% | 6.4004e-05 | 0% | 5.85% | 0 | 0% | 5.85% | 0 | 0% | 5.85% | 0 | 0% | 0.4897% | 0 | 0% | 0.4897% | 0 | 0% | 0.4897% | 0 |  |  |  | 0% | 11.8% | 0 | 0% | 11.8% | 0 | 0% | 11.8% | 0 | 0% | 0.3735% | 0 | 0% | 0.3735% | 0 | 0% | 0.3735% | 0 | 0% | 100% | 0 | 0% | 100% | 0 | 0% | 100% | 0 | 0% | 100% | 0 |  |  | 0 |  |  | 0 |  |  | 0
COTTLE 17049160 | 3.7215e-05 | 0 | 0.011269 | 0 | 0.011269 | 0.003497 | 0.0087572 | 0.0063487 | 0% | 99% | 0 | 0% | 99% | 0 | 0% | 99% | 0 | 0% | 99% | 0 | 0% | 64.28% | 0 | 0% | 51.23% | 0 | 0% | 51.23% | 0 | 0% | 51.23% | 0 | 0 | 0% | 2.083% | 0 | 0% | 2.083% | 0 | 0% | 2.083% | 0 | 0% | 0.2238% | 0 | 0% | 0.2238% | 0 | 0% | 0.2238% | 0 | 0% | 0.7089% | 0 | 0% | 0.7089% | 0 | 0% | 0.7089% | 0 | 0.6418% | 0.6914% | 5.0006e-07 | 0% | 0.6914% | 0 | 0% | 0.6914% | 0 | 0% | 5.221% | 0 | 0% | 5.221% | 0 | 0% | 5.221% | 0 | 0% | 0.8062% | 0 | 0% | 0.8062% | 0 | 0% | 0.8062% | 0 |  |  |  | 0% | 11.8% | 0 | 0% | 11.8% | 0 | 0% | 11.8% | 0 | 0% | 0.3613% | 0 | 0% | 0.3613% | 0 | 0% | 0.3613% | 0 | 0% | 100% | 0 | 0% | 100% | 0 | 0% | 100% | 0 | 0% | 100% | 0 |  |  | 0 |  |  | 0 |  |  | 0
SF H 110839004 | 3.7209e-05 | 0 | 0.0064567 | 0 | 0.0064567 | 0.0013056 | 0.006907 | 0.0024458 | 0% | 99% | 0 | 0% | 99% | 0 | 0% | 99% | 0 | 0% | 99% | 0 | 0% | 64.25% | 0 | 0% | 51.72% | 0 | 0% | 51.72% | 0 | 0% | 51.72% | 0 | 0 | 0% | 3.935% | 0 | 0% | 3.935% | 0 | 0% | 3.935% | 0 | 0% | 0.4193% | 0 | 0% | 0.4193% | 0 | 0% | 0.4193% | 0 | 0% | 0.9913% | 0 | 0% | 0.9913% | 0 | 0% | 0.9913% | 0 | 0% | 1.017% | 0 | 99.07% | 1.017% | 6.5031e-05 | 0% | 1.017% | 0 | 0% | 7.385% | 0 | 0% | 7.385% | 0 | 0% | 7.385% | 0 | 0% | 0.6074% | 0 | 0% | 0.6074% | 0 | 0% | 0.6074% | 0 |  |  |  | 0% | 11.8% | 0 | 0% | 11.8% | 0 | 0% | 11.8% | 0 | 0% | 0.3615% | 0 | 0% | 0.3615% | 0 | 0% | 0.3615% | 0 | 0% | 100% | 0 | 0% | 100% | 0 | 0% | 100% | 0 | 0% | 100% | 0 |  |  | 0 |  |  | 0 |  |  | 0
EDES 1103CR112 | 3.7209e-05 | 0 | 0.016838 | 0 | 0.016838 | 0.0029678 | 0.015626 | 0.0092015 | 0% | 99% | 0 | 0% | 99% | 0 | 0% | 99% | 0 | 0% | 99% | 0 | 0% | 65.85% | 0 | 0% | 53.42% | 0 | 0% | 53.42% | 0 | 0% | 53.42% | 0 | 0 | 0% | 2.837% | 0 | 0% | 2.837% | 0 | 0% | 2.837% | 0 | 0% | 0.3105% | 0 | 0% | 0.3105% | 0 | 0% | 0.3105% | 0 | 0% | 0.8541% | 0 | 0% | 0.8541% | 0 | 0% | 0.8541% | 0 | 0% | 0.8654% | 0 | 0% | 0.8654% | 0 | 0% | 0.8654% | 0 | 0% | 6.363% | 0 | 0% | 6.363% | 0 | 0% | 6.363% | 0 | 0% | 0.4575% | 0 | 0% | 0.4575% | 0 | 0% | 0.4575% | 0 |  |  |  | 0% | 11.8% | 0 | 0% | 11.8% | 0 | 0% | 11.8% | 0 | 0% | 0.3619% | 0 | 0% | 0.3619% | 0 | 0% | 0.3619% | 0 | 0% | 100% | 0 | 0% | 100% | 0 | 0% | 100% | 0 | 0% | 100% | 0 |  |  | 0 |  |  | 0 |  |  | 0
OAKLAND X 1102CR118 | 3.7204e-05 | 0 | 0.0075318 | 0 | 0.0075318 | 0.0017753 | 0.0072571 | 0.0034008 | 0% | 99% | 0 | 0% | 99% | 0 | 0% | 99% | 0 | 0% | 99% | 0 | 0% | 63.95% | 0 | 0% | 52.05% | 0 | 0% | 52.05% | 0 | 0% | 52.05% | 0 | 0 | 0% | 2.949% | 0 | 0% | 2.949% | 0 | 0% | 2.949% | 0 | 0% | 0.3113% | 0 | 0% | 0.3113% | 0 | 0% | 0.3113% | 0 | 0% | 0.8922% | 0 | 0% | 0.8922% | 0 | 0% | 0.8922% | 0 | 44.17% | 0.8776% | 2.9199e-05 | 3.117% | 0.8776% | 2.0601e-06 | 52.71% | 0.8776% | 3.484e-05 | 0% | 6.577% | 0 | 0% | 6.577% | 0 | 0% | 6.577% | 0 | 0% | 0.6182% | 0 | 0% | 0.6182% | 0 | 0% | 0.6182% | 0 |  |  |  | 0% | 11.8% | 0 | 0% | 11.8% | 0 | 0% | 11.8% | 0 | 0% | 0.3561% | 0 | 0% | 0.3561% | 0 | 0% | 0.3561% | 0 | 0% | 100% | 0 | 0% | 100% | 0 | 0% | 100% | 0 | 0% | 100% | 0 |  |  | 0 |  |  | 0 |  |  | 0
COLUSA 110167052 | 3.7176e-05 | 0 | 0.0068304 | 0 | 0.0068304 | 0.0015437 | 0.007349 | 0.0023826 | 0% | 99% | 0 | 0% | 99% | 0 | 0% | 99% | 0 | 0% | 99% | 0 | 0% | 61.31% | 0 | 0% | 48.54% | 0 | 0% | 48.54% | 0 | 0% | 48.54% | 0 | 0 | 0% | 2.65% | 0 | 0% | 2.65% | 0 | 0% | 2.65% | 0 | 0% | 0.2992% | 0 | 0% | 0.2992% | 0 | 0% | 0.2992% | 0 | 0% | 0.9766% | 0 | 0% | 0.9766% | 0 | 0% | 0.9766% | 0 | 30.31% | 0.9771% | 2.0228e-05 | 69.69% | 0.9771% | 4.6514e-05 | 0% | 0.9771% | 0 | 0% | 7.277% | 0 | 0% | 7.277% | 0 | 0% | 7.277% | 0 | 0% | 0.6367% | 0 | 0% | 0.6367% | 0 | 0% | 0.6367% | 0 |  |  |  | 0% | 11.8% | 0 | 0% | 11.8% | 0 | 0% | 11.8% | 0 | 0% | 0.3518% | 0 | 0% | 0.3518% | 0 | 0% | 0.3518% | 0 | 0% | 100% | 0 | 0% | 100% | 0 | 0% | 100% | 0 | 0% | 100% | 0 |  |  | 0 |  |  | 0 |  |  | 0
SAN CARLOS 11028932 | 3.7151e-05 | 0 | 0.00056882 | 0 | 0.00056882 | 0.00011442 | 0.0005615 | 0.00026305 | 0% | 99% | 0 | 0% | 99% | 0 | 0% | 99% | 0 | 0% | 99% | 0 | 0% | 64.88% | 0 | 0% | 51.09% | 0 | 0% | 51.09% | 0 | 0% | 51.09% | 0 | 0 | 0% | 3.572% | 0 | 0% | 3.572% | 0 | 0% | 3.572% | 0 | 0% | 0.395% | 0 | 0% | 0.395% | 0 | 0% | 0.395% | 0 | 0% | 0.89% | 0 | 0% | 0.89% | 0 | 0% | 0.89% | 0 | 0% | 0.9235% | 0 | 100% | 0.9235% | 5.253e-06 | 0% | 0.9235% | 0 | 0% | 6.656% | 0 | 0% | 6.656% | 0 | 0% | 6.656% | 0 | 0% | 0.4761% | 0 | 0% | 0.4761% | 0 | 0% | 0.4761% | 0 |  |  |  | 0% | 11.8% | 0 | 0% | 11.8% | 0 | 0% | 11.8% | 0 | 0% | 0.3632% | 0 | 0% | 0.3632% | 0 | 0% | 0.3632% | 0 | 0% | 100% | 0 | 0% | 100% | 0 | 0% | 100% | 0 | 0% | 100% | 0 |  |  | 0 |  |  | 0 |  |  | 0
CANAL 1105872392 | 3.7121e-05 | 0 | 0.0071991 | 0 | 0.0071991 | 0.00080697 | 0.0073099 | 0.0037672 | 0% | 99% | 0 | 0% | 99% | 0 | 0% | 99% | 0 | 0% | 99% | 0 | 0% | 63.69% | 0 | 0% | 50.66% | 0 | 0% | 50.66% | 0 | 0% | 50.66% | 0 | 0 | 0% | 2.906% | 0 | 0% | 2.906% | 0 | 0% | 2.906% | 0 | 0% | 0.332% | 0 | 0% | 0.332% | 0 | 0% | 0.332% | 0 | 0% | 0.9274% | 0 | 0% | 0.9274% | 0 | 0% | 0.9274% | 0 | 0% | 0.965% | 0 | 0% | 0.965% | 0 | 0% | 0.965% | 0 | 0% | 6.991% | 0 | 0% | 6.991% | 0 | 0% | 6.991% | 0 | 0% | 0.2994% | 0 | 0% | 0.2994% | 0 | 0% | 0.2994% | 0 |  |  |  | 0% | 11.8% | 0 | 0% | 11.8% | 0 | 0% | 11.8% | 0 | 0% | 0.3628% | 0 | 0% | 0.3628% | 0 | 0% | 0.3628% | 0 | 0% | 100% | 0 | 0% | 100% | 0 | 0% | 100% | 0 | 0% | 100% | 0 |  |  | 0 |  |  | 0 |  |  | 0
LOS ALTOS 1105CB | 3.7114e-05 | 0 | 0.011365 | 0 | 0.011365 | 0.0052464 | 0.0093178 | 0.0041966 | 0% | 99% | 0 | 0% | 99% | 0 | 0% | 99% | 0 | 0% | 99% | 0 | 0% | 64.59% | 0 | 0% | 50.27% | 0 | 0% | 50.27% | 0 | 0% | 50.27% | 0 | 0 | 0% | 2.635% | 0 | 0% | 2.635% | 0 | 0% | 2.635% | 0 | 0% | 0.2892% | 0 | 0% | 0.2892% | 0 | 0% | 0.2892% | 0 | 0% | 0.7507% | 0 | 0% | 0.7507% | 0 | 0% | 0.7507% | 0 | 0% | 0.7711% | 0 | 0% | 0.7711% | 0 | 100% | 0.7711% | 8.7639e-05 | 0% | 5.614% | 0 | 0% | 5.614% | 0 | 0% | 5.614% | 0 | 0% | 1.06% | 0 | 0% | 1.06% | 0 | 0% | 1.06% | 0 |  |  |  | 0% | 11.8% | 0 | 0% | 11.8% | 0 | 0% | 11.8% | 0 | 0% | 0.3689% | 0 | 0% | 0.3689% | 0 | 0% | 0.3689% | 0 | 0% | 100% | 0 | 0% | 100% | 0 | 0% | 100% | 0 | 0% | 100% | 0 |  |  | 0 |  |  | 0 |  |  | 0
JARVIS 1108MR367 | 3.7108e-05 | 0 | 0.008333 | 0 | 0.008333 | 0.0017991 | 0.0080151 | 0.0039416 | 0% | 99% | 0 | 0% | 99% | 0 | 0% | 99% | 0 | 0% | 99% | 0 | 0% | 63.43% | 0 | 0% | 51.48% | 0 | 0% | 51.48% | 0 | 0% | 51.48% | 0 | 0 | 0% | 2.879% | 0 | 0% | 2.879% | 0 | 0% | 2.879% | 0 | 0% | 0.2995% | 0 | 0% | 0.2995% | 0 | 0% | 0.2995% | 0 | 0% | 0.8912% | 0 | 0% | 0.8912% | 0 | 0% | 0.8912% | 0 | 0% | 0.869% | 0 | 0% | 0.869% | 0 | 0% | 0.869% | 0 | 0% | 6.552% | 0 | 0% | 6.552% | 0 | 0% | 6.552% | 0 | 0% | 0.4679% | 0 | 0% | 0.4679% | 0 | 0% | 0.4679% | 0 |  |  |  | 0% | 11.8% | 0 | 1.292% | 11.8% | 1.2704e-05 | 0% | 11.8% | 0 | 0% | 0.3547% | 0 | 0% | 0.3547% | 0 | 0% | 0.3547% | 0 | 0% | 100% | 0 | 0% | 100% | 0 | 0% | 100% | 0 | 0% | 100% | 0 |  |  | 0 |  |  | 0 |  |  | 0
SAN BRUNO 040139086 | 3.7093e-05 | 0 | 0.0090868 | 0 | 0.0090868 | 0.0015984 | 0.010652 | 0.00275 | 0% | 99% | 0 | 0% | 99% | 0 | 0% | 99% | 0 | 0% | 99% | 0 | 0% | 63.56% | 0 | 0% | 51.1% | 0 | 0% | 51.1% | 0 | 0% | 51.1% | 0 | 0 | 0% | 3.938% | 0 | 0% | 3.938% | 0 | 0% | 3.938% | 0 | 0% | 0.4259% | 0 | 0% | 0.4259% | 0 | 0% | 0.4259% | 0 | 0% | 1.08% | 0 | 0% | 1.08% | 0 | 0% | 1.08% | 0 | 0% | 1.108% | 0 | 0% | 1.108% | 0 | 0% | 1.108% | 0 | 0% | 8.065% | 0 | 0% | 8.065% | 0 | 0% | 8.065% | 0 | 0% | 0.4975% | 0 | 0% | 0.4975% | 0 | 0% | 0.4975% | 0 |  |  |  | 0% | 11.8% | 0 | 0% | 11.8% | 0 | 0% | 11.8% | 0 | 0% | 0.3565% | 0 | 0% | 0.3565% | 0 | 0% | 0.3565% | 0 | 0% | 100% | 0 | 0% | 100% | 0 | 0% | 100% | 0 | 0% | 100% | 0 |  |  | 0 |  |  | 0 |  |  | 0
SARATOGA 110860088 | 3.7072e-05 | 0 | 0.036327 | 0 | 0.036327 | 0.016587 | 0.030576 | 0.012804 | 0% | 99% | 0 | 0% | 99% | 0 | 0% | 99% | 0 | 0% | 99% | 0 | 0% | 64.24% | 0 | 0% | 50.54% | 0 | 0% | 50.54% | 0 | 0% | 50.54% | 0 | 0 | 0% | 2.463% | 0 | 0% | 2.463% | 0 | 0% | 2.463% | 0 | 0% | 0.2699% | 0 | 0% | 0.2699% | 0 | 0% | 0.2699% | 0 | 0% | 0.774% | 0 | 0% | 0.774% | 0 | 0% | 0.774% | 0 | 100% | 0.7819% | 0.00028402 | 0% | 0.7819% | 0 | 0% | 0.7819% | 0 | 0% | 5.765% | 0 | 0% | 5.765% | 0 | 0% | 5.765% | 0 | 0% | 1.038% | 0 | 0% | 1.038% | 0 | 0% | 1.038% | 0 |  |  |  | 0% | 11.8% | 0 | 0% | 11.8% | 0 | 0% | 11.8% | 0 | 0% | 0.3651% | 0 | 0% | 0.3651% | 0 | 0% | 0.3651% | 0 | 0% | 100% | 0 | 0% | 100% | 0 | 0% | 100% | 0 | 0% | 100% | 0 |  |  | 0 |  |  | 0 |  |  | 0
21ST AVENUE 0402CB | 3.7063e-05 | 0 | 0.011885 | 0 | 0.011885 | 0.0012797 | 0.015968 | 0.0023717 | 0% | 99% | 0 | 0% | 99% | 0 | 0% | 99% | 0 | 0% | 99% | 0 | 0% | 61.74% | 0 | 0% | 49.29% | 0 | 0% | 49.29% | 0 | 0% | 49.29% | 0 | 0 | 0% | 4.549% | 0 | 0% | 4.549% | 0 | 0% | 4.549% | 0 | 0% | 0.4957% | 0 | 0% | 0.4957% | 0 | 0% | 0.4957% | 0 | 0% | 1.249% | 0 | 0% | 1.249% | 0 | 0% | 1.249% | 0 | 0% | 1.302% | 0 | 0% | 1.302% | 0 | 18.89% | 1.302% | 2.923e-05 | 0% | 9.394% | 0 | 0% | 9.394% | 0 | 0% | 9.394% | 0 | 0% | 0.3964% | 0 | 0% | 0.3964% | 0 | 0% | 0.3964% | 0 |  |  |  | 0% | 11.8% | 0 | 0% | 11.8% | 0 | 0% | 11.8% | 0 | 0% | 0.3566% | 0 | 0% | 0.3566% | 0 | 0% | 0.3566% | 0 | 0% | 100% | 0 | 0% | 100% | 0 | 0% | 100% | 0 | 0% | 100% | 0 |  |  | 0 |  |  | 0 |  |  | 0
MISSION (X) 1102CB | 3.7055e-05 | 0 | 0.0028368 | 0 | 0.0028368 | 0.00018585 | 0.0037247 | 0.00077229 | 0% | 99% | 0 | 0% | 99% | 0 | 0% | 99% | 0 | 0% | 99% | 0 | 0% | 61.58% | 0 | 0% | 48.84% | 0 | 0% | 48.84% | 0 | 0% | 48.84% | 0 | 0 | 0% | 4.315% | 0 | 0% | 4.315% | 0 | 0% | 4.315% | 0 | 0% | 0.4727% | 0 | 0% | 0.4727% | 0 | 0% | 0.4727% | 0 | 0% | 1.221% | 0 | 0% | 1.221% | 0 | 0% | 1.221% | 0 | 100% | 1.282% | 3.6378e-05 | 0% | 1.282% | 0 | 0% | 1.282% | 0 | 0% | 9.22% | 0 | 0% | 9.22% | 0 | 0% | 9.22% | 0 | 0% | 0.2935% | 0 | 0% | 0.2935% | 0 | 0% | 0.2935% | 0 |  |  |  | 0% | 11.8% | 0 | 0% | 11.8% | 0 | 0% | 11.8% | 0 | 0% | 0.3598% | 0 | 0% | 0.3598% | 0 | 0% | 0.3598% | 0 | 0% | 100% | 0 | 0% | 100% | 0 | 0% | 100% | 0 | 0% | 100% | 0 |  |  | 0 |  |  | 0 |  |  | 0
MOUNTAIN VIEW 1105CB | 3.7047e-05 | 0 | 0.025714 | 0 | 0.025714 | 0.013994 | 0.020797 | 0.007657 | 0% | 99% | 0 | 0% | 99% | 0 | 0% | 99% | 0 | 0% | 99% | 0 | 0% | 64.78% | 0 | 0% | 50.28% | 0 | 0% | 50.28% | 0 | 0% | 50.28% | 0 | 0 | 0% | 2.456% | 0 | 0% | 2.456% | 0 | 0% | 2.456% | 0 | 0% | 0.2742% | 0 | 0% | 0.2742% | 0 | 0% | 0.2742% | 0 | 0% | 0.7447% | 0 | 0% | 0.7447% | 0 | 0% | 0.7447% | 0 | 0% | 0.7738% | 0 | 0% | 0.7738% | 0 | 100% | 0.7738% | 0.00019897 | 0% | 5.601% | 0 | 0% | 5.601% | 0 | 0% | 5.601% | 0 | 0% | 1.254% | 0 | 0% | 1.254% | 0 | 0% | 1.254% | 0 |  |  |  | 0% | 11.8% | 0 | 0% | 11.8% | 0 | 0% | 11.8% | 0 | 0% | 0.3712% | 0 | 0% | 0.3712% | 0 | 0% | 0.3712% | 0 | 0% | 100% | 0 | 0% | 100% | 0 | 0% | 100% | 0 | 0% | 100% | 0 |  |  | 0 |  |  | 0 |  |  | 0
SARATOGA 1111XR128 | 3.7029e-05 | 0 | 0.023497 | 0 | 0.023497 | 0.010454 | 0.020441 | 0.007893 | 0% | 99% | 0 | 0% | 99% | 0 | 0% | 99% | 0 | 0% | 99% | 0 | 0% | 63.69% | 0 | 0% | 50.31% | 0 | 0% | 50.31% | 0 | 0% | 50.31% | 0 | 0 | 0% | 2.436% | 0 | 0% | 2.436% | 0 | 0% | 2.436% | 0 | 0% | 0.2653% | 0 | 0% | 0.2653% | 0 | 0% | 0.2653% | 0 | 0% | 0.8012% | 0 | 0% | 0.8012% | 0 | 0% | 0.8012% | 0 | 58.13% | 0.7998% | 0.00010924 | 41.87% | 0.7998% | 7.8686e-05 | 0% | 0.7998% | 0 | 0% | 5.948% | 0 | 0% | 5.948% | 0 | 0% | 5.948% | 0 | 0% | 0.991% | 0 | 0% | 0.991% | 0 | 0% | 0.991% | 0 |  |  |  | 0% | 11.8% | 0 | 0% | 11.8% | 0 | 0% | 11.8% | 0 | 0% | 0.362% | 0 | 0% | 0.362% | 0 | 0% | 0.362% | 0 | 0% | 100% | 0 | 0% | 100% | 0 | 0% | 100% | 0 | 0% | 100% | 0 |  |  | 0 |  |  | 0 |  |  | 0
SF N 0401CB | 3.7017e-05 | 0 | 0.018451 | 0 | 0.018451 | 0.0017019 | 0.025521 | 0.0032353 | 0% | 99% | 0 | 0% | 99% | 0 | 0% | 99% | 0 | 0% | 99% | 0 | 0% | 61.02% | 0 | 0% | 48.81% | 0 | 0% | 48.81% | 0 | 0% | 48.81% | 0 | 0 | 0% | 4.635% | 0 | 0% | 4.635% | 0 | 0% | 4.635% | 0 | 0% | 0.5015% | 0 | 0% | 0.5015% | 0 | 0% | 0.5015% | 0 | 0% | 1.289% | 0 | 0% | 1.289% | 0 | 0% | 1.289% | 0 | 0% | 1.336% | 0 | 0% | 1.336% | 0 | 0% | 1.336% | 0 | 0% | 9.677% | 0 | 0% | 9.677% | 0 | 0% | 9.677% | 0 | 0% | 0.3799% | 0 | 0% | 0.3799% | 0 | 0% | 0.3799% | 0 |  |  |  | 0% | 11.8% | 0 | 0% | 11.8% | 0 | 0% | 11.8% | 0 | 0% | 0.3544% | 0 | 0% | 0.3544% | 0 | 0% | 0.3544% | 0 | 0% | 100% | 0 | 0% | 100% | 0 | 0% | 100% | 0 | 0% | 100% | 0 |  |  | 0 |  |  | 0 |  |  | 0
LIVERMORE 1102CB | 3.7014e-05 | 0 | 0.022228 | 0 | 0.022228 | 0.0050252 | 0.021353 | 0.010315 | 0% | 99% | 0 | 0% | 99% | 0 | 0% | 99% | 0 | 0% | 99% | 0 | 0% | 64.09% | 0 | 0% | 50.88% | 0 | 0% | 50.88% | 0 | 0% | 50.88% | 0 | 0 | 0% | 3.15% | 0 | 0% | 3.15% | 0 | 0% | 3.15% | 0 | 0% | 0.3406% | 0 | 0% | 0.3406% | 0 | 0% | 0.3406% | 0 | 0% | 0.8807% | 0 | 0% | 0.8807% | 0 | 0% | 0.8807% | 0 | 44.74% | 0.8942% | 8.8926e-05 | 0% | 0.8942% | 0 | 0% | 0.8942% | 0 | 0% | 6.554% | 0 | 0% | 6.554% | 0 | 0% | 6.554% | 0 | 0% | 0.6107% | 0 | 0% | 0.6107% | 0 | 0% | 0.6107% | 0 |  |  |  | 0% | 11.8% | 0 | 0% | 11.8% | 0 | 0% | 11.8% | 0 | 0% | 0.3616% | 0 | 0% | 0.3616% | 0 | 0% | 0.3616% | 0 | 0% | 100% | 0 | 0% | 100% | 0 | 0% | 100% | 0 | 0% | 100% | 0 |  |  | 0 |  |  | 0 |  |  | 0
VACAVILLE 110996966 | 3.692e-05 | 0 | 0.0011305 | 0 | 0.0011305 | 0.0002233 | 0.0010516 | 0.00059136 | 0% | 99% | 0 | 0% | 99% | 0 | 0% | 99% | 0 | 0% | 99% | 0 | 0% | 64.43% | 0 | 0% | 49.42% | 0 | 0% | 49.42% | 0 | 0% | 49.42% | 0 | 0 | 0% | 2.42% | 0 | 0% | 2.42% | 0 | 0% | 2.42% | 0 | 0% | 0.315% | 0 | 0% | 0.315% | 0 | 0% | 0.315% | 0 | 0% | 0.7841% | 0 | 0% | 0.7841% | 0 | 0% | 0.7841% | 0 | 0% | 0.8235% | 0 | 100% | 0.8235% | 9.3097e-06 | 0% | 0.8235% | 0 | 0% | 5.913% | 0 | 0% | 5.913% | 0 | 0% | 5.913% | 0 | 0% | 0.4629% | 0 | 0% | 0.4629% | 0 | 0% | 0.4629% | 0 |  |  |  | 0% | 11.8% | 0 | 0% | 11.8% | 0 | 0% | 11.8% | 0 | 0% | 0.3573% | 0 | 0% | 0.3573% | 0 | 0% | 0.3573% | 0 | 0% | 100% | 0 | 0% | 100% | 0 | 0% | 100% | 0 | 0% | 100% | 0 |  |  | 0 |  |  | 0 |  |  | 0
OAKLAND D 1110CR160 | 3.6883e-05 | 0 | 0.0065883 | 0 | 0.0065883 | 0.0015303 | 0.0064871 | 0.0028583 | 0% | 99% | 0 | 0% | 99% | 0 | 0% | 99% | 0 | 0% | 99% | 0 | 0% | 62.78% | 0 | 0% | 51.05% | 0 | 0% | 51.05% | 0 | 0% | 51.05% | 0 | 0 | 0% | 2.902% | 0 | 0% | 2.902% | 0 | 0% | 2.902% | 0 | 0% | 0.2992% | 0 | 0% | 0.2992% | 0 | 0% | 0.2992% | 0 | 0% | 0.911% | 0 | 0% | 0.911% | 0 | 0% | 0.911% | 0 | 100% | 0.8807% | 5.8024e-05 | 0% | 0.8807% | 0 | 0% | 0.8807% | 0 | 0% | 6.681% | 0 | 0% | 6.681% | 0 | 0% | 6.681% | 0 | 0% | 0.563% | 0 | 0% | 0.563% | 0 | 0% | 0.563% | 0 |  |  |  | 0% | 11.8% | 0 | 0% | 11.8% | 0 | 0% | 11.8% | 0 | 0% | 0.3522% | 0 | 0% | 0.3522% | 0 | 0% | 0.3522% | 0 | 0% | 100% | 0 | 0% | 100% | 0 | 0% | 100% | 0 | 0% | 100% | 0 |  |  | 0 |  |  | 0 |  |  | 0
RICHMOND R 1127BR176 | 3.6848e-05 | 0 | 0.0055477 | 0 | 0.0055477 | 0.00087537 | 0.0058361 | 0.0024465 | 0% | 99% | 0 | 0% | 99% | 0 | 0% | 99% | 0 | 0% | 99% | 0 | 0% | 63.94% | 0 | 0% | 51.67% | 0 | 0% | 51.67% | 0 | 0% | 51.67% | 0 | 0 | 0% | 3.109% | 0 | 0% | 3.109% | 0 | 0% | 3.109% | 0 | 0% | 0.3431% | 0 | 0% | 0.3431% | 0 | 0% | 0.3431% | 0 | 0% | 0.9622% | 0 | 0% | 0.9622% | 0 | 0% | 0.9622% | 0 | 0% | 0.9697% | 0 | 0% | 0.9697% | 0 | 0% | 0.9697% | 0 | 0% | 7.158% | 0 | 0% | 7.158% | 0 | 0% | 7.158% | 0 | 0% | 0.3627% | 0 | 0% | 0.3627% | 0 | 0% | 0.3627% | 0 |  |  |  | 0% | 11.8% | 0 | 0% | 11.8% | 0 | 0% | 11.8% | 0 | 0% | 0.3552% | 0 | 0% | 0.3552% | 0 | 0% | 0.3552% | 0 | 0% | 100% | 0 | 0% | 100% | 0 | 0% | 100% | 0 | 0% | 100% | 0 |  |  | 0 |  |  | 0 |  |  | 0
SANTA ROSA A 1101CB | 3.6827e-05 | 0 | 0.0037591 | 0 | 0.0037591 | 0.0016254 | 0.0030519 | 0.001528 | 0% | 99% | 0 | 0% | 99% | 0 | 0% | 99% | 0 | 0% | 99% | 0 | 0% | 64.92% | 0 | 0% | 50.74% | 0 | 0% | 50.74% | 0 | 0% | 50.74% | 0 | 0 | 0% | 2.613% | 0 | 0% | 2.613% | 0 | 0% | 2.613% | 0 | 0% | 0.2918% | 0 | 0% | 0.2918% | 0 | 0% | 0.2918% | 0 | 0% | 0.7414% | 0 | 0% | 0.7414% | 0 | 0% | 0.7414% | 0 | 0% | 0.7678% | 0 | 0% | 0.7678% | 0 | 82.9% | 0.7678% | 2.3926e-05 | 0% | 5.558% | 0 | 0% | 5.558% | 0 | 0% | 5.558% | 0 | 0% | 1.142% | 0 | 0% | 1.142% | 0 | 0% | 1.142% | 0 |  |  |  | 0% | 11.8% | 0 | 0% | 11.8% | 0 | 0% | 11.8% | 0 | 0% | 0.3698% | 0 | 0% | 0.3698% | 0 | 0% | 0.3698% | 0 | 0% | 100% | 0 | 0% | 100% | 0 | 0% | 100% | 0 | 0% | 100% | 0 |  |  | 0 |  |  | 0 |  |  | 0
RENFRO 21014863 | 3.6822e-05 | 0 | 0.002443 | 0 | 0.002443 | 0.00026346 | 0.0020214 | 0.001748 | 0% | 99% | 0 | 0% | 99% | 0 | 0% | 99% | 0 | 0% | 99% | 0 | 0% | 64.23% | 0 | 0% | 49.71% | 0 | 0% | 49.71% | 0 | 0% | 49.71% | 0 | 0 | 0% | 2.556% | 0 | 0% | 2.556% | 0 | 0% | 2.556% | 0 | 0% | 0.2922% | 0 | 0% | 0.2922% | 0 | 0% | 0.2922% | 0 | 0% | 0.746% | 0 | 0% | 0.746% | 0 | 0% | 0.746% | 0 | 0% | 0.788% | 0 | 100% | 0.788% | 1.925e-05 | 0% | 0.788% | 0 | 0% | 5.651% | 0 | 0% | 5.651% | 0 | 0% | 5.651% | 0 | 0% | 0.2595% | 0 | 0% | 0.2595% | 0 | 0% | 0.2595% | 0 |  |  |  | 0% | 11.8% | 0 | 0% | 11.8% | 0 | 0% | 11.8% | 0 | 0% | 0.3712% | 0 | 0% | 0.3712% | 0 | 0% | 0.3712% | 0 | 0% | 100% | 0 | 0% | 100% | 0 | 0% | 100% | 0 | 0% | 100% | 0 |  |  | 0 |  |  | 0 |  |  | 0
SAN JOSE A 1110XR426 | 3.6815e-05 | 0 | 0.014969 | 0 | 0.014969 | 0.0064113 | 0.012963 | 0.0053361 | 0% | 99% | 0 | 0% | 99% | 0 | 0% | 99% | 0 | 0% | 99% | 0 | 0% | 65.02% | 0 | 0% | 51.13% | 0 | 0% | 51.13% | 0 | 0% | 51.13% | 0 | 0 | 0% | 2.552% | 0 | 0% | 2.552% | 0 | 0% | 2.552% | 0 | 0% | 0.286% | 0 | 0% | 0.286% | 0 | 0% | 0.286% | 0 | 0% | 0.7975% | 0 | 0% | 0.7975% | 0 | 0% | 0.7975% | 0 | 0% | 0.8259% | 0 | 4.061% | 0.8259% | 5.0212e-06 | 95.94% | 0.8259% | 0.00011861 | 0% | 5.995% | 0 | 0% | 5.995% | 0 | 0% | 5.995% | 0 | 0% | 0.9769% | 0 | 0% | 0.9769% | 0 | 0% | 0.9769% | 0 |  |  |  | 0% | 11.8% | 0 | 0% | 11.8% | 0 | 0% | 11.8% | 0 | 0% | 0.3684% | 0 | 0% | 0.3684% | 0 | 0% | 0.3684% | 0 | 0% | 100% | 0 | 0% | 100% | 0 | 0% | 100% | 0 | 0% | 100% | 0 |  |  | 0 |  |  | 0 |  |  | 0
WHISMAN 110860014 | 3.6792e-05 | 0 | 0.0037555 | 0 | 0.0037555 | 0.001555 | 0.0029209 | 0.0017235 | 0% | 99% | 0 | 0% | 99% | 0 | 0% | 99% | 0 | 0% | 99% | 0 | 0% | 65.62% | 0 | 0% | 51.1% | 0 | 0% | 51.1% | 0 | 0% | 51.1% | 0 | 0 | 0% | 2.999% | 0 | 0% | 2.999% | 0 | 0% | 2.999% | 0 | 0% | 0.3225% | 0 | 0% | 0.3225% | 0 | 0% | 0.3225% | 0 | 0% | 0.7118% | 0 | 0% | 0.7118% | 0 | 0% | 0.7118% | 0 | 0% | 0.7409% | 0 | 0% | 0.7409% | 0 | 100% | 0.7409% | 2.7824e-05 | 0% | 5.323% | 0 | 0% | 5.323% | 0 | 0% | 5.323% | 0 | 0% | 0.9118% | 0 | 0% | 0.9118% | 0 | 0% | 0.9118% | 0 |  |  |  | 0% | 11.8% | 0 | 0% | 11.8% | 0 | 0% | 11.8% | 0 | 0% | 0.3731% | 0 | 0% | 0.3731% | 0 | 0% | 0.3731% | 0 | 0% | 100% | 0 | 0% | 100% | 0 | 0% | 100% | 0 | 0% | 100% | 0 |  |  | 0 |  |  | 0 |  |  | 0
FREMONT 1112CB | 3.6768e-05 | 0 | 0.0016889 | 0 | 0.0016889 | 0.00044024 | 0.0014211 | 0.00092662 | 0% | 99% | 0 | 0% | 99% | 0 | 0% | 99% | 0 | 0% | 99% | 0 | 0% | 67.02% | 0 | 0% | 52.66% | 0 | 0% | 52.66% | 0 | 0% | 52.66% | 0 | 0 | 0% | 3.037% | 0 | 0% | 3.037% | 0 | 0% | 3.037% | 0 | 0% | 0.3399% | 0 | 0% | 0.3399% | 0 | 0% | 0.3399% | 0 | 0% | 0.773% | 0 | 0% | 0.773% | 0 | 0% | 0.773% | 0 | 0% | 0.8321% | 0 | 0% | 0.8321% | 0 | 0% | 0.8321% | 0 | 0% | 5.867% | 0 | 0% | 5.867% | 0 | 0% | 5.867% | 0 | 0% | 0.5922% | 0 | 0% | 0.5922% | 0 | 0% | 0.5922% | 0 |  |  |  | 0% | 11.8% | 0 | 0% | 11.8% | 0 | 0% | 11.8% | 0 | 0% | 0.3762% | 0 | 0% | 0.3762% | 0 | 0% | 0.3762% | 0 | 0% | 100% | 0 | 0% | 100% | 0 | 0% | 100% | 0 | 0% | 100% | 0 |  |  | 0 |  |  | 0 |  |  | 0
MC CALL 110341168 | 3.673e-05 | 0 | 0.00018746 | 0 | 0.00018746 | 2.1597e-05 | 0.00016818 | 0.00011967 | 0% | 99% | 0 | 0% | 99% | 0 | 0% | 99% | 0 | 0% | 99% | 0 | 0% | 63.8% | 0 | 0% | 49.63% | 0 | 0% | 49.63% | 0 | 0% | 49.63% | 0 | 0 | 0% | 3.087% | 0 | 0% | 3.087% | 0 | 0% | 3.087% | 0 | 0% | 0.3378% | 0 | 0% | 0.3378% | 0 | 0% | 0.3378% | 0 | 0% | 0.8225% | 0 | 0% | 0.8225% | 0 | 0% | 0.8225% | 0 | 0% | 0.8662% | 0 | 0% | 0.8662% | 0 | 100% | 0.8662% | 1.6238e-06 | 0% | 6.209% | 0 | 0% | 6.209% | 0 | 0% | 6.209% | 0 | 0% | 0.3375% | 0 | 0% | 0.3375% | 0 | 0% | 0.3375% | 0 |  |  |  | 0% | 11.8% | 0 | 0% | 11.8% | 0 | 0% | 11.8% | 0 | 0% | 0.3714% | 0 | 0% | 0.3714% | 0 | 0% | 0.3714% | 0 | 0% | 100% | 0 | 0% | 100% | 0 | 0% | 100% | 0 | 0% | 100% | 0 |  |  | 0 |  |  | 0 |  |  | 0
LAMONT 110316321 | 3.6727e-05 | 0 | 0.005061 | 0 | 0.005061 | 0.0007491 | 0.0055652 | 0.0020401 | 0% | 99% | 0 | 0% | 99% | 0 | 0% | 99% | 0 | 0% | 99% | 0 | 0% | 60.57% | 0 | 0% | 49.51% | 0 | 0% | 49.51% | 0 | 0% | 49.51% | 0 | 0 | 0% | 2.77% | 0 | 0% | 2.77% | 0 | 0% | 2.77% | 0 | 0% | 0.2905% | 0 | 0% | 0.2905% | 0 | 0% | 0.2905% | 0 | 0% | 1.018% | 0 | 0% | 1.018% | 0 | 0% | 1.018% | 0 | 97.7% | 0.9833% | 4.8619e-05 | 0% | 0.9833% | 0 | 2.299% | 0.9833% | 1.1439e-06 | 0% | 7.489% | 0 | 0% | 7.489% | 0 | 0% | 7.489% | 0 | 0% | 0.3363% | 0 | 0% | 0.3363% | 0 | 0% | 0.3363% | 0 |  |  |  | 0% | 11.8% | 0 | 0% | 11.8% | 0 | 0% | 11.8% | 0 | 0% | 0.3456% | 0 | 0% | 0.3456% | 0 | 0% | 0.3456% | 0 | 0% | 100% | 0 | 0% | 100% | 0 | 0% | 100% | 0 | 0% | 100% | 0 |  |  | 0 |  |  | 0 |  |  | 0
SAN LEANDRO U 1102MR594 | 3.6707e-05 | 0 | 0.02266 | 0 | 0.02266 | 0.0051475 | 0.021396 | 0.010863 | 0% | 99% | 0 | 0% | 99% | 0 | 0% | 99% | 0 | 0% | 99% | 0 | 0% | 64.8% | 0 | 0% | 52.21% | 0 | 0% | 52.21% | 0 | 0% | 52.21% | 0 | 0 | 0% | 2.88% | 0 | 0% | 2.88% | 0 | 0% | 2.88% | 0 | 0% | 0.3123% | 0 | 0% | 0.3123% | 0 | 0% | 0.3123% | 0 | 0% | 0.872% | 0 | 0% | 0.872% | 0 | 0% | 0.872% | 0 | 0% | 0.8808% | 0 | 0% | 0.8808% | 0 | 0% | 0.8808% | 0 | 0% | 6.491% | 0 | 0% | 6.491% | 0 | 0% | 6.491% | 0 | 0% | 0.5491% | 0 | 0% | 0.5491% | 0 | 0% | 0.5491% | 0 |  |  |  | 0% | 11.8% | 0 | 0% | 11.8% | 0 | 0% | 11.8% | 0 | 0% | 0.3614% | 0 | 0% | 0.3614% | 0 | 0% | 0.3614% | 0 | 0% | 100% | 0 | 0% | 100% | 0 | 0% | 100% | 0 | 0% | 100% | 0 |  |  | 0 |  |  | 0 |  |  | 0
SARATOGA 11108645 | 3.6706e-05 | 0 | 0.0093667 | 0 | 0.0093667 | 0.0038325 | 0.0082195 | 0.0034102 | 0% | 99% | 0 | 0% | 99% | 0 | 0% | 99% | 0 | 0% | 99% | 0 | 0% | 64.31% | 0 | 0% | 50.88% | 0 | 0% | 50.88% | 0 | 0% | 50.88% | 0 | 0 | 0% | 2.621% | 0 | 0% | 2.621% | 0 | 0% | 2.621% | 0 | 0% | 0.284% | 0 | 0% | 0.284% | 0 | 0% | 0.284% | 0 | 0% | 0.8115% | 0 | 0% | 0.8115% | 0 | 0% | 0.8115% | 0 | 0% | 0.8209% | 0 | 100% | 0.8209% | 7.6895e-05 | 0% | 0.8209% | 0 | 0% | 6.046% | 0 | 0% | 6.046% | 0 | 0% | 6.046% | 0 | 0% | 0.8946% | 0 | 0% | 0.8946% | 0 | 0% | 0.8946% | 0 |  |  |  | 0% | 11.8% | 0 | 0% | 11.8% | 0 | 0% | 11.8% | 0 | 0% | 0.3646% | 0 | 0% | 0.3646% | 0 | 0% | 0.3646% | 0 | 0% | 100% | 0 | 0% | 100% | 0 | 0% | 100% | 0 | 0% | 100% | 0 |  |  | 0 |  |  | 0 |  |  | 0
NEWARK 12KV 1106CB | 3.6698e-05 | 0 | 0.029386 | 0 | 0.029386 | 0.0063661 | 0.029263 | 0.012881 | 0% | 99% | 0 | 0% | 99% | 0 | 0% | 99% | 0 | 0% | 99% | 0 | 0% | 64.27% | 0 | 0% | 51.06% | 0 | 0% | 51.06% | 0 | 0% | 51.06% | 0 | 0 | 0% | 3.162% | 0 | 0% | 3.162% | 0 | 0% | 3.162% | 0 | 0% | 0.3486% | 0 | 0% | 0.3486% | 0 | 0% | 0.3486% | 0 | 0% | 0.9147% | 0 | 0% | 0.9147% | 0 | 0% | 0.9147% | 0 | 0% | 0.9441% | 0 | 1.407% | 0.9441% | 3.9046e-06 | 98.59% | 0.9441% | 0.00027354 | 0% | 6.858% | 0 | 0% | 6.858% | 0 | 0% | 6.858% | 0 | 0% | 0.3894% | 0 | 0% | 0.3894% | 0 | 0% | 0.3894% | 0 |  |  |  | 0% | 11.8% | 0 | 0% | 11.8% | 0 | 0% | 11.8% | 0 | 0% | 0.3634% | 0 | 0% | 0.3634% | 0 | 0% | 0.3634% | 0 | 0% | 100% | 0 | 0% | 100% | 0 | 0% | 100% | 0 | 0% | 100% | 0 |  |  | 0 |  |  | 0 |  |  | 0
MILPITAS 2110XR024 | 3.6691e-05 | 0 | 0.013482 | 0 | 0.013482 | 0.0042304 | 0.012468 | 0.0055577 | 0% | 99% | 0 | 0% | 99% | 0 | 0% | 99% | 0 | 0% | 99% | 0 | 0% | 64.27% | 0 | 0% | 50.87% | 0 | 0% | 50.87% | 0 | 0% | 50.87% | 0 | 0 | 0% | 2.811% | 0 | 0% | 2.811% | 0 | 0% | 2.811% | 0 | 0% | 0.3085% | 0 | 0% | 0.3085% | 0 | 0% | 0.3085% | 0 | 0% | 0.8433% | 0 | 0% | 0.8433% | 0 | 0% | 0.8433% | 0 | 0% | 0.8527% | 0 | 0% | 0.8527% | 0 | 0% | 0.8527% | 0 | 0% | 6.276% | 0 | 0% | 6.276% | 0 | 0% | 6.276% | 0 | 0% | 0.6989% | 0 | 0% | 0.6989% | 0 | 0% | 0.6989% | 0 |  |  |  | 0% | 11.8% | 0 | 0% | 11.8% | 0 | 0% | 11.8% | 0 | 0% | 0.3612% | 0 | 0% | 0.3612% | 0 | 0% | 0.3612% | 0 | 0% | 100% | 0 | 0% | 100% | 0 | 0% | 100% | 0 | 0% | 100% | 0 |  |  | 0 |  |  | 0 |  |  | 0
OAKLAND D 1110CR154 | 3.6643e-05 | 0 | 0.0056727 | 0 | 0.0056727 | 0.0018683 | 0.0053353 | 0.0021606 | 0% | 99% | 0 | 0% | 99% | 0 | 0% | 99% | 0 | 0% | 99% | 0 | 0% | 63.81% | 0 | 0% | 51.2% | 0 | 0% | 51.2% | 0 | 0% | 51.2% | 0 | 0 | 0% | 2.808% | 0 | 0% | 2.808% | 0 | 0% | 2.808% | 0 | 0% | 0.3069% | 0 | 0% | 0.3069% | 0 | 0% | 0.3069% | 0 | 0% | 0.8674% | 0 | 0% | 0.8674% | 0 | 0% | 0.8674% | 0 | 100% | 0.8814% | 5.0001e-05 | 0% | 0.8814% | 0 | 0% | 0.8814% | 0 | 0% | 6.474% | 0 | 0% | 6.474% | 0 | 0% | 6.474% | 0 | 0% | 1.087% | 0 | 0% | 1.087% | 0 | 0% | 1.087% | 0 |  |  |  | 0% | 11.8% | 0 | 0% | 11.8% | 0 | 0% | 11.8% | 0 | 0% | 0.3625% | 0 | 0% | 0.3625% | 0 | 0% | 0.3625% | 0 | 0% | 100% | 0 | 0% | 100% | 0 | 0% | 100% | 0 | 0% | 100% | 0 |  |  | 0 |  |  | 0 |  |  | 0
VASONA 110160084 | 3.6607e-05 | 0 | 0.0082205 | 0 | 0.0082205 | 0.0035829 | 0.0071106 | 0.0028766 | 0% | 99% | 0 | 0% | 99% | 0 | 0% | 99% | 0 | 0% | 99% | 0 | 0% | 63.66% | 0 | 0% | 50.13% | 0 | 0% | 50.13% | 0 | 0% | 50.13% | 0 | 0 | 0% | 2.409% | 0 | 0% | 2.409% | 0 | 0% | 2.409% | 0 | 0% | 0.266% | 0 | 0% | 0.266% | 0 | 0% | 0.266% | 0 | 0% | 0.7908% | 0 | 0% | 0.7908% | 0 | 0% | 0.7908% | 0 | 0% | 0.7906% | 0 | 100% | 0.7906% | 6.499e-05 | 0% | 0.7906% | 0 | 0% | 5.874% | 0 | 0% | 5.874% | 0 | 0% | 5.874% | 0 | 0% | 0.9699% | 0 | 0% | 0.9699% | 0 | 0% | 0.9699% | 0 |  |  |  | 0% | 11.8% | 0 | 0% | 11.8% | 0 | 0% | 11.8% | 0 | 0% | 0.3617% | 0 | 0% | 0.3617% | 0 | 0% | 0.3617% | 0 | 0% | 100% | 0 | 0% | 100% | 0 | 0% | 100% | 0 | 0% | 100% | 0 |  |  | 0 |  |  | 0 |  |  | 0
WOODLAND 110922332 | 3.6598e-05 | 0 | 0.0029885 | 0 | 0.0029885 | 0.00056812 | 0.0029004 | 0.0014649 | 0% | 99% | 0 | 0% | 99% | 0 | 0% | 99% | 0 | 0% | 99% | 0 | 0% | 63.31% | 0 | 0% | 50.7% | 0 | 0% | 50.7% | 0 | 0% | 50.7% | 0 | 0 | 0% | 2.973% | 0 | 0% | 2.973% | 0 | 0% | 2.973% | 0 | 0% | 0.3244% | 0 | 0% | 0.3244% | 0 | 0% | 0.3244% | 0 | 0% | 0.8877% | 0 | 0% | 0.8877% | 0 | 0% | 0.8877% | 0 | 0% | 0.8912% | 0 | 0% | 0.8912% | 0 | 0% | 0.8912% | 0 | 0% | 6.587% | 0 | 0% | 6.587% | 0 | 0% | 6.587% | 0 | 0% | 0.4616% | 0 | 0% | 0.4616% | 0 | 0% | 0.4616% | 0 |  |  |  | 0% | 11.8% | 0 | 0% | 11.8% | 0 | 0% | 11.8% | 0 | 0% | 0.3579% | 0 | 0% | 0.3579% | 0 | 0% | 0.3579% | 0 | 0% | 100% | 0 | 0% | 100% | 0 | 0% | 100% | 0 | 0% | 100% | 0 |  |  | 0 |  |  | 0 |  |  | 0
MORAGA 1105E512R | 3.659e-05 | 0 | 0.00037348 | 0 | 0.00037348 | 0.00011877 | 0.00034271 | 0.00015505 | 0% | 99% | 0 | 0% | 99% | 0 | 0% | 99% | 0 | 0% | 99% | 0 | 0% | 63.96% | 0 | 0% | 49.38% | 0 | 0% | 49.38% | 0 | 0% | 49.38% | 0 | 0 | 0% | 3.408% | 0 | 0% | 3.408% | 0 | 0% | 3.408% | 0 | 0% | 0.3761% | 0 | 0% | 0.3761% | 0 | 0% | 0.3761% | 0 | 0% | 0.8281% | 0 | 0% | 0.8281% | 0 | 0% | 0.8281% | 0 | 0% | 0.8617% | 0 | 91.19% | 0.8617% | 2.9346e-06 | 0% | 0.8617% | 0 | 0% | 6.194% | 0 | 0% | 6.194% | 0 | 0% | 6.194% | 0 | 0% | 0.4978% | 0 | 0% | 0.4978% | 0 | 0% | 0.4978% | 0 |  |  |  | 0% | 11.8% | 0 | 0% | 11.8% | 0 | 0% | 11.8% | 0 | 0% | 0.3665% | 0 | 0% | 0.3665% | 0 | 0% | 0.3665% | 0 | 0% | 100% | 0 | 0% | 100% | 0 | 0% | 100% | 0 | 0% | 100% | 0 |  |  | 0 |  |  | 0 |  |  | 0
SARATOGA 1109LC44 | 3.6584e-05 | 0 | 0.053587 | 0 | 0.053587 | 0.024844 | 0.044711 | 0.018905 | 0% | 99% | 0 | 0% | 99% | 0 | 0% | 99% | 0 | 0% | 99% | 0 | 0% | 64.29% | 0 | 0% | 50.36% | 0 | 0% | 50.36% | 0 | 0% | 50.36% | 0 | 0 | 0% | 2.449% | 0 | 0% | 2.449% | 0 | 0% | 2.449% | 0 | 0% | 0.2723% | 0 | 0% | 0.2723% | 0 | 0% | 0.2723% | 0 | 0% | 0.7646% | 0 | 0% | 0.7646% | 0 | 0% | 0.7646% | 0 | 92.72% | 0.7774% | 0.00038625 | 7.283% | 0.7774% | 3.0341e-05 | 0% | 0.7774% | 0 | 0% | 5.708% | 0 | 0% | 5.708% | 0 | 0% | 5.708% | 0 | 0% | 1.049% | 0 | 0% | 1.049% | 0 | 0% | 1.049% | 0 |  |  |  | 0% | 11.8% | 0 | 0% | 11.8% | 0 | 0% | 11.8% | 0 | 0% | 0.366% | 0 | 0% | 0.366% | 0 | 0% | 0.366% | 0 | 0% | 100% | 0 | 0% | 100% | 0 | 0% | 100% | 0 | 0% | 100% | 0 |  |  | 0 |  |  | 0 |  |  | 0
SF K 0411CB | 3.6544e-05 | 0 | 0.011452 | 0 | 0.011452 | 0.0011902 | 0.016298 | 0.0014161 | 0% | 99% | 0 | 0% | 99% | 0 | 0% | 99% | 0 | 0% | 99% | 0 | 0% | 60.45% | 0 | 0% | 48.31% | 0 | 0% | 48.31% | 0 | 0% | 48.31% | 0 | 0 | 0% | 4.509% | 0 | 0% | 4.509% | 0 | 0% | 4.509% | 0 | 0% | 0.4907% | 0 | 0% | 0.4907% | 0 | 0% | 0.4907% | 0 | 0% | 1.326% | 0 | 0% | 1.326% | 0 | 0% | 1.326% | 0 | 0% | 1.371% | 0 | 0% | 1.371% | 0 | 0% | 1.371% | 0 | 0% | 9.96% | 0 | 0% | 9.96% | 0 | 0% | 9.96% | 0 | 0% | 0.3921% | 0 | 0% | 0.3921% | 0 | 0% | 0.3921% | 0 |  |  |  | 0% | 11.8% | 0 | 0% | 11.8% | 0 | 0% | 11.8% | 0 | 0% | 0.352% | 0 | 0% | 0.352% | 0 | 0% | 0.352% | 0 | 0% | 100% | 0 | 0% | 100% | 0 | 0% | 100% | 0 | 0% | 100% | 0 |  |  | 0 |  |  | 0 |  |  | 0
BELLE HAVEN 11058964 | 3.651e-05 | 0 | 0.0096273 | 0 | 0.0096273 | 0.0045895 | 0.0078382 | 0.0034647 | 0% | 99% | 0 | 0% | 99% | 0 | 0% | 99% | 0 | 0% | 99% | 0 | 0% | 64.4% | 0 | 0% | 50.46% | 0 | 0% | 50.46% | 0 | 0% | 50.46% | 0 | 0 | 0% | 2.565% | 0 | 0% | 2.565% | 0 | 0% | 2.565% | 0 | 0% | 0.2787% | 0 | 0% | 0.2787% | 0 | 0% | 0.2787% | 0 | 0% | 0.7456% | 0 | 0% | 0.7456% | 0 | 0% | 0.7456% | 0 | 0% | 0.755% | 0 | 3.549% | 0.755% | 2.5794e-06 | 96.45% | 0.755% | 7.0105e-05 | 0% | 5.546% | 0 | 0% | 5.546% | 0 | 0% | 5.546% | 0 | 0% | 1.164% | 0 | 0% | 1.164% | 0 | 0% | 1.164% | 0 |  |  |  | 0% | 11.8% | 0 | 0% | 11.8% | 0 | 0% | 11.8% | 0 | 0% | 0.3665% | 0 | 0% | 0.3665% | 0 | 0% | 0.3665% | 0 | 0% | 100% | 0 | 0% | 100% | 0 | 0% | 100% | 0 | 0% | 100% | 0 |  |  | 0 |  |  | 0 |  |  | 0
MISSION (X) 111639048 | 3.6505e-05 | 0 | 0.0020494 | 0 | 0.0020494 | 0.00028103 | 0.0026005 | 0.00050158 | 0% | 99% | 0 | 0% | 99% | 0 | 0% | 99% | 0 | 0% | 99% | 0 | 0% | 61.97% | 0 | 0% | 49.52% | 0 | 0% | 49.52% | 0 | 0% | 49.52% | 0 | 0 | 0% | 4.345% | 0 | 0% | 4.345% | 0 | 0% | 4.345% | 0 | 0% | 0.4658% | 0 | 0% | 0.4658% | 0 | 0% | 0.4658% | 0 | 0% | 1.18% | 0 | 0% | 1.18% | 0 | 0% | 1.18% | 0 | 0% | 1.221% | 0 | 0% | 1.221% | 0 | 0% | 1.221% | 0 | 0% | 8.847% | 0 | 0% | 8.847% | 0 | 0% | 8.847% | 0 | 0% | 0.458% | 0 | 0% | 0.458% | 0 | 0% | 0.458% | 0 |  |  |  | 0% | 11.8% | 0 | 0% | 11.8% | 0 | 0% | 11.8% | 0 | 0% | 0.3574% | 0 | 0% | 0.3574% | 0 | 0% | 0.3574% | 0 | 0% | 100% | 0 | 0% | 100% | 0 | 0% | 100% | 0 | 0% | 100% | 0 |  |  | 0 |  |  | 0 |  |  | 0
BELLE HAVEN 1107CB | 3.6498e-05 | 0 | 0.0096054 | 0 | 0.0096054 | 0.0043963 | 0.0080133 | 0.0034466 | 0% | 99% | 0 | 0% | 99% | 0 | 0% | 99% | 0 | 0% | 99% | 0 | 0% | 65.4% | 0 | 0% | 51.6% | 0 | 0% | 51.6% | 0 | 0% | 51.6% | 0 | 0 | 0% | 2.751% | 0 | 0% | 2.751% | 0 | 0% | 2.751% | 0 | 0% | 0.2998% | 0 | 0% | 0.2998% | 0 | 0% | 0.2998% | 0 | 0% | 0.7695% | 0 | 0% | 0.7695% | 0 | 0% | 0.7695% | 0 | 0% | 0.7891% | 0 | 33.02% | 0.7891% | 2.5027e-05 | 66.98% | 0.7891% | 5.0768e-05 | 0% | 5.747% | 0 | 0% | 5.747% | 0 | 0% | 5.747% | 0 | 0% | 1.07% | 0 | 0% | 1.07% | 0 | 0% | 1.07% | 0 |  |  |  | 0% | 11.8% | 0 | 0% | 11.8% | 0 | 0% | 11.8% | 0 | 0% | 0.3686% | 0 | 0% | 0.3686% | 0 | 0% | 0.3686% | 0 | 0% | 100% | 0 | 0% | 100% | 0 | 0% | 100% | 0 | 0% | 100% | 0 |  |  | 0 |  |  | 0 |  |  | 0
SF G 0410CB | 3.6429e-05 | 0 | 0.0027578 | 0 | 0.0027578 | 0.00025846 | 0.0036297 | 0.00066439 | 0% | 99% | 0 | 0% | 99% | 0 | 0% | 99% | 0 | 0% | 99% | 0 | 0% | 61.88% | 0 | 0% | 49.19% | 0 | 0% | 49.19% | 0 | 0% | 49.19% | 0 | 0 | 0% | 4.598% | 0 | 0% | 4.598% | 0 | 0% | 4.598% | 0 | 0% | 0.4958% | 0 | 0% | 0.4958% | 0 | 0% | 0.4958% | 0 | 0% | 1.228% | 0 | 0% | 1.228% | 0 | 0% | 1.228% | 0 | 0% | 1.289% | 0 | 0% | 1.289% | 0 | 0% | 1.289% | 0 | 0% | 9.259% | 0 | 0% | 9.259% | 0 | 0% | 9.259% | 0 | 0% | 0.3892% | 0 | 0% | 0.3892% | 0 | 0% | 0.3892% | 0 |  |  |  | 0% | 11.8% | 0 | 0% | 11.8% | 0 | 0% | 11.8% | 0 | 0% | 0.3607% | 0 | 0% | 0.3607% | 0 | 0% | 0.3607% | 0 | 0% | 100% | 0 | 0% | 100% | 0 | 0% | 100% | 0 | 0% | 100% | 0 |  |  | 0 |  |  | 0 |  |  | 0
SWIFT 2111XR316 | 3.6411e-05 | 0 | 0.009663 | 0 | 0.009663 | 0.0025103 | 0.008671 | 0.0047701 | 0% | 99% | 0 | 0% | 99% | 0 | 0% | 99% | 0 | 0% | 99% | 0 | 0% | 65.49% | 0 | 0% | 51.82% | 0 | 0% | 51.82% | 0 | 0% | 51.82% | 0 | 0 | 0% | 2.885% | 0 | 0% | 2.885% | 0 | 0% | 2.885% | 0 | 0% | 0.3222% | 0 | 0% | 0.3222% | 0 | 0% | 0.3222% | 0 | 0% | 0.8217% | 0 | 0% | 0.8217% | 0 | 0% | 0.8217% | 0 | 0% | 0.8538% | 0 | 100% | 0.8538% | 8.2499e-05 | 0% | 0.8538% | 0 | 0% | 6.169% | 0 | 0% | 6.169% | 0 | 0% | 6.169% | 0 | 0% | 0.6005% | 0 | 0% | 0.6005% | 0 | 0% | 0.6005% | 0 |  |  |  | 0% | 11.8% | 0 | 0% | 11.8% | 0 | 0% | 11.8% | 0 | 0% | 0.3672% | 0 | 0% | 0.3672% | 0 | 0% | 0.3672% | 0 | 0% | 100% | 0 | 0% | 100% | 0 | 0% | 100% | 0 | 0% | 100% | 0 |  |  | 0 |  |  | 0 |  |  | 0
DUMBARTON 1102CB | 3.6378e-05 | 0 | 0.0018566 | 0 | 0.0018566 | 0.0003241 | 0.0016922 | 0.0010485 | 0% | 99% | 0 | 0% | 99% | 0 | 0% | 99% | 0 | 0% | 99% | 0 | 0% | 64.73% | 0 | 0% | 50.17% | 0 | 0% | 50.17% | 0 | 0% | 50.17% | 0 | 0 | 0% | 3.118% | 0 | 0% | 3.118% | 0 | 0% | 3.118% | 0 | 0% | 0.3526% | 0 | 0% | 0.3526% | 0 | 0% | 0.3526% | 0 | 0% | 0.8219% | 0 | 0% | 0.8219% | 0 | 0% | 0.8219% | 0 | 0% | 0.8725% | 0 | 100% | 0.8725% | 1.6198e-05 | 0% | 0.8725% | 0 | 0% | 6.217% | 0 | 0% | 6.217% | 0 | 0% | 6.217% | 0 | 0% | 0.4399% | 0 | 0% | 0.4399% | 0 | 0% | 0.4399% | 0 |  |  |  | 0% | 11.8% | 0 | 0% | 11.8% | 0 | 0% | 11.8% | 0 | 0% | 0.3701% | 0 | 0% | 0.3701% | 0 | 0% | 0.3701% | 0 | 0% | 100% | 0 | 0% | 100% | 0 | 0% | 100% | 0 | 0% | 100% | 0 |  |  | 0 |  |  | 0 |  |  | 0
OAKLAND D 1106CR396 | 3.6316e-05 | 0 | 0.0081551 | 0 | 0.0081551 | 0.0011792 | 0.0093597 | 0.0029233 | 0% | 99% | 0 | 0% | 99% | 0 | 0% | 99% | 0 | 0% | 99% | 0 | 0% | 63.85% | 0 | 0% | 51.15% | 0 | 0% | 51.15% | 0 | 0% | 51.15% | 0 | 0 | 0% | 3.475% | 0 | 0% | 3.475% | 0 | 0% | 3.475% | 0 | 0% | 0.3816% | 0 | 0% | 0.3816% | 0 | 0% | 0.3816% | 0 | 0% | 1.063% | 0 | 0% | 1.063% | 0 | 0% | 1.063% | 0 | 0% | 1.106% | 0 | 70.41% | 1.106% | 6.353e-05 | 29.59% | 1.106% | 2.6702e-05 | 0% | 8.01% | 0 | 0% | 8.01% | 0 | 0% | 8.01% | 0 | 0% | 0.3488% | 0 | 0% | 0.3488% | 0 | 0% | 0.3488% | 0 |  |  |  | 0% | 11.8% | 0 | 0% | 11.8% | 0 | 0% | 11.8% | 0 | 0% | 0.3611% | 0 | 0% | 0.3611% | 0 | 0% | 0.3611% | 0 | 0% | 100% | 0 | 0% | 100% | 0 | 0% | 100% | 0 | 0% | 100% | 0 |  |  | 0 |  |  | 0 |  |  | 0
FREMONT 1104MR707 | 3.6293e-05 | 0 | 0.00074091 | 0 | 0.00074091 | 0.00015169 | 0.00077419 | 0.00029719 | 0% | 99% | 0 | 0% | 99% | 0 | 0% | 99% | 0 | 0% | 99% | 0 | 0% | 63.7% | 0 | 0% | 49.85% | 0 | 0% | 49.85% | 0 | 0% | 49.85% | 0 | 0 | 0% | 3.608% | 0 | 0% | 3.608% | 0 | 0% | 3.608% | 0 | 0% | 0.4006% | 0 | 0% | 0.4006% | 0 | 0% | 0.4006% | 0 | 0% | 0.9451% | 0 | 0% | 0.9451% | 0 | 0% | 0.9451% | 0 | 0% | 0.9794% | 0 | 0% | 0.9794% | 0 | 0% | 0.9794% | 0 | 0% | 7.074% | 0 | 0% | 7.074% | 0 | 0% | 7.074% | 0 | 0% | 0.4467% | 0 | 0% | 0.4467% | 0 | 0% | 0.4467% | 0 |  |  |  | 0% | 11.8% | 0 | 0% | 11.8% | 0 | 0% | 11.8% | 0 | 0% | 0.361% | 0 | 0% | 0.361% | 0 | 0% | 0.361% | 0 | 0% | 100% | 0 | 0% | 100% | 0 | 0% | 100% | 0 | 0% | 100% | 0 |  |  | 0 |  |  | 0 |  |  | 0
CASTRO VALLEY 1105MR585 | 3.6258e-05 | 0 | 0.013848 | 0 | 0.013848 | 0.0041881 | 0.013174 | 0.0054976 | 0% | 99% | 0 | 0% | 99% | 0 | 0% | 99% | 0 | 0% | 99% | 0 | 0% | 64.26% | 0 | 0% | 51.14% | 0 | 0% | 51.14% | 0 | 0% | 51.14% | 0 | 0 | 0% | 3.115% | 0 | 0% | 3.115% | 0 | 0% | 3.115% | 0 | 0% | 0.337% | 0 | 0% | 0.337% | 0 | 0% | 0.337% | 0 | 0% | 0.88% | 0 | 0% | 0.88% | 0 | 0% | 0.88% | 0 | 0% | 0.9002% | 0 | 93.92% | 0.9002% | 0.00011708 | 0% | 0.9002% | 0 | 0% | 6.571% | 0 | 0% | 6.571% | 0 | 0% | 6.571% | 0 | 0% | 0.6855% | 0 | 0% | 0.6855% | 0 | 0% | 0.6855% | 0 |  |  |  | 0% | 11.8% | 0 | 0% | 11.8% | 0 | 0% | 11.8% | 0 | 0% | 0.3641% | 0 | 0% | 0.3641% | 0 | 0% | 0.3641% | 0 | 0% | 100% | 0 | 0% | 100% | 0 | 0% | 100% | 0 | 0% | 100% | 0 |  |  | 0 |  |  | 0 |  |  | 0
DIXON 110512382 | 3.6255e-05 | 0 | 0.012582 | 0 | 0.012582 | 0.0040349 | 0.011066 | 0.0056696 | 0% | 99% | 0 | 0% | 99% | 0 | 0% | 99% | 0 | 0% | 99% | 0 | 0% | 63.61% | 0 | 0% | 50.88% | 0 | 0% | 50.88% | 0 | 0% | 50.88% | 0 | 0 | 0% | 2.616% | 0 | 0% | 2.616% | 0 | 0% | 2.616% | 0 | 0% | 0.2779% | 0 | 0% | 0.2779% | 0 | 0% | 0.2779% | 0 | 0% | 0.8089% | 0 | 0% | 0.8089% | 0 | 0% | 0.8089% | 0 | 100% | 0.7957% | 0.00010012 | 0% | 0.7957% | 0 | 0% | 0.7957% | 0 | 0% | 5.964% | 0 | 0% | 5.964% | 0 | 0% | 5.964% | 0 | 0% | 0.7402% | 0 | 0% | 0.7402% | 0 | 0% | 0.7402% | 0 |  |  |  | 0% | 11.8% | 0 | 0% | 11.8% | 0 | 0% | 11.8% | 0 | 0% | 0.3592% | 0 | 0% | 0.3592% | 0 | 0% | 0.3592% | 0 | 0% | 100% | 0 | 0% | 100% | 0 | 0% | 100% | 0 | 0% | 100% | 0 |  |  | 0 |  |  | 0 |  |  | 0
MC KEE 1105XR272 | 3.6203e-05 | 0 | 0.017183 | 0 | 0.017183 | 0.0044734 | 0.016693 | 0.0071988 | 0% | 99% | 0 | 0% | 99% | 0 | 0% | 99% | 0 | 0% | 99% | 0 | 0% | 63.25% | 0 | 0% | 50.53% | 0 | 0% | 50.53% | 0 | 0% | 50.53% | 0 | 0 | 0% | 2.86% | 0 | 0% | 2.86% | 0 | 0% | 2.86% | 0 | 0% | 0.3083% | 0 | 0% | 0.3083% | 0 | 0% | 0.3083% | 0 | 0% | 0.8899% | 0 | 0% | 0.8899% | 0 | 0% | 0.8899% | 0 | 0% | 0.8823% | 0 | 0% | 0.8823% | 0 | 0% | 0.8823% | 0 | 0% | 6.583% | 0 | 0% | 6.583% | 0 | 0% | 6.583% | 0 | 0% | 0.5733% | 0 | 0% | 0.5733% | 0 | 0% | 0.5733% | 0 |  |  |  | 0% | 11.8% | 0 | 0% | 11.8% | 0 | 0% | 11.8% | 0 | 0% | 0.3562% | 0 | 0% | 0.3562% | 0 | 0% | 0.3562% | 0 | 0% | 100% | 0 | 0% | 100% | 0 | 0% | 100% | 0 | 0% | 100% | 0 |  |  | 0 |  |  | 0 |  |  | 0
SF N 1102405616 | 3.6195e-05 | 0 | 0.011022 | 0 | 0.011022 | 0.0015701 | 0.014633 | 0.0019915 | 0% | 99% | 0 | 0% | 99% | 0 | 0% | 99% | 0 | 0% | 99% | 0 | 0% | 61.23% | 0 | 0% | 48.96% | 0 | 0% | 48.96% | 0 | 0% | 48.96% | 0 | 0 | 0% | 4.377% | 0 | 0% | 4.377% | 0 | 0% | 4.377% | 0 | 0% | 0.4726% | 0 | 0% | 0.4726% | 0 | 0% | 0.4726% | 0 | 0% | 1.238% | 0 | 0% | 1.238% | 0 | 0% | 1.238% | 0 | 0% | 1.279% | 0 | 0% | 1.279% | 0 | 0% | 1.279% | 0 | 0% | 9.286% | 0 | 0% | 9.286% | 0 | 0% | 9.286% | 0 | 0% | 0.4982% | 0 | 0% | 0.4982% | 0 | 0% | 0.4982% | 0 |  |  |  | 0% | 11.8% | 0 | 0% | 11.8% | 0 | 0% | 11.8% | 0 | 0% | 0.3553% | 0 | 0% | 0.3553% | 0 | 0% | 0.3553% | 0 | 0% | 100% | 0 | 0% | 100% | 0 | 0% | 100% | 0 | 0% | 100% | 0 |  |  | 0 |  |  | 0 |  |  | 0
BERKELEY F 0401CB | 3.619e-05 | 0 | 0.0001847 | 0 | 0.0001847 | 6.5699e-05 | 0.00016888 | 7.0318e-05 | 0% | 99% | 0 | 0% | 99% | 0 | 0% | 99% | 0 | 0% | 99% | 0 | 0% | 65.94% | 0 | 0% | 51.7% | 0 | 0% | 51.7% | 0 | 0% | 51.7% | 0 | 0 | 0% | 3.225% | 0 | 0% | 3.225% | 0 | 0% | 3.225% | 0 | 0% | 0.3682% | 0 | 0% | 0.3682% | 0 | 0% | 0.3682% | 0 | 0% | 0.8302% | 0 | 0% | 0.8302% | 0 | 0% | 0.8302% | 0 | 0% | 0.8898% | 0 | 0% | 0.8898% | 0 | 0% | 0.8898% | 0 | 0% | 6.29% | 0 | 0% | 6.29% | 0 | 0% | 6.29% | 0 | 0% | 0.9683% | 0 | 0% | 0.9683% | 0 | 0% | 0.9683% | 0 |  |  |  | 0% | 11.8% | 0 | 0% | 11.8% | 0 | 0% | 11.8% | 0 | 0% | 0.3718% | 0 | 0% | 0.3718% | 0 | 0% | 0.3718% | 0 | 0% | 100% | 0 | 0% | 100% | 0 | 0% | 100% | 0 | 0% | 100% | 0 |  |  | 0 |  |  | 0 |  |  | 0
BUENA VISTA 1104388555 | 3.6078e-05 | 0 | 0.00049101 | 0 | 0.00049101 | 4.2919e-05 | 0.0004628 | 0.00030483 | 0% | 99% | 0 | 0% | 99% | 0 | 0% | 99% | 0 | 0% | 99% | 0 | 0% | 66.55% | 0 | 0% | 52.75% | 0 | 0% | 52.75% | 0 | 0% | 52.75% | 0 | 0 | 0% | 3.633% | 0 | 0% | 3.633% | 0 | 0% | 3.633% | 0 | 0% | 0.3985% | 0 | 0% | 0.3985% | 0 | 0% | 0.3985% | 0 | 0% | 0.8688% | 0 | 0% | 0.8688% | 0 | 0% | 0.8688% | 0 | 100% | 0.9314% | 4.5735e-06 | 0% | 0.9314% | 0 | 0% | 0.9314% | 0 | 0% | 6.579% | 0 | 0% | 6.579% | 0 | 0% | 6.579% | 0 | 0% | 0.2277% | 0 | 0% | 0.2277% | 0 | 0% | 0.2277% | 0 |  |  |  | 0% | 11.8% | 0 | 0% | 11.8% | 0 | 0% | 11.8% | 0 | 0% | 0.374% | 0 | 0% | 0.374% | 0 | 0% | 0.374% | 0 | 0% | 100% | 0 | 0% | 100% | 0 | 0% | 100% | 0 | 0% | 100% | 0 |  |  | 0 |  |  | 0 |  |  | 0
SF G 0413CB | 3.599e-05 | 0 | 0.0048981 | 0 | 0.0048981 | 0.00062472 | 0.0063609 | 0.0011 | 0% | 99% | 0 | 0% | 99% | 0 | 0% | 99% | 0 | 0% | 99% | 0 | 0% | 61.94% | 0 | 0% | 49.49% | 0 | 0% | 49.49% | 0 | 0% | 49.49% | 0 | 0 | 0% | 4.422% | 0 | 0% | 4.422% | 0 | 0% | 4.422% | 0 | 0% | 0.4776% | 0 | 0% | 0.4776% | 0 | 0% | 0.4776% | 0 | 0% | 1.207% | 0 | 0% | 1.207% | 0 | 0% | 1.207% | 0 | 0.6479% | 1.253% | 3.9759e-07 | 0% | 1.253% | 0 | 0% | 1.253% | 0 | 0% | 9.058% | 0 | 0% | 9.058% | 0 | 0% | 9.058% | 0 | 0% | 0.4448% | 0 | 0% | 0.4448% | 0 | 0% | 0.4448% | 0 |  |  |  | 0% | 11.8% | 0 | 0% | 11.8% | 0 | 0% | 11.8% | 0 | 0% | 0.3571% | 0 | 0% | 0.3571% | 0 | 0% | 0.3571% | 0 | 0% | 100% | 0 | 0% | 100% | 0 | 0% | 100% | 0 | 0% | 100% | 0 |  |  | 0 |  |  | 0 |  |  | 0
WOLFE 1114CB | 3.594e-05 | 0 | 0.013023 | 0 | 0.013023 | 0.0043934 | 0.011561 | 0.0055435 | 0% | 99% | 0 | 0% | 99% | 0 | 0% | 99% | 0 | 0% | 99% | 0 | 0% | 64.89% | 0 | 0% | 51.34% | 0 | 0% | 51.34% | 0 | 0% | 51.34% | 0 | 0 | 0% | 2.856% | 0 | 0% | 2.856% | 0 | 0% | 2.856% | 0 | 0% | 0.3109% | 0 | 0% | 0.3109% | 0 | 0% | 0.3109% | 0 | 0% | 0.8178% | 0 | 0% | 0.8178% | 0 | 0% | 0.8178% | 0 | 0% | 0.838% | 0 | 0% | 0.838% | 0 | 39.91% | 0.838% | 4.3553e-05 | 0% | 6.111% | 0 | 0% | 6.111% | 0 | 0% | 6.111% | 0 | 0% | 0.7517% | 0 | 0% | 0.7517% | 0 | 0% | 0.7517% | 0 |  |  |  | 0% | 11.8% | 0 | 0% | 11.8% | 0 | 0% | 11.8% | 0 | 0% | 0.3663% | 0 | 0% | 0.3663% | 0 | 0% | 0.3663% | 0 | 0% | 100% | 0 | 0% | 100% | 0 | 0% | 100% | 0 | 0% | 100% | 0 |  |  | 0 |  |  | 0 |  |  | 0
POTRERO PP (A) 110395150 | 3.5929e-05 | 0 | 0.0025672 | 0 | 0.0025672 | 0.00016734 | 0.0030935 | 0.00097696 | 0% | 99% | 0 | 0% | 99% | 0 | 0% | 99% | 0 | 0% | 99% | 0 | 0% | 64.51% | 0 | 0% | 51.43% | 0 | 0% | 51.43% | 0 | 0% | 51.43% | 0 | 0 | 0% | 4.134% | 0 | 0% | 4.134% | 0 | 0% | 4.134% | 0 | 0% | 0.467% | 0 | 0% | 0.467% | 0 | 0% | 0.467% | 0 | 0% | 1.106% | 0 | 0% | 1.106% | 0 | 0% | 1.106% | 0 | 100% | 1.183% | 3.0358e-05 | 0% | 1.183% | 0 | 0% | 1.183% | 0 | 0% | 8.387% | 0 | 0% | 8.387% | 0 | 0% | 8.387% | 0 | 0% | 0.278% | 0 | 0% | 0.278% | 0 | 0% | 0.278% | 0 |  |  |  | 0% | 11.8% | 0 | 0% | 11.8% | 0 | 0% | 11.8% | 0 | 0% | 0.3643% | 0 | 0% | 0.3643% | 0 | 0% | 0.3643% | 0 | 0% | 100% | 0 | 0% | 100% | 0 | 0% | 100% | 0 | 0% | 100% | 0 |  |  | 0 |  |  | 0 |  |  | 0
STELLING 1113CB | 3.5868e-05 | 0 | 0.063949 | 0 | 0.063949 | 0.028741 | 0.055948 | 0.020875 | 0% | 99% | 0 | 0% | 99% | 0 | 0% | 99% | 0 | 0% | 99% | 0 | 0% | 63.48% | 0 | 0% | 50.07% | 0 | 0% | 50.07% | 0 | 0% | 50.07% | 0 | 0 | 0% | 2.522% | 0 | 0% | 2.522% | 0 | 0% | 2.522% | 0 | 0% | 0.2713% | 0 | 0% | 0.2713% | 0 | 0% | 0.2713% | 0 | 0% | 0.8054% | 0 | 0% | 0.8054% | 0 | 0% | 0.8054% | 0 | 0% | 0.8% | 0 | 0% | 0.8% | 0 | 0.5678% | 0.8% | 2.9047e-06 | 0% | 5.965% | 0 | 0% | 5.965% | 0 | 0% | 5.965% | 0 | 0% | 1.024% | 0 | 0% | 1.024% | 0 | 0% | 1.024% | 0 |  |  |  | 0% | 11.8% | 0 | 0% | 11.8% | 0 | 0% | 11.8% | 0 | 0% | 0.3612% | 0 | 0% | 0.3612% | 0 | 0% | 0.3612% | 0 | 0% | 100% | 0 | 0% | 100% | 0 | 0% | 100% | 0 | 0% | 100% | 0 |  |  | 0 |  |  | 0 |  |  | 0
BANCROFT 0401CB | 3.586e-05 | 0.0070811 | 0.039696 | 0 | 0.039696 | 0.0085582 | 0.039728 | 0.017243 | 0% | 99% | 0 | 0% | 99% | 0 | 0% | 99% | 0 | 0% | 99% | 0 | 0% | 63.46% | 0 | 0% | 51.39% | 0 | 0% | 51.39% | 0 | 0% | 51.39% | 0 | 0 | 0% | 2.984% | 0 | 0% | 2.984% | 0 | 0% | 2.984% | 0 | 0% | 0.3179% | 0 | 0% | 0.3179% | 0 | 0% | 0.3179% | 0 | 0% | 0.9246% | 0 | 0% | 0.9246% | 0 | 0.2862% | 0.9246% | 1.0505e-06 | 0% | 0.9138% | 0 | 0.2862% | 0.9138% | 1.0381e-06 | 0.1867% | 0.9138% | 6.771e-07 | 0% | 6.833% | 0 | 0% | 6.833% | 0 | 0% | 6.833% | 0 | 0% | 0.4932% | 0 | 0% | 0.4932% | 0 | 0% | 0.4932% | 0 |  |  |  | 0% | 11.8% | 0 | 0% | 11.8% | 0 | 0% | 11.8% | 0 | 0% | 0.3551% | 0 | 0% | 0.3551% | 0 | 0% | 0.3551% | 0 | 0% | 100% | 0 | 0% | 100% | 0 | 0% | 100% | 0 | 0% | 100% | 0 |  |  | 0 |  |  | 0 |  |  | 0
PETALUMA C 110835448 | 3.5854e-05 | 0 | 0.010796 | 0 | 0.010796 | 0.0040999 | 0.0099775 | 0.0037445 | 0% | 99% | 0 | 0% | 99% | 0 | 0% | 99% | 0 | 0% | 99% | 0 | 0% | 63.32% | 0 | 0% | 49.83% | 0 | 0% | 49.83% | 0 | 0% | 49.83% | 0 | 0 | 0% | 3.004% | 0 | 0% | 3.004% | 0 | 0% | 3.004% | 0 | 0% | 0.3269% | 0 | 0% | 0.3269% | 0 | 0% | 0.3269% | 0 | 0% | 0.8426% | 0 | 0% | 0.8426% | 0 | 0% | 0.8426% | 0 | 0% | 0.851% | 0 | 0% | 0.851% | 0 | 0% | 0.851% | 0 | 0% | 6.256% | 0 | 0% | 6.256% | 0 | 0% | 6.256% | 0 | 0% | 0.986% | 0 | 0% | 0.986% | 0 | 0% | 0.986% | 0 |  |  |  | 0% | 11.8% | 0 | 0% | 11.8% | 0 | 0% | 11.8% | 0 | 0% | 0.3613% | 0 | 0% | 0.3613% | 0 | 0% | 0.3613% | 0 | 0% | 100% | 0 | 0% | 100% | 0 | 0% | 100% | 0 | 0% | 100% | 0 |  |  | 0 |  |  | 0 |  |  | 0
SANTA MARIA 1106CB | 3.5847e-05 | 0 | 0.013447 | 0 | 0.013447 | 0.001309 | 0.015645 | 0.0052443 | 0% | 99% | 0 | 0% | 99% | 0 | 0% | 99% | 0 | 0% | 99% | 0 | 0% | 63.54% | 0 | 0% | 50.92% | 0 | 0% | 50.92% | 0 | 0% | 50.92% | 0 | 0 | 0% | 3.079% | 0 | 0% | 3.079% | 0 | 0% | 3.079% | 0 | 0% | 0.3561% | 0 | 0% | 0.3561% | 0 | 0% | 0.3561% | 0 | 0% | 1.067% | 0 | 0% | 1.067% | 0 | 0% | 1.067% | 0 | 0% | 1.106% | 0 | 0% | 1.106% | 0 | 0% | 1.106% | 0 | 0% | 8.044% | 0 | 0% | 8.044% | 0 | 0% | 8.044% | 0 | 0% | 0.2946% | 0 | 0% | 0.2946% | 0 | 0% | 0.2946% | 0 |  |  |  | 0% | 11.8% | 0 | 0% | 11.8% | 0 | 0% | 11.8% | 0 | 0% | 0.357% | 0 | 0% | 0.357% | 0 | 0% | 0.357% | 0 | 0% | 100% | 0 | 0% | 100% | 0 | 0% | 100% | 0 | 0% | 100% | 0 |  |  | 0 |  |  | 0 |  |  | 0
EL CERRITO G 1106CB | 3.5731e-05 | 0 | 0.010024 | 0 | 0.010024 | 0.0019311 | 0.010125 | 0.0044905 | 0% | 99% | 0 | 0% | 99% | 0 | 0% | 99% | 0 | 0% | 99% | 0 | 0% | 63.49% | 0 | 0% | 51.21% | 0 | 0% | 51.21% | 0 | 0% | 51.21% | 0 | 0 | 0% | 3.181% | 0 | 0% | 3.181% | 0 | 0% | 3.181% | 0 | 0% | 0.337% | 0 | 0% | 0.337% | 0 | 0% | 0.337% | 0 | 0% | 0.9318% | 0 | 0% | 0.9318% | 0 | 0% | 0.9318% | 0 | 0% | 0.9275% | 0 | 0% | 0.9275% | 0 | 0% | 0.9275% | 0 | 0% | 6.895% | 0 | 0% | 6.895% | 0 | 0% | 6.895% | 0 | 0% | 0.4533% | 0 | 0% | 0.4533% | 0 | 0% | 0.4533% | 0 |  |  |  | 0% | 11.8% | 0 | 0% | 11.8% | 0 | 0% | 11.8% | 0 | 0% | 0.3564% | 0 | 0% | 0.3564% | 0 | 0% | 0.3564% | 0 | 0% | 100% | 0 | 0% | 100% | 0 | 0% | 100% | 0 | 0% | 100% | 0 |  |  | 0 |  |  | 0 |  |  | 0
OAKLAND D 0410CB | 3.5719e-05 | 0 | 0.012487 | 0 | 0.012487 | 0.0045206 | 0.011944 | 0.0041489 | 0% | 99% | 0 | 0% | 99% | 0 | 0% | 99% | 0 | 0% | 99% | 0 | 0% | 63.36% | 0 | 0% | 50.74% | 0 | 0% | 50.74% | 0 | 0% | 50.74% | 0 | 0 | 0% | 2.853% | 0 | 0% | 2.853% | 0 | 0% | 2.853% | 0 | 0% | 0.3052% | 0 | 0% | 0.3052% | 0 | 0% | 0.3052% | 0 | 0% | 0.8843% | 0 | 0% | 0.8843% | 0 | 0% | 0.8843% | 0 | 50.12% | 0.8818% | 5.5186e-05 | 49.88% | 0.8818% | 5.4928e-05 | 0% | 0.8818% | 0 | 0% | 6.557% | 0 | 0% | 6.557% | 0 | 0% | 6.557% | 0 | 0% | 0.9017% | 0 | 0% | 0.9017% | 0 | 0% | 0.9017% | 0 |  |  |  | 0% | 11.8% | 0 | 0% | 11.8% | 0 | 0% | 11.8% | 0 | 0% | 0.359% | 0 | 0% | 0.359% | 0 | 0% | 0.359% | 0 | 0% | 100% | 0 | 0% | 100% | 0 | 0% | 100% | 0 | 0% | 100% | 0 |  |  | 0 |  |  | 0 |  |  | 0
SF G 0407CB | 3.5681e-05 | 0 | 0.0059184 | 0 | 0.0059184 | 0.00077617 | 0.0076814 | 0.0013123 | 0% | 99% | 0 | 0% | 99% | 0 | 0% | 99% | 0 | 0% | 99% | 0 | 0% | 61.78% | 0 | 0% | 49.34% | 0 | 0% | 49.34% | 0 | 0% | 49.34% | 0 | 0 | 0% | 4.354% | 0 | 0% | 4.354% | 0 | 0% | 4.354% | 0 | 0% | 0.4721% | 0 | 0% | 0.4721% | 0 | 0% | 0.4721% | 0 | 0% | 1.205% | 0 | 0% | 1.205% | 0 | 0% | 1.205% | 0 | 0% | 1.252% | 0 | 0% | 1.252% | 0 | 0% | 1.252% | 0 | 0% | 9.054% | 0 | 0% | 9.054% | 0 | 0% | 9.054% | 0 | 0% | 0.4863% | 0 | 0% | 0.4863% | 0 | 0% | 0.4863% | 0 |  |  |  | 0% | 11.8% | 0 | 0% | 11.8% | 0 | 0% | 11.8% | 0 | 0% | 0.3571% | 0 | 0% | 0.3571% | 0 | 0% | 0.3571% | 0 | 0% | 100% | 0 | 0% | 100% | 0 | 0% | 100% | 0 | 0% | 100% | 0 |  |  | 0 |  |  | 0 |  |  | 0
NEWARK 21KV 2103MR128 | 3.5678e-05 | 0 | 0.063001 | 0 | 0.063001 | 0.015514 | 0.063232 | 0.025255 | 0% | 99% | 0 | 0% | 99% | 0 | 0% | 99% | 0 | 0% | 99% | 0 | 0% | 64.7% | 0 | 0% | 51.05% | 0 | 0% | 51.05% | 0 | 0% | 51.05% | 0 | 0 | 0% | 3.329% | 0 | 0% | 3.329% | 0 | 0% | 3.329% | 0 | 0% | 0.3683% | 0 | 0% | 0.3683% | 0 | 0% | 0.3683% | 0 | 0% | 0.9217% | 0 | 0% | 0.9217% | 0 | 0% | 0.9217% | 0 | 0% | 0.963% | 0 | 100% | 0.963% | 0.00060671 | 0% | 0.963% | 0 | 0% | 6.932% | 0 | 0% | 6.932% | 0 | 0% | 6.932% | 0 | 0% | 0.4719% | 0 | 0% | 0.4719% | 0 | 0% | 0.4719% | 0 |  |  |  | 0% | 11.8% | 0 | 0% | 11.8% | 0 | 0% | 11.8% | 0 | 0% | 0.3655% | 0 | 0% | 0.3655% | 0 | 0% | 0.3655% | 0 | 0% | 100% | 0 | 0% | 100% | 0 | 0% | 100% | 0 | 0% | 100% | 0 |  |  | 0 |  |  | 0 |  |  | 0
BERKELEY F 1103CB | 3.5667e-05 | 0 | 0.0043687 | 0 | 0.0043687 | 0.00076876 | 0.004601 | 0.001842 | 0% | 99% | 0 | 0% | 99% | 0 | 0% | 99% | 0 | 0% | 99% | 0 | 0% | 64.22% | 0 | 0% | 51.14% | 0 | 0% | 51.14% | 0 | 0% | 51.14% | 0 | 0 | 0% | 3.41% | 0 | 0% | 3.41% | 0 | 0% | 3.41% | 0 | 0% | 0.3741% | 0 | 0% | 0.3741% | 0 | 0% | 0.3741% | 0 | 0% | 0.9686% | 0 | 0% | 0.9686% | 0 | 0% | 0.9686% | 0 | 0% | 1.004% | 0 | 81.97% | 1.004% | 3.5973e-05 | 0% | 1.004% | 0 | 0% | 7.27% | 0 | 0% | 7.27% | 0 | 0% | 7.27% | 0 | 0% | 0.4456% | 0 | 0% | 0.4456% | 0 | 0% | 0.4456% | 0 |  |  |  | 0% | 11.8% | 0 | 0% | 11.8% | 0 | 0% | 11.8% | 0 | 0% | 0.3626% | 0 | 0% | 0.3626% | 0 | 0% | 0.3626% | 0 | 0% | 100% | 0 | 0% | 100% | 0 | 0% | 100% | 0 | 0% | 100% | 0 |  |  | 0 |  |  | 0 |  |  | 0
HICKS 1111XR220 | 3.5658e-05 | 0 | 0.045315 | 0 | 0.045315 | 0.021205 | 0.038484 | 0.015115 | 0% | 99% | 0 | 0% | 99% | 0 | 0% | 99% | 0 | 0% | 99% | 0 | 0% | 64.12% | 0 | 0% | 50.23% | 0 | 0% | 50.23% | 0 | 0% | 50.23% | 0 | 0 | 0% | 2.442% | 0 | 0% | 2.442% | 0 | 0% | 2.442% | 0 | 0% | 0.2715% | 0 | 0% | 0.2715% | 0 | 0% | 0.2715% | 0 | 0% | 0.7802% | 0 | 0% | 0.7802% | 0 | 0% | 0.7802% | 0 | 4.312% | 0.794% | 1.5513e-05 | 75.76% | 0.794% | 0.00027258 | 19.92% | 0.794% | 7.1684e-05 | 0% | 5.829% | 0 | 0% | 5.829% | 0 | 0% | 5.829% | 0 | 0% | 1.042% | 0 | 0% | 1.042% | 0 | 0% | 1.042% | 0 |  |  |  | 0% | 11.8% | 0 | 0% | 11.8% | 0 | 0% | 11.8% | 0 | 0% | 0.3658% | 0 | 0% | 0.3658% | 0 | 0% | 0.3658% | 0 | 0% | 100% | 0 | 0% | 100% | 0 | 0% | 100% | 0 | 0% | 100% | 0 |  |  | 0 |  |  | 0 |  |  | 0
MT EDEN 1104CB | 3.561e-05 | 0 | 0.035149 | 0 | 0.035149 | 0.0074968 | 0.03437 | 0.016156 | 0% | 99% | 0 | 0% | 99% | 0 | 0% | 99% | 0 | 0% | 99% | 0 | 0% | 63.53% | 0 | 0% | 51.43% | 0 | 0% | 51.43% | 0 | 0% | 51.43% | 0 | 0 | 0% | 3.01% | 0 | 0% | 3.01% | 0 | 0% | 3.01% | 0 | 0% | 0.3177% | 0 | 0% | 0.3177% | 0 | 0% | 0.3177% | 0 | 0% | 0.9036% | 0 | 0% | 0.9036% | 0 | 0% | 0.9036% | 0 | 0% | 0.8896% | 0 | 0% | 0.8896% | 0 | 55.93% | 0.8896% | 0.00017489 | 0% | 6.663% | 0 | 0% | 6.663% | 0 | 0% | 6.663% | 0 | 0% | 0.4672% | 0 | 0% | 0.4672% | 0 | 0% | 0.4672% | 0 |  |  |  | 0% | 11.8% | 0 | 0% | 11.8% | 0 | 0% | 11.8% | 0 | 0% | 0.3556% | 0 | 0% | 0.3556% | 0 | 0% | 0.3556% | 0 | 0% | 100% | 0 | 0% | 100% | 0 | 0% | 100% | 0 | 0% | 100% | 0 |  |  | 0 |  |  | 0 |  |  | 0
MC CALL 110398596 | 3.5607e-05 | 0 | 0.00018173 | 0 | 0.00018173 | 2.3085e-05 | 0.00015939 | 0.00011751 | 0% | 99% | 0 | 0% | 99% | 0 | 0% | 99% | 0 | 0% | 99% | 0 | 0% | 65.17% | 0 | 0% | 51.46% | 0 | 0% | 51.46% | 0 | 0% | 51.46% | 0 | 0 | 0% | 3.158% | 0 | 0% | 3.158% | 0 | 0% | 3.158% | 0 | 0% | 0.3529% | 0 | 0% | 0.3529% | 0 | 0% | 0.3529% | 0 | 0% | 0.8034% | 0 | 0% | 0.8034% | 0 | 0% | 0.8034% | 0 | 0% | 0.8502% | 0 | 0% | 0.8502% | 0 | 100% | 0.8502% | 1.5451e-06 | 0% | 6.056% | 0 | 0% | 6.056% | 0 | 0% | 6.056% | 0 | 0% | 0.3721% | 0 | 0% | 0.3721% | 0 | 0% | 0.3721% | 0 |  |  |  | 0% | 11.8% | 0 | 0% | 11.8% | 0 | 0% | 11.8% | 0 | 0% | 0.3713% | 0 | 0% | 0.3713% | 0 | 0% | 0.3713% | 0 | 0% | 100% | 0 | 0% | 100% | 0 | 0% | 100% | 0 | 0% | 100% | 0 |  |  | 0 |  |  | 0 |  |  | 0
SAN RAMON 2110CB | 3.5443e-05 | 0 | 0.0021706 | 0 | 0.0021706 | 0.00068987 | 0.0019138 | 0.00097953 | 0% | 99% | 0 | 0% | 99% | 0 | 0% | 99% | 0 | 0% | 99% | 0 | 0% | 66.34% | 0 | 0% | 51.77% | 0 | 0% | 51.77% | 0 | 0% | 51.77% | 0 | 0 | 0% | 3.273% | 0 | 0% | 3.273% | 0 | 0% | 3.273% | 0 | 0% | 0.3641% | 0 | 0% | 0.3641% | 0 | 0% | 0.3641% | 0 | 0% | 0.8127% | 0 | 0% | 0.8127% | 0 | 0% | 0.8127% | 0 | 0% | 0.8741% | 0 | 0% | 0.8741% | 0 | 0% | 0.8741% | 0 | 0% | 6.159% | 0 | 0% | 6.159% | 0 | 0% | 6.159% | 0 | 0% | 0.5523% | 0 | 0% | 0.5523% | 0 | 0% | 0.5523% | 0 |  |  |  | 0% | 11.8% | 0 | 0% | 11.8% | 0 | 0% | 11.8% | 0 | 0% | 0.3752% | 0 | 0% | 0.3752% | 0 | 0% | 0.3752% | 0 | 0% | 100% | 0 | 0% | 100% | 0 | 0% | 100% | 0 | 0% | 100% | 0 |  |  | 0 |  |  | 0 |  |  | 0
BAHIA 1105172836 | 3.5415e-05 | 0 | 0.026449 | 0 | 0.026449 | 0.0092741 | 0.02542 | 0.0089669 | 0% | 99% | 0 | 0% | 99% | 0 | 0% | 99% | 0 | 0% | 99% | 0 | 0% | 64.23% | 0 | 0% | 50.72% | 0 | 0% | 50.72% | 0 | 0% | 50.72% | 0 | 0 | 0% | 3.279% | 0 | 0% | 3.279% | 0 | 0% | 3.279% | 0 | 0% | 0.3541% | 0 | 0% | 0.3541% | 0 | 0% | 0.3541% | 0 | 0% | 0.8859% | 0 | 0% | 0.8859% | 0 | 0% | 0.8859% | 0 | 95.07% | 0.9111% | 0.00022911 | 0% | 0.9111% | 0 | 0% | 0.9111% | 0 | 0% | 6.617% | 0 | 0% | 6.617% | 0 | 0% | 6.617% | 0 | 0% | 0.8305% | 0 | 0% | 0.8305% | 0 | 0% | 0.8305% | 0 |  |  |  | 0% | 11.8% | 0 | 0% | 11.8% | 0 | 0% | 11.8% | 0 | 0% | 0.3649% | 0 | 0% | 0.3649% | 0 | 0% | 0.3649% | 0 | 0% | 100% | 0 | 0% | 100% | 0 | 0% | 100% | 0 | 0% | 100% | 0 |  |  | 0 |  |  | 0 |  |  | 0
WHISMAN 110834748 | 3.5403e-05 | 0 | 0.0050592 | 0 | 0.0050592 | 0.0016942 | 0.0044345 | 0.0022229 | 0% | 99% | 0 | 0% | 99% | 0 | 0% | 99% | 0 | 0% | 99% | 0 | 0% | 65.69% | 0 | 0% | 51.32% | 0 | 0% | 51.32% | 0 | 0% | 51.32% | 0 | 0 | 0% | 3.06% | 0 | 0% | 3.06% | 0 | 0% | 3.06% | 0 | 0% | 0.3427% | 0 | 0% | 0.3427% | 0 | 0% | 0.3427% | 0 | 0% | 0.8035% | 0 | 0% | 0.8035% | 0 | 0% | 0.8035% | 0 | 0% | 0.8539% | 0 | 0% | 0.8539% | 0 | 100% | 0.8539% | 4.32e-05 | 0% | 6.073% | 0 | 0% | 6.073% | 0 | 0% | 6.073% | 0 | 0% | 0.7732% | 0 | 0% | 0.7732% | 0 | 0% | 0.7732% | 0 |  |  |  | 0% | 11.8% | 0 | 0% | 11.8% | 0 | 0% | 11.8% | 0 | 0% | 0.3728% | 0 | 0% | 0.3728% | 0 | 0% | 0.3728% | 0 | 0% | 100% | 0 | 0% | 100% | 0 | 0% | 100% | 0 | 0% | 100% | 0 |  |  | 0 |  |  | 0 |  |  | 0
MISSION (X) 111090264 | 3.5401e-05 | 0 | 0.011744 | 0 | 0.011744 | 0.0017815 | 0.014994 | 0.0026106 | 0% | 99% | 0 | 0% | 99% | 0 | 0% | 99% | 0 | 0% | 99% | 0 | 0% | 62.14% | 0 | 0% | 49.91% | 0 | 0% | 49.91% | 0 | 0% | 49.91% | 0 | 0 | 0% | 4.418% | 0 | 0% | 4.418% | 0 | 0% | 4.418% | 0 | 0% | 0.4758% | 0 | 0% | 0.4758% | 0 | 0% | 0.4758% | 0 | 0% | 1.191% | 0 | 0% | 1.191% | 0 | 0% | 1.191% | 0 | 0% | 1.23% | 0 | 0% | 1.23% | 0 | 0% | 1.23% | 0 | 0% | 8.916% | 0 | 0% | 8.916% | 0 | 0% | 8.916% | 0 | 0% | 0.5233% | 0 | 0% | 0.5233% | 0 | 0% | 0.5233% | 0 |  |  |  | 0% | 11.8% | 0 | 0% | 11.8% | 0 | 0% | 11.8% | 0 | 0% | 0.3569% | 0 | 0% | 0.3569% | 0 | 0% | 0.3569% | 0 | 0% | 100% | 0 | 0% | 100% | 0 | 0% | 100% | 0 | 0% | 100% | 0 |  |  | 0 |  |  | 0 |  |  | 0
CABRILLO 1104838078 | 3.5354e-05 | 0 | 0.00036087 | 0 | 0.00036087 | 3.8079e-05 | 0.00034024 | 0.0002174 | 0% | 99% | 0 | 0% | 99% | 0 | 0% | 99% | 0 | 0% | 99% | 0 | 0% | 65.28% | 0 | 0% | 51.37% | 0 | 0% | 51.37% | 0 | 0% | 51.37% | 0 | 0 | 0% | 3.409% | 0 | 0% | 3.409% | 0 | 0% | 3.409% | 0 | 0% | 0.3708% | 0 | 0% | 0.3708% | 0 | 0% | 0.3708% | 0 | 0% | 0.8748% | 0 | 0% | 0.8748% | 0 | 60.92% | 0.8748% | 1.9233e-06 | 0% | 0.9359% | 0 | 60.92% | 0.9359% | 2.0577e-06 | 37.82% | 0.9359% | 1.2772e-06 | 38.72% | 6.645% | 9.2841e-06 | 0% | 6.645% | 0 | 0% | 6.645% | 0 | 0% | 0.2514% | 0 | 0% | 0.2514% | 0 | 0% | 0.2514% | 0 |  |  |  | 0% | 11.8% | 0 | 0% | 11.8% | 0 | 0% | 11.8% | 0 | 0% | 0.3749% | 0 | 0% | 0.3749% | 0 | 0% | 0.3749% | 0 | 0% | 100% | 0 | 0% | 100% | 0 | 0% | 100% | 0 | 0% | 100% | 0 |  |  | 0 |  |  | 0 |  |  | 0
LARKIN (Y) 1108CB | 3.5326e-05 | 0 | 0.0016226 | 0 | 0.0016226 | 0.00013292 | 0.0019381 | 0.00060757 | 0% | 99% | 0 | 0% | 99% | 0 | 0% | 99% | 0 | 0% | 99% | 0 | 0% | 63.57% | 0 | 0% | 50.3% | 0 | 0% | 50.3% | 0 | 0% | 50.3% | 0 | 0 | 0% | 4.749% | 0 | 0% | 4.749% | 0 | 0% | 4.749% | 0 | 0% | 0.5149% | 0 | 0% | 0.5149% | 0 | 0% | 0.5149% | 0 | 0% | 1.112% | 0 | 0% | 1.112% | 0 | 0% | 1.112% | 0 | 100% | 1.199% | 1.9456e-05 | 0% | 1.199% | 0 | 0% | 1.199% | 0 | 0% | 8.433% | 0 | 0% | 8.433% | 0 | 0% | 8.433% | 0 | 0% | 0.3876% | 0 | 0% | 0.3876% | 0 | 0% | 0.3876% | 0 |  |  |  | 0% | 11.8% | 0 | 0% | 11.8% | 0 | 0% | 11.8% | 0 | 0% | 0.3707% | 0 | 0% | 0.3707% | 0 | 0% | 0.3707% | 0 | 0% | 100% | 0 | 0% | 100% | 0 | 0% | 100% | 0 | 0% | 100% | 0 |  |  | 0 |  |  | 0 |  |  | 0
SAN LEANDRO U 1109CR344 | 3.5321e-05 | 0.0089164 | 0.011549 | 0 | 0.011549 | 0.0021395 | 0.011354 | 0.0055715 | 0% | 99% | 0 | 0% | 99% | 0 | 0% | 99% | 0 | 0% | 99% | 0 | 0% | 62.83% | 0 | 0% | 51.38% | 0 | 0% | 51.38% | 0 | 0% | 51.38% | 0 | 0 | 0% | 2.898% | 0 | 0% | 2.898% | 0 | 0% | 2.898% | 0 | 0% | 0.2975% | 0 | 0% | 0.2975% | 0 | 0% | 0.2975% | 0 | 0% | 0.9101% | 0 | 0% | 0.9101% | 0 | 2.518% | 0.9101% | 2.6464e-06 | 0% | 0.8693% | 0 | 2.518% | 0.8693% | 2.5278e-06 | 0.1593% | 0.8693% | 1.5994e-07 | 0% | 6.645% | 0 | 0% | 6.645% | 0 | 0% | 6.645% | 0 | 0% | 0.4213% | 0 | 0% | 0.4213% | 0 | 0% | 0.4213% | 0 |  |  |  | 0% | 11.8% | 0 | 0% | 11.8% | 0 | 0% | 11.8% | 0 | 0% | 0.3499% | 0 | 0% | 0.3499% | 0 | 0% | 0.3499% | 0 | 0% | 100% | 0 | 0% | 100% | 0 | 0% | 100% | 0 | 0% | 100% | 0 |  |  | 0 |  |  | 0 |  |  | 0
SF H 1110326008 | 3.5318e-05 | 0 | 0.00018025 | 0 | 0.00018025 | 0.00011161 | 0.00014187 | 4.4078e-05 | 0% | 99% | 0 | 0% | 99% | 0 | 0% | 99% | 0 | 0% | 99% | 0 | 0% | 63.93% | 0 | 0% | 50.28% | 0 | 0% | 50.28% | 0 | 0% | 50.28% | 0 | 0 | 0% | 3.382% | 0 | 0% | 3.382% | 0 | 0% | 3.382% | 0 | 0% | 0.3422% | 0 | 0% | 0.3422% | 0 | 0% | 0.3422% | 0 | 0% | 0.7375% | 0 | 0% | 0.7375% | 0 | 0% | 0.7375% | 0 | 100% | 0.7353% | 1.3254e-06 | 0% | 0.7353% | 0 | 0% | 0.7353% | 0 | 0% | 5.413% | 0 | 0% | 5.413% | 0 | 0% | 5.413% | 0 | 0% | 1.701% | 0 | 0% | 1.701% | 0 | 0% | 1.701% | 0 |  |  |  | 0% | 11.8% | 0 | 0% | 11.8% | 0 | 0% | 11.8% | 0 | 0% | 0.3693% | 0 | 0% | 0.3693% | 0 | 0% | 0.3693% | 0 | 0% | 100% | 0 | 0% | 100% | 0 | 0% | 100% | 0 | 0% | 100% | 0 |  |  | 0 |  |  | 0 |  |  | 0
ATWATER 110610470 | 3.5316e-05 | 0 | 0.016582 | 0 | 0.016582 | 0.0056118 | 0.016138 | 0.0056233 | 0% | 99% | 0 | 0% | 99% | 0 | 0% | 99% | 0 | 0% | 99% | 0 | 0% | 61.9% | 0 | 0% | 49.43% | 0 | 0% | 49.43% | 0 | 0% | 49.43% | 0 | 0 | 0% | 2.424% | 0 | 0% | 2.424% | 0 | 0% | 2.424% | 0 | 0% | 0.2632% | 0 | 0% | 0.2632% | 0 | 0% | 0.2632% | 0 | 0% | 0.8967% | 0 | 0% | 0.8967% | 0 | 0% | 0.8967% | 0 | 0% | 0.8806% | 0 | 100% | 0.8806% | 0.00014602 | 0% | 0.8806% | 0 | 0% | 6.636% | 0 | 0% | 6.636% | 0 | 0% | 6.636% | 0 | 0% | 0.9379% | 0 | 0% | 0.9379% | 0 | 0% | 0.9379% | 0 |  |  |  | 0% | 11.8% | 0 | 0% | 11.8% | 0 | 0% | 11.8% | 0 | 0% | 0.3543% | 0 | 0% | 0.3543% | 0 | 0% | 0.3543% | 0 | 0% | 100% | 0 | 0% | 100% | 0 | 0% | 100% | 0 | 0% | 100% | 0 |  |  | 0 |  |  | 0 |  |  | 0
RICHMOND R 1130BR174 | 3.5276e-05 | 0 | 0.018178 | 0 | 0.018178 | 0.0033181 | 0.018419 | 0.0082705 | 0% | 99% | 0 | 0% | 99% | 0 | 0% | 99% | 0 | 0% | 99% | 0 | 0% | 63.45% | 0 | 0% | 51.88% | 0 | 0% | 51.88% | 0 | 0% | 51.88% | 0 | 0 | 0% | 3.202% | 0 | 0% | 3.202% | 0 | 0% | 3.202% | 0 | 0% | 0.3335% | 0 | 0% | 0.3335% | 0 | 0% | 0.3335% | 0 | 0% | 0.9381% | 0 | 0% | 0.9381% | 0 | 0% | 0.9381% | 0 | 0% | 0.915% | 0 | 0% | 0.915% | 0 | 0% | 0.915% | 0 | 0% | 6.888% | 0 | 0% | 6.888% | 0 | 0% | 6.888% | 0 | 0% | 0.4216% | 0 | 0% | 0.4216% | 0 | 0% | 0.4216% | 0 |  |  |  | 0% | 11.8% | 0 | 0% | 11.8% | 0 | 0% | 11.8% | 0 | 0% | 0.3525% | 0 | 0% | 0.3525% | 0 | 0% | 0.3525% | 0 | 0% | 100% | 0 | 0% | 100% | 0 | 0% | 100% | 0 | 0% | 100% | 0 |  |  | 0 |  |  | 0 |  |  | 0
OAKLAND D 1110CR336 | 3.5273e-05 | 0 | 0.0036005 | 0 | 0.0036005 | 0.00078972 | 0.0037353 | 0.0014184 | 0% | 99% | 0 | 0% | 99% | 0 | 0% | 99% | 0 | 0% | 99% | 0 | 0% | 62.77% | 0 | 0% | 50.8% | 0 | 0% | 50.8% | 0 | 0% | 50.8% | 0 | 0 | 0% | 3.005% | 0 | 0% | 3.005% | 0 | 0% | 3.005% | 0 | 0% | 0.3242% | 0 | 0% | 0.3242% | 0 | 0% | 0.3242% | 0 | 0% | 0.9563% | 0 | 0% | 0.9563% | 0 | 0% | 0.9563% | 0 | 100% | 0.9497% | 3.4192e-05 | 0% | 0.9497% | 0 | 0% | 0.9497% | 0 | 0% | 7.084% | 0 | 0% | 7.084% | 0 | 0% | 7.084% | 0 | 0% | 0.684% | 0 | 0% | 0.684% | 0 | 0% | 0.684% | 0 |  |  |  | 0% | 11.8% | 0 | 0% | 11.8% | 0 | 0% | 11.8% | 0 | 0% | 0.3541% | 0 | 0% | 0.3541% | 0 | 0% | 0.3541% | 0 | 0% | 100% | 0 | 0% | 100% | 0 | 0% | 100% | 0 | 0% | 100% | 0 |  |  | 0 |  |  | 0 |  |  | 0
SAN RAMON 2106MR285 | 3.5261e-05 | 0 | 0.016196 | 0 | 0.016196 | 0.0042619 | 0.01593 | 0.0065439 | 0% | 99% | 0 | 0% | 99% | 0 | 0% | 99% | 0 | 0% | 99% | 0 | 0% | 64.51% | 0 | 0% | 50.7% | 0 | 0% | 50.7% | 0 | 0% | 50.7% | 0 | 0 | 0% | 3.4% | 0 | 0% | 3.4% | 0 | 0% | 3.4% | 0 | 0% | 0.3719% | 0 | 0% | 0.3719% | 0 | 0% | 0.3719% | 0 | 0% | 0.903% | 0 | 0% | 0.903% | 0 | 0% | 0.903% | 0 | 0% | 0.9378% | 0 | 0% | 0.9378% | 0 | 0% | 0.9378% | 0 | 0% | 6.768% | 0 | 0% | 6.768% | 0 | 0% | 6.768% | 0 | 0% | 0.5146% | 0 | 0% | 0.5146% | 0 | 0% | 0.5146% | 0 |  |  |  | 0% | 11.8% | 0 | 0% | 11.8% | 0 | 0% | 11.8% | 0 | 0% | 0.3653% | 0 | 0% | 0.3653% | 0 | 0% | 0.3653% | 0 | 0% | 100% | 0 | 0% | 100% | 0 | 0% | 100% | 0 | 0% | 100% | 0 |  |  | 0 |  |  | 0 |  |  | 0
BROOKSIDE 0401CB | 3.5214e-05 | 0 | 0.017582 | 0 | 0.017582 | 0.0035418 | 0.019428 | 0.0060549 | 0% | 99% | 0 | 0% | 99% | 0 | 0% | 99% | 0 | 0% | 99% | 0 | 0% | 62.01% | 0 | 0% | 50.26% | 0 | 0% | 50.26% | 0 | 0% | 50.26% | 0 | 0 | 0% | 3.368% | 0 | 0% | 3.368% | 0 | 0% | 3.368% | 0 | 0% | 0.3548% | 0 | 0% | 0.3548% | 0 | 0% | 0.3548% | 0 | 0% | 1.021% | 0 | 0% | 1.021% | 0 | 0% | 1.021% | 0 | 0% | 1.003% | 0 | 0% | 1.003% | 0 | 0% | 1.003% | 0 | 0% | 7.522% | 0 | 0% | 7.522% | 0 | 0% | 7.522% | 0 | 0% | 0.3983% | 0 | 0% | 0.3983% | 0 | 0% | 0.3983% | 0 |  |  |  | 0% | 11.8% | 0 | 0% | 11.8% | 0 | 0% | 11.8% | 0 | 0% | 0.3496% | 0 | 0% | 0.3496% | 0 | 0% | 0.3496% | 0 | 0% | 100% | 0 | 0% | 100% | 0 | 0% | 100% | 0 | 0% | 100% | 0 |  |  | 0 |  |  | 0 |  |  | 0
GRANT 1108CB | 3.5198e-05 | 0 | 0.043113 | 0 | 0.043113 | 0.0087791 | 0.043496 | 0.018894 | 0% | 99% | 0 | 0% | 99% | 0 | 0% | 99% | 0 | 0% | 99% | 0 | 0% | 62.83% | 0 | 0% | 50.94% | 0 | 0% | 50.94% | 0 | 0% | 50.94% | 0 | 0 | 0% | 2.931% | 0 | 0% | 2.931% | 0 | 0% | 2.931% | 0 | 0% | 0.3073% | 0 | 0% | 0.3073% | 0 | 0% | 0.3073% | 0 | 0% | 0.9319% | 0 | 0% | 0.9319% | 0 | 0% | 0.9319% | 0 | 0% | 0.909% | 0 | 95.97% | 0.909% | 0.0003761 | 4.027% | 0.909% | 1.578e-05 | 0% | 6.859% | 0 | 0% | 6.859% | 0 | 0% | 6.859% | 0 | 0% | 0.4731% | 0 | 0% | 0.4731% | 0 | 0% | 0.4731% | 0 |  |  |  | 0% | 11.8% | 0 | 0% | 11.8% | 0 | 0% | 11.8% | 0 | 0% | 0.3524% | 0 | 0% | 0.3524% | 0 | 0% | 0.3524% | 0 | 0% | 100% | 0 | 0% | 100% | 0 | 0% | 100% | 0 | 0% | 100% | 0 |  |  | 0 |  |  | 0 |  |  | 0
NORTECH 2107CB | 3.5196e-05 | 0 | 0.0010778 | 0 | 0.0010778 | 0.00021189 | 0.00085844 | 0.00070881 | 0% | 99% | 0 | 0% | 99% | 0 | 0% | 99% | 0 | 0% | 99% | 0 | 0% | 65.44% | 0 | 0% | 52% | 0 | 0% | 52% | 0 | 0% | 52% | 0 | 0 | 0% | 3.523% | 0 | 0% | 3.523% | 0 | 0% | 3.523% | 0 | 0% | 0.3771% | 0 | 0% | 0.3771% | 0 | 0% | 0.3771% | 0 | 0% | 0.7355% | 0 | 0% | 0.7355% | 0 | 0% | 0.7355% | 0 | 100% | 0.782% | 8.4283e-06 | 0% | 0.782% | 0 | 0% | 0.782% | 0 | 0% | 5.52% | 0 | 0% | 5.52% | 0 | 0% | 5.52% | 0 | 0% | 0.5064% | 0 | 0% | 0.5064% | 0 | 0% | 0.5064% | 0 |  |  |  | 0% | 11.8% | 0 | 0% | 11.8% | 0 | 0% | 11.8% | 0 | 0% | 0.3762% | 0 | 0% | 0.3762% | 0 | 0% | 0.3762% | 0 | 0% | 100% | 0 | 0% | 100% | 0 | 0% | 100% | 0 | 0% | 100% | 0 |  |  | 0 |  |  | 0 |  |  | 0
EL PATIO 1114CB | 3.5189e-05 | 0 | 0.0041306 | 0 | 0.0041306 | 0.0015851 | 0.0031741 | 0.0020594 | 0% | 99% | 0 | 0% | 99% | 0 | 0% | 99% | 0 | 0% | 99% | 0 | 0% | 66.54% | 0 | 0% | 52.04% | 0 | 0% | 52.04% | 0 | 0% | 52.04% | 0 | 0 | 0% | 2.907% | 0 | 0% | 2.907% | 0 | 0% | 2.907% | 0 | 0% | 0.3199% | 0 | 0% | 0.3199% | 0 | 0% | 0.3199% | 0 | 0% | 0.7051% | 0 | 0% | 0.7051% | 0 | 0% | 0.7051% | 0 | 0% | 0.7473% | 0 | 100% | 0.7473% | 3.0867e-05 | 0% | 0.7473% | 0 | 0% | 5.31% | 0 | 0% | 5.31% | 0 | 0% | 5.31% | 0 | 0% | 0.8588% | 0 | 0% | 0.8588% | 0 | 0% | 0.8588% | 0 |  |  |  | 0% | 11.8% | 0 | 0% | 11.8% | 0 | 0% | 11.8% | 0 | 0% | 0.3758% | 0 | 0% | 0.3758% | 0 | 0% | 0.3758% | 0 | 0% | 100% | 0 | 0% | 100% | 0 | 0% | 100% | 0 | 0% | 100% | 0 |  |  | 0 |  |  | 0 |  |  | 0
OAKLAND X 1114CB | 3.5186e-05 | 0 | 0.014007 | 0 | 0.014007 | 0.0025066 | 0.014159 | 0.0064573 | 0% | 99% | 0 | 0% | 99% | 0 | 0% | 99% | 0 | 0% | 99% | 0 | 0% | 63.64% | 0 | 0% | 51.84% | 0 | 0% | 51.84% | 0 | 0% | 51.84% | 0 | 0 | 0% | 2.96% | 0 | 0% | 2.96% | 0 | 0% | 2.96% | 0 | 0% | 0.315% | 0 | 0% | 0.315% | 0 | 0% | 0.315% | 0 | 0% | 0.9305% | 0 | 0% | 0.9305% | 0 | 0% | 0.9305% | 0 | 0.8392% | 0.9137% | 1.0741e-06 | 7.332% | 0.9137% | 9.3843e-06 | 91.83% | 0.9137% | 0.00011753 | 0% | 6.863% | 0 | 0% | 6.863% | 0 | 0% | 6.863% | 0 | 0% | 0.4737% | 0 | 0% | 0.4737% | 0 | 0% | 0.4737% | 0 |  |  |  | 0% | 11.8% | 0 | 0% | 11.8% | 0 | 0% | 11.8% | 0 | 0% | 0.353% | 0 | 0% | 0.353% | 0 | 0% | 0.353% | 0 | 0% | 100% | 0 | 0% | 100% | 0 | 0% | 100% | 0 | 0% | 100% | 0 |  |  | 0 |  |  | 0 |  |  | 0
DUMBARTON 1104CB | 3.518e-05 | 0 | 0.04345 | 0 | 0.04345 | 0.0097909 | 0.043881 | 0.018054 | 0% | 99% | 0 | 0% | 99% | 0 | 0% | 99% | 0 | 0% | 99% | 0 | 0% | 63.68% | 0 | 0% | 50.64% | 0 | 0% | 50.64% | 0 | 0% | 50.64% | 0 | 0 | 0% | 3.151% | 0 | 0% | 3.151% | 0 | 0% | 3.151% | 0 | 0% | 0.3446% | 0 | 0% | 0.3446% | 0 | 0% | 0.3446% | 0 | 0% | 0.9284% | 0 | 0% | 0.9284% | 0 | 0% | 0.9284% | 0 | 0% | 0.9483% | 0 | 100% | 0.9483% | 0.00041202 | 0% | 0.9483% | 0 | 0% | 6.936% | 0 | 0% | 6.936% | 0 | 0% | 6.936% | 0 | 0% | 0.4612% | 0 | 0% | 0.4612% | 0 | 0% | 0.4612% | 0 |  |  |  | 0% | 11.8% | 0 | 0% | 11.8% | 0 | 0% | 11.8% | 0 | 0% | 0.3609% | 0 | 0% | 0.3609% | 0 | 0% | 0.3609% | 0 | 0% | 100% | 0 | 0% | 100% | 0 | 0% | 100% | 0 | 0% | 100% | 0 |  |  | 0 |  |  | 0 |  |  | 0
JARVIS 1104MR139 | 3.5165e-05 | 0 | 0.00017947 | 0 | 0.00017947 | 3.0821e-05 | 0.00016353 | 0.00010191 | 0% | 99% | 0 | 0% | 99% | 0 | 0% | 99% | 0 | 0% | 99% | 0 | 0% | 65.43% | 0 | 0% | 51.38% | 0 | 0% | 51.38% | 0 | 0% | 51.38% | 0 | 0 | 0% | 3.42% | 0 | 0% | 3.42% | 0 | 0% | 3.42% | 0 | 0% | 0.375% | 0 | 0% | 0.375% | 0 | 0% | 0.375% | 0 | 0% | 0.8314% | 0 | 0% | 0.8314% | 0 | 0% | 0.8314% | 0 | 0% | 0.8764% | 0 | 0% | 0.8764% | 0 | 0% | 0.8764% | 0 | 0% | 6.256% | 0 | 0% | 6.256% | 0 | 0% | 6.256% | 0 | 0% | 0.4878% | 0 | 0% | 0.4878% | 0 | 0% | 0.4878% | 0 |  |  |  | 0% | 11.8% | 0 | 0% | 11.8% | 0 | 0% | 11.8% | 0 | 0% | 0.3703% | 0 | 0% | 0.3703% | 0 | 0% | 0.3703% | 0 | 0% | 100% | 0 | 0% | 100% | 0 | 0% | 100% | 0 | 0% | 100% | 0 |  |  | 0 |  |  | 0 |  |  | 0
CARQUINEZ 1105680 | 3.5148e-05 | 0 | 0.023499 | 0 | 0.023499 | 0.0046163 | 0.024203 | 0.009972 | 0% | 99% | 0 | 0% | 99% | 0 | 0% | 99% | 0 | 0% | 99% | 0 | 0% | 64.51% | 0 | 0% | 51.17% | 0 | 0% | 51.17% | 0 | 0% | 51.17% | 0 | 0 | 0% | 3.489% | 0 | 0% | 3.489% | 0 | 0% | 3.489% | 0 | 0% | 0.3899% | 0 | 0% | 0.3899% | 0 | 0% | 0.3899% | 0 | 0% | 0.9365% | 0 | 0% | 0.9365% | 0 | 0% | 0.9365% | 0 | 0% | 0.9789% | 0 | 43.51% | 0.9789% | 0.00010008 | 0% | 0.9789% | 0 | 0% | 7.034% | 0 | 0% | 7.034% | 0 | 0% | 7.034% | 0 | 0% | 0.5335% | 0 | 0% | 0.5335% | 0 | 0% | 0.5335% | 0 |  |  |  | 0% | 11.8% | 0 | 0% | 11.8% | 0 | 0% | 11.8% | 0 | 0% | 0.3633% | 0 | 0% | 0.3633% | 0 | 0% | 0.3633% | 0 | 0% | 100% | 0 | 0% | 100% | 0 | 0% | 100% | 0 | 0% | 100% | 0 |  |  | 0 |  |  | 0 |  |  | 0
EL CERRITO G 1111818638 | 3.5141e-05 | 0 | 0.01094 | 0 | 0.01094 | 0.0015449 | 0.01159 | 0.0049244 | 0% | 99% | 0 | 0% | 99% | 0 | 0% | 99% | 0 | 0% | 99% | 0 | 0% | 62.08% | 0 | 0% | 51.32% | 0 | 0% | 51.32% | 0 | 0% | 51.32% | 0 | 0 | 0% | 3.099% | 0 | 0% | 3.099% | 0 | 0% | 3.099% | 0 | 0% | 0.3159% | 0 | 0% | 0.3159% | 0 | 0% | 0.3159% | 0 | 0% | 0.9813% | 0 | 0% | 0.9813% | 0 | 0% | 0.9813% | 0 | 0% | 0.9289% | 0 | 0% | 0.9289% | 0 | 0% | 0.9289% | 0 | 0% | 7.143% | 0 | 0% | 7.143% | 0 | 0% | 7.143% | 0 | 0% | 0.3487% | 0 | 0% | 0.3487% | 0 | 0% | 0.3487% | 0 |  |  |  | 0% | 11.8% | 0 | 0% | 11.8% | 0 | 0% | 11.8% | 0 | 0% | 0.3443% | 0 | 0% | 0.3443% | 0 | 0% | 0.3443% | 0 | 0% | 100% | 0 | 0% | 100% | 0 | 0% | 100% | 0 | 0% | 100% | 0 |  |  | 0 |  |  | 0 |  |  | 0
LLAGAS 2105XR008 | 3.5121e-05 | 0 | 0.013085 | 0 | 0.013085 | 0.0040526 | 0.011121 | 0.0064271 | 0% | 99% | 0 | 0% | 99% | 0 | 0% | 99% | 0 | 0% | 99% | 0 | 0% | 64.22% | 0 | 0% | 50.79% | 0 | 0% | 50.79% | 0 | 0% | 50.79% | 0 | 0 | 0% | 2.653% | 0 | 0% | 2.653% | 0 | 0% | 2.653% | 0 | 0% | 0.2863% | 0 | 0% | 0.2863% | 0 | 0% | 0.2863% | 0 | 0% | 0.7777% | 0 | 0% | 0.7777% | 0 | 0% | 0.7777% | 0 | 100% | 0.7747% | 0.00010137 | 0% | 0.7747% | 0 | 0% | 0.7747% | 0 | 0% | 5.752% | 0 | 0% | 5.752% | 0 | 0% | 5.752% | 0 | 0% | 0.7461% | 0 | 0% | 0.7461% | 0 | 0% | 0.7461% | 0 |  |  |  | 0% | 11.8% | 0 | 0% | 11.8% | 0 | 0% | 11.8% | 0 | 0% | 0.3617% | 0 | 0% | 0.3617% | 0 | 0% | 0.3617% | 0 | 0% | 100% | 0 | 0% | 100% | 0 | 0% | 100% | 0 | 0% | 100% | 0 |  |  | 0 |  |  | 0 |  |  | 0
SARATOGA 1108LC106 | 3.5118e-05 | 0 | 0.035965 | 0 | 0.035965 | 0.016269 | 0.030943 | 0.012159 | 0% | 99% | 0 | 0% | 99% | 0 | 0% | 99% | 0 | 0% | 99% | 0 | 0% | 63.76% | 0 | 0% | 50.42% | 0 | 0% | 50.42% | 0 | 0% | 50.42% | 0 | 0 | 0% | 2.43% | 0 | 0% | 2.43% | 0 | 0% | 2.43% | 0 | 0% | 0.2624% | 0 | 0% | 0.2624% | 0 | 0% | 0.2624% | 0 | 0% | 0.7931% | 0 | 0% | 0.7931% | 0 | 0% | 0.7931% | 0 | 99.72% | 0.7894% | 0.0002831 | 0.2845% | 0.7894% | 8.0768e-07 | 0% | 0.7894% | 0 | 0% | 5.88% | 0 | 0% | 5.88% | 0 | 0% | 5.88% | 0 | 0% | 1.004% | 0 | 0% | 1.004% | 0 | 0% | 1.004% | 0 |  |  |  | 0% | 11.8% | 0 | 0% | 11.8% | 0 | 0% | 11.8% | 0 | 0% | 0.3621% | 0 | 0% | 0.3621% | 0 | 0% | 0.3621% | 0 | 0% | 100% | 0 | 0% | 100% | 0 | 0% | 100% | 0 | 0% | 100% | 0 |  |  | 0 |  |  | 0 |  |  | 0
MT EDEN 1103MR643 | 3.507e-05 | 0 | 0.03365 | 0 | 0.03365 | 0.0068452 | 0.031998 | 0.016704 | 0% | 99% | 0 | 0% | 99% | 0 | 0% | 99% | 0 | 0% | 99% | 0 | 0% | 64.83% | 0 | 0% | 52.14% | 0 | 0% | 52.14% | 0 | 0% | 52.14% | 0 | 0 | 0% | 2.936% | 0 | 0% | 2.936% | 0 | 0% | 2.936% | 0 | 0% | 0.319% | 0 | 0% | 0.319% | 0 | 0% | 0.319% | 0 | 0% | 0.8771% | 0 | 0% | 0.8771% | 0 | 0% | 0.8771% | 0 | 0% | 0.8922% | 0 | 0% | 0.8922% | 0 | 100% | 0.8922% | 0.00030021 | 0% | 6.545% | 0 | 0% | 6.545% | 0 | 0% | 6.545% | 0 | 0% | 0.5024% | 0 | 0% | 0.5024% | 0 | 0% | 0.5024% | 0 |  |  |  | 0% | 11.8% | 0 | 0% | 11.8% | 0 | 0% | 11.8% | 0 | 0% | 0.3625% | 0 | 0% | 0.3625% | 0 | 0% | 0.3625% | 0 | 0% | 100% | 0 | 0% | 100% | 0 | 0% | 100% | 0 | 0% | 100% | 0 |  |  | 0 |  |  | 0 |  |  | 0
MT EDEN 1112MR364 | 3.5001e-05 | 0 | 0.0080384 | 0 | 0.0080384 | 0.0020566 | 0.0077615 | 0.0034515 | 0% | 99% | 0 | 0% | 99% | 0 | 0% | 99% | 0 | 0% | 99% | 0 | 0% | 63.67% | 0 | 0% | 51.32% | 0 | 0% | 51.32% | 0 | 0% | 51.32% | 0 | 0 | 0% | 2.837% | 0 | 0% | 2.837% | 0 | 0% | 2.837% | 0 | 0% | 0.3016% | 0 | 0% | 0.3016% | 0 | 0% | 0.3016% | 0 | 0% | 0.8931% | 0 | 0% | 0.8931% | 0 | 0% | 0.8931% | 0 | 0% | 0.887% | 0 | 0% | 0.887% | 0 | 100% | 0.887% | 7.1302e-05 | 0% | 6.614% | 0 | 0% | 6.614% | 0 | 0% | 6.614% | 0 | 0% | 0.5882% | 0 | 0% | 0.5882% | 0 | 0% | 0.5882% | 0 |  |  |  | 0% | 11.8% | 0 | 0% | 11.8% | 0 | 0% | 11.8% | 0 | 0% | 0.3578% | 0 | 0% | 0.3578% | 0 | 0% | 0.3578% | 0 | 0% | 100% | 0 | 0% | 100% | 0 | 0% | 100% | 0 | 0% | 100% | 0 |  |  | 0 |  |  | 0 |  |  | 0
LARKIN (Y) 1107CB | 3.4983e-05 | 0 | 0.0045825 | 0 | 0.0045825 | 0.00077233 | 0.0059318 | 0.0008605 | 0% | 99% | 0 | 0% | 99% | 0 | 0% | 99% | 0 | 0% | 99% | 0 | 0% | 60.38% | 0 | 0% | 48.79% | 0 | 0% | 48.79% | 0 | 0% | 48.79% | 0 | 0 | 0% | 4.219% | 0 | 0% | 4.219% | 0 | 0% | 4.219% | 0 | 0% | 0.4436% | 0 | 0% | 0.4436% | 0 | 0% | 0.4436% | 0 | 0% | 1.208% | 0 | 0% | 1.208% | 0 | 0% | 1.208% | 0 | 0% | 1.211% | 0 | 0% | 1.211% | 0 | 0% | 1.211% | 0 | 0% | 8.958% | 0 | 0% | 8.958% | 0 | 0% | 8.958% | 0 | 0% | 0.5524% | 0 | 0% | 0.5524% | 0 | 0% | 0.5524% | 0 |  |  |  | 0% | 11.8% | 0 | 0% | 11.8% | 0 | 0% | 11.8% | 0 | 0% | 0.3487% | 0 | 0% | 0.3487% | 0 | 0% | 0.3487% | 0 | 0% | 100% | 0 | 0% | 100% | 0 | 0% | 100% | 0 | 0% | 100% | 0 |  |  | 0 |  |  | 0 |  |  | 0
GRANT 1104CB | 3.4981e-05 | 0 | 0.08132 | 0 | 0.08132 | 0.016888 | 0.077322 | 0.04003 | 0% | 99% | 0 | 0% | 99% | 0 | 0% | 99% | 0 | 0% | 99% | 0 | 0% | 64.39% | 0 | 0% | 52.21% | 0 | 0% | 52.21% | 0 | 0% | 52.21% | 0 | 0 | 0% | 2.906% | 0 | 0% | 2.906% | 0 | 0% | 2.906% | 0 | 0% | 0.3076% | 0 | 0% | 0.3076% | 0 | 0% | 0.3076% | 0 | 0% | 0.8796% | 0 | 0% | 0.8796% | 0 | 0% | 0.8796% | 0 | 0% | 0.8719% | 0 | 100% | 0.8719% | 0.00070903 | 0% | 0.8719% | 0 | 0% | 6.503% | 0 | 0% | 6.503% | 0 | 0% | 6.503% | 0 | 0% | 0.5334% | 0 | 0% | 0.5334% | 0 | 0% | 0.5334% | 0 |  |  |  | 0% | 11.8% | 0 | 0% | 11.8% | 0 | 0% | 11.8% | 0 | 0% | 0.3581% | 0 | 0% | 0.3581% | 0 | 0% | 0.3581% | 0 | 0% | 100% | 0 | 0% | 100% | 0 | 0% | 100% | 0 | 0% | 100% | 0 |  |  | 0 |  |  | 0 |  |  | 0
HUNTERS POINT (P) 110513303 | 3.4949e-05 | 0 | 0.018907 | 0 | 0.018907 | 0.0034027 | 0.021109 | 0.006699 | 0% | 99% | 0 | 0% | 99% | 0 | 0% | 99% | 0 | 0% | 99% | 0 | 0% | 64.67% | 0 | 0% | 51.62% | 0 | 0% | 51.62% | 0 | 0% | 51.62% | 0 | 0 | 0% | 3.923% | 0 | 0% | 3.923% | 0 | 0% | 3.923% | 0 | 0% | 0.4316% | 0 | 0% | 0.4316% | 0 | 0% | 0.4316% | 0 | 0% | 1.027% | 0 | 0% | 1.027% | 0 | 0% | 1.027% | 0 | 0% | 1.076% | 0 | 98.82% | 1.076% | 0.00020097 | 0% | 1.076% | 0 | 0% | 7.718% | 0 | 0% | 7.718% | 0 | 0% | 7.718% | 0 | 0% | 0.5491% | 0 | 0% | 0.5491% | 0 | 0% | 0.5491% | 0 |  |  |  | 0% | 11.8% | 0 | 0% | 11.8% | 0 | 0% | 11.8% | 0 | 0% | 0.363% | 0 | 0% | 0.363% | 0 | 0% | 0.363% | 0 | 0% | 100% | 0 | 0% | 100% | 0 | 0% | 100% | 0 | 0% | 100% | 0 |  |  | 0 |  |  | 0 |  |  | 0
STOREY 11066330 | 3.4913e-05 | 0 | 0.018234 | 0 | 0.018234 | 0.0031134 | 0.018501 | 0.0084864 | 0% | 99% | 0 | 0% | 99% | 0 | 0% | 99% | 0 | 0% | 99% | 0 | 0% | 62.57% | 0 | 0% | 49.96% | 0 | 0% | 49.96% | 0 | 0% | 49.96% | 0 | 0 | 0% | 2.867% | 0 | 0% | 2.867% | 0 | 0% | 2.867% | 0 | 0% | 0.3147% | 0 | 0% | 0.3147% | 0 | 0% | 0.3147% | 0 | 0% | 0.9332% | 0 | 0% | 0.9332% | 0 | 0% | 0.9332% | 0 | 95.96% | 0.94% | 0.00016448 | 0% | 0.94% | 0 | 0% | 0.94% | 0 | 0% | 6.952% | 0 | 0% | 6.952% | 0 | 0% | 6.952% | 0 | 0% | 0.505% | 0 | 0% | 0.505% | 0 | 0% | 0.505% | 0 |  |  |  | 0% | 11.8% | 0 | 0% | 11.8% | 0 | 0% | 11.8% | 0 | 0% | 0.3574% | 0 | 0% | 0.3574% | 0 | 0% | 0.3574% | 0 | 0% | 100% | 0 | 0% | 100% | 0 | 0% | 100% | 0 | 0% | 100% | 0 |  |  | 0 |  |  | 0 |  |  | 0
HAMMER 11052943 | 3.4872e-05 | 0 | 0.0064071 | 0 | 0.0064071 | 0.0021043 | 0.0061204 | 0.0023518 | 0% | 99% | 0 | 0% | 99% | 0 | 0% | 99% | 0 | 0% | 99% | 0 | 0% | 62.49% | 0 | 0% | 49.71% | 0 | 0% | 49.71% | 0 | 0% | 49.71% | 0 | 0 | 0% | 2.545% | 0 | 0% | 2.545% | 0 | 0% | 2.545% | 0 | 0% | 0.2823% | 0 | 0% | 0.2823% | 0 | 0% | 0.2823% | 0 | 0% | 0.872% | 0 | 0% | 0.872% | 0 | 0% | 0.872% | 0 | 0% | 0.8678% | 0 | 1.915% | 0.8678% | 1.065e-06 | 0% | 0.8678% | 0 | 0% | 6.473% | 0 | 0% | 6.473% | 0 | 0% | 6.473% | 0 | 0% | 0.7465% | 0 | 0% | 0.7465% | 0 | 0% | 0.7465% | 0 |  |  |  | 0% | 11.8% | 0 | 0% | 11.8% | 0 | 0% | 11.8% | 0 | 0% | 0.3565% | 0 | 0% | 0.3565% | 0 | 0% | 0.3565% | 0 | 0% | 100% | 0 | 0% | 100% | 0 | 0% | 100% | 0 | 0% | 100% | 0 |  |  | 0 |  |  | 0 |  |  | 0
PETALUMA A 0413CB | 3.4866e-05 | 0 | 0.013702 | 0 | 0.013702 | 0.0069193 | 0.012128 | 0.0035708 | 0% | 99% | 0 | 0% | 99% | 0 | 0% | 99% | 0 | 0% | 99% | 0 | 0% | 63.18% | 0 | 0% | 49.48% | 0 | 0% | 49.48% | 0 | 0% | 49.48% | 0 | 0 | 0% | 2.787% | 0 | 0% | 2.787% | 0 | 0% | 2.787% | 0 | 0% | 0.3027% | 0 | 0% | 0.3027% | 0 | 0% | 0.3027% | 0 | 0% | 0.8086% | 0 | 0% | 0.8086% | 0 | 0% | 0.8086% | 0 | 0% | 0.8176% | 0 | 0% | 0.8176% | 0 | 0% | 0.8176% | 0 | 0% | 6.012% | 0 | 0% | 6.012% | 0 | 0% | 6.012% | 0 | 0% | 1.289% | 0 | 0% | 1.289% | 0 | 0% | 1.289% | 0 |  |  |  | 0% | 11.8% | 0 | 0% | 11.8% | 0 | 0% | 11.8% | 0 | 0% | 0.3633% | 0 | 0% | 0.3633% | 0 | 0% | 0.3633% | 0 | 0% | 100% | 0 | 0% | 100% | 0 | 0% | 100% | 0 | 0% | 100% | 0 |  |  | 0 |  |  | 0 |  |  | 0
PETALUMA C 11054238 | 3.4866e-05 | 0 | 0.0081854 | 0 | 0.0081854 | 0.0017235 | 0.008269 | 0.0035196 | 0% | 99% | 0 | 0% | 99% | 0 | 0% | 99% | 0 | 0% | 99% | 0 | 0% | 64.22% | 0 | 0% | 51.03% | 0 | 0% | 51.03% | 0 | 0% | 51.03% | 0 | 0 | 0% | 3.503% | 0 | 0% | 3.503% | 0 | 0% | 3.503% | 0 | 0% | 0.3838% | 0 | 0% | 0.3838% | 0 | 0% | 0.3838% | 0 | 0% | 0.9264% | 0 | 0% | 0.9264% | 0 | 0% | 0.9264% | 0 | 0% | 0.9636% | 0 | 0% | 0.9636% | 0 | 0% | 0.9636% | 0 | 0% | 6.945% | 0 | 0% | 6.945% | 0 | 0% | 6.945% | 0 | 0% | 0.6398% | 0 | 0% | 0.6398% | 0 | 0% | 0.6398% | 0 |  |  |  | 0% | 11.8% | 0 | 0% | 11.8% | 0 | 0% | 11.8% | 0 | 0% | 0.3644% | 0 | 0% | 0.3644% | 0 | 0% | 0.3644% | 0 | 0% | 100% | 0 | 0% | 100% | 0 | 0% | 100% | 0 | 0% | 100% | 0 |  |  | 0 |  |  | 0 |  |  | 0
LARKIN (Y) 1137CB | 3.4863e-05 | 0 | 0.0015124 | 0 | 0.0015124 | 7.8707e-05 | 0.0018417 | 0.00057618 | 0% | 99% | 0 | 0% | 99% | 0 | 0% | 99% | 0 | 0% | 99% | 0 | 0% | 63.31% | 0 | 0% | 50.39% | 0 | 0% | 50.39% | 0 | 0% | 50.39% | 0 | 0 | 0% | 4.522% | 0 | 0% | 4.522% | 0 | 0% | 4.522% | 0 | 0% | 0.4866% | 0 | 0% | 0.4866% | 0 | 0% | 0.4866% | 0 | 0% | 1.135% | 0 | 0% | 1.135% | 0 | 0% | 1.135% | 0 | 55.84% | 1.212% | 1.0232e-05 | 0% | 1.212% | 0 | 0% | 1.212% | 0 | 0% | 8.596% | 0 | 0% | 8.596% | 0 | 0% | 8.596% | 0 | 0% | 0.2456% | 0 | 0% | 0.2456% | 0 | 0% | 0.2456% | 0 |  |  |  | 0% | 11.8% | 0 | 0% | 11.8% | 0 | 0% | 11.8% | 0 | 0% | 0.3677% | 0 | 0% | 0.3677% | 0 | 0% | 0.3677% | 0 | 0% | 100% | 0 | 0% | 100% | 0 | 0% | 100% | 0 | 0% | 100% | 0 |  |  | 0 |  |  | 0 |  |  | 0
SF H 110877020 | 3.4849e-05 | 0 | 0.0042804 | 0 | 0.0042804 | 0.00065628 | 0.0050599 | 0.0013496 | 0% | 99% | 0 | 0% | 99% | 0 | 0% | 99% | 0 | 0% | 99% | 0 | 0% | 62.74% | 0 | 0% | 50.87% | 0 | 0% | 50.87% | 0 | 0% | 50.87% | 0 | 0 | 0% | 3.866% | 0 | 0% | 3.866% | 0 | 0% | 3.866% | 0 | 0% | 0.4145% | 0 | 0% | 0.4145% | 0 | 0% | 0.4145% | 0 | 0% | 1.097% | 0 | 0% | 1.097% | 0 | 0% | 1.097% | 0 | 0% | 1.11% | 0 | 100% | 1.11% | 4.7526e-05 | 0% | 1.11% | 0 | 0% | 8.159% | 0 | 0% | 8.159% | 0 | 0% | 8.159% | 0 | 0% | 0.4863% | 0 | 0% | 0.4863% | 0 | 0% | 0.4863% | 0 |  |  |  | 0% | 11.8% | 0 | 0% | 11.8% | 0 | 0% | 11.8% | 0 | 0% | 0.354% | 0 | 0% | 0.354% | 0 | 0% | 0.354% | 0 | 0% | 100% | 0 | 0% | 100% | 0 | 0% | 100% | 0 | 0% | 100% | 0 |  |  | 0 |  |  | 0 |  |  | 0
DUMBARTON 1103MR369 | 3.4844e-05 | 0 | 0.006224 | 0 | 0.006224 | 0.0014826 | 0.005405 | 0.0033868 | 0% | 99% | 0 | 0% | 99% | 0 | 0% | 99% | 0 | 0% | 99% | 0 | 0% | 65.63% | 0 | 0% | 51.26% | 0 | 0% | 51.26% | 0 | 0% | 51.26% | 0 | 0 | 0% | 3.125% | 0 | 0% | 3.125% | 0 | 0% | 3.125% | 0 | 0% | 0.3464% | 0 | 0% | 0.3464% | 0 | 0% | 0.3464% | 0 | 0% | 0.7904% | 0 | 0% | 0.7904% | 0 | 0% | 0.7904% | 0 | 0% | 0.8366% | 0 | 36.25% | 0.8366% | 1.8877e-05 | 0% | 0.8366% | 0 | 0% | 5.963% | 0 | 0% | 5.963% | 0 | 0% | 5.963% | 0 | 0% | 0.5641% | 0 | 0% | 0.5641% | 0 | 0% | 0.5641% | 0 |  |  |  | 0% | 11.8% | 0 | 0% | 11.8% | 0 | 0% | 11.8% | 0 | 0% | 0.372% | 0 | 0% | 0.372% | 0 | 0% | 0.372% | 0 | 0% | 100% | 0 | 0% | 100% | 0 | 0% | 100% | 0 | 0% | 100% | 0 |  |  | 0 |  |  | 0 |  |  | 0
BECK STREET 0401CB | 3.4814e-05 | 0 | 0.0081257 | 0 | 0.0081257 | 0.0017395 | 0.007914 | 0.0037601 | 0% | 99% | 0 | 0% | 99% | 0 | 0% | 99% | 0 | 0% | 99% | 0 | 0% | 64.28% | 0 | 0% | 51.77% | 0 | 0% | 51.77% | 0 | 0% | 51.77% | 0 | 0 | 0% | 3.058% | 0 | 0% | 3.058% | 0 | 0% | 3.058% | 0 | 0% | 0.331% | 0 | 0% | 0.331% | 0 | 0% | 0.331% | 0 | 0% | 0.8951% | 0 | 0% | 0.8951% | 0 | 0% | 0.8951% | 0 | 0% | 0.9011% | 0 | 0% | 0.9011% | 0 | 0% | 0.9011% | 0 | 0% | 6.649% | 0 | 0% | 6.649% | 0 | 0% | 6.649% | 0 | 0% | 0.5283% | 0 | 0% | 0.5283% | 0 | 0% | 0.5283% | 0 |  |  |  | 0% | 11.8% | 0 | 0% | 11.8% | 0 | 0% | 11.8% | 0 | 0% | 0.3592% | 0 | 0% | 0.3592% | 0 | 0% | 0.3592% | 0 | 0% | 100% | 0 | 0% | 100% | 0 | 0% | 100% | 0 | 0% | 100% | 0 |  |  | 0 |  |  | 0 |  |  | 0
MOUNTAIN VIEW 1108LV12 | 3.4797e-05 | 0 | 0.041201 | 0 | 0.041201 | 0.014151 | 0.038537 | 0.015326 | 0% | 99% | 0 | 0% | 99% | 0 | 0% | 99% | 0 | 0% | 99% | 0 | 0% | 63.27% | 0 | 0% | 50.67% | 0 | 0% | 50.67% | 0 | 0% | 50.67% | 0 | 0 | 0% | 2.809% | 0 | 0% | 2.809% | 0 | 0% | 2.809% | 0 | 0% | 0.2948% | 0 | 0% | 0.2948% | 0 | 0% | 0.2948% | 0 | 0% | 0.8673% | 0 | 0% | 0.8673% | 0 | 0% | 0.8673% | 0 | 0% | 0.8538% | 0 | 0% | 0.8538% | 0 | 100% | 0.8538% | 0.00035178 | 0% | 6.398% | 0 | 0% | 6.398% | 0 | 0% | 6.398% | 0 | 0% | 0.7465% | 0 | 0% | 0.7465% | 0 | 0% | 0.7465% | 0 |  |  |  | 0% | 11.8% | 0 | 0% | 11.8% | 0 | 0% | 11.8% | 0 | 0% | 0.3579% | 0 | 0% | 0.3579% | 0 | 0% | 0.3579% | 0 | 0% | 100% | 0 | 0% | 100% | 0 | 0% | 100% | 0 | 0% | 100% | 0 |  |  | 0 |  |  | 0 |  |  | 0
SF L 110369372 | 3.4718e-05 | 0 | 0.0090367 | 0 | 0.0090367 | 0.0010446 | 0.011107 | 0.0027659 | 0% | 99% | 0 | 0% | 99% | 0 | 0% | 99% | 0 | 0% | 99% | 0 | 0% | 62.89% | 0 | 0% | 51.05% | 0 | 0% | 51.05% | 0 | 0% | 51.05% | 0 | 0 | 0% | 4.101% | 0 | 0% | 4.101% | 0 | 0% | 4.101% | 0 | 0% | 0.4399% | 0 | 0% | 0.4399% | 0 | 0% | 0.4399% | 0 | 0% | 1.141% | 0 | 0% | 1.141% | 0 | 0% | 1.141% | 0 | 0% | 1.161% | 0 | 0% | 1.161% | 0 | 100% | 1.161% | 0.00010487 | 0% | 8.499% | 0 | 0% | 8.499% | 0 | 0% | 8.499% | 0 | 0% | 0.3721% | 0 | 0% | 0.3721% | 0 | 0% | 0.3721% | 0 |  |  |  | 0% | 11.8% | 0 | 0% | 11.8% | 0 | 0% | 11.8% | 0 | 0% | 0.3535% | 0 | 0% | 0.3535% | 0 | 0% | 0.3535% | 0 | 0% | 100% | 0 | 0% | 100% | 0 | 0% | 100% | 0 | 0% | 100% | 0 |  |  | 0 |  |  | 0 |  |  | 0
DEL MONTE 210547700 | 3.4716e-05 | 0 | 0.0015946 | 0 | 0.0015946 | 0.00024805 | 0.0018414 | 0.0005429 | 0% | 99% | 0 | 0% | 99% | 0 | 0% | 99% | 0 | 0% | 99% | 0 | 0% | 62.76% | 0 | 0% | 48.67% | 0 | 0% | 48.67% | 0 | 0% | 48.67% | 0 | 0 | 0% | 3.747% | 0 | 0% | 3.747% | 0 | 0% | 3.747% | 0 | 0% | 0.4108% | 0 | 0% | 0.4108% | 0 | 0% | 0.4108% | 0 | 0% | 1.071% | 0 | 0% | 1.071% | 0 | 0% | 1.071% | 0 | 100% | 1.136% | 1.8115e-05 | 0% | 1.136% | 0 | 0% | 1.136% | 0 | 0% | 8.129% | 0 | 0% | 8.129% | 0 | 0% | 8.129% | 0 | 0% | 0.4309% | 0 | 0% | 0.4309% | 0 | 0% | 0.4309% | 0 |  |  |  | 0% | 11.8% | 0 | 0% | 11.8% | 0 | 0% | 11.8% | 0 | 0% | 0.3671% | 0 | 0% | 0.3671% | 0 | 0% | 0.3671% | 0 | 0% | 100% | 0 | 0% | 100% | 0 | 0% | 100% | 0 | 0% | 100% | 0 |  |  | 0 |  |  | 0 |  |  | 0
SOTO 0401CB | 3.4704e-05 | 0 | 0.023557 | 0 | 0.023557 | 0.0060834 | 0.02281 | 0.009993 | 0% | 99% | 0 | 0% | 99% | 0 | 0% | 99% | 0 | 0% | 99% | 0 | 0% | 64.75% | 0 | 0% | 51.71% | 0 | 0% | 51.71% | 0 | 0% | 51.71% | 0 | 0 | 0% | 3% | 0 | 0% | 3% | 0 | 0% | 3% | 0 | 0% | 0.3305% | 0 | 0% | 0.3305% | 0 | 0% | 0.3305% | 0 | 0% | 0.8917% | 0 | 0% | 0.8917% | 0 | 0% | 0.8917% | 0 | 0% | 0.9181% | 0 | 49.44% | 0.9181% | 0.00010694 | 50.31% | 0.9181% | 0.00010881 | 0% | 6.682% | 0 | 0% | 6.682% | 0 | 0% | 6.682% | 0 | 0% | 0.6151% | 0 | 0% | 0.6151% | 0 | 0% | 0.6151% | 0 |  |  |  | 0% | 11.8% | 0 | 0% | 11.8% | 0 | 0% | 11.8% | 0 | 0% | 0.3639% | 0 | 0% | 0.3639% | 0 | 0% | 0.3639% | 0 | 0% | 100% | 0 | 0% | 100% | 0 | 0% | 100% | 0 | 0% | 100% | 0 |  |  | 0 |  |  | 0 |  |  | 0
MILLBRAE 11018944 | 3.4694e-05 | 0 | 0.0075549 | 0 | 0.0075549 | 0.0012666 | 0.0080359 | 0.0031689 | 0% | 99% | 0 | 0% | 99% | 0 | 0% | 99% | 0 | 0% | 99% | 0 | 0% | 65.13% | 0 | 0% | 51.95% | 0 | 0% | 51.95% | 0 | 0% | 51.95% | 0 | 0 | 0% | 3.891% | 0 | 0% | 3.891% | 0 | 0% | 3.891% | 0 | 0% | 0.4206% | 0 | 0% | 0.4206% | 0 | 0% | 0.4206% | 0 | 0% | 0.9749% | 0 | 0% | 0.9749% | 0 | 0% | 0.9749% | 0 | 0% | 1.014% | 0 | 0% | 1.014% | 0 | 0% | 1.014% | 0 | 0% | 7.3% | 0 | 0% | 7.3% | 0 | 0% | 7.3% | 0 | 0% | 0.4469% | 0 | 0% | 0.4469% | 0 | 0% | 0.4469% | 0 |  |  |  | 0% | 11.8% | 0 | 0% | 11.8% | 0 | 0% | 11.8% | 0 | 0% | 0.3633% | 0 | 0% | 0.3633% | 0 | 0% | 0.3633% | 0 | 0% | 100% | 0 | 0% | 100% | 0 | 0% | 100% | 0 | 0% | 100% | 0 |  |  | 0 |  |  | 0 |  |  | 0
DUMBARTON 1109MR241 | 3.4682e-05 | 0 | 0.0074341 | 0 | 0.0074341 | 0.0010861 | 0.007181 | 0.0040049 | 0% | 99% | 0 | 0% | 99% | 0 | 0% | 99% | 0 | 0% | 99% | 0 | 0% | 64.94% | 0 | 0% | 51.6% | 0 | 0% | 51.6% | 0 | 0% | 51.6% | 0 | 0 | 0% | 3.18% | 0 | 0% | 3.18% | 0 | 0% | 3.18% | 0 | 0% | 0.3503% | 0 | 0% | 0.3503% | 0 | 0% | 0.3503% | 0 | 0% | 0.8844% | 0 | 0% | 0.8844% | 0 | 0% | 0.8844% | 0 | 0% | 0.9186% | 0 | 76.35% | 0.9186% | 5.214e-05 | 0% | 0.9186% | 0 | 0% | 6.64% | 0 | 0% | 6.64% | 0 | 0% | 6.64% | 0 | 0% | 0.3962% | 0 | 0% | 0.3962% | 0 | 0% | 0.3962% | 0 |  |  |  | 0% | 11.8% | 0 | 0% | 11.8% | 0 | 0% | 11.8% | 0 | 0% | 0.3654% | 0 | 0% | 0.3654% | 0 | 0% | 0.3654% | 0 | 0% | 100% | 0 | 0% | 100% | 0 | 0% | 100% | 0 | 0% | 100% | 0 |  |  | 0 |  |  | 0 |  |  | 0
STELLING 1108CB | 3.4673e-05 | 0 | 0.029257 | 0 | 0.029257 | 0.013661 | 0.025932 | 0.0087038 | 0% | 99% | 0 | 0% | 99% | 0 | 0% | 99% | 0 | 0% | 99% | 0 | 0% | 62.52% | 0 | 0% | 49.54% | 0 | 0% | 49.54% | 0 | 0% | 49.54% | 0 | 0 | 0% | 2.399% | 0 | 0% | 2.399% | 0 | 0% | 2.399% | 0 | 0% | 0.2534% | 0 | 0% | 0.2534% | 0 | 0% | 0.2534% | 0 | 0% | 0.8162% | 0 | 0% | 0.8162% | 0 | 0% | 0.8162% | 0 | 0% | 0.7904% | 0 | 0% | 0.7904% | 0 | 0% | 0.7904% | 0 | 0% | 5.998% | 0 | 0% | 5.998% | 0 | 0% | 5.998% | 0 | 0% | 1.073% | 0 | 0% | 1.073% | 0 | 0% | 1.073% | 0 |  |  |  | 0% | 11.8% | 0 | 0% | 11.8% | 0 | 0% | 11.8% | 0 | 0% | 0.3565% | 0 | 0% | 0.3565% | 0 | 0% | 0.3565% | 0 | 0% | 100% | 0 | 0% | 100% | 0 | 0% | 100% | 0 | 0% | 100% | 0 |  |  | 0 |  |  | 0 |  |  | 0
ALMADEN 1102685706 | 3.4673e-05 | 0 | 0.010204 | 0 | 0.010204 | 0.0043501 | 0.0085995 | 0.0038955 | 0% | 99% | 0 | 0% | 99% | 0 | 0% | 99% | 0 | 0% | 99% | 0 | 0% | 64.15% | 0 | 0% | 50.88% | 0 | 0% | 50.88% | 0 | 0% | 50.88% | 0 | 0 | 0% | 2.623% | 0 | 0% | 2.623% | 0 | 0% | 2.623% | 0 | 0% | 0.2789% | 0 | 0% | 0.2789% | 0 | 0% | 0.2789% | 0 | 0% | 0.7797% | 0 | 0% | 0.7797% | 0 | 0% | 0.7797% | 0 | 0% | 0.777% | 0 | 97.56% | 0.777% | 7.7352e-05 | 2.444% | 0.777% | 1.938e-06 | 0% | 5.771% | 0 | 0% | 5.771% | 0 | 0% | 5.771% | 0 | 0% | 0.9788% | 0 | 0% | 0.9788% | 0 | 0% | 0.9788% | 0 |  |  |  | 0% | 11.8% | 0 | 0% | 11.8% | 0 | 0% | 11.8% | 0 | 0% | 0.3637% | 0 | 0% | 0.3637% | 0 | 0% | 0.3637% | 0 | 0% | 100% | 0 | 0% | 100% | 0 | 0% | 100% | 0 | 0% | 100% | 0 |  |  | 0 |  |  | 0 |  |  | 0
HIGHWAY 11062105 | 3.4616e-05 | 0 | 0.015311 | 0 | 0.015311 | 0.004997 | 0.014501 | 0.0057768 | 0% | 99% | 0 | 0% | 99% | 0 | 0% | 99% | 0 | 0% | 99% | 0 | 0% | 64.35% | 0 | 0% | 51.72% | 0 | 0% | 51.72% | 0 | 0% | 51.72% | 0 | 0 | 0% | 3.054% | 0 | 0% | 3.054% | 0 | 0% | 3.054% | 0 | 0% | 0.3235% | 0 | 0% | 0.3235% | 0 | 0% | 0.3235% | 0 | 0% | 0.8794% | 0 | 0% | 0.8794% | 0 | 0% | 0.8794% | 0 | 0% | 0.8842% | 0 | 3.506% | 0.8842% | 4.7465e-06 | 77.95% | 0.8842% | 0.00010553 | 0% | 6.526% | 0 | 0% | 6.526% | 0 | 0% | 6.526% | 0 | 0% | 0.8092% | 0 | 0% | 0.8092% | 0 | 0% | 0.8092% | 0 |  |  |  | 0% | 11.8% | 0 | 0% | 11.8% | 0 | 0% | 11.8% | 0 | 0% | 0.3616% | 0 | 0% | 0.3616% | 0 | 0% | 0.3616% | 0 | 0% | 100% | 0 | 0% | 100% | 0 | 0% | 100% | 0 | 0% | 100% | 0 |  |  | 0 |  |  | 0 |  |  | 0
SANTA ROSA A 1102336 | 3.461e-05 | 0 | 0.013954 | 0 | 0.013954 | 0.0060763 | 0.011118 | 0.0058408 | 0% | 99% | 0 | 0% | 99% | 0 | 0% | 99% | 0 | 0% | 99% | 0 | 0% | 64.8% | 0 | 0% | 50.69% | 0 | 0% | 50.69% | 0 | 0% | 50.69% | 0 | 0 | 0% | 2.575% | 0 | 0% | 2.575% | 0 | 0% | 2.575% | 0 | 0% | 0.2845% | 0 | 0% | 0.2845% | 0 | 0% | 0.2845% | 0 | 0% | 0.7293% | 0 | 0% | 0.7293% | 0 | 0% | 0.7293% | 0 | 0% | 0.754% | 0 | 0% | 0.754% | 0 | 1.382% | 0.754% | 1.4537e-06 | 0% | 5.464% | 0 | 0% | 5.464% | 0 | 0% | 5.464% | 0 | 0% | 1.188% | 0 | 0% | 1.188% | 0 | 0% | 1.188% | 0 |  |  |  | 0% | 11.8% | 0 | 0% | 11.8% | 0 | 0% | 11.8% | 0 | 0% | 0.3704% | 0 | 0% | 0.3704% | 0 | 0% | 0.3704% | 0 | 0% | 100% | 0 | 0% | 100% | 0 | 0% | 100% | 0 | 0% | 100% | 0 |  |  | 0 |  |  | 0 |  |  | 0
EAST GRAND 1113CB | 3.4576e-05 | 0 | 0.002647 | 0 | 0.002647 | 0.00037302 | 0.0028678 | 0.0011287 | 0% | 99% | 0 | 0% | 99% | 0 | 0% | 99% | 0 | 0% | 99% | 0 | 0% | 66.07% | 0 | 0% | 52.33% | 0 | 0% | 52.33% | 0 | 0% | 52.33% | 0 | 0 | 0% | 4.38% | 0 | 0% | 4.38% | 0 | 0% | 4.38% | 0 | 0% | 0.481% | 0 | 0% | 0.481% | 0 | 0% | 0.481% | 0 | 0% | 0.9906% | 0 | 0% | 0.9906% | 0 | 0% | 0.9906% | 0 | 0% | 1.061% | 0 | 0% | 1.061% | 0 | 100% | 1.061% | 2.8087e-05 | 0% | 7.476% | 0 | 0% | 7.476% | 0 | 0% | 7.476% | 0 | 0% | 0.4448% | 0 | 0% | 0.4448% | 0 | 0% | 0.4448% | 0 |  |  |  | 0% | 11.8% | 0 | 0% | 11.8% | 0 | 0% | 11.8% | 0 | 0% | 0.369% | 0 | 0% | 0.369% | 0 | 0% | 0.369% | 0 | 0% | 100% | 0 | 0% | 100% | 0 | 0% | 100% | 0 | 0% | 100% | 0 |  |  | 0 |  |  | 0 |  |  | 0
VINEYARD 2107MR801 | 3.4551e-05 | 0 | 0.00011756 | 0 | 0.00011756 | 1.0904e-05 | 0.00010459 | 7.8568e-05 | 0% | 99% | 0 | 0% | 99% | 0 | 0% | 99% | 0 | 0% | 99% | 0 | 0% | 64.77% | 0 | 0% | 50.18% | 0 | 0% | 50.18% | 0 | 0% | 50.18% | 0 | 0 | 0% | 3.056% | 0 | 0% | 3.056% | 0 | 0% | 3.056% | 0 | 0% | 0.3498% | 0 | 0% | 0.3498% | 0 | 0% | 0.3498% | 0 | 0% | 0.7926% | 0 | 0% | 0.7926% | 0 | 0% | 0.7926% | 0 | 0% | 0.8358% | 0 | 0% | 0.8358% | 0 | 100% | 0.8358% | 9.8252e-07 | 0% | 5.97% | 0 | 0% | 5.97% | 0 | 0% | 5.97% | 0 | 0% | 0.2818% | 0 | 0% | 0.2818% | 0 | 0% | 0.2818% | 0 |  |  |  | 0% | 11.8% | 0 | 0% | 11.8% | 0 | 0% | 11.8% | 0 | 0% | 0.3677% | 0 | 0% | 0.3677% | 0 | 0% | 0.3677% | 0 | 0% | 100% | 0 | 0% | 100% | 0 | 0% | 100% | 0 | 0% | 100% | 0 |  |  | 0 |  |  | 0 |  |  | 0
STUART 0401CB | 3.4491e-05 | 0 | 0.012997 | 0 | 0.012997 | 0.0031769 | 0.013787 | 0.0044905 | 0% | 99% | 0 | 0% | 99% | 0 | 0% | 99% | 0 | 0% | 99% | 0 | 0% | 62.15% | 0 | 0% | 50.5% | 0 | 0% | 50.5% | 0 | 0% | 50.5% | 0 | 0 | 0% | 3.055% | 0 | 0% | 3.055% | 0 | 0% | 3.055% | 0 | 0% | 0.3198% | 0 | 0% | 0.3198% | 0 | 0% | 0.3198% | 0 | 0% | 0.9801% | 0 | 0% | 0.9801% | 0 | 0% | 0.9801% | 0 | 0% | 0.9537% | 0 | 100% | 0.9537% | 0.00012395 | 0% | 0.9537% | 0 | 0% | 7.209% | 0 | 0% | 7.209% | 0 | 0% | 7.209% | 0 | 0% | 0.5998% | 0 | 0% | 0.5998% | 0 | 0% | 0.5998% | 0 |  |  |  | 0% | 11.8% | 0 | 0% | 11.8% | 0 | 0% | 11.8% | 0 | 0% | 0.3496% | 0 | 0% | 0.3496% | 0 | 0% | 0.3496% | 0 | 0% | 100% | 0 | 0% | 100% | 0 | 0% | 100% | 0 | 0% | 100% | 0 |  |  | 0 |  |  | 0 |  |  | 0
JARVIS 1112MR238 | 3.4471e-05 | 0 | 0.01988 | 0 | 0.01988 | 0.0053277 | 0.018245 | 0.0092446 | 0% | 99% | 0 | 0% | 99% | 0 | 0% | 99% | 0 | 0% | 99% | 0 | 0% | 64.53% | 0 | 0% | 51% | 0 | 0% | 51% | 0 | 0% | 51% | 0 | 0 | 0% | 2.893% | 0 | 0% | 2.893% | 0 | 0% | 2.893% | 0 | 0% | 0.3187% | 0 | 0% | 0.3187% | 0 | 0% | 0.3187% | 0 | 0% | 0.8401% | 0 | 0% | 0.8401% | 0 | 0% | 0.8401% | 0 | 0% | 0.8609% | 0 | 0% | 0.8609% | 0 | 0% | 0.8609% | 0 | 0% | 6.282% | 0 | 0% | 6.282% | 0 | 0% | 6.282% | 0 | 0% | 0.6375% | 0 | 0% | 0.6375% | 0 | 0% | 0.6375% | 0 |  |  |  | 0% | 11.8% | 0 | 0% | 11.8% | 0 | 0% | 11.8% | 0 | 0% | 0.3645% | 0 | 0% | 0.3645% | 0 | 0% | 0.3645% | 0 | 0% | 100% | 0 | 0% | 100% | 0 | 0% | 100% | 0 | 0% | 100% | 0 |  |  | 0 |  |  | 0 |  |  | 0
BERKELEY F 0404CB | 3.4456e-05 | 0 | 0.018113 | 0 | 0.018113 | 0.0065945 | 0.01811 | 0.0051954 | 0% | 99% | 0 | 0% | 99% | 0 | 0% | 99% | 0 | 0% | 99% | 0 | 0% | 61.69% | 0 | 0% | 49.78% | 0 | 0% | 49.78% | 0 | 0% | 49.78% | 0 | 0 | 0% | 2.833% | 0 | 0% | 2.833% | 0 | 0% | 2.833% | 0 | 0% | 0.2953% | 0 | 0% | 0.2953% | 0 | 0% | 0.2953% | 0 | 0% | 0.9208% | 0 | 0% | 0.9208% | 0 | 0% | 0.9208% | 0 | 0% | 0.8841% | 0 | 4.301% | 0.8841% | 6.8874e-06 | 95.35% | 0.8841% | 0.00015269 | 0% | 6.741% | 0 | 0% | 6.741% | 0 | 0% | 6.741% | 0 | 0% | 0.8846% | 0 | 0% | 0.8846% | 0 | 0% | 0.8846% | 0 |  |  |  | 0% | 11.8% | 0 | 0% | 11.8% | 0 | 0% | 11.8% | 0 | 0% | 0.3496% | 0 | 0% | 0.3496% | 0 | 0% | 0.3496% | 0 | 0% | 100% | 0 | 0% | 100% | 0 | 0% | 100% | 0 | 0% | 100% | 0 |  |  | 0 |  |  | 0 |  |  | 0
SF H 110514741 | 3.4418e-05 | 0 | 0.014199 | 0 | 0.014199 | 0.0015065 | 0.017398 | 0.0045347 | 0% | 99% | 0 | 0% | 99% | 0 | 0% | 99% | 0 | 0% | 99% | 0 | 0% | 63% | 0 | 0% | 51.06% | 0 | 0% | 51.06% | 0 | 0% | 51.06% | 0 | 0 | 0% | 4.224% | 0 | 0% | 4.224% | 0 | 0% | 4.224% | 0 | 0% | 0.4517% | 0 | 0% | 0.4517% | 0 | 0% | 0.4517% | 0 | 0% | 1.139% | 0 | 0% | 1.139% | 0 | 0% | 1.139% | 0 | 0% | 1.164% | 0 | 79.01% | 1.164% | 0.00013061 | 0.3404% | 1.164% | 5.6274e-07 | 0% | 8.495% | 0 | 0% | 8.495% | 0 | 0% | 8.495% | 0 | 0% | 0.3495% | 0 | 0% | 0.3495% | 0 | 0% | 0.3495% | 0 |  |  |  | 0% | 11.8% | 0 | 0% | 11.8% | 0 | 0% | 11.8% | 0 | 0% | 0.3553% | 0 | 0% | 0.3553% | 0 | 0% | 0.3553% | 0 | 0% | 100% | 0 | 0% | 100% | 0 | 0% | 100% | 0 | 0% | 100% | 0 |  |  | 0 |  |  | 0 |  |  | 0
EL PATIO 1107XR532 | 3.4405e-05 | 0 | 0.015803 | 0 | 0.015803 | 0.0063924 | 0.01446 | 0.0052355 | 0% | 99% | 0 | 0% | 99% | 0 | 0% | 99% | 0 | 0% | 99% | 0 | 0% | 63.17% | 0 | 0% | 50.21% | 0 | 0% | 50.21% | 0 | 0% | 50.21% | 0 | 0 | 0% | 2.555% | 0 | 0% | 2.555% | 0 | 0% | 2.555% | 0 | 0% | 0.2747% | 0 | 0% | 0.2747% | 0 | 0% | 0.2747% | 0 | 0% | 0.8449% | 0 | 0% | 0.8449% | 0 | 0% | 0.8449% | 0 | 0% | 0.835% | 0 | 96.94% | 0.835% | 0.00012793 | 3.056% | 0.835% | 4.0329e-06 | 0% | 6.251% | 0 | 0% | 6.251% | 0 | 0% | 6.251% | 0 | 0% | 0.9071% | 0 | 0% | 0.9071% | 0 | 0% | 0.9071% | 0 |  |  |  | 0% | 11.8% | 0 | 0% | 11.8% | 0 | 0% | 11.8% | 0 | 0% | 0.3587% | 0 | 0% | 0.3587% | 0 | 0% | 0.3587% | 0 | 0% | 100% | 0 | 0% | 100% | 0 | 0% | 100% | 0 | 0% | 100% | 0 |  |  | 0 |  |  | 0 |  |  | 0
SAN BRUNO 040265746 | 3.4405e-05 | 0 | 0.0074918 | 0 | 0.0074918 | 0.0008459 | 0.0091109 | 0.0024104 | 0% | 99% | 0 | 0% | 99% | 0 | 0% | 99% | 0 | 0% | 99% | 0 | 0% | 63.06% | 0 | 0% | 51.37% | 0 | 0% | 51.37% | 0 | 0% | 51.37% | 0 | 0 | 0% | 4.056% | 0 | 0% | 4.056% | 0 | 0% | 4.056% | 0 | 0% | 0.4316% | 0 | 0% | 0.4316% | 0 | 0% | 0.4316% | 0 | 0% | 1.128% | 0 | 0% | 1.128% | 0 | 0% | 1.128% | 0 | 0% | 1.144% | 0 | 0% | 1.144% | 0 | 0% | 1.144% | 0 | 0% | 8.389% | 0 | 0% | 8.389% | 0 | 0% | 8.389% | 0 | 0% | 0.3802% | 0 | 0% | 0.3802% | 0 | 0% | 0.3802% | 0 |  |  |  | 0% | 11.8% | 0 | 0% | 11.8% | 0 | 0% | 11.8% | 0 | 0% | 0.3532% | 0 | 0% | 0.3532% | 0 | 0% | 0.3532% | 0 | 0% | 100% | 0 | 0% | 100% | 0 | 0% | 100% | 0 | 0% | 100% | 0 |  |  | 0 |  |  | 0 |  |  | 0
VIEJO 220298146 | 3.439e-05 | 0 | 0.011584 | 0 | 0.011584 | 0.0032466 | 0.013856 | 0.0020196 | 0% | 99% | 0 | 0% | 99% | 0 | 0% | 99% | 0 | 0% | 99% | 0 | 0% | 62.24% | 0 | 0% | 49.05% | 0 | 0% | 49.05% | 0 | 0% | 49.05% | 0 | 0 | 0% | 3.578% | 0 | 0% | 3.578% | 0 | 0% | 3.578% | 0 | 0% | 0.3991% | 0 | 0% | 0.3991% | 0 | 0% | 0.3991% | 0 | 0% | 1.108% | 0 | 0% | 1.108% | 0 | 0% | 1.108% | 0 | 4.997% | 1.154% | 6.679e-06 | 95% | 1.154% | 0.00012699 | 0% | 1.154% | 0 | 0% | 8.35% | 0 | 0% | 8.35% | 0 | 0% | 8.35% | 0 | 0% | 0.8147% | 0 | 0% | 0.8147% | 0 | 0% | 0.8147% | 0 |  |  |  | 0% | 11.8% | 0 | 0% | 11.8% | 0 | 0% | 11.8% | 0 | 55.56% | 0.3596% | 2.3139e-05 | 0% | 0.3596% | 0 | 0% | 0.3596% | 0 | 0% | 100% | 0 | 0% | 100% | 0 | 0% | 100% | 0 | 0% | 100% | 0 |  |  | 0 |  |  | 0 |  |  | 0
EDENVALE 1101XR184 | 3.4372e-05 | 0 | 0.017133 | 0 | 0.017133 | 0.0055149 | 0.015675 | 0.0070923 | 0% | 99% | 0 | 0% | 99% | 0 | 0% | 99% | 0 | 0% | 99% | 0 | 0% | 64.64% | 0 | 0% | 50.92% | 0 | 0% | 50.92% | 0 | 0% | 50.92% | 0 | 0 | 0% | 2.711% | 0 | 0% | 2.711% | 0 | 0% | 2.711% | 0 | 0% | 0.3038% | 0 | 0% | 0.3038% | 0 | 0% | 0.3038% | 0 | 0% | 0.8369% | 0 | 0% | 0.8369% | 0 | 0% | 0.8369% | 0 | 0% | 0.8638% | 0 | 0% | 0.8638% | 0 | 26.75% | 0.8638% | 3.9593e-05 | 0% | 6.282% | 0 | 0% | 6.282% | 0 | 0% | 6.282% | 0 | 0% | 0.7295% | 0 | 0% | 0.7295% | 0 | 0% | 0.7295% | 0 |  |  |  | 0% | 11.8% | 0 | 0% | 11.8% | 0 | 0% | 11.8% | 0 | 0% | 0.3654% | 0 | 0% | 0.3654% | 0 | 0% | 0.3654% | 0 | 0% | 100% | 0 | 0% | 100% | 0 | 0% | 100% | 0 | 0% | 100% | 0 |  |  | 0 |  |  | 0 |  |  | 0
SAN LUIS OBISPO 1102V98 | 3.4345e-05 | 0 | 0.0063102 | 0 | 0.0063102 | 0.002313 | 0.0061387 | 0.001965 | 0% | 99% | 0 | 0% | 99% | 0 | 0% | 99% | 0 | 0% | 99% | 0 | 0% | 63.51% | 0 | 0% | 49.83% | 0 | 0% | 49.83% | 0 | 0% | 49.83% | 0 | 0 | 0% | 3.061% | 0 | 0% | 3.061% | 0 | 0% | 3.061% | 0 | 0% | 0.3367% | 0 | 0% | 0.3367% | 0 | 0% | 0.3367% | 0 | 0% | 0.8931% | 0 | 0% | 0.8931% | 0 | 11.58% | 0.8931% | 6.5281e-06 | 0% | 0.9159% | 0 | 11.58% | 0.9159% | 6.6944e-06 | 0% | 0.9159% | 0 | 0% | 6.678% | 0 | 0% | 6.678% | 0 | 0% | 6.678% | 0 | 0% | 0.9318% | 0 | 0% | 0.9318% | 0 | 0% | 0.9318% | 0 |  |  |  | 0% | 11.8% | 0 | 0% | 11.8% | 0 | 0% | 11.8% | 0 | 0% | 0.3629% | 0 | 0% | 0.3629% | 0 | 0% | 0.3629% | 0 | 0% | 100% | 0 | 0% | 100% | 0 | 0% | 100% | 0 | 0% | 100% | 0 |  |  | 0 |  |  | 0 |  |  | 0
SAN CARLOS 1103195306 | 3.4331e-05 | 0 | 0.029231 | 0 | 0.029231 | 0.015224 | 0.023505 | 0.0095243 | 0% | 99% | 0 | 0% | 99% | 0 | 0% | 99% | 0 | 0% | 99% | 0 | 0% | 64.73% | 0 | 0% | 50.7% | 0 | 0% | 50.7% | 0 | 0% | 50.7% | 0 | 0 | 0% | 2.503% | 0 | 0% | 2.503% | 0 | 0% | 2.503% | 0 | 0% | 0.2748% | 0 | 0% | 0.2748% | 0 | 0% | 0.2748% | 0 | 0% | 0.7382% | 0 | 0% | 0.7382% | 0 | 0% | 0.7382% | 0 | 0% | 0.7529% | 0 | 0.4536% | 0.7529% | 9.9813e-07 | 0% | 0.7529% | 0 | 0% | 5.509% | 0 | 0% | 5.509% | 0 | 0% | 5.509% | 0 | 0% | 1.242% | 0 | 0% | 1.242% | 0 | 0% | 1.242% | 0 |  |  |  | 0% | 11.8% | 0 | 0% | 11.8% | 0 | 0% | 11.8% | 0 | 0% | 0.3682% | 0 | 0% | 0.3682% | 0 | 0% | 0.3682% | 0 | 0% | 100% | 0 | 0% | 100% | 0 | 0% | 100% | 0 | 0% | 100% | 0 |  |  | 0 |  |  | 0 |  |  | 0
LAWRENCE 110455186 | 3.4328e-05 | 0 | 0.026805 | 0 | 0.026805 | 0.0081025 | 0.025204 | 0.010942 | 0% | 99% | 0 | 0% | 99% | 0 | 0% | 99% | 0 | 0% | 99% | 0 | 0% | 63.28% | 0 | 0% | 50.74% | 0 | 0% | 50.74% | 0 | 0% | 50.74% | 0 | 0 | 0% | 2.823% | 0 | 0% | 2.823% | 0 | 0% | 2.823% | 0 | 0% | 0.2995% | 0 | 0% | 0.2995% | 0 | 0% | 0.2995% | 0 | 0% | 0.8682% | 0 | 0% | 0.8682% | 0 | 0% | 0.8682% | 0 | 0% | 0.8551% | 0 | 0% | 0.8551% | 0 | 0% | 0.8551% | 0 | 0% | 6.406% | 0 | 0% | 6.406% | 0 | 0% | 6.406% | 0 | 0% | 0.6778% | 0 | 0% | 0.6778% | 0 | 0% | 0.6778% | 0 |  |  |  | 0% | 11.8% | 0 | 0% | 11.8% | 0 | 0% | 11.8% | 0 | 0% | 0.3573% | 0 | 0% | 0.3573% | 0 | 0% | 0.3573% | 0 | 0% | 100% | 0 | 0% | 100% | 0 | 0% | 100% | 0 | 0% | 100% | 0 |  |  | 0 |  |  | 0 |  |  | 0
SAN CARLOS 04039012 | 3.4286e-05 | 0 | 0.0079326 | 0 | 0.0079326 | 0.0044651 | 0.0068357 | 0.0017941 | 0% | 99% | 0 | 0% | 99% | 0 | 0% | 99% | 0 | 0% | 99% | 0 | 0% | 63.91% | 0 | 0% | 49.87% | 0 | 0% | 49.87% | 0 | 0% | 49.87% | 0 | 0 | 0% | 2.79% | 0 | 0% | 2.79% | 0 | 0% | 2.79% | 0 | 0% | 0.3022% | 0 | 0% | 0.3022% | 0 | 0% | 0.3022% | 0 | 0% | 0.7927% | 0 | 0% | 0.7927% | 0 | 7.254% | 0.7927% | 4.5614e-06 | 0% | 0.805% | 0 | 69.32% | 0.805% | 4.4269e-05 | 0% | 0.805% | 0 | 0% | 5.901% | 0 | 0% | 5.901% | 0 | 0% | 5.901% | 0 | 0% | 1.318% | 0 | 0% | 1.318% | 0 | 0% | 1.318% | 0 |  |  |  | 0% | 11.8% | 0 | 0% | 11.8% | 0 | 0% | 11.8% | 0 | 0% | 0.3659% | 0 | 0% | 0.3659% | 0 | 0% | 0.3659% | 0 | 0% | 100% | 0 | 0% | 100% | 0 | 0% | 100% | 0 | 0% | 100% | 0 |  |  | 0 |  |  | 0 |  |  | 0
OAKLAND X 1109CR126 | 3.4254e-05 | 0 | 0.010548 | 0 | 0.010548 | 0.0014698 | 0.010661 | 0.0052805 | 0% | 99% | 0 | 0% | 99% | 0 | 0% | 99% | 0 | 0% | 99% | 0 | 0% | 64.02% | 0 | 0% | 52.63% | 0 | 0% | 52.63% | 0 | 0% | 52.63% | 0 | 0 | 0% | 2.962% | 0 | 0% | 2.962% | 0 | 0% | 2.962% | 0 | 0% | 0.3137% | 0 | 0% | 0.3137% | 0 | 0% | 0.3137% | 0 | 0% | 0.9329% | 0 | 0% | 0.9329% | 0 | 0% | 0.9329% | 0 | 0% | 0.9116% | 0 | 0% | 0.9116% | 0 | 100% | 0.9116% | 9.6156e-05 | 0% | 6.867% | 0 | 0% | 6.867% | 0 | 0% | 6.867% | 0 | 0% | 0.3996% | 0 | 0% | 0.3996% | 0 | 0% | 0.3996% | 0 |  |  |  | 0% | 11.8% | 0 | 0% | 11.8% | 0 | 0% | 11.8% | 0 | 0% | 0.3521% | 0 | 0% | 0.3521% | 0 | 0% | 0.3521% | 0 | 0% | 100% | 0 | 0% | 100% | 0 | 0% | 100% | 0 | 0% | 100% | 0 |  |  | 0 |  |  | 0 |  |  | 0
HIGHWAY 110181590 | 3.4252e-05 | 0 | 0.0045451 | 0 | 0.0045451 | 0.00082883 | 0.0044795 | 0.0021945 | 0% | 99% | 0 | 0% | 99% | 0 | 0% | 99% | 0 | 0% | 99% | 0 | 0% | 65.77% | 0 | 0% | 51.61% | 0 | 0% | 51.61% | 0 | 0% | 51.61% | 0 | 0 | 0% | 3.898% | 0 | 0% | 3.898% | 0 | 0% | 3.898% | 0 | 0% | 0.4319% | 0 | 0% | 0.4319% | 0 | 0% | 0.4319% | 0 | 0% | 0.8952% | 0 | 0% | 0.8952% | 0 | 0% | 0.8952% | 0 | 0% | 0.9558% | 0 | 18.37% | 0.9558% | 7.9823e-06 | 81.63% | 0.9558% | 3.546e-05 | 0% | 6.749% | 0 | 0% | 6.749% | 0 | 0% | 6.749% | 0 | 0% | 0.463% | 0 | 0% | 0.463% | 0 | 0% | 0.463% | 0 |  |  |  | 0% | 11.8% | 0 | 0% | 11.8% | 0 | 0% | 11.8% | 0 | 0% | 0.3699% | 0 | 0% | 0.3699% | 0 | 0% | 0.3699% | 0 | 0% | 100% | 0 | 0% | 100% | 0 | 0% | 100% | 0 | 0% | 100% | 0 |  |  | 0 |  |  | 0 |  |  | 0
PARKWAY 1103652 | 3.409e-05 | 0 | 0.00086992 | 0 | 0.00086992 | 0.00019388 | 0.00079878 | 0.00044336 | 0% | 99% | 0 | 0% | 99% | 0 | 0% | 99% | 0 | 0% | 99% | 0 | 0% | 66.92% | 0 | 0% | 53.19% | 0 | 0% | 53.19% | 0 | 0% | 53.19% | 0 | 0 | 0% | 3.948% | 0 | 0% | 3.948% | 0 | 0% | 3.948% | 0 | 0% | 0.4217% | 0 | 0% | 0.4217% | 0 | 0% | 0.4217% | 0 | 0% | 0.8515% | 0 | 0% | 0.8515% | 0 | 0% | 0.8515% | 0 | 0% | 0.9058% | 0 | 0% | 0.9058% | 0 | 100% | 0.9058% | 7.8801e-06 | 0% | 6.399% | 0 | 0% | 6.399% | 0 | 0% | 6.399% | 0 | 0% | 0.5655% | 0 | 0% | 0.5655% | 0 | 0% | 0.5655% | 0 |  |  |  | 0% | 11.8% | 0 | 0% | 11.8% | 0 | 0% | 11.8% | 0 | 0% | 0.3741% | 0 | 0% | 0.3741% | 0 | 0% | 0.3741% | 0 | 0% | 100% | 0 | 0% | 100% | 0 | 0% | 100% | 0 | 0% | 100% | 0 |  |  | 0 |  |  | 0 |  |  | 0
CANAL 1105CB | 3.3996e-05 | 0 | 0.0076342 | 0 | 0.0076342 | 0.00071521 | 0.007946 | 0.003941 | 0% | 99% | 0 | 0% | 99% | 0 | 0% | 99% | 0 | 0% | 99% | 0 | 0% | 62.21% | 0 | 0% | 49.45% | 0 | 0% | 49.45% | 0 | 0% | 49.45% | 0 | 0 | 0% | 2.663% | 0 | 0% | 2.663% | 0 | 0% | 2.663% | 0 | 0% | 0.3071% | 0 | 0% | 0.3071% | 0 | 0% | 0.3071% | 0 | 0% | 0.9353% | 0 | 0% | 0.9353% | 0 | 0% | 0.9353% | 0 | 0% | 0.9458% | 0 | 0% | 0.9458% | 0 | 0% | 0.9458% | 0 | 0% | 6.987% | 0 | 0% | 6.987% | 0 | 0% | 6.987% | 0 | 0% | 0.262% | 0 | 0% | 0.262% | 0 | 0% | 0.262% | 0 |  |  |  | 0% | 11.8% | 0 | 0% | 11.8% | 0 | 0% | 11.8% | 0 | 0% | 0.3538% | 0 | 0% | 0.3538% | 0 | 0% | 0.3538% | 0 | 0% | 100% | 0 | 0% | 100% | 0 | 0% | 100% | 0 | 0% | 100% | 0 |  |  | 0 |  |  | 0 |  |  | 0
EIGHT MILE 2104CB | 3.396e-05 | 0 | 0.012132 | 0 | 0.012132 | 0.0048216 | 0.010979 | 0.0042271 | 0% | 99% | 0 | 0% | 99% | 0 | 0% | 99% | 0 | 0% | 99% | 0 | 0% | 63.75% | 0 | 0% | 49.86% | 0 | 0% | 49.86% | 0 | 0% | 49.86% | 0 | 0 | 0% | 2.46% | 0 | 0% | 2.46% | 0 | 0% | 2.46% | 0 | 0% | 0.2854% | 0 | 0% | 0.2854% | 0 | 0% | 0.2854% | 0 | 0% | 0.8233% | 0 | 0% | 0.8233% | 0 | 0% | 0.8233% | 0 | 0% | 0.8544% | 0 | 40.04% | 0.8544% | 4.1504e-05 | 55.91% | 0.8544% | 5.7951e-05 | 0% | 6.203% | 0 | 0% | 6.203% | 0 | 0% | 6.203% | 0 | 0% | 0.9263% | 0 | 0% | 0.9263% | 0 | 0% | 0.9263% | 0 |  |  |  | 0% | 11.8% | 0 | 0% | 11.8% | 0 | 0% | 11.8% | 0 | 0% | 0.3655% | 0 | 0% | 0.3655% | 0 | 0% | 0.3655% | 0 | 0% | 100% | 0 | 0% | 100% | 0 | 0% | 100% | 0 | 0% | 100% | 0 |  |  | 0 |  |  | 0 |  |  | 0
SNEATH LANE 110611792 | 3.3922e-05 | 0 | 0.0019044 | 0 | 0.0019044 | 0.0005352 | 0.0018871 | 0.00072142 | 0% | 99% | 0 | 0% | 99% | 0 | 0% | 99% | 0 | 0% | 99% | 0 | 0% | 65.5% | 0 | 0% | 51.46% | 0 | 0% | 51.46% | 0 | 0% | 51.46% | 0 | 0 | 0% | 4.096% | 0 | 0% | 4.096% | 0 | 0% | 4.096% | 0 | 0% | 0.4432% | 0 | 0% | 0.4432% | 0 | 0% | 0.4432% | 0 | 0% | 0.915% | 0 | 0% | 0.915% | 0 | 0% | 0.915% | 0 | 0% | 0.9787% | 0 | 0% | 0.9787% | 0 | 0% | 0.9787% | 0 | 0% | 6.901% | 0 | 0% | 6.901% | 0 | 0% | 6.901% | 0 | 0% | 0.8124% | 0 | 0% | 0.8124% | 0 | 0% | 0.8124% | 0 |  |  |  | 0% | 11.8% | 0 | 0% | 11.8% | 0 | 0% | 11.8% | 0 | 0% | 0.373% | 0 | 0% | 0.373% | 0 | 0% | 0.373% | 0 | 0% | 100% | 0 | 0% | 100% | 0 | 0% | 100% | 0 | 0% | 100% | 0 |  |  | 0 |  |  | 0 |  |  | 0
CORCORAN 110837412 | 3.3891e-05 | 0 | 0.041974 | 0 | 0.041974 | 0.0066976 | 0.045625 | 0.016966 | 0% | 99% | 0 | 0% | 99% | 0 | 0% | 99% | 0 | 0% | 99% | 0 | 0% | 61.46% | 0 | 0% | 48.88% | 0 | 0% | 48.88% | 0 | 0% | 48.88% | 0 | 0 | 0% | 2.798% | 0 | 0% | 2.798% | 0 | 0% | 2.798% | 0 | 0% | 0.3165% | 0 | 0% | 0.3165% | 0 | 0% | 0.3165% | 0 | 0% | 0.9958% | 0 | 0% | 0.9958% | 0 | 0% | 0.9958% | 0 | 100% | 1.009% | 0.00042359 | 0% | 1.009% | 0 | 0% | 1.009% | 0 | 0% | 7.454% | 0 | 0% | 7.454% | 0 | 0% | 7.454% | 0 | 0% | 0.4308% | 0 | 0% | 0.4308% | 0 | 0% | 0.4308% | 0 |  |  |  | 0% | 11.8% | 0 | 0% | 11.8% | 0 | 0% | 11.8% | 0 | 0% | 0.355% | 0 | 0% | 0.355% | 0 | 0% | 0.355% | 0 | 0% | 100% | 0 | 0% | 100% | 0 | 0% | 100% | 0 | 0% | 100% | 0 |  |  | 0 |  |  | 0 |  |  | 0
VASONA 1105LC88 | 3.3884e-05 | 0 | 0.0051303 | 0 | 0.0051303 | 0.0022258 | 0.0045163 | 0.0017269 | 0% | 99% | 0 | 0% | 99% | 0 | 0% | 99% | 0 | 0% | 99% | 0 | 0% | 63.82% | 0 | 0% | 50.29% | 0 | 0% | 50.29% | 0 | 0% | 50.29% | 0 | 0 | 0% | 2.509% | 0 | 0% | 2.509% | 0 | 0% | 2.509% | 0 | 0% | 0.2783% | 0 | 0% | 0.2783% | 0 | 0% | 0.2783% | 0 | 0% | 0.8089% | 0 | 0% | 0.8089% | 0 | 0% | 0.8089% | 0 | 14.76% | 0.8153% | 6.1743e-06 | 85.24% | 0.8153% | 3.5652e-05 | 0% | 0.8153% | 0 | 0% | 6.023% | 0 | 0% | 6.023% | 0 | 0% | 6.023% | 0 | 0% | 0.9702% | 0 | 0% | 0.9702% | 0 | 0% | 0.9702% | 0 |  |  |  | 0% | 11.8% | 0 | 0% | 11.8% | 0 | 0% | 11.8% | 0 | 0% | 0.3628% | 0 | 0% | 0.3628% | 0 | 0% | 0.3628% | 0 | 0% | 100% | 0 | 0% | 100% | 0 | 0% | 100% | 0 | 0% | 100% | 0 |  |  | 0 |  |  | 0 |  |  | 0
TRIMBLE 1106CB | 3.3878e-05 | 0 | 0.0044954 | 0 | 0.0044954 | 0.00084608 | 0.0037599 | 0.0028149 | 0% | 99% | 0 | 0% | 99% | 0 | 0% | 99% | 0 | 0% | 99% | 0 | 0% | 66.84% | 0 | 0% | 53.15% | 0 | 0% | 53.15% | 0 | 0% | 53.15% | 0 | 0 | 0% | 3.391% | 0 | 0% | 3.391% | 0 | 0% | 3.391% | 0 | 0% | 0.3679% | 0 | 0% | 0.3679% | 0 | 0% | 0.3679% | 0 | 0% | 0.7692% | 0 | 0% | 0.7692% | 0 | 0% | 0.7692% | 0 | 0% | 0.8152% | 0 | 26.67% | 0.8152% | 9.7736e-06 | 0% | 0.8152% | 0 | 0% | 5.781% | 0 | 0% | 5.781% | 0 | 0% | 5.781% | 0 | 0% | 0.4733% | 0 | 0% | 0.4733% | 0 | 0% | 0.4733% | 0 |  |  |  | 0% | 11.8% | 0 | 0% | 11.8% | 0 | 0% | 11.8% | 0 | 0% | 0.3741% | 0 | 0% | 0.3741% | 0 | 0% | 0.3741% | 0 | 0% | 100% | 0 | 0% | 100% | 0 | 0% | 100% | 0 | 0% | 100% | 0 |  |  | 0 |  |  | 0 |  |  | 0
PIERCY 2109XR482 | 3.3849e-05 | 0 | 0.010365 | 0 | 0.010365 | 0.0039531 | 0.0092998 | 0.0038576 | 0% | 99% | 0 | 0% | 99% | 0 | 0% | 99% | 0 | 0% | 99% | 0 | 0% | 64.32% | 0 | 0% | 50.67% | 0 | 0% | 50.67% | 0 | 0% | 50.67% | 0 | 0 | 0% | 2.658% | 0 | 0% | 2.658% | 0 | 0% | 2.658% | 0 | 0% | 0.2939% | 0 | 0% | 0.2939% | 0 | 0% | 0.2939% | 0 | 0% | 0.8242% | 0 | 0% | 0.8242% | 0 | 0% | 0.8242% | 0 | 0% | 0.839% | 0 | 21.87% | 0.839% | 1.9016e-05 | 78.13% | 0.839% | 6.7946e-05 | 0% | 6.154% | 0 | 0% | 6.154% | 0 | 0% | 6.154% | 0 | 0% | 0.8847% | 0 | 0% | 0.8847% | 0 | 0% | 0.8847% | 0 |  |  |  | 0% | 11.8% | 0 | 0% | 11.8% | 0 | 0% | 11.8% | 0 | 0% | 0.3639% | 0 | 0% | 0.3639% | 0 | 0% | 0.3639% | 0 | 0% | 100% | 0 | 0% | 100% | 0 | 0% | 100% | 0 | 0% | 100% | 0 |  |  | 0 |  |  | 0 |  |  | 0
CASTRO VALLEY 1105132304 | 3.3826e-05 | 0.0059716 | 0.005697 | 0 | 0.005697 | 0.0034207 | 0.0043567 | 0.001627 | 0% | 99% | 0 | 0% | 99% | 0 | 0% | 99% | 0 | 0% | 99% | 0 | 0% | 64.32% | 0 | 0% | 50.23% | 0 | 0% | 50.23% | 0 | 0% | 50.23% | 0 | 0 | 0% | 2.664% | 0 | 0% | 2.664% | 0 | 0% | 2.664% | 0 | 0% | 0.2806% | 0 | 0% | 0.2806% | 0 | 0% | 0.2806% | 0 | 0% | 0.7083% | 0 | 0% | 0.7083% | 0 | 0.7475% | 0.7083% | 3.0161e-07 | 0% | 0.7142% | 0 | 11.61% | 0.7142% | 4.7258e-06 | 0% | 0.7142% | 0 | 0% | 5.25% | 0 | 0% | 5.25% | 0 | 0% | 5.25% | 0 | 0% | 1.292% | 0 | 0% | 1.292% | 0 | 0% | 1.292% | 0 |  |  |  | 0% | 11.8% | 0 | 0% | 11.8% | 0 | 2.824% | 11.8% | 1.8986e-05 | 0% | 0.3694% | 0 | 0% | 0.3694% | 0 | 0% | 0.3694% | 0 | 0% | 100% | 0 | 0% | 100% | 0 | 0% | 100% | 0 | 0% | 100% | 0 |  |  | 0 |  |  | 0 |  |  | 0
VALLEJO B 1101779 | 3.3751e-05 | 0 | 0.0064883 | 0 | 0.0064883 | 0.0013377 | 0.0068816 | 0.0024912 | 0% | 99% | 0 | 0% | 99% | 0 | 0% | 99% | 0 | 0% | 99% | 0 | 0% | 62.77% | 0 | 0% | 51.33% | 0 | 0% | 51.33% | 0 | 0% | 51.33% | 0 | 0 | 0% | 3.271% | 0 | 0% | 3.271% | 0 | 0% | 3.271% | 0 | 0% | 0.3388% | 0 | 0% | 0.3388% | 0 | 0% | 0.3388% | 0 | 0% | 0.9841% | 0 | 0% | 0.9841% | 0 | 0% | 0.9841% | 0 | 0% | 0.9561% | 0 | 0% | 0.9561% | 0 | 0% | 0.9561% | 0 | 0% | 7.22% | 0 | 0% | 7.22% | 0 | 0% | 7.22% | 0 | 0% | 0.518% | 0 | 0% | 0.518% | 0 | 0% | 0.518% | 0 |  |  |  | 0% | 11.8% | 0 | 0% | 11.8% | 0 | 0% | 11.8% | 0 | 0% | 0.3499% | 0 | 0% | 0.3499% | 0 | 0% | 0.3499% | 0 | 0% | 100% | 0 | 0% | 100% | 0 | 0% | 100% | 0 | 0% | 100% | 0 |  |  | 0 |  |  | 0 |  |  | 0
ALMADEN 1102722120 | 3.3722e-05 | 0 | 0.010154 | 0 | 0.010154 | 0.0039163 | 0.0094689 | 0.0033772 | 0% | 99% | 0 | 0% | 99% | 0 | 0% | 99% | 0 | 0% | 99% | 0 | 0% | 62.4% | 0 | 0% | 49.96% | 0 | 0% | 49.96% | 0 | 0% | 49.96% | 0 | 0 | 0% | 2.531% | 0 | 0% | 2.531% | 0 | 0% | 2.531% | 0 | 0% | 0.2691% | 0 | 0% | 0.2691% | 0 | 0% | 0.2691% | 0 | 0% | 0.8612% | 0 | 0% | 0.8612% | 0 | 0% | 0.8612% | 0 | 0% | 0.8321% | 0 | 72.85% | 0.8321% | 6.1554e-05 | 27.15% | 0.8321% | 2.2943e-05 | 0% | 6.325% | 0 | 0% | 6.325% | 0 | 0% | 6.325% | 0 | 0% | 0.8368% | 0 | 0% | 0.8368% | 0 | 0% | 0.8368% | 0 |  |  |  | 0% | 11.8% | 0 | 0% | 11.8% | 0 | 0% | 11.8% | 0 | 0% | 0.3538% | 0 | 0% | 0.3538% | 0 | 0% | 0.3538% | 0 | 0% | 100% | 0 | 0% | 100% | 0 | 0% | 100% | 0 | 0% | 100% | 0 |  |  | 0 |  |  | 0 |  |  | 0
DAVIS 110266336 | 3.3682e-05 | 0 | 0.0091109 | 0 | 0.0091109 | 0.004498 | 0.0072411 | 0.0033008 | 0% | 99% | 0 | 0% | 99% | 0 | 0% | 99% | 0 | 0% | 99% | 0 | 0% | 64.5% | 0 | 0% | 50.41% | 0 | 0% | 50.41% | 0 | 0% | 50.41% | 0 | 0 | 0% | 2.359% | 0 | 0% | 2.359% | 0 | 0% | 2.359% | 0 | 0% | 0.2609% | 0 | 0% | 0.2609% | 0 | 0% | 0.2609% | 0 | 0% | 0.7312% | 0 | 0% | 0.7312% | 0 | 0% | 0.7312% | 0 | 79.33% | 0.7507% | 5.4256e-05 | 0% | 0.7507% | 0 | 0% | 0.7507% | 0 | 0% | 5.476% | 0 | 0% | 5.476% | 0 | 0% | 5.476% | 0 | 0% | 1.164% | 0 | 0% | 1.164% | 0 | 0% | 1.164% | 0 |  |  |  | 0% | 11.8% | 0 | 0% | 11.8% | 0 | 0% | 11.8% | 0 | 0% | 0.3695% | 0 | 0% | 0.3695% | 0 | 0% | 0.3695% | 0 | 0% | 100% | 0 | 0% | 100% | 0 | 0% | 100% | 0 | 0% | 100% | 0 |  |  | 0 |  |  | 0 |  |  | 0
MOUNTAIN VIEW 110860022 | 3.3654e-05 | 0 | 0.015287 | 0 | 0.015287 | 0.0051589 | 0.014037 | 0.006039 | 0% | 99% | 0 | 0% | 99% | 0 | 0% | 99% | 0 | 0% | 99% | 0 | 0% | 64.52% | 0 | 0% | 51.05% | 0 | 0% | 51.05% | 0 | 0% | 51.05% | 0 | 0 | 0% | 2.799% | 0 | 0% | 2.799% | 0 | 0% | 2.799% | 0 | 0% | 0.3075% | 0 | 0% | 0.3075% | 0 | 0% | 0.3075% | 0 | 0% | 0.8475% | 0 | 0% | 0.8475% | 0 | 0% | 0.8475% | 0 | 0% | 0.8709% | 0 | 0% | 0.8709% | 0 | 100% | 0.8709% | 0.00013313 | 0% | 6.348% | 0 | 0% | 6.348% | 0 | 0% | 6.348% | 0 | 0% | 0.727% | 0 | 0% | 0.727% | 0 | 0% | 0.727% | 0 |  |  |  | 0% | 11.8% | 0 | 0% | 11.8% | 0 | 0% | 11.8% | 0 | 0% | 0.3657% | 0 | 0% | 0.3657% | 0 | 0% | 0.3657% | 0 | 0% | 100% | 0 | 0% | 100% | 0 | 0% | 100% | 0 | 0% | 100% | 0 |  |  | 0 |  |  | 0 |  |  | 0
BRITTON 1110LV38 | 3.3627e-05 | 0 | 0.040085 | 0 | 0.040085 | 0.015081 | 0.035649 | 0.01544 | 0% | 99% | 0 | 0% | 99% | 0 | 0% | 99% | 0 | 0% | 99% | 0 | 0% | 64.66% | 0 | 0% | 50.96% | 0 | 0% | 50.96% | 0 | 0% | 50.96% | 0 | 0 | 0% | 2.755% | 0 | 0% | 2.755% | 0 | 0% | 2.755% | 0 | 0% | 0.3024% | 0 | 0% | 0.3024% | 0 | 0% | 0.3024% | 0 | 0% | 0.8203% | 0 | 0% | 0.8203% | 0 | 0% | 0.8203% | 0 | 0% | 0.844% | 0 | 0% | 0.844% | 0 | 0% | 0.844% | 0 | 0% | 6.145% | 0 | 0% | 6.145% | 0 | 0% | 6.145% | 0 | 0% | 0.8392% | 0 | 0% | 0.8392% | 0 | 0% | 0.8392% | 0 |  |  |  | 0% | 11.8% | 0 | 0% | 11.8% | 0 | 0% | 11.8% | 0 | 0% | 0.367% | 0 | 0% | 0.367% | 0 | 0% | 0.367% | 0 | 0% | 100% | 0 | 0% | 100% | 0 | 0% | 100% | 0 | 0% | 100% | 0 |  |  | 0 |  |  | 0 |  |  | 0
VASCO 1101MR292 | 3.359e-05 | 0 | 0.0015429 | 0 | 0.0015429 | 0.00019052 | 0.0014239 | 0.00093258 | 0% | 99% | 0 | 0% | 99% | 0 | 0% | 99% | 0 | 0% | 99% | 0 | 0% | 65.73% | 0 | 0% | 51.61% | 0 | 0% | 51.61% | 0 | 0% | 51.61% | 0 | 0 | 0% | 3.51% | 0 | 0% | 3.51% | 0 | 0% | 3.51% | 0 | 0% | 0.3881% | 0 | 0% | 0.3881% | 0 | 0% | 0.3881% | 0 | 0% | 0.8376% | 0 | 0% | 0.8376% | 0 | 0% | 0.8376% | 0 | 100% | 0.8872% | 1.3689e-05 | 0% | 0.8872% | 0 | 0% | 0.8872% | 0 | 0% | 6.305% | 0 | 0% | 6.305% | 0 | 0% | 6.305% | 0 | 0% | 0.319% | 0 | 0% | 0.319% | 0 | 0% | 0.319% | 0 |  |  |  | 0% | 11.8% | 0 | 0% | 11.8% | 0 | 0% | 11.8% | 0 | 0% | 0.3701% | 0 | 0% | 0.3701% | 0 | 0% | 0.3701% | 0 | 0% | 100% | 0 | 0% | 100% | 0 | 0% | 100% | 0 | 0% | 100% | 0 |  |  | 0 |  |  | 0 |  |  | 0
ALMADEN 1101CB | 3.3578e-05 | 0 | 0.089797 | 0 | 0.089797 | 0.043091 | 0.077844 | 0.027298 | 0% | 99% | 0 | 0% | 99% | 0 | 0% | 99% | 0 | 0% | 99% | 0 | 0% | 63.24% | 0 | 0% | 49.93% | 0 | 0% | 49.93% | 0 | 0% | 49.93% | 0 | 0 | 0% | 2.367% | 0 | 0% | 2.367% | 0 | 0% | 2.367% | 0 | 0% | 0.2568% | 0 | 0% | 0.2568% | 0 | 0% | 0.2568% | 0 | 0% | 0.7992% | 0 | 0% | 0.7992% | 0 | 0% | 0.7992% | 0 | 0% | 0.7904% | 0 | 50.04% | 0.7904% | 0.00035517 | 49.78% | 0.7904% | 0.00035335 | 0% | 5.917% | 0 | 0% | 5.917% | 0 | 0% | 5.917% | 0 | 0% | 1.082% | 0 | 0% | 1.082% | 0 | 0% | 1.082% | 0 |  |  |  | 0% | 11.8% | 0 | 0% | 11.8% | 0 | 0% | 11.8% | 0 | 0% | 0.3606% | 0 | 0% | 0.3606% | 0 | 0% | 0.3606% | 0 | 0% | 100% | 0 | 0% | 100% | 0 | 0% | 100% | 0 | 0% | 100% | 0 |  |  | 0 |  |  | 0 |  |  | 0
BELLE HAVEN 11038970 | 3.3505e-05 | 0 | 0.002907 | 0 | 0.002907 | 0.00057955 | 0.0028753 | 0.0013439 | 0% | 99% | 0 | 0% | 99% | 0 | 0% | 99% | 0 | 0% | 99% | 0 | 0% | 65.06% | 0 | 0% | 51.75% | 0 | 0% | 51.75% | 0 | 0% | 51.75% | 0 | 0 | 0% | 3.578% | 0 | 0% | 3.578% | 0 | 0% | 3.578% | 0 | 0% | 0.3874% | 0 | 0% | 0.3874% | 0 | 0% | 0.3874% | 0 | 0% | 0.9061% | 0 | 0% | 0.9061% | 0 | 0% | 0.9061% | 0 | 0% | 0.9347% | 0 | 79.05% | 0.9347% | 2.1477e-05 | 0% | 0.9347% | 0 | 0% | 6.766% | 0 | 0% | 6.766% | 0 | 0% | 6.766% | 0 | 0% | 0.4902% | 0 | 0% | 0.4902% | 0 | 0% | 0.4902% | 0 |  |  |  | 0% | 11.8% | 0 | 0% | 11.8% | 0 | 0% | 11.8% | 0 | 0% | 0.364% | 0 | 0% | 0.364% | 0 | 0% | 0.364% | 0 | 0% | 100% | 0 | 0% | 100% | 0 | 0% | 100% | 0 | 0% | 100% | 0 |  |  | 0 |  |  | 0 |  |  | 0
MERCED 110811130 | 3.3489e-05 | 0 | 0.013958 | 0 | 0.013958 | 0.0043785 | 0.013094 | 0.0055692 | 0% | 99% | 0 | 0% | 99% | 0 | 0% | 99% | 0 | 0% | 99% | 0 | 0% | 62.35% | 0 | 0% | 49.37% | 0 | 0% | 49.37% | 0 | 0% | 49.37% | 0 | 0 | 0% | 2.367% | 0 | 0% | 2.367% | 0 | 0% | 2.367% | 0 | 0% | 0.2681% | 0 | 0% | 0.2681% | 0 | 0% | 0.2681% | 0 | 0% | 0.8552% | 0 | 0% | 0.8552% | 0 | 0% | 0.8552% | 0 | 46.15% | 0.8541% | 5.5025e-05 | 0% | 0.8541% | 0 | 14.89% | 0.8541% | 1.7756e-05 | 0% | 6.364% | 0 | 0% | 6.364% | 0 | 0% | 6.364% | 0 | 0% | 0.8771% | 0 | 0% | 0.8771% | 0 | 0% | 0.8771% | 0 |  |  |  | 0% | 11.8% | 0 | 0% | 11.8% | 0 | 0% | 11.8% | 0 | 0% | 0.3575% | 0 | 0% | 0.3575% | 0 | 0% | 0.3575% | 0 | 0% | 100% | 0 | 0% | 100% | 0 | 0% | 100% | 0 | 0% | 100% | 0 |  |  | 0 |  |  | 0 |  |  | 0
SALINAS 110745054 | 3.3478e-05 | 0 | 0.014922 | 0 | 0.014922 | 0.0028381 | 0.015708 | 0.0060857 | 0% | 99% | 0 | 0% | 99% | 0 | 0% | 99% | 0 | 0% | 99% | 0 | 0% | 63.87% | 0 | 0% | 51.2% | 0 | 0% | 51.2% | 0 | 0% | 51.2% | 0 | 0 | 0% | 3.228% | 0 | 0% | 3.228% | 0 | 0% | 3.228% | 0 | 0% | 0.3532% | 0 | 0% | 0.3532% | 0 | 0% | 0.3532% | 0 | 0% | 0.9739% | 0 | 0% | 0.9739% | 0 | 0% | 0.9739% | 0 | 0% | 0.9951% | 0 | 0% | 0.9951% | 0 | 0% | 0.9951% | 0 | 0% | 7.28% | 0 | 0% | 7.28% | 0 | 0% | 7.28% | 0 | 0% | 0.469% | 0 | 0% | 0.469% | 0 | 0% | 0.469% | 0 |  |  |  | 0% | 11.8% | 0 | 0% | 11.8% | 0 | 0% | 11.8% | 0 | 0% | 0.3599% | 0 | 0% | 0.3599% | 0 | 0% | 0.3599% | 0 | 0% | 100% | 0 | 0% | 100% | 0 | 0% | 100% | 0 | 0% | 100% | 0 |  |  | 0 |  |  | 0 |  |  | 0
MT EDEN 1104MR137 | 3.3461e-05 | 0 | 0.037969 | 0 | 0.037969 | 0.0052996 | 0.037284 | 0.020094 | 0% | 99% | 0 | 0% | 99% | 0 | 0% | 99% | 0 | 0% | 99% | 0 | 0% | 64.65% | 0 | 0% | 52.09% | 0 | 0% | 52.09% | 0 | 0% | 52.09% | 0 | 0 | 0% | 3.117% | 0 | 0% | 3.117% | 0 | 0% | 3.117% | 0 | 0% | 0.3376% | 0 | 0% | 0.3376% | 0 | 0% | 0.3376% | 0 | 0% | 0.9056% | 0 | 0% | 0.9056% | 0 | 0% | 0.9056% | 0 | 0% | 0.9236% | 0 | 0% | 0.9236% | 0 | 13.85% | 0.9236% | 4.8588e-05 | 0% | 6.759% | 0 | 0% | 6.759% | 0 | 0% | 6.759% | 0 | 0% | 0.3556% | 0 | 0% | 0.3556% | 0 | 0% | 0.3556% | 0 |  |  |  | 0% | 11.8% | 0 | 0% | 11.8% | 0 | 0% | 11.8% | 0 | 0% | 0.3619% | 0 | 0% | 0.3619% | 0 | 0% | 0.3619% | 0 | 0% | 100% | 0 | 0% | 100% | 0 | 0% | 100% | 0 | 0% | 100% | 0 |  |  | 0 |  |  | 0 |  |  | 0
STUART 0405CB | 3.3452e-05 | 0 | 0.013573 | 0 | 0.013573 | 0.0034829 | 0.014171 | 0.0047512 | 0% | 99% | 0 | 0% | 99% | 0 | 0% | 99% | 0 | 0% | 99% | 0 | 0% | 62.02% | 0 | 0% | 50.52% | 0 | 0% | 50.52% | 0 | 0% | 50.52% | 0 | 0 | 0% | 2.931% | 0 | 0% | 2.931% | 0 | 0% | 2.931% | 0 | 0% | 0.3064% | 0 | 0% | 0.3064% | 0 | 0% | 0.3064% | 0 | 0% | 0.9657% | 0 | 0% | 0.9657% | 0 | 0% | 0.9657% | 0 | 0% | 0.9328% | 0 | 99.28% | 0.9328% | 0.0001257 | 0.09145% | 0.9328% | 1.1578e-07 | 0% | 7.09% | 0 | 0% | 7.09% | 0 | 0% | 7.09% | 0 | 0% | 0.6513% | 0 | 0% | 0.6513% | 0 | 0% | 0.6513% | 0 |  |  |  | 0% | 11.8% | 0 | 0% | 11.8% | 0 | 0% | 11.8% | 0 | 0% | 0.3489% | 0 | 0% | 0.3489% | 0 | 0% | 0.3489% | 0 | 0% | 100% | 0 | 0% | 100% | 0 | 0% | 100% | 0 | 0% | 100% | 0 |  |  | 0 |  |  | 0 |  |  | 0
VASONA 110360072 | 3.3416e-05 | 0 | 0.026434 | 0 | 0.026434 | 0.012126 | 0.022498 | 0.0090121 | 0% | 99% | 0 | 0% | 99% | 0 | 0% | 99% | 0 | 0% | 99% | 0 | 0% | 64.16% | 0 | 0% | 50.48% | 0 | 0% | 50.48% | 0 | 0% | 50.48% | 0 | 0 | 0% | 2.394% | 0 | 0% | 2.394% | 0 | 0% | 2.394% | 0 | 0% | 0.2637% | 0 | 0% | 0.2637% | 0 | 0% | 0.2637% | 0 | 0% | 0.7834% | 0 | 0% | 0.7834% | 0 | 0% | 0.7834% | 0 | 21.45% | 0.7928% | 4.4948e-05 | 78.55% | 0.7928% | 0.00016462 | 0% | 0.7928% | 0 | 0% | 5.845% | 0 | 0% | 5.845% | 0 | 0% | 5.845% | 0 | 0% | 1.024% | 0 | 0% | 1.024% | 0 | 0% | 1.024% | 0 |  |  |  | 0% | 11.8% | 0 | 0% | 11.8% | 0 | 0% | 11.8% | 0 | 0% | 0.365% | 0 | 0% | 0.365% | 0 | 0% | 0.365% | 0 | 0% | 100% | 0 | 0% | 100% | 0 | 0% | 100% | 0 | 0% | 100% | 0 |  |  | 0 |  |  | 0 |  |  | 0
MILPITAS 2112XR040 | 3.3413e-05 | 0 | 0.001819 | 0 | 0.001819 | 0.000462 | 0.0016191 | 0.00092153 | 0% | 99% | 0 | 0% | 99% | 0 | 0% | 99% | 0 | 0% | 99% | 0 | 0% | 66.01% | 0 | 0% | 51.51% | 0 | 0% | 51.51% | 0 | 0% | 51.51% | 0 | 0 | 0% | 3.448% | 0 | 0% | 3.448% | 0 | 0% | 3.448% | 0 | 0% | 0.3809% | 0 | 0% | 0.3809% | 0 | 0% | 0.3809% | 0 | 0% | 0.8097% | 0 | 0% | 0.8097% | 0 | 0% | 0.8097% | 0 | 0% | 0.8622% | 0 | 0% | 0.8622% | 0 | 0% | 0.8622% | 0 | 0% | 6.103% | 0 | 0% | 6.103% | 0 | 0% | 6.103% | 0 | 0% | 0.5433% | 0 | 0% | 0.5433% | 0 | 0% | 0.5433% | 0 |  |  |  | 0% | 11.8% | 0 | 0% | 11.8% | 0 | 0% | 11.8% | 0 | 0% | 0.3723% | 0 | 0% | 0.3723% | 0 | 0% | 0.3723% | 0 | 0% | 100% | 0 | 0% | 100% | 0 | 0% | 100% | 0 | 0% | 100% | 0 |  |  | 0 |  |  | 0 |  |  | 0
SARATOGA 111046892 | 3.3384e-05 | 0 | 0.010904 | 0 | 0.010904 | 0.0049397 | 0.0094099 | 0.0036508 | 0% | 99% | 0 | 0% | 99% | 0 | 0% | 99% | 0 | 0% | 99% | 0 | 0% | 63.99% | 0 | 0% | 50.45% | 0 | 0% | 50.45% | 0 | 0% | 50.45% | 0 | 0 | 0% | 2.51% | 0 | 0% | 2.51% | 0 | 0% | 2.51% | 0 | 0% | 0.2724% | 0 | 0% | 0.2724% | 0 | 0% | 0.2724% | 0 | 0% | 0.7977% | 0 | 0% | 0.7977% | 0 | 0% | 0.7977% | 0 | 0% | 0.8041% | 0 | 100% | 0.8041% | 8.7686e-05 | 0% | 0.8041% | 0 | 0% | 5.939% | 0 | 0% | 5.939% | 0 | 0% | 5.939% | 0 | 0% | 1.008% | 0 | 0% | 1.008% | 0 | 0% | 1.008% | 0 |  |  |  | 0% | 11.8% | 0 | 0% | 11.8% | 0 | 0% | 11.8% | 0 | 0% | 0.3645% | 0 | 0% | 0.3645% | 0 | 0% | 0.3645% | 0 | 0% | 100% | 0 | 0% | 100% | 0 | 0% | 100% | 0 | 0% | 100% | 0 |  |  | 0 |  |  | 0 |  |  | 0
LAWRENCE 1105CB | 3.3378e-05 | 0 | 0.0063597 | 0 | 0.0063597 | 0.0015432 | 0.0064957 | 0.0024595 | 0% | 99% | 0 | 0% | 99% | 0 | 0% | 99% | 0 | 0% | 99% | 0 | 0% | 62.43% | 0 | 0% | 50.29% | 0 | 0% | 50.29% | 0 | 0% | 50.29% | 0 | 0 | 0% | 3.101% | 0 | 0% | 3.101% | 0 | 0% | 3.101% | 0 | 0% | 0.3288% | 0 | 0% | 0.3288% | 0 | 0% | 0.3288% | 0 | 0% | 0.9412% | 0 | 0% | 0.9412% | 0 | 0% | 0.9412% | 0 | 0% | 0.9229% | 0 | 0% | 0.9229% | 0 | 0% | 0.9229% | 0 | 0% | 6.932% | 0 | 0% | 6.932% | 0 | 0% | 6.932% | 0 | 0% | 0.588% | 0 | 0% | 0.588% | 0 | 0% | 0.588% | 0 |  |  |  | 0% | 11.8% | 0 | 0% | 11.8% | 0 | 0% | 11.8% | 0 | 0% | 0.3526% | 0 | 0% | 0.3526% | 0 | 0% | 0.3526% | 0 | 0% | 100% | 0 | 0% | 100% | 0 | 0% | 100% | 0 | 0% | 100% | 0 |  |  | 0 |  |  | 0 |  |  | 0
RUSSELL 0401CB | 3.3361e-05 | 0 | 0.016459 | 0 | 0.016459 | 0.0038856 | 0.017253 | 0.0060306 | 0% | 99% | 0 | 0% | 99% | 0 | 0% | 99% | 0 | 0% | 99% | 0 | 0% | 62.77% | 0 | 0% | 50.94% | 0 | 0% | 50.94% | 0 | 0% | 50.94% | 0 | 0 | 0% | 3.06% | 0 | 0% | 3.06% | 0 | 0% | 3.06% | 0 | 0% | 0.3227% | 0 | 0% | 0.3227% | 0 | 0% | 0.3227% | 0 | 0% | 0.971% | 0 | 0% | 0.971% | 0 | 0% | 0.971% | 0 | 15.86% | 0.9578% | 2.5e-05 | 83.78% | 0.9578% | 0.00013207 | 0% | 0.9578% | 0 | 0% | 7.176% | 0 | 0% | 7.176% | 0 | 0% | 7.176% | 0 | 0% | 0.6026% | 0 | 0% | 0.6026% | 0 | 0% | 0.6026% | 0 |  |  |  | 0% | 11.8% | 0 | 0% | 11.8% | 0 | 0% | 11.8% | 0 | 0% | 0.3532% | 0 | 0% | 0.3532% | 0 | 0% | 0.3532% | 0 | 0% | 100% | 0 | 0% | 100% | 0 | 0% | 100% | 0 | 0% | 100% | 0 |  |  | 0 |  |  | 0 |  |  | 0
WOLFE 1113LV20 | 3.3341e-05 | 0 | 0.026828 | 0 | 0.026828 | 0.012962 | 0.023135 | 0.0081901 | 0% | 99% | 0 | 0% | 99% | 0 | 0% | 99% | 0 | 0% | 99% | 0 | 0% | 63.69% | 0 | 0% | 50.1% | 0 | 0% | 50.1% | 0 | 0% | 50.1% | 0 | 0 | 0% | 2.446% | 0 | 0% | 2.446% | 0 | 0% | 2.446% | 0 | 0% | 0.266% | 0 | 0% | 0.266% | 0 | 0% | 0.266% | 0 | 0% | 0.7961% | 0 | 0% | 0.7961% | 0 | 0% | 0.7961% | 0 | 0% | 0.7988% | 0 | 0% | 0.7988% | 0 | 51.09% | 0.7988% | 0.00010949 | 0% | 5.921% | 0 | 0% | 5.921% | 0 | 0% | 5.921% | 0 | 0% | 1.101% | 0 | 0% | 1.101% | 0 | 0% | 1.101% | 0 |  |  |  | 0% | 11.8% | 0 | 0% | 11.8% | 0 | 0% | 11.8% | 0 | 0% | 0.3636% | 0 | 0% | 0.3636% | 0 | 0% | 0.3636% | 0 | 0% | 100% | 0 | 0% | 100% | 0 | 0% | 100% | 0 | 0% | 100% | 0 |  |  | 0 |  |  | 0 |  |  | 0
COLUMBUS 11048058 | 3.331e-05 | 0 | 0.00357 | 0 | 0.00357 | 0.0010407 | 0.0035077 | 0.0013449 | 0% | 99% | 0 | 0% | 99% | 0 | 0% | 99% | 0 | 0% | 99% | 0 | 0% | 62.47% | 0 | 0% | 50.12% | 0 | 0% | 50.12% | 0 | 0% | 50.12% | 0 | 0 | 0% | 2.429% | 0 | 0% | 2.429% | 0 | 0% | 2.429% | 0 | 0% | 0.2722% | 0 | 0% | 0.2722% | 0 | 0% | 0.2722% | 0 | 0% | 0.9071% | 0 | 0% | 0.9071% | 0 | 0% | 0.9071% | 0 | 0% | 0.907% | 0 | 0% | 0.907% | 0 | 0% | 0.907% | 0 | 0% | 6.757% | 0 | 0% | 6.757% | 0 | 0% | 6.757% | 0 | 0% | 0.5046% | 0 | 0% | 0.5046% | 0 | 0% | 0.5046% | 0 |  |  |  | 0% | 11.8% | 0 | 0% | 11.8% | 0 | 0% | 11.8% | 0 | 0% | 0.3566% | 0 | 0% | 0.3566% | 0 | 0% | 0.3566% | 0 | 0% | 100% | 0 | 0% | 100% | 0 | 0% | 100% | 0 | 0% | 100% | 0 |  |  | 0 |  |  | 0 |  |  | 0
OAKLAND C 1109683734 | 3.3299e-05 | 0 | 0.0041354 | 0 | 0.0041354 | 0.00043529 | 0.0046323 | 0.001759 | 0% | 99% | 0 | 0% | 99% | 0 | 0% | 99% | 0 | 0% | 99% | 0 | 0% | 64.46% | 0 | 0% | 50.91% | 0 | 0% | 50.91% | 0 | 0% | 50.91% | 0 | 0 | 0% | 3.942% | 0 | 0% | 3.942% | 0 | 0% | 3.942% | 0 | 0% | 0.4374% | 0 | 0% | 0.4374% | 0 | 0% | 0.4374% | 0 | 0% | 1.034% | 0 | 0% | 1.034% | 0 | 0% | 1.034% | 0 | 0% | 1.104% | 0 | 0% | 1.104% | 0 | 100% | 1.104% | 4.5648e-05 | 0% | 7.835% | 0 | 0% | 7.835% | 0 | 0% | 7.835% | 0 | 0% | 0.3129% | 0 | 0% | 0.3129% | 0 | 0% | 0.3129% | 0 |  |  |  | 0% | 11.8% | 0 | 0% | 11.8% | 0 | 0% | 11.8% | 0 | 0% | 0.368% | 0 | 0% | 0.368% | 0 | 0% | 0.368% | 0 | 0% | 100% | 0 | 0% | 100% | 0 | 0% | 100% | 0 | 0% | 100% | 0 |  |  | 0 |  |  | 0 |  |  | 0
BELMONT 1106872866 | 3.3221e-05 | 0 | 0.00016955 | 0 | 0.00016955 | 2.1814e-05 | 0.00015231 | 0.00010575 | 0% | 99% | 0 | 0% | 99% | 0 | 0% | 99% | 0 | 0% | 99% | 0 | 0% | 67.88% | 0 | 0% | 54.47% | 0 | 0% | 54.47% | 0 | 0% | 54.47% | 0 | 0 | 0% | 3.997% | 0 | 0% | 3.997% | 0 | 0% | 3.997% | 0 | 0% | 0.4297% | 0 | 0% | 0.4297% | 0 | 0% | 0.4297% | 0 | 0% | 0.8275% | 0 | 0% | 0.8275% | 0 | 0% | 0.8275% | 0 | 0% | 0.8842% | 0 | 100% | 0.8842% | 1.4992e-06 | 0% | 0.8842% | 0 | 0% | 6.22% | 0 | 0% | 6.22% | 0 | 0% | 6.22% | 0 | 0% | 0.344% | 0 | 0% | 0.344% | 0 | 0% | 0.344% | 0 |  |  |  | 0% | 11.8% | 0 | 0% | 11.8% | 0 | 0% | 11.8% | 0 | 0% | 0.3746% | 0 | 0% | 0.3746% | 0 | 0% | 0.3746% | 0 | 0% | 100% | 0 | 0% | 100% | 0 | 0% | 100% | 0 | 0% | 100% | 0 |  |  | 0 |  |  | 0 |  |  | 0
HARRIS 110866386 | 3.3168e-05 | 0 | 0.017831 | 0.72169 | 0.73952 | 0.00585 | 0.020215 | 0.0033692 | 0% | 99% | 0 | 0% | 99% | 0 | 0% | 99% | 0 | 0% | 99% | 0 | 0% | 62.5% | 0 | 0% | 49.18% | 0 | 0% | 49.18% | 0 | 0% | 49.18% | 0 | 0.72169 | 0% | 3.11% | 0 | 0% | 3.11% | 0 | 0% | 3.11% | 0 | 0% | 0.3659% | 0 | 0% | 0.3659% | 0 | 0% | 0.3659% | 0 | 0% | 1.045% | 0 | 0% | 1.045% | 0 | 0% | 1.045% | 0 | 0% | 1.113% | 0 | 0% | 1.113% | 0 | 0% | 1.113% | 0 | 0% | 7.954% | 0 | 0% | 7.954% | 0 | 0% | 7.954% | 0 | 0% | 1.187% | 0 | 0% | 1.187% | 0 | 0% | 1.187% | 0 |  |  |  | 0% | 11.8% | 0 | 0% | 11.8% | 0 | 0% | 11.8% | 0 | 0% | 0.365% | 0 | 0% | 0.365% | 0 | 0% | 0.365% | 0 | 0% | 100% | 0 | 0% | 100% | 0 | 0% | 100% | 0 | 0% | 100% | 0 |  |  | 0 |  |  | 0 |  |  | 0
COLUSA 1101137302 | 3.3078e-05 | 0 | 0.0067527 | 0 | 0.0067527 | 0.0011557 | 0.0078742 | 0.0021172 | 0% | 99% | 0 | 0% | 99% | 0 | 0% | 99% | 0 | 0% | 99% | 0 | 0% | 60.1% | 0 | 0% | 48.16% | 0 | 0% | 48.16% | 0 | 0% | 48.16% | 0 | 0 | 0% | 2.8% | 0 | 0% | 2.8% | 0 | 0% | 2.8% | 0 | 0% | 0.315% | 0 | 0% | 0.315% | 0 | 0% | 0.315% | 0 | 0% | 1.055% | 0 | 0% | 1.055% | 0 | 0% | 1.055% | 0 | 0% | 1.036% | 0 | 97.52% | 1.036% | 6.8193e-05 | 0% | 1.036% | 0 | 0% | 7.805% | 0 | 0% | 7.805% | 0 | 0% | 7.805% | 0 | 0% | 0.4696% | 0 | 0% | 0.4696% | 0 | 0% | 0.4696% | 0 |  |  |  | 0% | 11.8% | 0 | 0% | 11.8% | 0 | 0% | 11.8% | 0 | 0% | 0.3427% | 0 | 0% | 0.3427% | 0 | 0% | 0.3427% | 0 | 0% | 100% | 0 | 0% | 100% | 0 | 0% | 100% | 0 | 0% | 100% | 0 |  |  | 0 |  |  | 0 |  |  | 0
NEWARK 12KV 1103CB | 3.29e-05 | 0 | 0.050495 | 0 | 0.050495 | 0.011226 | 0.047479 | 0.024651 | 0% | 99% | 0 | 0% | 99% | 0 | 0% | 99% | 0 | 0% | 99% | 0 | 0% | 64.89% | 0 | 0% | 51.57% | 0 | 0% | 51.57% | 0 | 0% | 51.57% | 0 | 0 | 0% | 3.133% | 0 | 0% | 3.133% | 0 | 0% | 3.133% | 0 | 0% | 0.341% | 0 | 0% | 0.341% | 0 | 0% | 0.341% | 0 | 0% | 0.8638% | 0 | 0% | 0.8638% | 0 | 0% | 0.8638% | 0 | 0% | 0.8917% | 0 | 26.64% | 0.8917% | 0.00011996 | 0.5884% | 0.8917% | 2.6495e-06 | 0% | 6.467% | 0 | 0% | 6.467% | 0 | 0% | 6.467% | 0 | 0% | 0.4776% | 0 | 0% | 0.4776% | 0 | 0% | 0.4776% | 0 |  |  |  | 0% | 11.8% | 0 | 0% | 11.8% | 0 | 0% | 11.8% | 0 | 0% | 0.3656% | 0 | 0% | 0.3656% | 0 | 0% | 0.3656% | 0 | 0% | 100% | 0 | 0% | 100% | 0 | 0% | 100% | 0 | 0% | 100% | 0 |  |  | 0 |  |  | 0 |  |  | 0
HICKS 1110XR308 | 3.2829e-05 | 0 | 0.0075396 | 0 | 0.0075396 | 0.0029968 | 0.0067455 | 0.0027038 | 0% | 99% | 0 | 0% | 99% | 0 | 0% | 99% | 0 | 0% | 99% | 0 | 0% | 64.4% | 0 | 0% | 50.45% | 0 | 0% | 50.45% | 0 | 0% | 50.45% | 0 | 0 | 0% | 2.487% | 0 | 0% | 2.487% | 0 | 0% | 2.487% | 0 | 0% | 0.2874% | 0 | 0% | 0.2874% | 0 | 0% | 0.2874% | 0 | 0% | 0.8126% | 0 | 0% | 0.8126% | 0 | 0% | 0.8126% | 0 | 0% | 0.839% | 0 | 0% | 0.839% | 0 | 100% | 0.839% | 6.3258e-05 | 0% | 6.105% | 0 | 0% | 6.105% | 0 | 0% | 6.105% | 0 | 0% | 0.8903% | 0 | 0% | 0.8903% | 0 | 0% | 0.8903% | 0 |  |  |  | 0% | 11.8% | 0 | 0% | 11.8% | 0 | 0% | 11.8% | 0 | 0% | 0.3649% | 0 | 0% | 0.3649% | 0 | 0% | 0.3649% | 0 | 0% | 100% | 0 | 0% | 100% | 0 | 0% | 100% | 0 | 0% | 100% | 0 |  |  | 0 |  |  | 0 |  |  | 0
MONTEREY 0403CB | 3.2785e-05 | 0 | 0.00016732 | 0 | 0.00016732 | 2.0909e-05 | 0.00020284 | 5.246e-05 | 0% | 99% | 0 | 0% | 99% | 0 | 0% | 99% | 0 | 0% | 99% | 0 | 0% | 63.05% | 0 | 0% | 49.4% | 0 | 0% | 49.4% | 0 | 0% | 49.4% | 0 | 0 | 0% | 4.874% | 0 | 0% | 4.874% | 0 | 0% | 4.874% | 0 | 0% | 0.5227% | 0 | 0% | 0.5227% | 0 | 0% | 0.5227% | 0 | 0% | 1.116% | 0 | 0% | 1.116% | 0 | 0% | 1.116% | 0 | 0% | 1.171% | 0 | 0% | 1.171% | 0 | 0% | 1.171% | 0 | 0% | 8.366% | 0 | 0% | 8.366% | 0 | 0% | 8.366% | 0 | 0% | 0.3865% | 0 | 0% | 0.3865% | 0 | 0% | 0.3865% | 0 |  |  |  | 0% | 11.8% | 0 | 0% | 11.8% | 0 | 0% | 11.8% | 0 | 0% | 0.3622% | 0 | 0% | 0.3622% | 0 | 0% | 0.3622% | 0 | 0% | 100% | 0 | 0% | 100% | 0 | 0% | 100% | 0 | 0% | 100% | 0 |  |  | 0 |  |  | 0 |  |  | 0
ALTO 11231222 | 3.2761e-05 | 0 | 0.0048488 | 0 | 0.0048488 | 0.0029408 | 0.0041305 | 0.00093287 | 0% | 99% | 0 | 0% | 99% | 0 | 0% | 99% | 0 | 0% | 99% | 0 | 0% | 62.31% | 0 | 0% | 49.24% | 0 | 0% | 49.24% | 0 | 0% | 49.24% | 0 | 0 | 0% | 2.922% | 0 | 0% | 2.922% | 0 | 0% | 2.922% | 0 | 0% | 0.2992% | 0 | 0% | 0.2992% | 0 | 0% | 0.2992% | 0 | 0% | 0.7913% | 0 | 0% | 0.7913% | 0 | 0% | 0.7913% | 0 | 0% | 0.7718% | 0 | 100% | 0.7718% | 3.7423e-05 | 0% | 0.7718% | 0 | 0% | 5.798% | 0 | 0% | 5.798% | 0 | 0% | 5.798% | 0 | 0% | 1.697% | 0 | 0% | 1.697% | 0 | 0% | 1.697% | 0 |  |  |  | 0% | 11.8% | 0 | 0% | 11.8% | 0 | 0% | 11.8% | 0 | 0% | 0.3612% | 0 | 0% | 0.3612% | 0 | 0% | 0.3612% | 0 | 0% | 100% | 0 | 0% | 100% | 0 | 0% | 100% | 0 | 0% | 100% | 0 |  |  | 0 |  |  | 0 |  |  | 0
LEMOORE 1101746655 | 3.2759e-05 | 0 | 0.0031766 | 0 | 0.0031766 | 0.00059661 | 0.003503 | 0.0011441 | 0% | 99% | 0 | 0% | 99% | 0 | 0% | 99% | 0 | 0% | 99% | 0 | 0% | 60.96% | 0 | 0% | 49% | 0 | 0% | 49% | 0 | 0% | 49% | 0 | 0 | 0% | 2.886% | 0 | 0% | 2.886% | 0 | 0% | 2.886% | 0 | 0% | 0.3161% | 0 | 0% | 0.3161% | 0 | 0% | 0.3161% | 0 | 0% | 1.014% | 0 | 0% | 1.014% | 0 | 0% | 1.014% | 0 | 0% | 1.006% | 0 | 0% | 1.006% | 0 | 0% | 1.006% | 0 | 0% | 7.526% | 0 | 0% | 7.526% | 0 | 0% | 7.526% | 0 | 0% | 0.5042% | 0 | 0% | 0.5042% | 0 | 0% | 0.5042% | 0 |  |  |  | 0% | 11.8% | 0 | 0% | 11.8% | 0 | 0% | 11.8% | 0 | 0% | 0.3502% | 0 | 0% | 0.3502% | 0 | 0% | 0.3502% | 0 | 0% | 100% | 0 | 0% | 100% | 0 | 0% | 100% | 0 | 0% | 100% | 0 |  |  | 0 |  |  | 0 |  |  | 0
EAST STOCKTON 1102323786 | 3.2744e-05 | 0 | 0.014093 | 0 | 0.014093 | 0.0034844 | 0.014976 | 0.0048044 | 0% | 99% | 0 | 0% | 99% | 0 | 0% | 99% | 0 | 0% | 99% | 0 | 0% | 62.61% | 0 | 0% | 50.05% | 0 | 0% | 50.05% | 0 | 0% | 50.05% | 0 | 0 | 0% | 2.783% | 0 | 0% | 2.783% | 0 | 0% | 2.783% | 0 | 0% | 0.3136% | 0 | 0% | 0.3136% | 0 | 0% | 0.3136% | 0 | 0% | 0.9745% | 0 | 0% | 0.9745% | 0 | 0% | 0.9745% | 0 | 0% | 0.9898% | 0 | 100% | 0.9898% | 0.00013949 | 0% | 0.9898% | 0 | 0% | 7.29% | 0 | 0% | 7.29% | 0 | 0% | 7.29% | 0 | 0% | 0.5835% | 0 | 0% | 0.5835% | 0 | 0% | 0.5835% | 0 |  |  |  | 0% | 11.8% | 0 | 0% | 11.8% | 0 | 0% | 11.8% | 0 | 0% | 0.3563% | 0 | 0% | 0.3563% | 0 | 0% | 0.3563% | 0 | 0% | 100% | 0 | 0% | 100% | 0 | 0% | 100% | 0 | 0% | 100% | 0 |  |  | 0 |  |  | 0 |  |  | 0
KINGSBURG 1113235934 | 3.2737e-05 | 0 | 0.00016708 | 0 | 0.00016708 | 3.5331e-05 | 0.0001371 | 0.00010337 | 0% | 99% | 0 | 0% | 99% | 0 | 0% | 99% | 0 | 0% | 99% | 0 | 0% | 62.14% | 0 | 0% | 47.39% | 0 | 0% | 47.39% | 0 | 0% | 47.39% | 0 | 0 | 0% | 2.172% | 0 | 0% | 2.172% | 0 | 0% | 2.172% | 0 | 0% | 0.2608% | 0 | 0% | 0.2608% | 0 | 0% | 0.2608% | 0 | 0% | 0.7209% | 0 | 0% | 0.7209% | 0 | 0% | 0.7209% | 0 | 0% | 0.7451% | 0 | 0% | 0.7451% | 0 | 0% | 0.7451% | 0 | 0% | 5.428% | 0 | 0% | 5.428% | 0 | 0% | 5.428% | 0 | 0% | 0.6415% | 0 | 0% | 0.6415% | 0 | 0% | 0.6415% | 0 |  |  |  | 0% | 11.8% | 0 | 0% | 11.8% | 0 | 0% | 11.8% | 0 | 0% | 0.3652% | 0 | 0% | 0.3652% | 0 | 0% | 0.3652% | 0 | 0% | 100% | 0 | 0% | 100% | 0 | 0% | 100% | 0 | 0% | 100% | 0 |  |  | 0 |  |  | 0 |  |  | 0
MT EDEN 1108MR216 | 3.264e-05 | 0 | 0.030151 | 0 | 0.030151 | 0.0065003 | 0.028989 | 0.014283 | 0% | 99% | 0 | 0% | 99% | 0 | 0% | 99% | 0 | 0% | 99% | 0 | 0% | 64.38% | 0 | 0% | 51.76% | 0 | 0% | 51.76% | 0 | 0% | 51.76% | 0 | 0 | 0% | 2.913% | 0 | 0% | 2.913% | 0 | 0% | 2.913% | 0 | 0% | 0.3157% | 0 | 0% | 0.3157% | 0 | 0% | 0.3157% | 0 | 0% | 0.8841% | 0 | 0% | 0.8841% | 0 | 0% | 0.8841% | 0 | 0% | 0.8905% | 0 | 0% | 0.8905% | 0 | 86.66% | 0.8905% | 0.00023267 | 0% | 6.574% | 0 | 0% | 6.574% | 0 | 0% | 6.574% | 0 | 0% | 0.4901% | 0 | 0% | 0.4901% | 0 | 0% | 0.4901% | 0 |  |  |  | 0% | 11.8% | 0 | 0% | 11.8% | 0 | 0% | 11.8% | 0 | 0% | 0.3598% | 0 | 0% | 0.3598% | 0 | 0% | 0.3598% | 0 | 0% | 100% | 0 | 0% | 100% | 0 | 0% | 100% | 0 | 0% | 100% | 0 |  |  | 0 |  |  | 0 |  |  | 0
STUART 0406CB | 3.2609e-05 | 0 | 0.015505 | 0 | 0.015505 | 0.005616 | 0.015252 | 0.0047272 | 0% | 99% | 0 | 0% | 99% | 0 | 0% | 99% | 0 | 0% | 99% | 0 | 0% | 62.62% | 0 | 0% | 50.15% | 0 | 0% | 50.15% | 0 | 0% | 50.15% | 0 | 0 | 0% | 2.927% | 0 | 0% | 2.927% | 0 | 0% | 2.927% | 0 | 0% | 0.3105% | 0 | 0% | 0.3105% | 0 | 0% | 0.3105% | 0 | 0% | 0.9092% | 0 | 0% | 0.9092% | 0 | 12.56% | 0.9092% | 1.7699e-05 | 10.54% | 0.8981% | 1.4671e-05 | 88.93% | 0.8981% | 0.00012383 | 0% | 0.8981% | 0 | 0% | 6.719% | 0 | 0% | 6.719% | 0 | 0% | 6.719% | 0 | 0% | 0.8687% | 0 | 0% | 0.8687% | 0 | 0% | 0.8687% | 0 |  |  |  | 0% | 11.8% | 0 | 0% | 11.8% | 0 | 0% | 11.8% | 0 | 0% | 0.3562% | 0 | 0% | 0.3562% | 0 | 0% | 0.3562% | 0 | 0% | 100% | 0 | 0% | 100% | 0 | 0% | 100% | 0 | 0% | 100% | 0 |  |  | 0 |  |  | 0 |  |  | 0
SALINAS 110525049 | 3.2554e-05 | 0 | 0.0077533 | 0 | 0.0077533 | 0.0011696 | 0.0079981 | 0.0036312 | 0% | 99% | 0 | 0% | 99% | 0 | 0% | 99% | 0 | 0% | 99% | 0 | 0% | 65.14% | 0 | 0% | 52.42% | 0 | 0% | 52.42% | 0 | 0% | 52.42% | 0 | 0 | 0% | 3.131% | 0 | 0% | 3.131% | 0 | 0% | 3.131% | 0 | 0% | 0.3492% | 0 | 0% | 0.3492% | 0 | 0% | 0.3492% | 0 | 0% | 0.9548% | 0 | 0% | 0.9548% | 0 | 0% | 0.9548% | 0 | 0% | 0.9926% | 0 | 0% | 0.9926% | 0 | 99.76% | 0.9926% | 7.6773e-05 | 0% | 7.184% | 0 | 0% | 7.184% | 0 | 0% | 7.184% | 0 | 0% | 0.3682% | 0 | 0% | 0.3682% | 0 | 0% | 0.3682% | 0 |  |  |  | 0% | 11.8% | 0 | 0% | 11.8% | 0 | 0% | 11.8% | 0 | 0% | 0.3638% | 0 | 0% | 0.3638% | 0 | 0% | 0.3638% | 0 | 0% | 100% | 0 | 0% | 100% | 0 | 0% | 100% | 0 | 0% | 100% | 0 |  |  | 0 |  |  | 0 |  |  | 0
RICHMOND R 1127BR350 | 3.2513e-05 | 0 | 0.0004978 | 0 | 0.0004978 | 3.7113e-05 | 0.00053336 | 0.00025128 | 0% | 99% | 0 | 0% | 99% | 0 | 0% | 99% | 0 | 0% | 99% | 0 | 0% | 63.53% | 0 | 0% | 49.78% | 0 | 0% | 49.78% | 0 | 0% | 49.78% | 0 | 0 | 0% | 4.078% | 0 | 0% | 4.078% | 0 | 0% | 4.078% | 0 | 0% | 0.4563% | 0 | 0% | 0.4563% | 0 | 0% | 0.4563% | 0 | 0% | 0.9712% | 0 | 0% | 0.9712% | 0 | 0% | 0.9712% | 0 | 0% | 1.045% | 0 | 0% | 1.045% | 0 | 0% | 1.045% | 0 | 0% | 7.359% | 0 | 0% | 7.359% | 0 | 0% | 7.359% | 0 | 0% | 0.2589% | 0 | 0% | 0.2589% | 0 | 0% | 0.2589% | 0 |  |  |  | 0% | 11.8% | 0 | 0% | 11.8% | 0 | 0% | 11.8% | 0 | 0% | 0.3685% | 0 | 0% | 0.3685% | 0 | 0% | 0.3685% | 0 | 0% | 100% | 0 | 0% | 100% | 0 | 0% | 100% | 0 | 0% | 100% | 0 |  |  | 0 |  |  | 0 |  |  | 0
MC KEE 111275342 | 3.2436e-05 | 0 | 0.013023 | 0 | 0.013023 | 0.0035992 | 0.012552 | 0.0053457 | 0% | 99% | 0 | 0% | 99% | 0 | 0% | 99% | 0 | 0% | 99% | 0 | 0% | 63.7% | 0 | 0% | 51.33% | 0 | 0% | 51.33% | 0 | 0% | 51.33% | 0 | 0 | 0% | 2.776% | 0 | 0% | 2.776% | 0 | 0% | 2.776% | 0 | 0% | 0.2973% | 0 | 0% | 0.2973% | 0 | 0% | 0.2973% | 0 | 0% | 0.8914% | 0 | 0% | 0.8914% | 0 | 0% | 0.8914% | 0 | 0% | 0.8837% | 0 | 98.58% | 0.8837% | 0.00011345 | 0% | 0.8837% | 0 | 0% | 6.598% | 0 | 0% | 6.598% | 0 | 0% | 6.598% | 0 | 0% | 0.615% | 0 | 0% | 0.615% | 0 | 0% | 0.615% | 0 |  |  |  | 0% | 11.8% | 0 | 0% | 11.8% | 0 | 0% | 11.8% | 0 | 0% | 0.3572% | 0 | 0% | 0.3572% | 0 | 0% | 0.3572% | 0 | 0% | 100% | 0 | 0% | 100% | 0 | 0% | 100% | 0 | 0% | 100% | 0 |  |  | 0 |  |  | 0 |  |  | 0
MT EDEN 1108MR481 | 3.2383e-05 | 0 | 0.035479 | 0 | 0.035479 | 0.0076341 | 0.035218 | 0.015715 | 0% | 99% | 0 | 0% | 99% | 0 | 0% | 99% | 0 | 0% | 99% | 0 | 0% | 62.88% | 0 | 0% | 51.18% | 0 | 0% | 51.18% | 0 | 0% | 51.18% | 0 | 0 | 0% | 2.894% | 0 | 0% | 2.894% | 0 | 0% | 2.894% | 0 | 0% | 0.3009% | 0 | 0% | 0.3009% | 0 | 0% | 0.3009% | 0 | 0% | 0.9186% | 0 | 0% | 0.9186% | 0 | 0% | 0.9186% | 0 | 0% | 0.8895% | 0 | 0% | 0.8895% | 0 | 95.42% | 0.8895% | 0.00030114 | 0% | 6.742% | 0 | 0% | 6.742% | 0 | 0% | 6.742% | 0 | 0% | 0.4912% | 0 | 0% | 0.4912% | 0 | 0% | 0.4912% | 0 |  |  |  | 0% | 11.8% | 0 | 0% | 11.8% | 0 | 0% | 11.8% | 0 | 0% | 0.3519% | 0 | 0% | 0.3519% | 0 | 0% | 0.3519% | 0 | 0% | 100% | 0 | 0% | 100% | 0 | 0% | 100% | 0 | 0% | 100% | 0 |  |  | 0 |  |  | 0 |  |  | 0
DUMBARTON 1104MR667 | 3.237e-05 | 0 | 0.031885 | 0 | 0.031885 | 0.0057433 | 0.031654 | 0.015237 | 0% | 99% | 0 | 0% | 99% | 0 | 0% | 99% | 0 | 0% | 99% | 0 | 0% | 64.3% | 0 | 0% | 51.5% | 0 | 0% | 51.5% | 0 | 0% | 51.5% | 0 | 0 | 0% | 3.271% | 0 | 0% | 3.271% | 0 | 0% | 3.271% | 0 | 0% | 0.353% | 0 | 0% | 0.353% | 0 | 0% | 0.353% | 0 | 0% | 0.9152% | 0 | 0% | 0.9152% | 0 | 0% | 0.9152% | 0 | 0% | 0.9355% | 0 | 99.79% | 0.9355% | 0.00029765 | 0% | 0.9355% | 0 | 0% | 6.83% | 0 | 0% | 6.83% | 0 | 0% | 6.83% | 0 | 0% | 0.3935% | 0 | 0% | 0.3935% | 0 | 0% | 0.3935% | 0 |  |  |  | 0% | 11.8% | 0 | 0% | 11.8% | 0 | 0% | 11.8% | 0 | 0% | 0.3622% | 0 | 0% | 0.3622% | 0 | 0% | 0.3622% | 0 | 0% | 100% | 0 | 0% | 100% | 0 | 0% | 100% | 0 | 0% | 100% | 0 |  |  | 0 |  |  | 0 |  |  | 0
DUMBARTON 1108MR488 | 3.2362e-05 | 0 | 0.012883 | 0 | 0.012883 | 0.0037081 | 0.010596 | 0.0069622 | 0% | 99% | 0 | 0% | 99% | 0 | 0% | 99% | 0 | 0% | 99% | 0 | 0% | 65.88% | 0 | 0% | 51.46% | 0 | 0% | 51.46% | 0 | 0% | 51.46% | 0 | 0 | 0% | 2.979% | 0 | 0% | 2.979% | 0 | 0% | 2.979% | 0 | 0% | 0.3305% | 0 | 0% | 0.3305% | 0 | 0% | 0.3305% | 0 | 0% | 0.7491% | 0 | 0% | 0.7491% | 0 | 0% | 0.7491% | 0 | 0% | 0.7918% | 0 | 28.18% | 0.7918% | 2.8747e-05 | 0% | 0.7918% | 0 | 0% | 5.647% | 0 | 0% | 5.647% | 0 | 0% | 5.647% | 0 | 0% | 0.7087% | 0 | 0% | 0.7087% | 0 | 0% | 0.7087% | 0 |  |  |  | 0% | 11.8% | 0 | 0% | 11.8% | 0 | 0% | 11.8% | 0 | 0% | 0.3732% | 0 | 0% | 0.3732% | 0 | 0% | 0.3732% | 0 | 0% | 100% | 0 | 0% | 100% | 0 | 0% | 100% | 0 | 0% | 100% | 0 |  |  | 0 |  |  | 0 |  |  | 0
OAKLAND X 1115CR218 | 3.2303e-05 | 0 | 0.010167 | 0 | 0.010167 | 0.0041815 | 0.0091196 | 0.0034815 | 0% | 99% | 0 | 0% | 99% | 0 | 0% | 99% | 0 | 0% | 99% | 0 | 0% | 63.32% | 0 | 0% | 50.81% | 0 | 0% | 50.81% | 0 | 0% | 50.81% | 0 | 0 | 0% | 2.681% | 0 | 0% | 2.681% | 0 | 0% | 2.681% | 0 | 0% | 0.2822% | 0 | 0% | 0.2822% | 0 | 0% | 0.2822% | 0 | 0% | 0.8305% | 0 | 0% | 0.8305% | 0 | 0% | 0.8305% | 0 | 100% | 0.8164% | 8.3e-05 | 0% | 0.8164% | 0 | 0% | 0.8164% | 0 | 0% | 6.123% | 0 | 0% | 6.123% | 0 | 0% | 6.123% | 0 | 0% | 1.111% | 0 | 0% | 1.111% | 0 | 0% | 1.111% | 0 |  |  |  | 0% | 11.8% | 0 | 0% | 11.8% | 0 | 0% | 11.8% | 0 | 0% | 0.3591% | 0 | 0% | 0.3591% | 0 | 0% | 0.3591% | 0 | 0% | 100% | 0 | 0% | 100% | 0 | 0% | 100% | 0 | 0% | 100% | 0 |  |  | 0 |  |  | 0 |  |  | 0
MARINA (F) 1102CB | 3.225e-05 | 0 | 0.00032918 | 0 | 0.00032918 | 2.2895e-05 | 0.00039517 | 0.00012533 | 0% | 99% | 0 | 0% | 99% | 0 | 0% | 99% | 0 | 0% | 99% | 0 | 0% | 64.31% | 0 | 0% | 50.81% | 0 | 0% | 50.81% | 0 | 0% | 50.81% | 0 | 0 | 0% | 4.478% | 0 | 0% | 4.478% | 0 | 0% | 4.478% | 0 | 0% | 0.4835% | 0 | 0% | 0.4835% | 0 | 0% | 0.4835% | 0 | 0% | 1.104% | 0 | 0% | 1.104% | 0 | 0% | 1.104% | 0 | 0% | 1.196% | 0 | 0% | 1.196% | 0 | 0% | 1.196% | 0 | 0% | 8.391% | 0 | 0% | 8.391% | 0 | 0% | 8.391% | 0 | 0% | 0.29% | 0 | 0% | 0.29% | 0 | 0% | 0.29% | 0 |  |  |  | 0% | 11.8% | 0 | 0% | 11.8% | 0 | 0% | 11.8% | 0 | 0% | 0.3699% | 0 | 0% | 0.3699% | 0 | 0% | 0.3699% | 0 | 0% | 100% | 0 | 0% | 100% | 0 | 0% | 100% | 0 | 0% | 100% | 0 |  |  | 0 |  |  | 0 |  |  | 0
KERMAN 110337770 | 3.2229e-05 | 0 | 0.020835 | 0 | 0.020835 | 0.0042963 | 0.020824 | 0.0092734 | 0% | 99% | 0 | 0% | 99% | 0 | 0% | 99% | 0 | 0% | 99% | 0 | 0% | 62.51% | 0 | 0% | 50.03% | 0 | 0% | 50.03% | 0 | 0% | 50.03% | 0 | 0 | 0% | 2.865% | 0 | 0% | 2.865% | 0 | 0% | 2.865% | 0 | 0% | 0.3067% | 0 | 0% | 0.3067% | 0 | 0% | 0.3067% | 0 | 0% | 0.9234% | 0 | 0% | 0.9234% | 0 | 0% | 0.9234% | 0 | 0% | 0.9211% | 0 | 0% | 0.9211% | 0 | 0% | 0.9211% | 0 | 0% | 6.853% | 0 | 0% | 6.853% | 0 | 0% | 6.853% | 0 | 0% | 0.5622% | 0 | 0% | 0.5622% | 0 | 0% | 0.5622% | 0 |  |  |  | 0% | 11.8% | 0 | 0% | 11.8% | 0 | 0% | 11.8% | 0 | 0% | 0.357% | 0 | 0% | 0.357% | 0 | 0% | 0.357% | 0 | 0% | 100% | 0 | 0% | 100% | 0 | 0% | 100% | 0 | 0% | 100% | 0 |  |  | 0 |  |  | 0 |  |  | 0
SF G 0414CB | 3.2225e-05 | 0 | 0.004276 | 0 | 0.004276 | 0.00042341 | 0.0057695 | 0.00086576 | 0% | 99% | 0 | 0% | 99% | 0 | 0% | 99% | 0 | 0% | 99% | 0 | 0% | 60.9% | 0 | 0% | 48.72% | 0 | 0% | 48.72% | 0 | 0% | 48.72% | 0 | 0 | 0% | 4.44% | 0 | 0% | 4.44% | 0 | 0% | 4.44% | 0 | 0% | 0.4792% | 0 | 0% | 0.4792% | 0 | 0% | 0.4792% | 0 | 0% | 1.255% | 0 | 0% | 1.255% | 0 | 0% | 1.255% | 0 | 0% | 1.296% | 0 | 0% | 1.296% | 0 | 0% | 1.296% | 0 | 0% | 9.412% | 0 | 0% | 9.412% | 0 | 0% | 9.412% | 0 | 0% | 0.4068% | 0 | 0% | 0.4068% | 0 | 0% | 0.4068% | 0 |  |  |  | 0% | 11.8% | 0 | 0% | 11.8% | 0 | 0% | 11.8% | 0 | 0% | 0.3541% | 0 | 0% | 0.3541% | 0 | 0% | 0.3541% | 0 | 0% | 100% | 0 | 0% | 100% | 0 | 0% | 100% | 0 | 0% | 100% | 0 |  |  | 0 |  |  | 0 |  |  | 0
BELLEVUE 2101500 | 3.2211e-05 | 0 | 0.027509 | 0 | 0.027509 | 0.010397 | 0.025667 | 0.0093464 | 0% | 99% | 0 | 0% | 99% | 0 | 0% | 99% | 0 | 0% | 99% | 0 | 0% | 63.26% | 0 | 0% | 49.92% | 0 | 0% | 49.92% | 0 | 0% | 49.92% | 0 | 0 | 0% | 3.007% | 0 | 0% | 3.007% | 0 | 0% | 3.007% | 0 | 0% | 0.3245% | 0 | 0% | 0.3245% | 0 | 0% | 0.3245% | 0 | 0% | 0.8581% | 0 | 0% | 0.8581% | 0 | 0% | 0.8581% | 0 | 0% | 0.865% | 0 | 5.287% | 0.865% | 1.2581e-05 | 94.71% | 0.865% | 0.00022537 | 0% | 6.371% | 0 | 0% | 6.371% | 0 | 0% | 6.371% | 0 | 0% | 0.9982% | 0 | 0% | 0.9982% | 0 | 0% | 0.9982% | 0 |  |  |  | 0% | 11.8% | 0 | 0% | 11.8% | 0 | 0% | 11.8% | 0 | 0% | 0.3613% | 0 | 0% | 0.3613% | 0 | 0% | 0.3613% | 0 | 0% | 100% | 0 | 0% | 100% | 0 | 0% | 100% | 0 | 0% | 100% | 0 |  |  | 0 |  |  | 0 |  |  | 0
21ST AVENUE 0401CB | 3.2193e-05 | 0 | 0.012268 | 0 | 0.012268 | 0.00086491 | 0.017518 | 0.0018686 | 0% | 99% | 0 | 0% | 99% | 0 | 0% | 99% | 0 | 0% | 99% | 0 | 0% | 60.25% | 0 | 0% | 48.22% | 0 | 0% | 48.22% | 0 | 0% | 48.22% | 0 | 0 | 0% | 4.444% | 0 | 0% | 4.444% | 0 | 0% | 4.444% | 0 | 0% | 0.4845% | 0 | 0% | 0.4845% | 0 | 0% | 0.4845% | 0 | 0% | 1.333% | 0 | 0% | 1.333% | 0 | 0% | 1.333% | 0 | 0% | 1.38% | 0 | 0% | 1.38% | 0 | 0% | 1.38% | 0 | 0% | 10.03% | 0 | 0% | 10.03% | 0 | 0% | 10.03% | 0 | 0% | 0.3323% | 0 | 0% | 0.3323% | 0 | 0% | 0.3323% | 0 |  |  |  | 0% | 11.8% | 0 | 0% | 11.8% | 0 | 0% | 11.8% | 0 | 0% | 0.3526% | 0 | 0% | 0.3526% | 0 | 0% | 0.3526% | 0 | 0% | 100% | 0 | 0% | 100% | 0 | 0% | 100% | 0 | 0% | 100% | 0 |  |  | 0 |  |  | 0 |  |  | 0
MONROE 2107434 | 3.2125e-05 | 0 | 0.0026233 | 0 | 0.0026233 | 0.0012483 | 0.0019918 | 0.0010903 | 0% | 99% | 0 | 0% | 99% | 0 | 0% | 99% | 0 | 0% | 99% | 0 | 0% | 64.54% | 0 | 0% | 50.22% | 0 | 0% | 50.22% | 0 | 0% | 50.22% | 0 | 0 | 0% | 2.477% | 0 | 0% | 2.477% | 0 | 0% | 2.477% | 0 | 0% | 0.2781% | 0 | 0% | 0.2781% | 0 | 0% | 0.2781% | 0 | 0% | 0.6937% | 0 | 0% | 0.6937% | 0 | 0% | 0.6937% | 0 | 0% | 0.7214% | 0 | 0% | 0.7214% | 0 | 0% | 0.7214% | 0 | 0% | 5.209% | 0 | 0% | 5.209% | 0 | 0% | 5.209% | 0 | 0% | 1.338% | 0 | 0% | 1.338% | 0 | 0% | 1.338% | 0 |  |  |  | 0% | 11.8% | 0 | 0% | 11.8% | 0 | 0% | 11.8% | 0 | 0% | 0.3724% | 0 | 0% | 0.3724% | 0 | 0% | 0.3724% | 0 | 0% | 100% | 0 | 0% | 100% | 0 | 0% | 100% | 0 | 0% | 100% | 0 |  |  | 0 |  |  | 0 |  |  | 0
OAKLAND L 1108CB | 3.2093e-05 | 0 | 0.00016379 | 0 | 0.00016379 | 1.0648e-05 | 0.00016903 | 9.0705e-05 | 0% | 99% | 0 | 0% | 99% | 0 | 0% | 99% | 0 | 0% | 99% | 0 | 0% | 63.57% | 0 | 0% | 50.45% | 0 | 0% | 50.45% | 0 | 0% | 50.45% | 0 | 0 | 0% | 3.723% | 0 | 0% | 3.723% | 0 | 0% | 3.723% | 0 | 0% | 0.3998% | 0 | 0% | 0.3998% | 0 | 0% | 0.3998% | 0 | 0% | 0.9529% | 0 | 0% | 0.9529% | 0 | 0% | 0.9529% | 0 | 100% | 1.001% | 1.6389e-06 | 0% | 1.001% | 0 | 0% | 1.001% | 0 | 0% | 7.177% | 0 | 0% | 7.177% | 0 | 0% | 7.177% | 0 | 0% | 0.265% | 0 | 0% | 0.265% | 0 | 0% | 0.265% | 0 |  |  |  | 0% | 11.8% | 0 | 0% | 11.8% | 0 | 0% | 11.8% | 0 | 0% | 0.3674% | 0 | 0% | 0.3674% | 0 | 0% | 0.3674% | 0 | 0% | 100% | 0 | 0% | 100% | 0 | 0% | 100% | 0 | 0% | 100% | 0 |  |  | 0 |  |  | 0 |  |  | 0
EL CERRITO G 1114BR184 | 3.2037e-05 | 0 | 0.000109 | 0 | 0.000109 | 7.5061e-06 | 0.0001378 | 3.4634e-05 | 0% | 99% | 0 | 0% | 99% | 0 | 0% | 99% | 0 | 0% | 99% | 0 | 0% | 62.34% | 0 | 0% | 49.06% | 0 | 0% | 49.06% | 0 | 0% | 49.06% | 0 | 0 | 0% | 4.139% | 0 | 0% | 4.139% | 0 | 0% | 4.139% | 0 | 0% | 0.4659% | 0 | 0% | 0.4659% | 0 | 0% | 0.4659% | 0 | 0% | 1.155% | 0 | 0% | 1.155% | 0 | 0% | 1.155% | 0 | 0% | 1.21% | 0 | 0% | 1.21% | 0 | 0% | 1.21% | 0 | 0% | 8.702% | 0 | 0% | 8.702% | 0 | 0% | 8.702% | 0 | 0% | 0.2406% | 0 | 0% | 0.2406% | 0 | 0% | 0.2406% | 0 |  |  |  | 0% | 11.8% | 0 | 0% | 11.8% | 0 | 0% | 11.8% | 0 | 0% | 0.3571% | 0 | 0% | 0.3571% | 0 | 0% | 0.3571% | 0 | 0% | 100% | 0 | 0% | 100% | 0 | 0% | 100% | 0 | 0% | 100% | 0 |  |  | 0 |  |  | 0 |  |  | 0
MARYSVILLE 110399726 | 3.2017e-05 | 0 | 0.0014706 | 0 | 0.0014706 | 0.00043741 | 0.0013851 | 0.0006052 | 0% | 99% | 0 | 0% | 99% | 0 | 0% | 99% | 0 | 0% | 99% | 0 | 0% | 62.92% | 0 | 0% | 47.97% | 0 | 0% | 47.97% | 0 | 0% | 47.97% | 0 | 0 | 0% | 2.595% | 0 | 0% | 2.595% | 0 | 0% | 2.595% | 0 | 0% | 0.314% | 0 | 0% | 0.314% | 0 | 0% | 0.314% | 0 | 0% | 0.8275% | 0 | 0% | 0.8275% | 0 | 0% | 0.8275% | 0 | 0% | 0.8691% | 0 | 0% | 0.8691% | 0 | 0% | 0.8691% | 0 | 0% | 6.255% | 0 | 0% | 6.255% | 0 | 0% | 6.255% | 0 | 0% | 0.8132% | 0 | 0% | 0.8132% | 0 | 0% | 0.8132% | 0 |  |  |  | 0% | 11.8% | 0 | 0% | 11.8% | 0 | 0% | 11.8% | 0 | 0% | 0.3629% | 0 | 0% | 0.3629% | 0 | 0% | 0.3629% | 0 | 0% | 100% | 0 | 0% | 100% | 0 | 0% | 100% | 0 | 0% | 100% | 0 |  |  | 0 |  |  | 0 |  |  | 0
SANGER 1106802310 | 3.1984e-05 | 0 | 0.00016323 | 0 | 0.00016323 | 2.9128e-05 | 0.00013438 | 0.00010596 | 0% | 99% | 0 | 0% | 99% | 0 | 0% | 99% | 0 | 0% | 99% | 0 | 0% | 64.08% | 0 | 0% | 51.19% | 0 | 0% | 51.19% | 0 | 0% | 51.19% | 0 | 0 | 0% | 3.174% | 0 | 0% | 3.174% | 0 | 0% | 3.174% | 0 | 0% | 0.3285% | 0 | 0% | 0.3285% | 0 | 0% | 0.3285% | 0 | 0% | 0.7572% | 0 | 0% | 0.7572% | 0 | 0% | 0.7572% | 0 | 0% | 0.7459% | 0 | 100% | 0.7459% | 1.2175e-06 | 0% | 0.7459% | 0 | 0% | 5.546% | 0 | 0% | 5.546% | 0 | 0% | 5.546% | 0 | 0% | 0.501% | 0 | 0% | 0.501% | 0 | 0% | 0.501% | 0 |  |  |  | 0% | 11.8% | 0 | 0% | 11.8% | 0 | 0% | 11.8% | 0 | 0% | 0.3628% | 0 | 0% | 0.3628% | 0 | 0% | 0.3628% | 0 | 0% | 100% | 0 | 0% | 100% | 0 | 0% | 100% | 0 | 0% | 100% | 0 |  |  | 0 |  |  | 0 |  |  | 0
SAN RAMON 2104MR373 | 3.1956e-05 | 0 | 0.0050559 | 0 | 0.0050559 | 0.0012736 | 0.0048008 | 0.0022717 | 0% | 99% | 0 | 0% | 99% | 0 | 0% | 99% | 0 | 0% | 99% | 0 | 0% | 65.72% | 0 | 0% | 50.67% | 0 | 0% | 50.67% | 0 | 0% | 50.67% | 0 | 0 | 0% | 3.616% | 0 | 0% | 3.616% | 0 | 0% | 3.616% | 0 | 0% | 0.4054% | 0 | 0% | 0.4054% | 0 | 0% | 0.4054% | 0 | 0% | 0.8579% | 0 | 0% | 0.8579% | 0 | 0% | 0.8579% | 0 | 0% | 0.9239% | 0 | 0% | 0.9239% | 0 | 0% | 0.9239% | 0 | 0% | 6.497% | 0 | 0% | 6.497% | 0 | 0% | 6.497% | 0 | 0% | 0.4834% | 0 | 0% | 0.4834% | 0 | 0% | 0.4834% | 0 |  |  |  | 0% | 11.8% | 0 | 0% | 11.8% | 0 | 0% | 11.8% | 0 | 0% | 0.3719% | 0 | 0% | 0.3719% | 0 | 0% | 0.3719% | 0 | 0% | 100% | 0 | 0% | 100% | 0 | 0% | 100% | 0 | 0% | 100% | 0 |  |  | 0 |  |  | 0 |  |  | 0
MT EDEN 1109MR523 | 3.1887e-05 | 0 | 0.064961 | 0 | 0.064961 | 0.013849 | 0.062879 | 0.030507 | 0% | 99% | 0 | 0% | 99% | 0 | 0% | 99% | 0 | 0% | 99% | 0 | 0% | 63.78% | 0 | 0% | 51.6% | 0 | 0% | 51.6% | 0 | 0% | 51.6% | 0 | 0 | 0% | 2.905% | 0 | 0% | 2.905% | 0 | 0% | 2.905% | 0 | 0% | 0.308% | 0 | 0% | 0.308% | 0 | 0% | 0.308% | 0 | 0% | 0.8945% | 0 | 0% | 0.8945% | 0 | 0% | 0.8945% | 0 | 0% | 0.885% | 0 | 0% | 0.885% | 0 | 70.69% | 0.885% | 0.00040641 | 0% | 6.612% | 0 | 0% | 6.612% | 0 | 0% | 6.612% | 0 | 0% | 0.494% | 0 | 0% | 0.494% | 0 | 0% | 0.494% | 0 |  |  |  | 0% | 11.8% | 0 | 0% | 11.8% | 0 | 0% | 11.8% | 0 | 0% | 0.3569% | 0 | 0% | 0.3569% | 0 | 0% | 0.3569% | 0 | 0% | 100% | 0 | 0% | 100% | 0 | 0% | 100% | 0 | 0% | 100% | 0 |  |  | 0 |  |  | 0 |  |  | 0
SF H 110868272 | 3.1869e-05 | 0 | 0.0067608 | 0 | 0.0067608 | 0.0010414 | 0.0079948 | 0.0021242 | 0% | 99% | 0 | 0% | 99% | 0 | 0% | 99% | 0 | 0% | 99% | 0 | 0% | 62.69% | 0 | 0% | 50.97% | 0 | 0% | 50.97% | 0 | 0% | 50.97% | 0 | 0 | 0% | 3.93% | 0 | 0% | 3.93% | 0 | 0% | 3.93% | 0 | 0% | 0.4175% | 0 | 0% | 0.4175% | 0 | 0% | 0.4175% | 0 | 0% | 1.101% | 0 | 0% | 1.101% | 0 | 0% | 1.101% | 0 | 0% | 1.109% | 0 | 70.92% | 1.109% | 5.3194e-05 | 0% | 1.109% | 0 | 0% | 8.176% | 0 | 0% | 8.176% | 0 | 0% | 8.176% | 0 | 0% | 0.4417% | 0 | 0% | 0.4417% | 0 | 0% | 0.4417% | 0 |  |  |  | 0% | 11.8% | 0 | 0% | 11.8% | 0 | 0% | 11.8% | 0 | 0% | 0.3535% | 0 | 0% | 0.3535% | 0 | 0% | 0.3535% | 0 | 0% | 100% | 0 | 0% | 100% | 0 | 0% | 100% | 0 | 0% | 100% | 0 |  |  | 0 |  |  | 0 |  |  | 0
WOLFE 1106CB | 3.1806e-05 | 0 | 0.012824 | 0 | 0.012824 | 0.0055926 | 0.011974 | 0.0036026 | 0% | 99% | 0 | 0% | 99% | 0 | 0% | 99% | 0 | 0% | 99% | 0 | 0% | 61.63% | 0 | 0% | 49.36% | 0 | 0% | 49.36% | 0 | 0% | 49.36% | 0 | 0 | 0% | 2.388% | 0 | 0% | 2.388% | 0 | 0% | 2.388% | 0 | 0% | 0.2486% | 0 | 0% | 0.2486% | 0 | 0% | 0.2486% | 0 | 0% | 0.8617% | 0 | 0% | 0.8617% | 0 | 0% | 0.8617% | 0 | 0% | 0.8164% | 0 | 0% | 0.8164% | 0 | 0% | 0.8164% | 0 | 0% | 6.292% | 0 | 0% | 6.292% | 0 | 0% | 6.292% | 0 | 0% | 0.9758% | 0 | 0% | 0.9758% | 0 | 0% | 0.9758% | 0 |  |  |  | 0% | 11.8% | 0 | 0% | 11.8% | 0 | 0% | 11.8% | 0 | 0% | 0.3504% | 0 | 0% | 0.3504% | 0 | 0% | 0.3504% | 0 | 0% | 100% | 0 | 0% | 100% | 0 | 0% | 100% | 0 | 0% | 100% | 0 |  |  | 0 |  |  | 0 |  |  | 0
OCEAN 040197445 | 3.1772e-05 | 0 | 0.0068105 | 0 | 0.0068105 | 0.0012775 | 0.0085547 | 0.0014102 | 0% | 99% | 0 | 0% | 99% | 0 | 0% | 99% | 0 | 0% | 99% | 0 | 0% | 62.19% | 0 | 0% | 49.89% | 0 | 0% | 49.89% | 0 | 0% | 49.89% | 0 | 0 | 0% | 4.197% | 0 | 0% | 4.197% | 0 | 0% | 4.197% | 0 | 0% | 0.4519% | 0 | 0% | 0.4519% | 0 | 0% | 0.4519% | 0 | 0% | 1.17% | 0 | 0% | 1.17% | 0 | 0% | 1.17% | 0 | 0% | 1.2% | 0 | 0% | 1.2% | 0 | 6.841% | 1.2% | 5.5916e-06 | 0% | 8.742% | 0 | 0% | 8.742% | 0 | 0% | 8.742% | 0 | 0% | 0.5013% | 0 | 0% | 0.5013% | 0 | 0% | 0.5013% | 0 |  |  |  | 0% | 11.8% | 0 | 0% | 11.8% | 0 | 0% | 11.8% | 0 | 0% | 0.3554% | 0 | 0% | 0.3554% | 0 | 0% | 0.3554% | 0 | 0% | 100% | 0 | 0% | 100% | 0 | 0% | 100% | 0 | 0% | 100% | 0 |  |  | 0 |  |  | 0 |  |  | 0
JARVIS 1112MR490 | 3.1734e-05 | 0 | 0.0095557 | 0 | 0.0095557 | 0.0021118 | 0.0088082 | 0.0048541 | 0% | 99% | 0 | 0% | 99% | 0 | 0% | 99% | 0 | 0% | 99% | 0 | 0% | 65.77% | 0 | 0% | 51.36% | 0 | 0% | 51.36% | 0 | 0% | 51.36% | 0 | 0 | 0% | 3.208% | 0 | 0% | 3.208% | 0 | 0% | 3.208% | 0 | 0% | 0.3617% | 0 | 0% | 0.3617% | 0 | 0% | 0.3617% | 0 | 0% | 0.8448% | 0 | 0% | 0.8448% | 0 | 0% | 0.8448% | 0 | 0% | 0.9086% | 0 | 80.95% | 0.9086% | 7.0281e-05 | 0% | 0.9086% | 0 | 0% | 6.419% | 0 | 0% | 6.419% | 0 | 0% | 6.419% | 0 | 0% | 0.5302% | 0 | 0% | 0.5302% | 0 | 0% | 0.5302% | 0 |  |  |  | 0% | 11.8% | 0 | 0% | 11.8% | 0 | 0% | 11.8% | 0 | 0% | 0.3738% | 0 | 0% | 0.3738% | 0 | 0% | 0.3738% | 0 | 0% | 100% | 0 | 0% | 100% | 0 | 0% | 100% | 0 | 0% | 100% | 0 |  |  | 0 |  |  | 0 |  |  | 0
WEST FRESNO 110149622 | 3.1709e-05 | 0 | 0.00016183 | 0 | 0.00016183 | 2.6321e-05 | 0.00015104 | 8.9784e-05 | 0% | 99% | 0 | 0% | 99% | 0 | 0% | 99% | 0 | 0% | 99% | 0 | 0% | 61.64% | 0 | 0% | 48.96% | 0 | 0% | 48.96% | 0 | 0% | 48.96% | 0 | 0 | 0% | 2.721% | 0 | 0% | 2.721% | 0 | 0% | 2.721% | 0 | 0% | 0.2928% | 0 | 0% | 0.2928% | 0 | 0% | 0.2928% | 0 | 0% | 0.852% | 0 | 0% | 0.852% | 0 | 0% | 0.852% | 0 | 0% | 0.8372% | 0 | 0% | 0.8372% | 0 | 0% | 0.8372% | 0 | 0% | 6.283% | 0 | 0% | 6.283% | 0 | 0% | 6.283% | 0 | 0% | 0.5045% | 0 | 0% | 0.5045% | 0 | 0% | 0.5045% | 0 |  |  |  | 0% | 11.8% | 0 | 0% | 11.8% | 0 | 0% | 11.8% | 0 | 0% | 0.3558% | 0 | 0% | 0.3558% | 0 | 0% | 0.3558% | 0 | 0% | 100% | 0 | 0% | 100% | 0 | 0% | 100% | 0 | 0% | 100% | 0 |  |  | 0 |  |  | 0 |  |  | 0
MAPLE 0401CB | 3.1695e-05 | 0 | 0.016553 | 0 | 0.016553 | 0.0038621 | 0.017652 | 0.0058114 | 0% | 99% | 0 | 0% | 99% | 0 | 0% | 99% | 0 | 0% | 99% | 0 | 0% | 61.64% | 0 | 0% | 50.2% | 0 | 0% | 50.2% | 0 | 0% | 50.2% | 0 | 0 | 0% | 3.097% | 0 | 0% | 3.097% | 0 | 0% | 3.097% | 0 | 0% | 0.3218% | 0 | 0% | 0.3218% | 0 | 0% | 0.3218% | 0 | 0% | 0.9875% | 0 | 0% | 0.9875% | 0 | 0% | 0.9875% | 0 | 0% | 0.9549% | 0 | 0% | 0.9549% | 0 | 69.41% | 0.9549% | 0.00010972 | 0% | 7.247% | 0 | 0% | 7.247% | 0 | 0% | 7.247% | 0 | 0% | 0.6336% | 0 | 0% | 0.6336% | 0 | 0% | 0.6336% | 0 |  |  |  | 0% | 11.8% | 0 | 0% | 11.8% | 0 | 0% | 11.8% | 0 | 0% | 0.3484% | 0 | 0% | 0.3484% | 0 | 0% | 0.3484% | 0 | 0% | 100% | 0 | 0% | 100% | 0 | 0% | 100% | 0 | 0% | 100% | 0 |  |  | 0 |  |  | 0 |  |  | 0
WEBER 1111CB | 3.1693e-05 | 0 | 0.0080335 | 0 | 0.0080335 | 0.0016011 | 0.0075408 | 0.0041195 | 0% | 99% | 0 | 0% | 99% | 0 | 0% | 99% | 0 | 0% | 99% | 0 | 0% | 64.19% | 0 | 0% | 50.37% | 0 | 0% | 50.37% | 0 | 0% | 50.37% | 0 | 0 | 0% | 2.974% | 0 | 0% | 2.974% | 0 | 0% | 2.974% | 0 | 0% | 0.3416% | 0 | 0% | 0.3416% | 0 | 0% | 0.3416% | 0 | 0% | 0.8479% | 0 | 0% | 0.8479% | 0 | 0% | 0.8479% | 0 | 100% | 0.8961% | 7.1985e-05 | 0% | 0.8961% | 0 | 0% | 0.8961% | 0 | 0% | 6.41% | 0 | 0% | 6.41% | 0 | 0% | 6.41% | 0 | 0% | 0.4688% | 0 | 0% | 0.4688% | 0 | 0% | 0.4688% | 0 |  |  |  | 0% | 11.8% | 0 | 0% | 11.8% | 0 | 0% | 11.8% | 0 | 0% | 0.3675% | 0 | 0% | 0.3675% | 0 | 0% | 0.3675% | 0 | 0% | 100% | 0 | 0% | 100% | 0 | 0% | 100% | 0 | 0% | 100% | 0 |  |  | 0 |  |  | 0 |  |  | 0
SALMON CREEK 1101654 | 3.1675e-05 | 0 | 0.00016166 | 0.39221 | 0.39237 | 9.4233e-05 | 0.00013666 | 3.5971e-05 | 0% | 99% | 0 | 0% | 99% | 0 | 0% | 99% | 0 | 0% | 99% | 0 | 0% | 64.08% | 0 | 0% | 49.61% | 0 | 0% | 49.61% | 0 | 0% | 49.61% | 0 | 0.39221 | 0% | 3.579% | 0 | 0% | 3.579% | 0 | 0% | 3.579% | 0 | 0% | 0.3853% | 0 | 0% | 0.3853% | 0 | 0% | 0.3853% | 0 | 0% | 0.7744% | 0 | 0% | 0.7744% | 0 | 0% | 0.7744% | 0 | 100% | 0.814% | 1.316e-06 | 0% | 0.814% | 0 | 0% | 0.814% | 0 | 0% | 5.792% | 0 | 0% | 5.792% | 0 | 0% | 5.792% | 0 | 0% | 1.871% | 0 | 0% | 1.871% | 0 | 0% | 1.871% | 0 |  |  |  | 0% | 11.8% | 0 | 0% | 11.8% | 0 | 0% | 11.8% | 0 | 0% | 0.3731% | 0 | 0% | 0.3731% | 0 | 0% | 0.3731% | 0 | 0% | 100% | 0 | 0% | 100% | 0 | 0% | 100% | 0 | 0% | 100% | 0 |  |  | 0 |  |  | 0 |  |  | 0
HILLSDALE 04059156 | 3.167e-05 | 0 | 0.0039869 | 0 | 0.0039869 | 0.0015478 | 0.0039657 | 0.0010679 | 0% | 99% | 0 | 0% | 99% | 0 | 0% | 99% | 0 | 0% | 99% | 0 | 0% | 64.21% | 0 | 0% | 50.75% | 0 | 0% | 50.75% | 0 | 0% | 50.75% | 0 | 0 | 0% | 3.317% | 0 | 0% | 3.317% | 0 | 0% | 3.317% | 0 | 0% | 0.3621% | 0 | 0% | 0.3621% | 0 | 0% | 0.3621% | 0 | 0% | 0.9179% | 0 | 0% | 0.9179% | 0 | 0% | 0.9179% | 0 | 100% | 0.9501% | 3.7879e-05 | 0% | 0.9501% | 0 | 0% | 0.9501% | 0 | 0% | 6.877% | 0 | 0% | 6.877% | 0 | 0% | 6.877% | 0 | 0% | 0.9482% | 0 | 0% | 0.9482% | 0 | 0% | 0.9482% | 0 |  |  |  | 0% | 11.8% | 0 | 0% | 11.8% | 0 | 0% | 11.8% | 0 | 0% | 0.3648% | 0 | 0% | 0.3648% | 0 | 0% | 0.3648% | 0 | 0% | 100% | 0 | 0% | 100% | 0 | 0% | 100% | 0 | 0% | 100% | 0 |  |  | 0 |  |  | 0 |  |  | 0
SF G 1102CB | 3.1585e-05 | 0 | 0.0020418 | 0 | 0.0020418 | 0.00023253 | 0.0026238 | 0.00051425 | 0% | 99% | 0 | 0% | 99% | 0 | 0% | 99% | 0 | 0% | 99% | 0 | 0% | 62.21% | 0 | 0% | 49.8% | 0 | 0% | 49.8% | 0 | 0% | 49.8% | 0 | 0 | 0% | 4.401% | 0 | 0% | 4.401% | 0 | 0% | 4.401% | 0 | 0% | 0.4786% | 0 | 0% | 0.4786% | 0 | 0% | 0.4786% | 0 | 0% | 1.198% | 0 | 0% | 1.198% | 0 | 0% | 1.198% | 0 | 0% | 1.251% | 0 | 0% | 1.251% | 0 | 0% | 1.251% | 0 | 0% | 9.01% | 0 | 0% | 9.01% | 0 | 0% | 9.01% | 0 | 0% | 0.4532% | 0 | 0% | 0.4532% | 0 | 0% | 0.4532% | 0 |  |  |  | 0% | 11.8% | 0 | 0% | 11.8% | 0 | 0% | 11.8% | 0 | 0% | 0.3593% | 0 | 0% | 0.3593% | 0 | 0% | 0.3593% | 0 | 0% | 100% | 0 | 0% | 100% | 0 | 0% | 100% | 0 | 0% | 100% | 0 |  |  | 0 |  |  | 0 |  |  | 0
REDWOOD CITY 0403CB | 3.1573e-05 | 0 | 0.01187 | 0 | 0.01187 | 0.0057185 | 0.010881 | 0.0029951 | 0% | 99% | 0 | 0% | 99% | 0 | 0% | 99% | 0 | 0% | 99% | 0 | 0% | 63.83% | 0 | 0% | 50.33% | 0 | 0% | 50.33% | 0 | 0% | 50.33% | 0 | 0 | 0% | 2.927% | 0 | 0% | 2.927% | 0 | 0% | 2.927% | 0 | 0% | 0.3168% | 0 | 0% | 0.3168% | 0 | 0% | 0.3168% | 0 | 0% | 0.8454% | 0 | 0% | 0.8454% | 0 | 0% | 0.8454% | 0 | 0% | 0.8587% | 0 | 31.24% | 0.8587% | 3.1844e-05 | 0% | 0.8587% | 0 | 0% | 6.297% | 0 | 0% | 6.297% | 0 | 0% | 6.297% | 0 | 0% | 1.166% | 0 | 0% | 1.166% | 0 | 0% | 1.166% | 0 |  |  |  | 0% | 11.8% | 0 | 0% | 11.8% | 0 | 0% | 11.8% | 0 | 0% | 0.3639% | 0 | 0% | 0.3639% | 0 | 0% | 0.3639% | 0 | 0% | 100% | 0 | 0% | 100% | 0 | 0% | 100% | 0 | 0% | 100% | 0 |  |  | 0 |  |  | 0 |  |  | 0
BRITTON 110960112 | 3.1536e-05 | 0 | 0.0001073 | 0 | 0.0001073 | 4.3506e-05 | 0.00010224 | 3.1375e-05 | 0% | 99% | 0 | 0% | 99% | 0 | 0% | 99% | 0 | 0% | 99% | 0 | 0% | 61.36% | 0 | 0% | 49.59% | 0 | 0% | 49.59% | 0 | 0% | 49.59% | 0 | 0 | 0% | 2.519% | 0 | 0% | 2.519% | 0 | 0% | 2.519% | 0 | 0% | 0.2596% | 0 | 0% | 0.2596% | 0 | 0% | 0.2596% | 0 | 0% | 0.8834% | 0 | 0% | 0.8834% | 0 | 0% | 0.8834% | 0 | 0% | 0.8283% | 0 | 0% | 0.8283% | 0 | 0% | 0.8283% | 0 | 0% | 6.423% | 0 | 0% | 6.423% | 0 | 0% | 6.423% | 0 | 0% | 0.8825% | 0 | 0% | 0.8825% | 0 | 0% | 0.8825% | 0 |  |  |  | 0% | 11.8% | 0 | 0% | 11.8% | 0 | 0% | 11.8% | 0 | 0% | 0.3479% | 0 | 0% | 0.3479% | 0 | 0% | 0.3479% | 0 | 0% | 100% | 0 | 0% | 100% | 0 | 0% | 100% | 0 | 0% | 100% | 0 |  |  | 0 |  |  | 0 |  |  | 0
MT EDEN 1108CB | 3.1433e-05 | 0 | 0.047004 | 0 | 0.047004 | 0.011424 | 0.048114 | 0.018055 | 0% | 99% | 0 | 0% | 99% | 0 | 0% | 99% | 0 | 0% | 99% | 0 | 0% | 62.55% | 0 | 0% | 50.74% | 0 | 0% | 50.74% | 0 | 0% | 50.74% | 0 | 0 | 0% | 3.057% | 0 | 0% | 3.057% | 0 | 0% | 3.057% | 0 | 0% | 0.3204% | 0 | 0% | 0.3204% | 0 | 0% | 0.3204% | 0 | 0% | 0.9487% | 0 | 0% | 0.9487% | 0 | 0% | 0.9487% | 0 | 0% | 0.9259% | 0 | 0% | 0.9259% | 0 | 46.71% | 0.9259% | 0.0002033 | 0% | 6.978% | 0 | 0% | 6.978% | 0 | 0% | 6.978% | 0 | 0% | 0.4552% | 0 | 0% | 0.4552% | 0 | 0% | 0.4552% | 0 |  |  |  | 0% | 11.8% | 0 | 0% | 11.8% | 0 | 0% | 11.8% | 0 | 0% | 0.3521% | 0 | 0% | 0.3521% | 0 | 0% | 0.3521% | 0 | 0% | 100% | 0 | 0% | 100% | 0 | 0% | 100% | 0 | 0% | 100% | 0 |  |  | 0 |  |  | 0 |  |  | 0
JANES CREEK 110191072 | 3.1413e-05 | 0 | 0.00010688 | 0.325 | 0.3251 | 1.5946e-05 | 0.00013521 | 2.5283e-05 | 0% | 99% | 0 | 0% | 99% | 0 | 0% | 99% | 0 | 0% | 99% | 0 | 0% | 61.66% | 0 | 0% | 47.98% | 0 | 0% | 47.98% | 0 | 0% | 47.98% | 0 | 0.325 | 0% | 3.796% | 0 | 0% | 3.796% | 0 | 0% | 3.796% | 0 | 0% | 0.4403% | 0 | 0% | 0.4403% | 0 | 0% | 0.4403% | 0 | 0% | 1.167% | 0 | 0% | 1.167% | 0 | 0% | 1.167% | 0 | 0% | 1.253% | 0 | 100% | 1.253% | 1.3396e-06 | 0% | 1.253% | 0 | 0% | 8.905% | 0 | 0% | 8.905% | 0 | 0% | 8.905% | 0 | 0% | 0.6718% | 0 | 0% | 0.6718% | 0 | 0% | 0.6718% | 0 |  |  |  | 0% | 11.8% | 0 | 0% | 11.8% | 0 | 0% | 11.8% | 0 | 0% | 0.3648% | 0 | 0% | 0.3648% | 0 | 0% | 0.3648% | 0 | 0% | 100% | 0 | 0% | 100% | 0 | 0% | 100% | 0 | 0% | 100% | 0 |  |  | 0 |  |  | 0 |  |  | 0
LIVERMORE 1101MR328 | 3.1393e-05 | 0 | 0.015915 | 0 | 0.015915 | 0.0036458 | 0.015822 | 0.0068042 | 0% | 99% | 0 | 0% | 99% | 0 | 0% | 99% | 0 | 0% | 99% | 0 | 0% | 63.1% | 0 | 0% | 50.71% | 0 | 0% | 50.71% | 0 | 0% | 50.71% | 0 | 0 | 0% | 3.113% | 0 | 0% | 3.113% | 0 | 0% | 3.113% | 0 | 0% | 0.3284% | 0 | 0% | 0.3284% | 0 | 0% | 0.3284% | 0 | 0% | 0.9175% | 0 | 0% | 0.9175% | 0 | 0% | 0.9175% | 0 | 0% | 0.9055% | 0 | 0% | 0.9055% | 0 | 0% | 0.9055% | 0 | 0% | 6.767% | 0 | 0% | 6.767% | 0 | 0% | 6.767% | 0 | 0% | 0.592% | 0 | 0% | 0.592% | 0 | 0% | 0.592% | 0 |  |  |  | 0% | 11.8% | 0 | 0% | 11.8% | 0 | 0% | 11.8% | 0 | 0% | 0.3554% | 0 | 0% | 0.3554% | 0 | 0% | 0.3554% | 0 | 0% | 100% | 0 | 0% | 100% | 0 | 0% | 100% | 0 | 0% | 100% | 0 |  |  | 0 |  |  | 0 |  |  | 0
DUMBARTON 1107MR242 | 3.1344e-05 | 0 | 0.032473 | 0 | 0.032473 | 0.0089283 | 0.029928 | 0.01475 | 0% | 99% | 0 | 0% | 99% | 0 | 0% | 99% | 0 | 0% | 99% | 0 | 0% | 64.93% | 0 | 0% | 51.45% | 0 | 0% | 51.45% | 0 | 0% | 51.45% | 0 | 0 | 0% | 2.909% | 0 | 0% | 2.909% | 0 | 0% | 2.909% | 0 | 0% | 0.3215% | 0 | 0% | 0.3215% | 0 | 0% | 0.3215% | 0 | 0% | 0.8495% | 0 | 0% | 0.8495% | 0 | 0% | 0.8495% | 0 | 0% | 0.8801% | 0 | 0% | 0.8801% | 0 | 0% | 0.8801% | 0 | 0% | 6.378% | 0 | 0% | 6.378% | 0 | 0% | 6.378% | 0 | 0% | 0.6592% | 0 | 0% | 0.6592% | 0 | 0% | 0.6592% | 0 |  |  |  | 0% | 11.8% | 0 | 0% | 11.8% | 0 | 0% | 11.8% | 0 | 0% | 0.3669% | 0 | 0% | 0.3669% | 0 | 0% | 0.3669% | 0 | 0% | 100% | 0 | 0% | 100% | 0 | 0% | 100% | 0 | 0% | 100% | 0 |  |  | 0 |  |  | 0 |  |  | 0
HUNTERS POINT (P) 1104611150 | 3.1312e-05 | 0 | 0.013264 | 0 | 0.013264 | 0.0014423 | 0.014644 | 0.0058084 | 0% | 99% | 0 | 0% | 99% | 0 | 0% | 99% | 0 | 0% | 99% | 0 | 0% | 64.97% | 0 | 0% | 51.55% | 0 | 0% | 51.55% | 0 | 0% | 51.55% | 0 | 0 | 0% | 4.653% | 0 | 0% | 4.653% | 0 | 0% | 4.653% | 0 | 0% | 0.5014% | 0 | 0% | 0.5014% | 0 | 0% | 0.5014% | 0 | 0% | 1.017% | 0 | 0% | 1.017% | 0 | 0% | 1.017% | 0 | 0% | 1.084% | 0 | 98.39% | 1.084% | 0.00014145 | 0% | 1.084% | 0 | 0% | 7.654% | 0 | 0% | 7.654% | 0 | 0% | 7.654% | 0 | 0% | 0.3615% | 0 | 0% | 0.3615% | 0 | 0% | 0.3615% | 0 |  |  |  | 0% | 11.8% | 0 | 0% | 11.8% | 0 | 0% | 11.8% | 0 | 0% | 0.3688% | 0 | 0% | 0.3688% | 0 | 0% | 0.3688% | 0 | 0% | 100% | 0 | 0% | 100% | 0 | 0% | 100% | 0 | 0% | 100% | 0 |  |  | 0 |  |  | 0 |  |  | 0
OCEAN 0401404230 | 3.1309e-05 | 0 | 0.0041546 | 0 | 0.0041546 | 0.0016672 | 0.0045007 | 0.00069035 | 0% | 99% | 0 | 0% | 99% | 0 | 0% | 99% | 0 | 0% | 99% | 0 | 0% | 63.26% | 0 | 0% | 49.86% | 0 | 0% | 49.86% | 0 | 0% | 49.86% | 0 | 0 | 0% | 3.631% | 0 | 0% | 3.631% | 0 | 0% | 3.631% | 0 | 0% | 0.3989% | 0 | 0% | 0.3989% | 0 | 0% | 0.3989% | 0 | 0% | 1.007% | 0 | 0% | 1.007% | 0 | 0% | 1.007% | 0 | 0% | 1.051% | 0 | 0% | 1.051% | 0 | 0% | 1.051% | 0 | 0% | 7.571% | 0 | 0% | 7.571% | 0 | 0% | 7.571% | 0 | 0% | 1.044% | 0 | 0% | 1.044% | 0 | 0% | 1.044% | 0 |  |  |  | 0% | 11.8% | 0 | 0% | 11.8% | 0 | 0% | 11.8% | 0 | 0% | 0.3646% | 0 | 0% | 0.3646% | 0 | 0% | 0.3646% | 0 | 0% | 100% | 0 | 0% | 100% | 0 | 0% | 100% | 0 | 0% | 100% | 0 |  |  | 0 |  |  | 0 |  |  | 0
CASTRO VALLEY 1103MR526 | 3.1247e-05 | 0 | 0.031735 | 0 | 0.031735 | 0.013492 | 0.026606 | 0.01229 | 0% | 99% | 0 | 0% | 99% | 0 | 0% | 99% | 0 | 0% | 99% | 0 | 0% | 64.69% | 0 | 0% | 51.29% | 0 | 0% | 51.29% | 0 | 0% | 51.29% | 0 | 0 | 0% | 2.666% | 0 | 0% | 2.666% | 0 | 0% | 2.666% | 0 | 0% | 0.2865% | 0 | 0% | 0.2865% | 0 | 0% | 0.2865% | 0 | 0% | 0.774% | 0 | 0% | 0.774% | 0 | 0% | 0.774% | 0 | 0% | 0.7816% | 0 | 99.19% | 0.7816% | 0.00024604 | 0% | 0.7816% | 0 | 0% | 5.754% | 0 | 0% | 5.754% | 0 | 0% | 5.754% | 0 | 0% | 0.9774% | 0 | 0% | 0.9774% | 0 | 0% | 0.9774% | 0 |  |  |  | 0% | 11.8% | 0 | 0% | 11.8% | 0 | 0% | 11.8% | 0 | 0% | 0.3659% | 0 | 0% | 0.3659% | 0 | 0% | 0.3659% | 0 | 0% | 100% | 0 | 0% | 100% | 0 | 0% | 100% | 0 | 0% | 100% | 0 |  |  | 0 |  |  | 0 |  |  | 0
JARVIS 1112MR565 | 3.1069e-05 | 0 | 0.0049155 | 0 | 0.0049155 | 0.00080213 | 0.0047671 | 0.002545 | 0% | 99% | 0 | 0% | 99% | 0 | 0% | 99% | 0 | 0% | 99% | 0 | 0% | 65.25% | 0 | 0% | 51.14% | 0 | 0% | 51.14% | 0 | 0% | 51.14% | 0 | 0 | 0% | 3.186% | 0 | 0% | 3.186% | 0 | 0% | 3.186% | 0 | 0% | 0.3654% | 0 | 0% | 0.3654% | 0 | 0% | 0.3654% | 0 | 0% | 0.8804% | 0 | 0% | 0.8804% | 0 | 0% | 0.8804% | 0 | 0% | 0.9391% | 0 | 94.39% | 0.9391% | 4.3572e-05 | 0% | 0.9391% | 0 | 0% | 6.673% | 0 | 0% | 6.673% | 0 | 0% | 6.673% | 0 | 0% | 0.3977% | 0 | 0% | 0.3977% | 0 | 0% | 0.3977% | 0 |  |  |  | 0% | 11.8% | 0 | 0% | 11.8% | 0 | 0% | 11.8% | 0 | 0% | 0.3691% | 0 | 0% | 0.3691% | 0 | 0% | 0.3691% | 0 | 0% | 100% | 0 | 0% | 100% | 0 | 0% | 100% | 0 | 0% | 100% | 0 |  |  | 0 |  |  | 0 |  |  | 0
FAIRVIEW 2207P302 | 3.098e-05 | 0 | 0.00047433 | 0.00073529 | 0.0012096 | 0.00016774 | 0.00041761 | 0.00019766 | 0% | 99% | 0 | 0% | 99% | 0 | 0% | 99% | 0 | 0% | 99% | 0 | 0% | 65.61% | 0 | 0% | 51.02% | 0 | 0% | 51.02% | 0 | 0% | 51.02% | 0 | 0.00073529 | 0% | 3.771% | 0 | 0% | 3.771% | 0 | 0% | 3.771% | 0 | 0% | 0.4074% | 0 | 0% | 0.4074% | 0 | 0% | 0.4074% | 0 | 0% | 0.8062% | 0 | 0% | 0.8062% | 0 | 0% | 0.8062% | 0 | 100% | 0.8531% | 4.0467e-06 | 0% | 0.8531% | 0 | 0% | 0.8531% | 0 | 0% | 6.042% | 0 | 0% | 6.042% | 0 | 0% | 6.042% | 0 | 0% | 0.8266% | 0 | 0% | 0.8266% | 0 | 0% | 0.8266% | 0 |  |  |  | 0% | 11.8% | 0 | 0% | 11.8% | 0 | 0% | 11.8% | 0 | 0% | 0.3727% | 0 | 0% | 0.3727% | 0 | 0% | 0.3727% | 0 | 0% | 100% | 0 | 0% | 100% | 0 | 0% | 100% | 0 | 0% | 100% | 0 |  |  | 0 |  |  | 0 |  |  | 0
NEWARK 12KV 11079408 | 3.0885e-05 | 0 | 0.0094577 | 0 | 0.0094577 | 0.0031911 | 0.0088963 | 0.003525 | 0% | 99% | 0 | 0% | 99% | 0 | 0% | 99% | 0 | 0% | 99% | 0 | 0% | 63.97% | 0 | 0% | 50.91% | 0 | 0% | 50.91% | 0 | 0% | 50.91% | 0 | 0 | 0% | 2.9% | 0 | 0% | 2.9% | 0 | 0% | 2.9% | 0 | 0% | 0.3153% | 0 | 0% | 0.3153% | 0 | 0% | 0.3153% | 0 | 0% | 0.8706% | 0 | 0% | 0.8706% | 0 | 0% | 0.8706% | 0 | 0% | 0.8829% | 0 | 0% | 0.8829% | 0 | 98.57% | 0.8829% | 8.2308e-05 | 0% | 6.488% | 0 | 0% | 6.488% | 0 | 0% | 6.488% | 0 | 0% | 0.5825% | 0 | 0% | 0.5825% | 0 | 0% | 0.5825% | 0 |  |  |  | 0% | 11.8% | 0 | 0% | 11.8% | 0 | 0% | 11.8% | 0 | 0% | 0.3626% | 0 | 0% | 0.3626% | 0 | 0% | 0.3626% | 0 | 0% | 100% | 0 | 0% | 100% | 0 | 0% | 100% | 0 | 0% | 100% | 0 |  |  | 0 |  |  | 0 |  |  | 0
SOLANO 0402CB | 3.0799e-05 | 0 | 0.025359 | 0 | 0.025359 | 0.0085234 | 0.026672 | 0.0066668 | 0% | 99% | 0 | 0% | 99% | 0 | 0% | 99% | 0 | 0% | 99% | 0 | 0% | 61.14% | 0 | 0% | 49.42% | 0 | 0% | 49.42% | 0 | 0% | 49.42% | 0 | 0 | 0% | 3.011% | 0 | 0% | 3.011% | 0 | 0% | 3.011% | 0 | 0% | 0.3104% | 0 | 0% | 0.3104% | 0 | 0% | 0.3104% | 0 | 0% | 0.9743% | 0 | 0% | 0.9743% | 0 | 0% | 0.9743% | 0 | 0% | 0.9374% | 0 | 0.7437% | 0.9374% | 1.7678e-06 | 52.27% | 0.9374% | 0.00012425 | 0% | 7.138% | 0 | 0% | 7.138% | 0 | 0% | 7.138% | 0 | 0% | 0.7817% | 0 | 0% | 0.7817% | 0 | 0% | 0.7817% | 0 |  |  |  | 0% | 11.8% | 0 | 0% | 11.8% | 0 | 0% | 11.8% | 0 | 0% | 0.3483% | 0 | 0% | 0.3483% | 0 | 0% | 0.3483% | 0 | 0% | 100% | 0 | 0% | 100% | 0 | 0% | 100% | 0 | 0% | 100% | 0 |  |  | 0 |  |  | 0 |  |  | 0
NEWARK 12KV 1107MR240 | 3.0702e-05 | 0 | 0.033689 | 0 | 0.033689 | 0.01035 | 0.032355 | 0.012908 | 0% | 99% | 0 | 0% | 99% | 0 | 0% | 99% | 0 | 0% | 99% | 0 | 0% | 63.78% | 0 | 0% | 50.94% | 0 | 0% | 50.94% | 0 | 0% | 50.94% | 0 | 0 | 0% | 2.949% | 0 | 0% | 2.949% | 0 | 0% | 2.949% | 0 | 0% | 0.3188% | 0 | 0% | 0.3188% | 0 | 0% | 0.3188% | 0 | 0% | 0.8892% | 0 | 0% | 0.8892% | 0 | 0% | 0.8892% | 0 | 0% | 0.8992% | 0 | 0% | 0.8992% | 0 | 94.86% | 0.8992% | 0.00028735 | 0% | 6.62% | 0 | 0% | 6.62% | 0 | 0% | 6.62% | 0 | 0% | 0.5477% | 0 | 0% | 0.5477% | 0 | 0% | 0.5477% | 0 |  |  |  | 0% | 11.8% | 0 | 0% | 11.8% | 0 | 0% | 11.8% | 0 | 0% | 0.3614% | 0 | 0% | 0.3614% | 0 | 0% | 0.3614% | 0 | 0% | 100% | 0 | 0% | 100% | 0 | 0% | 100% | 0 | 0% | 100% | 0 |  |  | 0 |  |  | 0 |  |  | 0
EAST STOCKTON 1102D7545 | 3.0604e-05 | 0 | 0.0029676 | 0 | 0.0029676 | 0.00068608 | 0.0032796 | 0.0009331 | 0% | 99% | 0 | 0% | 99% | 0 | 0% | 99% | 0 | 0% | 99% | 0 | 0% | 61.94% | 0 | 0% | 49.71% | 0 | 0% | 49.71% | 0 | 0% | 49.71% | 0 | 0 | 0% | 2.815% | 0 | 0% | 2.815% | 0 | 0% | 2.815% | 0 | 0% | 0.3125% | 0 | 0% | 0.3125% | 0 | 0% | 0.3125% | 0 | 0% | 1.015% | 0 | 0% | 1.015% | 0 | 0% | 1.015% | 0 | 0% | 1.021% | 0 | 100% | 1.021% | 3.0313e-05 | 0% | 1.021% | 0 | 0% | 7.574% | 0 | 0% | 7.574% | 0 | 0% | 7.574% | 0 | 0% | 0.5668% | 0 | 0% | 0.5668% | 0 | 0% | 0.5668% | 0 |  |  |  | 0% | 11.8% | 0 | 0% | 11.8% | 0 | 0% | 11.8% | 0 | 0% | 0.3529% | 0 | 0% | 0.3529% | 0 | 0% | 0.3529% | 0 | 0% | 100% | 0 | 0% | 100% | 0 | 0% | 100% | 0 | 0% | 100% | 0 |  |  | 0 |  |  | 0 |  |  | 0
SF G 0404CB | 3.0596e-05 | 0 | 0.0054654 | 0 | 0.0054654 | 0.00059414 | 0.007342 | 0.0010858 | 0% | 99% | 0 | 0% | 99% | 0 | 0% | 99% | 0 | 0% | 99% | 0 | 0% | 61.44% | 0 | 0% | 49.03% | 0 | 0% | 49.03% | 0 | 0% | 49.03% | 0 | 0 | 0% | 4.463% | 0 | 0% | 4.463% | 0 | 0% | 4.463% | 0 | 0% | 0.4848% | 0 | 0% | 0.4848% | 0 | 0% | 0.4848% | 0 | 0% | 1.25% | 0 | 0% | 1.25% | 0 | 0% | 1.25% | 0 | 0% | 1.306% | 0 | 0% | 1.306% | 0 | 0% | 1.306% | 0 | 0% | 9.415% | 0 | 0% | 9.415% | 0 | 0% | 9.415% | 0 | 0% | 0.4374% | 0 | 0% | 0.4374% | 0 | 0% | 0.4374% | 0 |  |  |  | 0% | 11.8% | 0 | 0% | 11.8% | 0 | 0% | 11.8% | 0 | 0% | 0.3574% | 0 | 0% | 0.3574% | 0 | 0% | 0.3574% | 0 | 0% | 100% | 0 | 0% | 100% | 0 | 0% | 100% | 0 | 0% | 100% | 0 |  |  | 0 |  |  | 0 |  |  | 0
LAS PULGAS 040432524 | 3.0555e-05 | 0 | 0.0068614 | 0 | 0.0068614 | 0.0027658 | 0.0067367 | 0.0018241 | 0% | 99% | 0 | 0% | 99% | 0 | 0% | 99% | 0 | 0% | 99% | 0 | 0% | 63.83% | 0 | 0% | 50.41% | 0 | 0% | 50.41% | 0 | 0% | 50.41% | 0 | 0 | 0% | 3.082% | 0 | 0% | 3.082% | 0 | 0% | 3.082% | 0 | 0% | 0.3355% | 0 | 0% | 0.3355% | 0 | 0% | 0.3355% | 0 | 0% | 0.9059% | 0 | 0% | 0.9059% | 0 | 0% | 0.9059% | 0 | 0% | 0.9303% | 0 | 98.26% | 0.9303% | 6.2723e-05 | 0% | 0.9303% | 0 | 0% | 6.78% | 0 | 0% | 6.78% | 0 | 0% | 6.78% | 0 | 0% | 0.9658% | 0 | 0% | 0.9658% | 0 | 0% | 0.9658% | 0 |  |  |  | 0% | 11.8% | 0 | 0% | 11.8% | 0 | 0% | 11.8% | 0 | 0% | 0.3636% | 0 | 0% | 0.3636% | 0 | 0% | 0.3636% | 0 | 0% | 100% | 0 | 0% | 100% | 0 | 0% | 100% | 0 | 0% | 100% | 0 |  |  | 0 |  |  | 0 |  |  | 0
PEASE 1103264986 | 3.0511e-05 | 0 | 0.00015572 | 0 | 0.00015572 | 1.6021e-05 | 0.00016782 | 7.3213e-05 | 0% | 99% | 0 | 0% | 99% | 0 | 0% | 99% | 0 | 0% | 99% | 0 | 0% | 60.38% | 0 | 0% | 47.78% | 0 | 0% | 47.78% | 0 | 0% | 47.78% | 0 | 0 | 0% | 2.399% | 0 | 0% | 2.399% | 0 | 0% | 2.399% | 0 | 0% | 0.2612% | 0 | 0% | 0.2612% | 0 | 0% | 0.2612% | 0 | 0% | 0.961% | 0 | 0% | 0.961% | 0 | 0% | 0.961% | 0 | 0% | 0.9406% | 0 | 0% | 0.9406% | 0 | 0% | 0.9406% | 0 | 0% | 7.11% | 0 | 0% | 7.11% | 0 | 0% | 7.11% | 0 | 0% | 0.3157% | 0 | 0% | 0.3157% | 0 | 0% | 0.3157% | 0 |  |  |  | 0% | 11.8% | 0 | 0% | 11.8% | 0 | 0% | 11.8% | 0 | 0% | 0.3456% | 0 | 0% | 0.3456% | 0 | 0% | 0.3456% | 0 | 0% | 100% | 0 | 0% | 100% | 0 | 0% | 100% | 0 | 0% | 100% | 0 |  |  | 0 |  |  | 0 |  |  | 0
SF H 1109CB | 3.0485e-05 | 0 | 0.0090497 | 0 | 0.0090497 | 0.0015561 | 0.010353 | 0.0030297 | 0% | 99% | 0 | 0% | 99% | 0 | 0% | 99% | 0 | 0% | 99% | 0 | 0% | 63.85% | 0 | 0% | 51.4% | 0 | 0% | 51.4% | 0 | 0% | 51.4% | 0 | 0 | 0% | 3.721% | 0 | 0% | 3.721% | 0 | 0% | 3.721% | 0 | 0% | 0.4099% | 0 | 0% | 0.4099% | 0 | 0% | 0.4099% | 0 | 0% | 1.058% | 0 | 0% | 1.058% | 0 | 0% | 1.058% | 0 | 42.9% | 1.094% | 4.2489e-05 | 52.05% | 1.094% | 5.1546e-05 | 4.548% | 1.094% | 4.5042e-06 | 0% | 7.932% | 0 | 0% | 7.932% | 0 | 0% | 7.932% | 0 | 0% | 0.5607% | 0 | 0% | 0.5607% | 0 | 0% | 0.5607% | 0 |  |  |  | 0% | 11.8% | 0 | 0% | 11.8% | 0 | 0% | 11.8% | 0 | 0% | 0.3595% | 0 | 0% | 0.3595% | 0 | 0% | 0.3595% | 0 | 0% | 100% | 0 | 0% | 100% | 0 | 0% | 100% | 0 | 0% | 100% | 0 |  |  | 0 |  |  | 0 |  |  | 0
SANTA MARIA 1108M16 | 3.046e-05 | 0 | 0.016945 | 0 | 0.016945 | 0.0024454 | 0.019563 | 0.0059627 | 0% | 99% | 0 | 0% | 99% | 0 | 0% | 99% | 0 | 0% | 99% | 0 | 0% | 63.02% | 0 | 0% | 50.14% | 0 | 0% | 50.14% | 0 | 0% | 50.14% | 0 | 0 | 0% | 3.456% | 0 | 0% | 3.456% | 0 | 0% | 3.456% | 0 | 0% | 0.3882% | 0 | 0% | 0.3882% | 0 | 0% | 0.3882% | 0 | 0% | 1.067% | 0 | 0% | 1.067% | 0 | 0% | 1.067% | 0 | 0% | 1.112% | 0 | 0% | 1.112% | 0 | 0% | 1.112% | 0 | 0% | 8.043% | 0 | 0% | 8.043% | 0 | 0% | 8.043% | 0 | 0% | 0.4245% | 0 | 0% | 0.4245% | 0 | 0% | 0.4245% | 0 |  |  |  | 0% | 11.8% | 0 | 0% | 11.8% | 0 | 0% | 11.8% | 0 | 0% | 0.3606% | 0 | 0% | 0.3606% | 0 | 0% | 0.3606% | 0 | 0% | 100% | 0 | 0% | 100% | 0 | 0% | 100% | 0 | 0% | 100% | 0 |  |  | 0 |  |  | 0 |  |  | 0
MENLO 11018908 | 3.0426e-05 | 0 | 0.00062113 | 0 | 0.00062113 | 0.00034769 | 0.00050248 | 0.00017517 | 0% | 99% | 0 | 0% | 99% | 0 | 0% | 99% | 0 | 0% | 99% | 0 | 0% | 62.5% | 0 | 0% | 48.63% | 0 | 0% | 48.63% | 0 | 0% | 48.63% | 0 | 0 | 0% | 2.246% | 0 | 0% | 2.246% | 0 | 0% | 2.246% | 0 | 0% | 0.2482% | 0 | 0% | 0.2482% | 0 | 0% | 0.2482% | 0 | 0% | 0.7319% | 0 | 0% | 0.7319% | 0 | 0% | 0.7319% | 0 | 0% | 0.7205% | 0 | 0% | 0.7205% | 0 | 100% | 0.7205% | 4.4755e-06 | 0% | 5.404% | 0 | 0% | 5.404% | 0 | 0% | 5.404% | 0 | 0% | 1.489% | 0 | 0% | 1.489% | 0 | 0% | 1.489% | 0 |  |  |  | 0% | 11.8% | 0 | 0% | 11.8% | 0 | 0% | 11.8% | 0 | 0% | 0.361% | 0 | 0% | 0.361% | 0 | 0% | 0.361% | 0 | 0% | 100% | 0 | 0% | 100% | 0 | 0% | 100% | 0 | 0% | 100% | 0 |  |  | 0 |  |  | 0 |  |  | 0
OCEAN 0401794796 | 3.0415e-05 | 0 | 0.0039841 | 0 | 0.0039841 | 0.00047299 | 0.0051695 | 0.0009343 | 0% | 99% | 0 | 0% | 99% | 0 | 0% | 99% | 0 | 0% | 99% | 0 | 0% | 62.18% | 0 | 0% | 50.27% | 0 | 0% | 50.27% | 0 | 0% | 50.27% | 0 | 0 | 0% | 4.322% | 0 | 0% | 4.322% | 0 | 0% | 4.322% | 0 | 0% | 0.4649% | 0 | 0% | 0.4649% | 0 | 0% | 0.4649% | 0 | 0% | 1.208% | 0 | 0% | 1.208% | 0 | 0% | 1.208% | 0 | 0% | 1.235% | 0 | 2.216% | 1.235% | 1.0908e-06 | 97.78% | 1.235% | 4.8121e-05 | 0% | 9.017% | 0 | 0% | 9.017% | 0 | 0% | 9.017% | 0 | 0% | 0.3661% | 0 | 0% | 0.3661% | 0 | 0% | 0.3661% | 0 |  |  |  | 0% | 11.8% | 0 | 0% | 11.8% | 0 | 0% | 11.8% | 0 | 0% | 0.353% | 0 | 0% | 0.353% | 0 | 0% | 0.353% | 0 | 0% | 100% | 0 | 0% | 100% | 0 | 0% | 100% | 0 | 0% | 100% | 0 |  |  | 0 |  |  | 0 |  |  | 0
MENLO 040314383 | 3.0382e-05 | 0 | 0.00093034 | 0 | 0.00093034 | 0.00043315 | 0.00090052 | 0.00020211 | 0% | 99% | 0 | 0% | 99% | 0 | 0% | 99% | 0 | 0% | 99% | 0 | 0% | 61.93% | 0 | 0% | 49.16% | 0 | 0% | 49.16% | 0 | 0% | 49.16% | 0 | 0 | 0% | 2.688% | 0 | 0% | 2.688% | 0 | 0% | 2.688% | 0 | 0% | 0.282% | 0 | 0% | 0.282% | 0 | 0% | 0.282% | 0 | 0% | 0.8955% | 0 | 0% | 0.8955% | 0 | 0% | 0.8955% | 0 | 0% | 0.8756% | 0 | 0% | 0.8756% | 0 | 100% | 0.8756% | 8.1457e-06 | 0% | 6.601% | 0 | 0% | 6.601% | 0 | 0% | 6.601% | 0 | 0% | 1.042% | 0 | 0% | 1.042% | 0 | 0% | 1.042% | 0 |  |  |  | 0% | 11.8% | 0 | 0% | 11.8% | 0 | 0% | 11.8% | 0 | 0% | 0.355% | 0 | 0% | 0.355% | 0 | 0% | 0.355% | 0 | 0% | 100% | 0 | 0% | 100% | 0 | 0% | 100% | 0 | 0% | 100% | 0 |  |  | 0 |  |  | 0 |  |  | 0
RANDOLPH 0403CB | 3.0344e-05 | 0 | 0.016957 | 0 | 0.016957 | 0.0035109 | 0.020928 | 0.0035541 | 0% | 99% | 0 | 0% | 99% | 0 | 0% | 99% | 0 | 0% | 99% | 0 | 0% | 62.81% | 0 | 0% | 50.06% | 0 | 0% | 50.06% | 0 | 0% | 50.06% | 0 | 0 | 0% | 3.923% | 0 | 0% | 3.923% | 0 | 0% | 3.923% | 0 | 0% | 0.4355% | 0 | 0% | 0.4355% | 0 | 0% | 0.4355% | 0 | 0% | 1.144% | 0 | 0% | 1.144% | 0 | 0% | 1.144% | 0 | 0% | 1.192% | 0 | 3.132% | 1.192% | 6.333e-06 | 96.87% | 1.192% | 0.00019587 | 0% | 8.611% | 0 | 0% | 8.611% | 0 | 0% | 8.611% | 0 | 0% | 0.5794% | 0 | 0% | 0.5794% | 0 | 0% | 0.5794% | 0 |  |  |  | 0% | 11.8% | 0 | 0% | 11.8% | 0 | 0% | 11.8% | 0 | 0% | 0.3588% | 0 | 0% | 0.3588% | 0 | 0% | 0.3588% | 0 | 0% | 100% | 0 | 0% | 100% | 0 | 0% | 100% | 0 | 0% | 100% | 0 |  |  | 0 |  |  | 0 |  |  | 0
RANDOLPH 0402CB | 3.0299e-05 | 0 | 0.0071133 | 0 | 0.0071133 | 0.0010204 | 0.0088947 | 0.0018272 | 0% | 99% | 0 | 0% | 99% | 0 | 0% | 99% | 0 | 0% | 99% | 0 | 0% | 62.61% | 0 | 0% | 50.37% | 0 | 0% | 50.37% | 0 | 0% | 50.37% | 0 | 0 | 0% | 4.209% | 0 | 0% | 4.209% | 0 | 0% | 4.209% | 0 | 0% | 0.4554% | 0 | 0% | 0.4554% | 0 | 0% | 0.4554% | 0 | 0% | 1.162% | 0 | 0% | 1.162% | 0 | 0% | 1.162% | 0 | 4.684% | 1.195% | 3.9806e-06 | 5.233% | 1.195% | 4.4466e-06 | 90.08% | 1.195% | 7.6549e-05 | 0% | 8.688% | 0 | 0% | 8.688% | 0 | 0% | 8.688% | 0 | 0% | 0.4254% | 0 | 0% | 0.4254% | 0 | 0% | 0.4254% | 0 |  |  |  | 0% | 11.8% | 0 | 0% | 11.8% | 0 | 0% | 11.8% | 0 | 0% | 0.3557% | 0 | 0% | 0.3557% | 0 | 0% | 0.3557% | 0 | 0% | 100% | 0 | 0% | 100% | 0 | 0% | 100% | 0 | 0% | 100% | 0 |  |  | 0 |  |  | 0 |  |  | 0
SANTA MARIA 1106M114 | 3.0239e-05 | 0 | 0.010649 | 0 | 0.010649 | 0.0017184 | 0.012146 | 0.003714 | 0% | 99% | 0 | 0% | 99% | 0 | 0% | 99% | 0 | 0% | 99% | 0 | 0% | 63.5% | 0 | 0% | 50.84% | 0 | 0% | 50.84% | 0 | 0% | 50.84% | 0 | 0 | 0% | 3.276% | 0 | 0% | 3.276% | 0 | 0% | 3.276% | 0 | 0% | 0.3718% | 0 | 0% | 0.3718% | 0 | 0% | 0.3718% | 0 | 0% | 1.054% | 0 | 0% | 1.054% | 0 | 0% | 1.054% | 0 | 0% | 1.094% | 0 | 0% | 1.094% | 0 | 0% | 1.094% | 0 | 0% | 7.939% | 0 | 0% | 7.939% | 0 | 0% | 7.939% | 0 | 0% | 0.4409% | 0 | 0% | 0.4409% | 0 | 0% | 0.4409% | 0 |  |  |  | 0% | 11.8% | 0 | 0% | 11.8% | 0 | 0% | 11.8% | 0 | 0% | 0.3594% | 0 | 0% | 0.3594% | 0 | 0% | 0.3594% | 0 | 0% | 100% | 0 | 0% | 100% | 0 | 0% | 100% | 0 | 0% | 100% | 0 |  |  | 0 |  |  | 0 |  |  | 0
SF E 0410CB | 3.0224e-05 | 0 | 0.010952 | 0 | 0.010952 | 0.0028011 | 0.012386 | 0.0028914 | 0% | 99% | 0 | 0% | 99% | 0 | 0% | 99% | 0 | 0% | 99% | 0 | 0% | 62.5% | 0 | 0% | 50.53% | 0 | 0% | 50.53% | 0 | 0% | 50.53% | 0 | 0 | 0% | 3.501% | 0 | 0% | 3.501% | 0 | 0% | 3.501% | 0 | 0% | 0.3769% | 0 | 0% | 0.3769% | 0 | 0% | 0.3769% | 0 | 0% | 1.045% | 0 | 0% | 1.045% | 0 | 0% | 1.045% | 0 | 37.98% | 1.045% | 4.3465e-05 | 62.02% | 1.045% | 7.0988e-05 | 0% | 1.045% | 0 | 0% | 7.747% | 0 | 0% | 7.747% | 0 | 0% | 7.747% | 0 | 0% | 0.7623% | 0 | 0% | 0.7623% | 0 | 0% | 0.7623% | 0 |  |  |  | 0% | 11.8% | 0 | 0% | 11.8% | 0 | 0% | 11.8% | 0 | 0% | 0.3523% | 0 | 0% | 0.3523% | 0 | 0% | 0.3523% | 0 | 0% | 100% | 0 | 0% | 100% | 0 | 0% | 100% | 0 | 0% | 100% | 0 |  |  | 0 |  |  | 0 |  |  | 0
OAKLAND J 1102CR250 | 3.0223e-05 | 0 | 0.0029307 | 0 | 0.0029307 | 0.00048697 | 0.0031855 | 0.0011654 | 0% | 99% | 0 | 0% | 99% | 0 | 0% | 99% | 0 | 0% | 99% | 0 | 0% | 61.19% | 0 | 0% | 50.27% | 0 | 0% | 50.27% | 0 | 0% | 50.27% | 0 | 0 | 0% | 3.163% | 0 | 0% | 3.163% | 0 | 0% | 3.163% | 0 | 0% | 0.3241% | 0 | 0% | 0.3241% | 0 | 0% | 0.3241% | 0 | 0% | 1.002% | 0 | 0% | 1.002% | 0 | 0% | 1.002% | 0 | 0% | 0.9496% | 0 | 0% | 0.9496% | 0 | 62.51% | 0.9496% | 1.7396e-05 | 0% | 7.298% | 0 | 0% | 7.298% | 0 | 0% | 7.298% | 0 | 0% | 0.4114% | 0 | 0% | 0.4114% | 0 | 0% | 0.4114% | 0 |  |  |  | 0% | 11.8% | 0 | 25.41% | 11.8% | 8.787e-05 | 0% | 11.8% | 0 | 55.56% | 0.3428% | 5.5812e-06 | 0% | 0.3428% | 0 | 0% | 0.3428% | 0 | 0% | 100% | 0 | 0% | 100% | 0 | 0% | 100% | 0 | 0% | 100% | 0 |  |  | 0 |  |  | 0 |  |  | 0
POTRERO PP (A) 1104CB | 3.0159e-05 | 0 | 0.0027706 | 0 | 0.0027706 | 0.00014792 | 0.0032074 | 0.0012183 | 0% | 99% | 0 | 0% | 99% | 0 | 0% | 99% | 0 | 0% | 99% | 0 | 0% | 61.99% | 0 | 0% | 49.84% | 0 | 0% | 49.84% | 0 | 0% | 49.84% | 0 | 0 | 0% | 3.847% | 0 | 0% | 3.847% | 0 | 0% | 3.847% | 0 | 0% | 0.4262% | 0 | 0% | 0.4262% | 0 | 0% | 0.4262% | 0 | 0% | 1.063% | 0 | 0% | 1.063% | 0 | 0% | 1.063% | 0 | 100% | 1.111% | 3.0769e-05 | 0% | 1.111% | 0 | 0% | 1.111% | 0 | 0% | 7.996% | 0 | 0% | 7.996% | 0 | 0% | 7.996% | 0 | 0% | 0.218% | 0 | 0% | 0.218% | 0 | 0% | 0.218% | 0 |  |  |  | 0% | 11.8% | 0 | 0% | 11.8% | 0 | 0% | 11.8% | 0 | 0% | 0.36% | 0 | 0% | 0.36% | 0 | 0% | 0.36% | 0 | 0% | 100% | 0 | 0% | 100% | 0 | 0% | 100% | 0 | 0% | 100% | 0 |  |  | 0 |  |  | 0 |  |  | 0
SAN LEANDRO U 1109CR002 | 3.014e-05 | 0.10537 | 0.0045122 | 0 | 0.0045122 | 0.0018559 | 0.0039245 | 0.0016681 | 0% | 99% | 0 | 0% | 99% | 0 | 0% | 99% | 0 | 0% | 99% | 0 | 0% | 63.22% | 0 | 0% | 50.49% | 0 | 0% | 50.49% | 0 | 0% | 50.49% | 0 | 0 | 0% | 2.713% | 0 | 0% | 2.713% | 0 | 0% | 2.713% | 0 | 0% | 0.2797% | 0 | 0% | 0.2797% | 0 | 0% | 0.2797% | 0 | 0% | 0.8068% | 0 | 0% | 0.8068% | 0 | 6.122% | 0.8068% | 2.2288e-06 | 0% | 0.7835% | 0 | 6.122% | 0.7835% | 2.1644e-06 | 1.596% | 0.7835% | 5.6427e-07 | 0% | 5.918% | 0 | 0% | 5.918% | 0 | 0% | 5.918% | 0 | 0% | 0.8586% | 0 | 0% | 0.8586% | 0 | 0% | 0.8586% | 0 |  |  |  | 0% | 11.8% | 0 | 18.49% | 11.8% | 9.8433e-05 | 0% | 11.8% | 0 | 0% | 0.3588% | 0 | 0% | 0.3588% | 0 | 0% | 0.3588% | 0 | 0% | 100% | 0 | 0% | 100% | 0 | 0% | 100% | 0 | 0% | 100% | 0 |  |  | 0 |  |  | 0 |  |  | 0
MERCED 110890510 | 2.9929e-05 | 0 | 0.0027494 | 0 | 0.0027494 | 0.00032774 | 0.0023337 | 0.0018772 | 0% | 99% | 0 | 0% | 99% | 0 | 0% | 99% | 0 | 0% | 99% | 0 | 0% | 64.89% | 0 | 0% | 51.25% | 0 | 0% | 51.25% | 0 | 0% | 51.25% | 0 | 0 | 0% | 3.152% | 0 | 0% | 3.152% | 0 | 0% | 3.152% | 0 | 0% | 0.3479% | 0 | 0% | 0.3479% | 0 | 0% | 0.3479% | 0 | 0% | 0.7689% | 0 | 0% | 0.7689% | 0 | 0% | 0.7689% | 0 | 1.525% | 0.8029% | 3.3675e-07 | 0% | 0.8029% | 0 | 85.76% | 0.8029% | 1.8932e-05 | 0% | 5.758% | 0 | 0% | 5.758% | 0 | 0% | 5.758% | 0 | 0% | 0.3612% | 0 | 0% | 0.3612% | 0 | 0% | 0.3612% | 0 |  |  |  | 0% | 11.8% | 0 | 0% | 11.8% | 0 | 0% | 11.8% | 0 | 0% | 0.3692% | 0 | 0% | 0.3692% | 0 | 0% | 0.3692% | 0 | 0% | 100% | 0 | 0% | 100% | 0 | 0% | 100% | 0 | 0% | 100% | 0 |  |  | 0 |  |  | 0 |  |  | 0
CASTRO VALLEY 1103MR219 | 2.9911e-05 | 0 | 0.015036 | 0 | 0.015036 | 0.0052726 | 0.013846 | 0.0057025 | 0% | 99% | 0 | 0% | 99% | 0 | 0% | 99% | 0 | 0% | 99% | 0 | 0% | 63.89% | 0 | 0% | 50.72% | 0 | 0% | 50.72% | 0 | 0% | 50.72% | 0 | 0 | 0% | 2.612% | 0 | 0% | 2.612% | 0 | 0% | 2.612% | 0 | 0% | 0.2866% | 0 | 0% | 0.2866% | 0 | 0% | 0.2866% | 0 | 0% | 0.848% | 0 | 0% | 0.848% | 0 | 0% | 0.848% | 0 | 0% | 0.8566% | 0 | 100% | 0.8566% | 0.0001288 | 0% | 0.8566% | 0 | 0% | 6.324% | 0 | 0% | 6.324% | 0 | 0% | 6.324% | 0 | 0% | 0.8815% | 0 | 0% | 0.8815% | 0 | 0% | 0.8815% | 0 |  |  |  | 0% | 11.8% | 0 | 0% | 11.8% | 0 | 0% | 11.8% | 0 | 0% | 0.3621% | 0 | 0% | 0.3621% | 0 | 0% | 0.3621% | 0 | 0% | 100% | 0 | 0% | 100% | 0 | 0% | 100% | 0 | 0% | 100% | 0 |  |  | 0 |  |  | 0 |  |  | 0
LARKIN (Y) 1111CB | 2.9855e-05 | 0 | 0.0012951 | 0 | 0.0012951 | 0.00010827 | 0.0016841 | 0.00034559 | 0% | 99% | 0 | 0% | 99% | 0 | 0% | 99% | 0 | 0% | 99% | 0 | 0% | 62.69% | 0 | 0% | 50.25% | 0 | 0% | 50.25% | 0 | 0% | 50.25% | 0 | 0 | 0% | 4.422% | 0 | 0% | 4.422% | 0 | 0% | 4.422% | 0 | 0% | 0.476% | 0 | 0% | 0.476% | 0 | 0% | 0.476% | 0 | 0% | 1.214% | 0 | 0% | 1.214% | 0 | 0% | 1.214% | 0 | 50.78% | 1.276% | 8.3923e-06 | 0% | 1.276% | 0 | 0% | 1.276% | 0 | 0% | 9.155% | 0 | 0% | 9.155% | 0 | 0% | 9.155% | 0 | 0% | 0.3657% | 0 | 0% | 0.3657% | 0 | 0% | 0.3657% | 0 |  |  |  | 0% | 11.8% | 0 | 0% | 11.8% | 0 | 0% | 11.8% | 0 | 0% | 0.3611% | 0 | 0% | 0.3611% | 0 | 0% | 0.3611% | 0 | 0% | 100% | 0 | 0% | 100% | 0 | 0% | 100% | 0 | 0% | 100% | 0 |  |  | 0 |  |  | 0 |  |  | 0
MOUNTAIN VIEW 111160078 | 2.9767e-05 | 0 | 0.0030384 | 0 | 0.0030384 | 0.00092875 | 0.0027652 | 0.0013218 | 0% | 99% | 0 | 0% | 99% | 0 | 0% | 99% | 0 | 0% | 99% | 0 | 0% | 64.79% | 0 | 0% | 51.49% | 0 | 0% | 51.49% | 0 | 0% | 51.49% | 0 | 0 | 0% | 3.162% | 0 | 0% | 3.162% | 0 | 0% | 3.162% | 0 | 0% | 0.3378% | 0 | 0% | 0.3378% | 0 | 0% | 0.3378% | 0 | 0% | 0.8448% | 0 | 0% | 0.8448% | 0 | 0% | 0.8448% | 0 | 0% | 0.866% | 0 | 0% | 0.866% | 0 | 100% | 0.866% | 2.6312e-05 | 0% | 6.302% | 0 | 0% | 6.302% | 0 | 0% | 6.302% | 0 | 0% | 0.6593% | 0 | 0% | 0.6593% | 0 | 0% | 0.6593% | 0 |  |  |  | 0% | 11.8% | 0 | 0% | 11.8% | 0 | 0% | 11.8% | 0 | 0% | 0.3667% | 0 | 0% | 0.3667% | 0 | 0% | 0.3667% | 0 | 0% | 100% | 0 | 0% | 100% | 0 | 0% | 100% | 0 | 0% | 100% | 0 |  |  | 0 |  |  | 0 |  |  | 0
BELMONT 040153783 | 2.9641e-05 | 0 | 0.0019162 | 0 | 0.0019162 | 0.00076788 | 0.0019447 | 0.0004506 | 0% | 99% | 0 | 0% | 99% | 0 | 0% | 99% | 0 | 0% | 99% | 0 | 0% | 63.33% | 0 | 0% | 50.3% | 0 | 0% | 50.3% | 0 | 0% | 50.3% | 0 | 0 | 0% | 3.147% | 0 | 0% | 3.147% | 0 | 0% | 3.147% | 0 | 0% | 0.3361% | 0 | 0% | 0.3361% | 0 | 0% | 0.3361% | 0 | 0% | 0.9403% | 0 | 0% | 0.9403% | 0 | 0% | 0.9403% | 0 | 3.73% | 0.9556% | 6.8305e-07 | 96.27% | 0.9556% | 1.7627e-05 | 0% | 0.9556% | 0 | 0% | 7.012% | 0 | 0% | 7.012% | 0 | 0% | 7.012% | 0 | 0% | 0.9689% | 0 | 0% | 0.9689% | 0 | 0% | 0.9689% | 0 |  |  |  | 0% | 11.8% | 0 | 0% | 11.8% | 0 | 0% | 11.8% | 0 | 0% | 0.361% | 0 | 0% | 0.361% | 0 | 0% | 0.361% | 0 | 0% | 100% | 0 | 0% | 100% | 0 | 0% | 100% | 0 | 0% | 100% | 0 |  |  | 0 |  |  | 0 |  |  | 0
WILLOW PASS 2107537100 | 2.9628e-05 | 0 | 0.0033266 | 0 | 0.0033266 | 0.00058535 | 0.0032522 | 0.0016538 | 0% | 99% | 0 | 0% | 99% | 0 | 0% | 99% | 0 | 0% | 99% | 0 | 0% | 65.23% | 0 | 0% | 51.77% | 0 | 0% | 51.77% | 0 | 0% | 51.77% | 0 | 0 | 0% | 3.433% | 0 | 0% | 3.433% | 0 | 0% | 3.433% | 0 | 0% | 0.3771% | 0 | 0% | 0.3771% | 0 | 0% | 0.3771% | 0 | 0% | 0.9031% | 0 | 0% | 0.9031% | 0 | 0% | 0.9031% | 0 | 0% | 0.9453% | 0 | 0% | 0.9453% | 0 | 0% | 0.9453% | 0 | 0% | 6.788% | 0 | 0% | 6.788% | 0 | 0% | 6.788% | 0 | 0% | 0.4294% | 0 | 0% | 0.4294% | 0 | 0% | 0.4294% | 0 |  |  |  | 0% | 11.8% | 0 | 0% | 11.8% | 0 | 0% | 11.8% | 0 | 0% | 0.3675% | 0 | 0% | 0.3675% | 0 | 0% | 0.3675% | 0 | 0% | 100% | 0 | 0% | 100% | 0 | 0% | 100% | 0 | 0% | 100% | 0 |  |  | 0 |  |  | 0 |  |  | 0
DUMBARTON 1102MR228 | 2.9621e-05 | 0 | 0.023734 | 0 | 0.023734 | 0.0056788 | 0.022419 | 0.011081 | 0% | 99% | 0 | 0% | 99% | 0 | 0% | 99% | 0 | 0% | 99% | 0 | 0% | 64.73% | 0 | 0% | 51.48% | 0 | 0% | 51.48% | 0 | 0% | 51.48% | 0 | 0 | 0% | 2.986% | 0 | 0% | 2.986% | 0 | 0% | 2.986% | 0 | 0% | 0.3275% | 0 | 0% | 0.3275% | 0 | 0% | 0.3275% | 0 | 0% | 0.8709% | 0 | 0% | 0.8709% | 0 | 0% | 0.8709% | 0 | 0% | 0.8968% | 0 | 0% | 0.8968% | 0 | 0% | 0.8968% | 0 | 0% | 6.524% | 0 | 0% | 6.524% | 0 | 0% | 6.524% | 0 | 0% | 0.5789% | 0 | 0% | 0.5789% | 0 | 0% | 0.5789% | 0 |  |  |  | 0% | 11.8% | 0 | 0% | 11.8% | 0 | 0% | 11.8% | 0 | 0% | 0.3651% | 0 | 0% | 0.3651% | 0 | 0% | 0.3651% | 0 | 0% | 100% | 0 | 0% | 100% | 0 | 0% | 100% | 0 | 0% | 100% | 0 |  |  | 0 |  |  | 0 |  |  | 0
NEWARK 21KV 210348722 | 2.9607e-05 | 0 | 0.00010074 | 0 | 0.00010074 | 1.112e-05 | 0.00010766 | 4.7509e-05 | 0% | 99% | 0 | 0% | 99% | 0 | 0% | 99% | 0 | 0% | 99% | 0 | 0% | 64.16% | 0 | 0% | 50.45% | 0 | 0% | 50.45% | 0 | 0% | 50.45% | 0 | 0 | 0% | 3.729% | 0 | 0% | 3.729% | 0 | 0% | 3.729% | 0 | 0% | 0.4181% | 0 | 0% | 0.4181% | 0 | 0% | 0.4181% | 0 | 0% | 0.9579% | 0 | 0% | 0.9579% | 0 | 0% | 0.9579% | 0 | 0% | 0.9961% | 0 | 0% | 0.9961% | 0 | 0% | 0.9961% | 0 | 0% | 7.176% | 0 | 0% | 7.176% | 0 | 0% | 7.176% | 0 | 0% | 0.2411% | 0 | 0% | 0.2411% | 0 | 0% | 0.2411% | 0 |  |  |  | 0% | 11.8% | 0 | 0% | 11.8% | 0 | 0% | 11.8% | 0 | 0% | 0.3596% | 0 | 0% | 0.3596% | 0 | 0% | 0.3596% | 0 | 0% | 100% | 0 | 0% | 100% | 0 | 0% | 100% | 0 | 0% | 100% | 0 |  |  | 0 |  |  | 0 |  |  | 0
NEWARK 12KV 1107MR754 | 2.9599e-05 | 0 | 0.036355 | 0 | 0.036355 | 0.0079591 | 0.034977 | 0.017078 | 0% | 99% | 0 | 0% | 99% | 0 | 0% | 99% | 0 | 0% | 99% | 0 | 0% | 64.03% | 0 | 0% | 51.47% | 0 | 0% | 51.47% | 0 | 0% | 51.47% | 0 | 0 | 0% | 2.904% | 0 | 0% | 2.904% | 0 | 0% | 2.904% | 0 | 0% | 0.314% | 0 | 0% | 0.314% | 0 | 0% | 0.314% | 0 | 0% | 0.8881% | 0 | 0% | 0.8881% | 0 | 0% | 0.8881% | 0 | 0% | 0.8937% | 0 | 0% | 0.8937% | 0 | 68.44% | 0.8937% | 0.00022238 | 0% | 6.603% | 0 | 0% | 6.603% | 0 | 0% | 6.603% | 0 | 0% | 0.4712% | 0 | 0% | 0.4712% | 0 | 0% | 0.4712% | 0 |  |  |  | 0% | 11.8% | 0 | 0% | 11.8% | 0 | 0% | 11.8% | 0 | 0% | 0.36% | 0 | 0% | 0.36% | 0 | 0% | 0.36% | 0 | 0% | 100% | 0 | 0% | 100% | 0 | 0% | 100% | 0 | 0% | 100% | 0 |  |  | 0 |  |  | 0 |  |  | 0
SF N 0408CB | 2.9547e-05 | 0 | 0.017518 | 0 | 0.017518 | 0.0059629 | 0.020557 | 0.0023977 | 0% | 99% | 0 | 0% | 99% | 0 | 0% | 99% | 0 | 0% | 99% | 0 | 0% | 62.25% | 0 | 0% | 49.18% | 0 | 0% | 49.18% | 0 | 0% | 49.18% | 0 | 0 | 0% | 3.727% | 0 | 0% | 3.727% | 0 | 0% | 3.727% | 0 | 0% | 0.4109% | 0 | 0% | 0.4109% | 0 | 0% | 0.4109% | 0 | 0% | 1.09% | 0 | 0% | 1.09% | 0 | 0% | 1.09% | 0 | 0% | 1.133% | 0 | 0% | 1.133% | 0 | 3.274% | 1.133% | 6.4989e-06 | 0% | 8.199% | 0 | 0% | 8.199% | 0 | 0% | 8.199% | 0 | 0% | 0.9285% | 0 | 0% | 0.9285% | 0 | 0% | 0.9285% | 0 |  |  |  | 0% | 11.8% | 0 | 0% | 11.8% | 0 | 0% | 11.8% | 0 | 0% | 0.3606% | 0 | 0% | 0.3606% | 0 | 0% | 0.3606% | 0 | 0% | 100% | 0 | 0% | 100% | 0 | 0% | 100% | 0 | 0% | 100% | 0 |  |  | 0 |  |  | 0 |  |  | 0
FREMONT 1107CB | 2.9443e-05 | 0 | 0.063864 | 0 | 0.063864 | 0.017529 | 0.060599 | 0.027295 | 0% | 99% | 0 | 0% | 99% | 0 | 0% | 99% | 0 | 0% | 99% | 0 | 0% | 64.18% | 0 | 0% | 51.18% | 0 | 0% | 51.18% | 0 | 0% | 51.18% | 0 | 0 | 0% | 2.937% | 0 | 0% | 2.937% | 0 | 0% | 2.937% | 0 | 0% | 0.32% | 0 | 0% | 0.32% | 0 | 0% | 0.32% | 0 | 0% | 0.8766% | 0 | 0% | 0.8766% | 0 | 0% | 0.8766% | 0 | 0% | 0.8925% | 0 | 0.2616% | 0.8925% | 1.491e-06 | 68.66% | 0.8925% | 0.00039137 | 0% | 6.542% | 0 | 0% | 6.542% | 0 | 0% | 6.542% | 0 | 0% | 0.549% | 0 | 0% | 0.549% | 0 | 0% | 0.549% | 0 |  |  |  | 0% | 11.8% | 0 | 0% | 11.8% | 0 | 0% | 11.8% | 0 | 0% | 0.3629% | 0 | 0% | 0.3629% | 0 | 0% | 0.3629% | 0 | 0% | 100% | 0 | 0% | 100% | 0 | 0% | 100% | 0 | 0% | 100% | 0 |  |  | 0 |  |  | 0 |  |  | 0
HENRIETTA 110655710 | 2.9364e-05 | 0 | 9.9909e-05 | 0 | 9.9909e-05 | 4.1727e-06 | 0.00012155 | 3.9205e-05 | 0% | 99% | 0 | 0% | 99% | 0 | 0% | 99% | 0 | 0% | 99% | 0 | 0% | 56.59% | 0 | 0% | 41.79% | 0 | 0% | 41.79% | 0 | 0% | 41.79% | 0 | 0 | 0% | 1.954% | 0 | 0% | 1.954% | 0 | 0% | 1.954% | 0 | 0% | 0.2491% | 0 | 0% | 0.2491% | 0 | 0% | 0.2491% | 0 | 0% | 1.096% | 0 | 0% | 1.096% | 0 | 0% | 1.096% | 0 | 0% | 1.142% | 0 | 0% | 1.142% | 0 | 0% | 1.142% | 0 | 0% | 8.401% | 0 | 0% | 8.401% | 0 | 0% | 8.401% | 0 | 0% | 0.1609% | 0 | 0% | 0.1609% | 0 | 0% | 0.1609% | 0 |  |  |  | 0% | 11.8% | 0 | 0% | 11.8% | 0 | 0% | 11.8% | 0 | 0% | 0.3557% | 0 | 0% | 0.3557% | 0 | 0% | 0.3557% | 0 | 0% | 100% | 0 | 0% | 100% | 0 | 0% | 100% | 0 | 0% | 100% | 0 |  |  | 0 |  |  | 0 |  |  | 0
MENLO 1101CB | 2.9245e-05 | 0 | 0.0076121 | 0 | 0.0076121 | 0.003066 | 0.006818 | 0.0026817 | 0% | 99% | 0 | 0% | 99% | 0 | 0% | 99% | 0 | 0% | 99% | 0 | 0% | 63.1% | 0 | 0% | 49.42% | 0 | 0% | 49.42% | 0 | 0% | 49.42% | 0 | 0 | 0% | 2.688% | 0 | 0% | 2.688% | 0 | 0% | 2.688% | 0 | 0% | 0.2969% | 0 | 0% | 0.2969% | 0 | 0% | 0.2969% | 0 | 0% | 0.8147% | 0 | 0% | 0.8147% | 0 | 0% | 0.8147% | 0 | 0% | 0.82% | 0 | 0% | 0.82% | 0 | 100% | 0.82% | 6.2419e-05 | 0% | 6.055% | 0 | 0% | 6.055% | 0 | 0% | 6.055% | 0 | 0% | 1.054% | 0 | 0% | 1.054% | 0 | 0% | 1.054% | 0 |  |  |  | 0% | 11.8% | 0 | 0% | 11.8% | 0 | 0% | 11.8% | 0 | 0% | 0.3614% | 0 | 0% | 0.3614% | 0 | 0% | 0.3614% | 0 | 0% | 100% | 0 | 0% | 100% | 0 | 0% | 100% | 0 | 0% | 100% | 0 |  |  | 0 |  |  | 0 |  |  | 0
LARKIN (Y) 1128CB | 2.9057e-05 | 0 | 0.001137 | 0 | 0.001137 | 0.00011114 | 0.0014949 | 0.0002708 | 0% | 99% | 0 | 0% | 99% | 0 | 0% | 99% | 0 | 0% | 99% | 0 | 0% | 61.37% | 0 | 0% | 48.64% | 0 | 0% | 48.64% | 0 | 0% | 48.64% | 0 | 0 | 0% | 4.192% | 0 | 0% | 4.192% | 0 | 0% | 4.192% | 0 | 0% | 0.462% | 0 | 0% | 0.462% | 0 | 0% | 0.462% | 0 | 0% | 1.224% | 0 | 0% | 1.224% | 0 | 0% | 1.224% | 0 | 14.02% | 1.283% | 2.0445e-06 | 0% | 1.283% | 0 | 0% | 1.283% | 0 | 0% | 9.242% | 0 | 0% | 9.242% | 0 | 0% | 9.242% | 0 | 0% | 0.4095% | 0 | 0% | 0.4095% | 0 | 0% | 0.4095% | 0 |  |  |  | 0% | 11.8% | 0 | 0% | 11.8% | 0 | 0% | 11.8% | 0 | 0% | 0.3591% | 0 | 0% | 0.3591% | 0 | 0% | 0.3591% | 0 | 0% | 100% | 0 | 0% | 100% | 0 | 0% | 100% | 0 | 0% | 100% | 0 |  |  | 0 |  |  | 0 |  |  | 0
LARKIN (Y) 1109CB | 2.8753e-05 | 0 | 0.0031794 | 0 | 0.0031794 | 0.00023167 | 0.0040575 | 0.00095928 | 0% | 99% | 0 | 0% | 99% | 0 | 0% | 99% | 0 | 0% | 99% | 0 | 0% | 62.47% | 0 | 0% | 50.02% | 0 | 0% | 50.02% | 0 | 0% | 50.02% | 0 | 0 | 0% | 4.681% | 0 | 0% | 4.681% | 0 | 0% | 4.681% | 0 | 0% | 0.5052% | 0 | 0% | 0.5052% | 0 | 0% | 0.5052% | 0 | 0% | 1.189% | 0 | 0% | 1.189% | 0 | 0% | 1.189% | 0 | 94.02% | 1.248% | 3.7295e-05 | 0% | 1.248% | 0 | 0% | 1.248% | 0 | 0% | 8.942% | 0 | 0% | 8.942% | 0 | 0% | 8.942% | 0 | 0% | 0.3378% | 0 | 0% | 0.3378% | 0 | 0% | 0.3378% | 0 |  |  |  | 0% | 11.8% | 0 | 0% | 11.8% | 0 | 0% | 11.8% | 0 | 0% | 0.361% | 0 | 0% | 0.361% | 0 | 0% | 0.361% | 0 | 0% | 100% | 0 | 0% | 100% | 0 | 0% | 100% | 0 | 0% | 100% | 0 |  |  | 0 |  |  | 0 |  |  | 0
CARQUINEZ 1103646 | 2.8743e-05 | 0 | 0.0030806 | 0 | 0.0030806 | 0.00066459 | 0.0031244 | 0.0012963 | 0% | 99% | 0 | 0% | 99% | 0 | 0% | 99% | 0 | 0% | 99% | 0 | 0% | 64.99% | 0 | 0% | 51.91% | 0 | 0% | 51.91% | 0 | 0% | 51.91% | 0 | 0 | 0% | 3.466% | 0 | 0% | 3.466% | 0 | 0% | 3.466% | 0 | 0% | 0.3727% | 0 | 0% | 0.3727% | 0 | 0% | 0.3727% | 0 | 0% | 0.935% | 0 | 0% | 0.935% | 0 | 0% | 0.935% | 0 | 0% | 0.9636% | 0 | 0% | 0.9636% | 0 | 0% | 0.9636% | 0 | 0% | 6.99% | 0 | 0% | 6.99% | 0 | 0% | 6.99% | 0 | 0% | 0.5188% | 0 | 0% | 0.5188% | 0 | 0% | 0.5188% | 0 |  |  |  | 0% | 11.8% | 0 | 0% | 11.8% | 0 | 0% | 11.8% | 0 | 0% | 0.3634% | 0 | 0% | 0.3634% | 0 | 0% | 0.3634% | 0 | 0% | 100% | 0 | 0% | 100% | 0 | 0% | 100% | 0 | 0% | 100% | 0 |  |  | 0 |  |  | 0 |  |  | 0
BELLEVUE 2101656 | 2.8731e-05 | 0 | 0.011779 | 0 | 0.011779 | 0.004811 | 0.011212 | 0.0034219 | 0% | 99% | 0 | 0% | 99% | 0 | 0% | 99% | 0 | 0% | 99% | 0 | 0% | 62.9% | 0 | 0% | 49.72% | 0 | 0% | 49.72% | 0 | 0% | 49.72% | 0 | 0 | 0% | 2.891% | 0 | 0% | 2.891% | 0 | 0% | 2.891% | 0 | 0% | 0.3122% | 0 | 0% | 0.3122% | 0 | 0% | 0.3122% | 0 | 0% | 0.8795% | 0 | 0% | 0.8795% | 0 | 0% | 0.8795% | 0 | 0% | 0.8848% | 0 | 5.666% | 0.8848% | 5.9058e-06 | 94.33% | 0.8848% | 9.832e-05 | 0% | 6.537% | 0 | 0% | 6.537% | 0 | 0% | 6.537% | 0 | 0% | 1.077% | 0 | 0% | 1.077% | 0 | 0% | 1.077% | 0 |  |  |  | 0% | 11.8% | 0 | 0% | 11.8% | 0 | 0% | 11.8% | 0 | 0% | 0.3606% | 0 | 0% | 0.3606% | 0 | 0% | 0.3606% | 0 | 0% | 100% | 0 | 0% | 100% | 0 | 0% | 100% | 0 | 0% | 100% | 0 |  |  | 0 |  |  | 0 |  |  | 0
TRIMBLE 1104CB | 2.8729e-05 | 0 | 0.0021993 | 0 | 0.0021993 | 0.00045784 | 0.0018742 | 0.0012985 | 0% | 99% | 0 | 0% | 99% | 0 | 0% | 99% | 0 | 0% | 99% | 0 | 0% | 66.33% | 0 | 0% | 52.37% | 0 | 0% | 52.37% | 0 | 0% | 52.37% | 0 | 0 | 0% | 3.299% | 0 | 0% | 3.299% | 0 | 0% | 3.299% | 0 | 0% | 0.3642% | 0 | 0% | 0.3642% | 0 | 0% | 0.3642% | 0 | 0% | 0.779% | 0 | 0% | 0.779% | 0 | 0% | 0.779% | 0 | 0% | 0.8291% | 0 | 0% | 0.8291% | 0 | 0% | 0.8291% | 0 | 0% | 5.872% | 0 | 0% | 5.872% | 0 | 0% | 5.872% | 0 | 0% | 0.4501% | 0 | 0% | 0.4501% | 0 | 0% | 0.4501% | 0 |  |  |  | 0% | 11.8% | 0 | 0% | 11.8% | 0 | 0% | 11.8% | 0 | 0% | 0.3735% | 0 | 0% | 0.3735% | 0 | 0% | 0.3735% | 0 | 0% | 100% | 0 | 0% | 100% | 0 | 0% | 100% | 0 | 0% | 100% | 0 |  |  | 0 |  |  | 0 |  |  | 0
CANAL 1105653704 | 2.869e-05 | 0 | 0.0054177 | 0 | 0.0054177 | 0.00067257 | 0.0055702 | 0.0027005 | 0% | 99% | 0 | 0% | 99% | 0 | 0% | 99% | 0 | 0% | 99% | 0 | 0% | 63.37% | 0 | 0% | 50.91% | 0 | 0% | 50.91% | 0 | 0% | 50.91% | 0 | 0 | 0% | 2.903% | 0 | 0% | 2.903% | 0 | 0% | 2.903% | 0 | 0% | 0.3269% | 0 | 0% | 0.3269% | 0 | 0% | 0.3269% | 0 | 0% | 0.9437% | 0 | 0% | 0.9437% | 0 | 0% | 0.9437% | 0 | 0% | 0.9663% | 0 | 0% | 0.9663% | 0 | 0% | 0.9663% | 0 | 0% | 7.071% | 0 | 0% | 7.071% | 0 | 0% | 7.071% | 0 | 0% | 0.3344% | 0 | 0% | 0.3344% | 0 | 0% | 0.3344% | 0 |  |  |  | 0% | 11.8% | 0 | 0% | 11.8% | 0 | 0% | 11.8% | 0 | 0% | 0.3594% | 0 | 0% | 0.3594% | 0 | 0% | 0.3594% | 0 | 0% | 100% | 0 | 0% | 100% | 0 | 0% | 100% | 0 | 0% | 100% | 0 |  |  | 0 |  |  | 0 |  |  | 0
LARKIN (Y) 1119CB | 2.8651e-05 | 0 | 0.0072626 | 0 | 0.0072626 | 0.00045338 | 0.0098279 | 0.0017075 | 0% | 99% | 0 | 0% | 99% | 0 | 0% | 99% | 0 | 0% | 99% | 0 | 0% | 60.3% | 0 | 0% | 48.29% | 0 | 0% | 48.29% | 0 | 0% | 48.29% | 0 | 0 | 0% | 4.229% | 0 | 0% | 4.229% | 0 | 0% | 4.229% | 0 | 0% | 0.4581% | 0 | 0% | 0.4581% | 0 | 0% | 0.4581% | 0 | 0% | 1.256% | 0 | 0% | 1.256% | 0 | 0% | 1.256% | 0 | 99.87% | 1.289% | 9.3496e-05 | 0% | 1.289% | 0 | 0% | 1.289% | 0 | 0% | 9.414% | 0 | 0% | 9.414% | 0 | 0% | 9.414% | 0 | 0% | 0.3044% | 0 | 0% | 0.3044% | 0 | 0% | 0.3044% | 0 |  |  |  | 0% | 11.8% | 0 | 0% | 11.8% | 0 | 0% | 11.8% | 0 | 0% | 0.3517% | 0 | 0% | 0.3517% | 0 | 0% | 0.3517% | 0 | 0% | 100% | 0 | 0% | 100% | 0 | 0% | 100% | 0 | 0% | 100% | 0 |  |  | 0 |  |  | 0 |  |  | 0
OAKLAND K 1103CR202 | 2.8594e-05 | 0 | 0.0014107 | 0 | 0.0014107 | 0.00039276 | 0.0013644 | 0.00057154 | 0% | 99% | 0 | 0% | 99% | 0 | 0% | 99% | 0 | 0% | 99% | 0 | 0% | 62.88% | 0 | 0% | 49.95% | 0 | 0% | 49.95% | 0 | 0% | 49.95% | 0 | 0 | 0% | 2.916% | 0 | 0% | 2.916% | 0 | 0% | 2.916% | 0 | 0% | 0.3176% | 0 | 0% | 0.3176% | 0 | 0% | 0.3176% | 0 | 0% | 0.8862% | 0 | 0% | 0.8862% | 0 | 0% | 0.8862% | 0 | 65.39% | 0.8907% | 8.2171e-06 | 34.61% | 0.8907% | 4.3484e-06 | 0% | 0.8907% | 0 | 0% | 6.586% | 0 | 0% | 6.586% | 0 | 0% | 6.586% | 0 | 0% | 0.6942% | 0 | 0% | 0.6942% | 0 | 0% | 0.6942% | 0 |  |  |  | 0% | 11.8% | 0 | 0% | 11.8% | 0 | 0% | 11.8% | 0 | 0% | 0.359% | 0 | 0% | 0.359% | 0 | 0% | 0.359% | 0 | 0% | 100% | 0 | 0% | 100% | 0 | 0% | 100% | 0 | 0% | 100% | 0 |  |  | 0 |  |  | 0 |  |  | 0
SF N 0403CB | 2.8557e-05 | 0 | 0.0046639 | 0 | 0.0046639 | 0.001363 | 0.0056925 | 0.00064347 | 0% | 99% | 0 | 0% | 99% | 0 | 0% | 99% | 0 | 0% | 99% | 0 | 0% | 61.58% | 0 | 0% | 48.98% | 0 | 0% | 48.98% | 0 | 0% | 48.98% | 0 | 0 | 0% | 3.889% | 0 | 0% | 3.889% | 0 | 0% | 3.889% | 0 | 0% | 0.4244% | 0 | 0% | 0.4244% | 0 | 0% | 0.4244% | 0 | 0% | 1.135% | 0 | 0% | 1.135% | 0 | 0% | 1.135% | 0 | 0% | 1.168% | 0 | 0% | 1.168% | 0 | 0% | 1.168% | 0 | 0% | 8.503% | 0 | 0% | 8.503% | 0 | 0% | 8.503% | 0 | 0% | 0.8527% | 0 | 0% | 0.8527% | 0 | 0% | 0.8527% | 0 |  |  |  | 0% | 11.8% | 0 | 0% | 11.8% | 0 | 0% | 11.8% | 0 | 0% | 0.3568% | 0 | 0% | 0.3568% | 0 | 0% | 0.3568% | 0 | 0% | 100% | 0 | 0% | 100% | 0 | 0% | 100% | 0 | 0% | 100% | 0 |  |  | 0 |  |  | 0 |  |  | 0
BELMONT 110345238 | 2.8446e-05 | 0 | 0.0055893 | 0 | 0.0055893 | 0.002583 | 0.0049774 | 0.0016662 | 0% | 99% | 0 | 0% | 99% | 0 | 0% | 99% | 0 | 0% | 99% | 0 | 0% | 63.66% | 0 | 0% | 50.2% | 0 | 0% | 50.2% | 0 | 0% | 50.2% | 0 | 0 | 0% | 2.818% | 0 | 0% | 2.818% | 0 | 0% | 2.818% | 0 | 0% | 0.3009% | 0 | 0% | 0.3009% | 0 | 0% | 0.3009% | 0 | 0% | 0.8227% | 0 | 0% | 0.8227% | 0 | 0% | 0.8227% | 0 | 88.16% | 0.8293% | 4.0864e-05 | 11.84% | 0.8293% | 5.4865e-06 | 0% | 0.8293% | 0 | 0% | 6.112% | 0 | 0% | 6.112% | 0 | 0% | 6.112% | 0 | 0% | 1.169% | 0 | 0% | 1.169% | 0 | 0% | 1.169% | 0 |  |  |  | 0% | 11.8% | 0 | 0% | 11.8% | 0 | 0% | 11.8% | 0 | 0% | 0.3639% | 0 | 0% | 0.3639% | 0 | 0% | 0.3639% | 0 | 0% | 100% | 0 | 0% | 100% | 0 | 0% | 100% | 0 | 0% | 100% | 0 |  |  | 0 |  |  | 0 |  |  | 0
ATWATER 110610450 | 2.8354e-05 | 0 | 0.0046307 | 0 | 0.0046307 | 0.00081757 | 0.0043107 | 0.002516 | 0% | 99% | 0 | 0% | 99% | 0 | 0% | 99% | 0 | 0% | 99% | 0 | 0% | 63.73% | 0 | 0% | 50.21% | 0 | 0% | 50.21% | 0 | 0% | 50.21% | 0 | 0 | 0% | 2.918% | 0 | 0% | 2.918% | 0 | 0% | 2.918% | 0 | 0% | 0.3207% | 0 | 0% | 0.3207% | 0 | 0% | 0.3207% | 0 | 0% | 0.852% | 0 | 0% | 0.852% | 0 | 0% | 0.852% | 0 | 0% | 0.8807% | 0 | 100% | 0.8807% | 4.0784e-05 | 0% | 0.8807% | 0 | 0% | 6.395% | 0 | 0% | 6.395% | 0 | 0% | 6.395% | 0 | 0% | 0.5163% | 0 | 0% | 0.5163% | 0 | 0% | 0.5163% | 0 |  |  |  | 0% | 11.8% | 0 | 0% | 11.8% | 0 | 0% | 11.8% | 0 | 0% | 0.3658% | 0 | 0% | 0.3658% | 0 | 0% | 0.3658% | 0 | 0% | 100% | 0 | 0% | 100% | 0 | 0% | 100% | 0 | 0% | 100% | 0 |  |  | 0 |  |  | 0 |  |  | 0
OCEAN 0401CB | 2.8351e-05 | 0 | 0.0045337 | 0 | 0.0045337 | 0.00054266 | 0.0059396 | 0.0010018 | 0% | 99% | 0 | 0% | 99% | 0 | 0% | 99% | 0 | 0% | 99% | 0 | 0% | 62.14% | 0 | 0% | 50.09% | 0 | 0% | 50.09% | 0 | 0% | 50.09% | 0 | 0 | 0% | 4.243% | 0 | 0% | 4.243% | 0 | 0% | 4.243% | 0 | 0% | 0.4617% | 0 | 0% | 0.4617% | 0 | 0% | 0.4617% | 0 | 0% | 1.218% | 0 | 0% | 1.218% | 0 | 0% | 1.218% | 0 | 0% | 1.254% | 0 | 36.3% | 1.254% | 2.0631e-05 | 59.17% | 1.254% | 3.3632e-05 | 0% | 9.118% | 0 | 0% | 9.118% | 0 | 0% | 9.118% | 0 | 0% | 0.3765% | 0 | 0% | 0.3765% | 0 | 0% | 0.3765% | 0 |  |  |  | 0% | 11.8% | 0 | 0% | 11.8% | 0 | 0% | 11.8% | 0 | 0% | 0.3538% | 0 | 0% | 0.3538% | 0 | 0% | 0.3538% | 0 | 0% | 100% | 0 | 0% | 100% | 0 | 0% | 100% | 0 | 0% | 100% | 0 |  |  | 0 |  |  | 0 |  |  | 0
OAKLAND J 11067867 | 2.8348e-05 | 0 | 0.0054979 | 0 | 0.0054979 | 0.0017744 | 0.0052183 | 0.0020829 | 0% | 99% | 0 | 0% | 99% | 0 | 0% | 99% | 0 | 0% | 99% | 0 | 0% | 63.47% | 0 | 0% | 51.03% | 0 | 0% | 51.03% | 0 | 0% | 51.03% | 0 | 0 | 0% | 2.728% | 0 | 0% | 2.728% | 0 | 0% | 2.728% | 0 | 0% | 0.292% | 0 | 0% | 0.292% | 0 | 0% | 0.292% | 0 | 0% | 0.8793% | 0 | 0% | 0.8793% | 0 | 0% | 0.8793% | 0 | 0% | 0.8728% | 0 | 0% | 0.8728% | 0 | 0% | 0.8728% | 0 | 0% | 6.513% | 0 | 0% | 6.513% | 0 | 0% | 6.513% | 0 | 0% | 0.7746% | 0 | 0% | 0.7746% | 0 | 0% | 0.7746% | 0 |  |  |  | 0% | 11.8% | 0 | 5.066% | 11.8% | 3.2868e-05 | 0% | 11.8% | 0 | 0% | 0.3582% | 0 | 0% | 0.3582% | 0 | 0% | 0.3582% | 0 | 0% | 100% | 0 | 0% | 100% | 0 | 0% | 100% | 0 | 0% | 100% | 0 |  |  | 0 |  |  | 0 |  |  | 0
SAN LEANDRO U 1110MR275 | 2.8203e-05 | 0 | 0.031955 | 0 | 0.031955 | 0.0033841 | 0.032911 | 0.016454 | 0% | 99% | 0 | 0% | 99% | 0 | 0% | 99% | 0 | 0% | 99% | 0 | 0% | 64.11% | 0 | 0% | 52.31% | 0 | 0% | 52.31% | 0 | 0% | 52.31% | 0 | 0 | 0% | 2.996% | 0 | 0% | 2.996% | 0 | 0% | 2.996% | 0 | 0% | 0.3237% | 0 | 0% | 0.3237% | 0 | 0% | 0.3237% | 0 | 0% | 0.952% | 0 | 0% | 0.952% | 0 | 0% | 0.952% | 0 | 0% | 0.9532% | 0 | 100% | 0.9532% | 0.00030459 | 0% | 0.9532% | 0 | 0% | 7.073% | 0 | 0% | 7.073% | 0 | 0% | 7.073% | 0 | 0% | 0.2982% | 0 | 0% | 0.2982% | 0 | 0% | 0.2982% | 0 |  |  |  | 0% | 11.8% | 0 | 0% | 11.8% | 0 | 0% | 11.8% | 0 | 0% | 0.3561% | 0 | 0% | 0.3561% | 0 | 0% | 0.3561% | 0 | 0% | 100% | 0 | 0% | 100% | 0 | 0% | 100% | 0 | 0% | 100% | 0 |  |  | 0 |  |  | 0 |  |  | 0
PACIFICA 1103398620 | 3.7085e-05 | 0.75448 | 0.0027316 | 0 | 0.0027316 | 0.0015754 | 0.0024967 | 0.00043713 | 0% | 99% | 0 | 0% | 99% | 0 | 0% | 99% | 0 | 0% | 99% | 0 | 0% | 63.03% | 0 | 0% | 49.04% | 0 | 0% | 49.04% | 0 | 0% | 49.04% | 0 | 0 | 0% | 3.092% | 0 | 0% | 3.092% | 0 | 0% | 3.092% | 0 | 0% | 0.3435% | 0 | 0% | 0.3435% | 0 | 0% | 0.3435% | 0 | 0% | 0.8391% | 0 | 0% | 0.8391% | 0 | 0% | 0.8391% | 0 | 0% | 0.8797% | 0 | 0% | 0.8797% | 0 | 22.15% | 0.8797% | 5.3228e-06 | 0% | 6.312% | 0 | 0% | 6.312% | 0 | 0% | 6.312% | 0 | 0% | 1.836% | 0 | 0% | 1.836% | 0 | 0% | 1.836% | 0 |  |  |  | 0% | 11.8% | 0 | 4.454% | 11.8% | 1.4355e-05 | 0% | 11.8% | 0 | 0% | 0.3694% | 0 | 0% | 0.3694% | 0 | 0% | 0.3694% | 0 | 0% | 100% | 0 | 0% | 100% | 0 | 0% | 100% | 0 | 0% | 100% | 0 |  |  | 0 |  |  | 0 |  |  | 0
STELLING 1106CB | 2.8166e-05 | 0 | 0.00014375 | 0 | 0.00014375 | 2.9691e-05 | 0.00011609 | 9.1516e-05 | 0% | 99% | 0 | 0% | 99% | 0 | 0% | 99% | 0 | 0% | 99% | 0 | 0% | 67.85% | 0 | 0% | 53.51% | 0 | 0% | 53.51% | 0 | 0% | 53.51% | 0 | 0 | 0% | 3.622% | 0 | 0% | 3.622% | 0 | 0% | 3.622% | 0 | 0% | 0.3936% | 0 | 0% | 0.3936% | 0 | 0% | 0.3936% | 0 | 0% | 0.7419% | 0 | 0% | 0.7419% | 0 | 0% | 0.7419% | 0 | 0% | 0.8036% | 0 | 0% | 0.8036% | 0 | 0% | 0.8036% | 0 | 0% | 5.603% | 0 | 0% | 5.603% | 0 | 0% | 5.603% | 0 | 0% | 0.4536% | 0 | 0% | 0.4536% | 0 | 0% | 0.4536% | 0 |  |  |  | 0% | 11.8% | 0 | 0% | 11.8% | 0 | 0% | 11.8% | 0 | 0% | 0.379% | 0 | 0% | 0.379% | 0 | 0% | 0.379% | 0 | 0% | 100% | 0 | 0% | 100% | 0 | 0% | 100% | 0 | 0% | 100% | 0 |  |  | 0 |  |  | 0 |  |  | 0
SAN RAFAEL 11051278 | 2.8157e-05 | 0 | 0.0015807 | 0 | 0.0015807 | 0.0005463 | 0.0016105 | 0.0004526 | 0% | 99% | 0 | 0% | 99% | 0 | 0% | 99% | 0 | 0% | 99% | 0 | 0% | 63.55% | 0 | 0% | 49.82% | 0 | 0% | 49.82% | 0 | 0% | 49.82% | 0 | 0 | 0% | 3.714% | 0 | 0% | 3.714% | 0 | 0% | 3.714% | 0 | 0% | 0.403% | 0 | 0% | 0.403% | 0 | 0% | 0.403% | 0 | 0% | 0.9336% | 0 | 0% | 0.9336% | 0 | 0% | 0.9336% | 0 | 0% | 0.9666% | 0 | 89.86% | 0.9666% | 1.373e-05 | 0% | 0.9666% | 0 | 0% | 6.976% | 0 | 0% | 6.976% | 0 | 0% | 6.976% | 0 | 0% | 1.033% | 0 | 0% | 1.033% | 0 | 0% | 1.033% | 0 |  |  |  | 0% | 11.8% | 0 | 0.2003% | 11.8% | 3.7364e-07 | 0% | 11.8% | 0 | 0% | 0.3638% | 0 | 0% | 0.3638% | 0 | 0% | 0.3638% | 0 | 0% | 100% | 0 | 0% | 100% | 0 | 0% | 100% | 0 | 0% | 100% | 0 |  |  | 0 |  |  | 0 |  |  | 0
DUMBARTON 1102MR100 | 2.7991e-05 | 0 | 0.015 | 0 | 0.015 | 0.0048971 | 0.014436 | 0.0054281 | 0% | 99% | 0 | 0% | 99% | 0 | 0% | 99% | 0 | 0% | 99% | 0 | 0% | 62.84% | 0 | 0% | 50.4% | 0 | 0% | 50.4% | 0 | 0% | 50.4% | 0 | 0 | 0% | 2.735% | 0 | 0% | 2.735% | 0 | 0% | 2.735% | 0 | 0% | 0.288% | 0 | 0% | 0.288% | 0 | 0% | 0.288% | 0 | 0% | 0.8923% | 0 | 0% | 0.8923% | 0 | 0% | 0.8923% | 0 | 0% | 0.8749% | 0 | 0% | 0.8749% | 0 | 0% | 0.8749% | 0 | 0% | 6.582% | 0 | 0% | 6.582% | 0 | 0% | 6.582% | 0 | 0% | 0.7578% | 0 | 0% | 0.7578% | 0 | 0% | 0.7578% | 0 |  |  |  | 0% | 11.8% | 0 | 0% | 11.8% | 0 | 0% | 11.8% | 0 | 0% | 0.3559% | 0 | 0% | 0.3559% | 0 | 0% | 0.3559% | 0 | 0% | 100% | 0 | 0% | 100% | 0 | 0% | 100% | 0 | 0% | 100% | 0 |  |  | 0 |  |  | 0 |  |  | 0
21ST AVENUE 04024239 | 2.7931e-05 | 0 | 0.0058445 | 0 | 0.0058445 | 0.0013749 | 0.0073972 | 0.00087573 | 0% | 99% | 0 | 0% | 99% | 0 | 0% | 99% | 0 | 0% | 99% | 0 | 0% | 61.55% | 0 | 0% | 49.08% | 0 | 0% | 49.08% | 0 | 0% | 49.08% | 0 | 0 | 0% | 3.994% | 0 | 0% | 3.994% | 0 | 0% | 3.994% | 0 | 0% | 0.4381% | 0 | 0% | 0.4381% | 0 | 0% | 0.4381% | 0 | 0% | 1.177% | 0 | 0% | 1.177% | 0 | 0% | 1.177% | 0 | 0% | 1.214% | 0 | 0% | 1.214% | 0 | 0% | 1.214% | 0 | 0% | 8.828% | 0 | 0% | 8.828% | 0 | 0% | 8.828% | 0 | 0% | 0.698% | 0 | 0% | 0.698% | 0 | 0% | 0.698% | 0 |  |  |  | 0% | 11.8% | 0 | 0% | 11.8% | 0 | 0% | 11.8% | 0 | 0% | 0.3558% | 0 | 0% | 0.3558% | 0 | 0% | 0.3558% | 0 | 0% | 100% | 0 | 0% | 100% | 0 | 0% | 100% | 0 | 0% | 100% | 0 |  |  | 0 |  |  | 0 |  |  | 0
NEWARK 12KV 1106MR642 | 2.7888e-05 | 0 | 0.015656 | 0 | 0.015656 | 0.0036048 | 0.015184 | 0.0070557 | 0% | 99% | 0 | 0% | 99% | 0 | 0% | 99% | 0 | 0% | 99% | 0 | 0% | 63.98% | 0 | 0% | 51.45% | 0 | 0% | 51.45% | 0 | 0% | 51.45% | 0 | 0 | 0% | 3.053% | 0 | 0% | 3.053% | 0 | 0% | 3.053% | 0 | 0% | 0.3275% | 0 | 0% | 0.3275% | 0 | 0% | 0.3275% | 0 | 0% | 0.8991% | 0 | 0% | 0.8991% | 0 | 0% | 0.8991% | 0 | 0% | 0.9078% | 0 | 2.746% | 0.9078% | 3.9029e-06 | 97.25% | 0.9078% | 0.00013822 | 0% | 6.686% | 0 | 0% | 6.686% | 0 | 0% | 6.686% | 0 | 0% | 0.4632% | 0 | 0% | 0.4632% | 0 | 0% | 0.4632% | 0 |  |  |  | 0% | 11.8% | 0 | 0% | 11.8% | 0 | 0% | 11.8% | 0 | 0% | 0.3609% | 0 | 0% | 0.3609% | 0 | 0% | 0.3609% | 0 | 0% | 100% | 0 | 0% | 100% | 0 | 0% | 100% | 0 | 0% | 100% | 0 |  |  | 0 |  |  | 0 |  |  | 0
FREMONT 1110MR131 | 2.788e-05 | 0 | 0.025185 | 0 | 0.025185 | 0.0068917 | 0.024201 | 0.010482 | 0% | 99% | 0 | 0% | 99% | 0 | 0% | 99% | 0 | 0% | 99% | 0 | 0% | 63.85% | 0 | 0% | 51.15% | 0 | 0% | 51.15% | 0 | 0% | 51.15% | 0 | 0 | 0% | 2.859% | 0 | 0% | 2.859% | 0 | 0% | 2.859% | 0 | 0% | 0.3108% | 0 | 0% | 0.3108% | 0 | 0% | 0.3108% | 0 | 0% | 0.8885% | 0 | 0% | 0.8885% | 0 | 0% | 0.8885% | 0 | 0% | 0.8942% | 0 | 0% | 0.8942% | 0 | 99.14% | 0.8942% | 0.00022329 | 0% | 6.609% | 0 | 0% | 6.609% | 0 | 0% | 6.609% | 0 | 0% | 0.5598% | 0 | 0% | 0.5598% | 0 | 0% | 0.5598% | 0 |  |  |  | 0% | 11.8% | 0 | 0% | 11.8% | 0 | 0% | 11.8% | 0 | 0% | 0.3601% | 0 | 0% | 0.3601% | 0 | 0% | 0.3601% | 0 | 0% | 100% | 0 | 0% | 100% | 0 | 0% | 100% | 0 | 0% | 100% | 0 |  |  | 0 |  |  | 0 |  |  | 0
MENDOTA 110212230 | 2.7821e-05 | 0 | 0.011785 | 0 | 0.011785 | 0.0011554 | 0.012914 | 0.0053847 | 0% | 99% | 0 | 0% | 99% | 0 | 0% | 99% | 0 | 0% | 99% | 0 | 0% | 61.72% | 0 | 0% | 49.37% | 0 | 0% | 49.37% | 0 | 0% | 49.37% | 0 | 0 | 0% | 2.911% | 0 | 0% | 2.911% | 0 | 0% | 2.911% | 0 | 0% | 0.327% | 0 | 0% | 0.327% | 0 | 0% | 0.327% | 0 | 0% | 1.003% | 0 | 0% | 1.003% | 0 | 0% | 1.003% | 0 | 100% | 1.018% | 0.00012003 | 0% | 1.018% | 0 | 0% | 1.018% | 0 | 0% | 7.506% | 0 | 0% | 7.506% | 0 | 0% | 7.506% | 0 | 0% | 0.2831% | 0 | 0% | 0.2831% | 0 | 0% | 0.2831% | 0 |  |  |  | 0% | 11.8% | 0 | 0% | 11.8% | 0 | 0% | 11.8% | 0 | 0% | 0.3549% | 0 | 0% | 0.3549% | 0 | 0% | 0.3549% | 0 | 0% | 100% | 0 | 0% | 100% | 0 | 0% | 100% | 0 | 0% | 100% | 0 |  |  | 0 |  |  | 0 |  |  | 0
SANTA MARIA 1110353438 | 2.7809e-05 | 0 | 0.00014193 | 0 | 0.00014193 | 1.2819e-05 | 0.00013477 | 8.6704e-05 | 0% | 99% | 0 | 0% | 99% | 0 | 0% | 99% | 0 | 0% | 99% | 0 | 0% | 65.47% | 0 | 0% | 51.72% | 0 | 0% | 51.72% | 0 | 0% | 51.72% | 0 | 0 | 0% | 3.668% | 0 | 0% | 3.668% | 0 | 0% | 3.668% | 0 | 0% | 0.3975% | 0 | 0% | 0.3975% | 0 | 0% | 0.3975% | 0 | 0% | 0.8728% | 0 | 0% | 0.8728% | 0 | 0% | 0.8728% | 0 | 0% | 0.9265% | 0 | 0% | 0.9265% | 0 | 0% | 0.9265% | 0 | 0% | 6.581% | 0 | 0% | 6.581% | 0 | 0% | 6.581% | 0 | 0% | 0.2798% | 0 | 0% | 0.2798% | 0 | 0% | 0.2798% | 0 |  |  |  | 0% | 11.8% | 0 | 0% | 11.8% | 0 | 0% | 11.8% | 0 | 0% | 0.3717% | 0 | 0% | 0.3717% | 0 | 0% | 0.3717% | 0 | 0% | 100% | 0 | 0% | 100% | 0 | 0% | 100% | 0 | 0% | 100% | 0 |  |  | 0 |  |  | 0 |  |  | 0
LATHROP 0402CB | 2.7737e-05 | 0 | 0.00056624 | 0 | 0.00056624 | 5.8797e-05 | 0.00052743 | 0.00034851 | 0% | 99% | 0 | 0% | 99% | 0 | 0% | 99% | 0 | 0% | 99% | 0 | 0% | 62.73% | 0 | 0% | 48.29% | 0 | 0% | 48.29% | 0 | 0% | 48.29% | 0 | 0 | 0% | 3.073% | 0 | 0% | 3.073% | 0 | 0% | 3.073% | 0 | 0% | 0.349% | 0 | 0% | 0.349% | 0 | 0% | 0.349% | 0 | 0% | 0.839% | 0 | 0% | 0.839% | 0 | 0% | 0.839% | 0 | 0% | 0.8873% | 0 | 0% | 0.8873% | 0 | 0% | 0.8873% | 0 | 0% | 6.345% | 0 | 0% | 6.345% | 0 | 0% | 6.345% | 0 | 0% | 0.3113% | 0 | 0% | 0.3113% | 0 | 0% | 0.3113% | 0 |  |  |  | 0% | 11.8% | 0 | 0% | 11.8% | 0 | 0% | 11.8% | 0 | 0% | 0.3687% | 0 | 0% | 0.3687% | 0 | 0% | 0.3687% | 0 | 0% | 100% | 0 | 0% | 100% | 0 | 0% | 100% | 0 | 0% | 100% | 0 |  |  | 0 |  |  | 0 |  |  | 0
CARQUINEZ 11032357 | 2.7692e-05 | 0 | 0.0026852 | 0 | 0.0026852 | 0.0010036 | 0.0026276 | 0.00080147 | 0% | 99% | 0 | 0% | 99% | 0 | 0% | 99% | 0 | 0% | 99% | 0 | 0% | 64.24% | 0 | 0% | 50.83% | 0 | 0% | 50.83% | 0 | 0% | 50.83% | 0 | 0 | 0% | 3.132% | 0 | 0% | 3.132% | 0 | 0% | 3.132% | 0 | 0% | 0.3453% | 0 | 0% | 0.3453% | 0 | 0% | 0.3453% | 0 | 0% | 0.9049% | 0 | 0% | 0.9049% | 0 | 0% | 0.9049% | 0 | 0% | 0.939% | 0 | 25.47% | 0.939% | 6.4228e-06 | 0% | 0.939% | 0 | 0% | 6.794% | 0 | 0% | 6.794% | 0 | 0% | 6.794% | 0 | 0% | 0.9499% | 0 | 0% | 0.9499% | 0 | 0% | 0.9499% | 0 |  |  |  | 0% | 11.8% | 0 | 0% | 11.8% | 0 | 0% | 11.8% | 0 | 0% | 0.3657% | 0 | 0% | 0.3657% | 0 | 0% | 0.3657% | 0 | 0% | 100% | 0 | 0% | 100% | 0 | 0% | 100% | 0 | 0% | 100% | 0 |  |  | 0 |  |  | 0 |  |  | 0
MILLBRAE 1104217 | 2.7657e-05 | 0 | 0.00014115 | 0 | 0.00014115 | 1.6901e-05 | 0.00017209 | 4.4018e-05 | 0% | 99% | 0 | 0% | 99% | 0 | 0% | 99% | 0 | 0% | 99% | 0 | 0% | 61.81% | 0 | 0% | 48.96% | 0 | 0% | 48.96% | 0 | 0% | 48.96% | 0 | 0 | 0% | 3.907% | 0 | 0% | 3.907% | 0 | 0% | 3.907% | 0 | 0% | 0.4338% | 0 | 0% | 0.4338% | 0 | 0% | 0.4338% | 0 | 0% | 1.11% | 0 | 0% | 1.11% | 0 | 0% | 1.11% | 0 | 0% | 1.136% | 0 | 0% | 1.136% | 0 | 0% | 1.136% | 0 | 0% | 8.292% | 0 | 0% | 8.292% | 0 | 0% | 8.292% | 0 | 0% | 0.4166% | 0 | 0% | 0.4166% | 0 | 0% | 0.4166% | 0 |  |  |  | 0% | 11.8% | 0 | 0% | 11.8% | 0 | 0% | 11.8% | 0 | 0% | 0.3525% | 0 | 0% | 0.3525% | 0 | 0% | 0.3525% | 0 | 0% | 100% | 0 | 0% | 100% | 0 | 0% | 100% | 0 | 0% | 100% | 0 |  |  | 0 |  |  | 0 |  |  | 0
JARVIS 1105MR474 | 2.7417e-05 | 0 | 0.026166 | 0 | 0.026166 | 0.0090057 | 0.023521 | 0.010667 | 0% | 99% | 0 | 0% | 99% | 0 | 0% | 99% | 0 | 0% | 99% | 0 | 0% | 64.73% | 0 | 0% | 51.08% | 0 | 0% | 51.08% | 0 | 0% | 51.08% | 0 | 0 | 0% | 2.841% | 0 | 0% | 2.841% | 0 | 0% | 2.841% | 0 | 0% | 0.3113% | 0 | 0% | 0.3113% | 0 | 0% | 0.3113% | 0 | 0% | 0.8305% | 0 | 0% | 0.8305% | 0 | 0% | 0.8305% | 0 | 0% | 0.8571% | 0 | 0% | 0.8571% | 0 | 0% | 0.8571% | 0 | 0% | 6.226% | 0 | 0% | 6.226% | 0 | 0% | 6.226% | 0 | 0% | 0.8038% | 0 | 0% | 0.8038% | 0 | 0% | 0.8038% | 0 |  |  |  | 0% | 11.8% | 0 | 0% | 11.8% | 0 | 0% | 11.8% | 0 | 0% | 0.3674% | 0 | 0% | 0.3674% | 0 | 0% | 0.3674% | 0 | 0% | 100% | 0 | 0% | 100% | 0 | 0% | 100% | 0 | 0% | 100% | 0 |  |  | 0 |  |  | 0 |  |  | 0
RIPON 17024077 | 2.721e-05 | 0 | 0.0040272 | 0 | 0.0040272 | 0.0016965 | 0.0028409 | 0.0021105 | 0% | 99% | 0 | 0% | 99% | 0 | 0% | 99% | 0 | 0% | 99% | 0 | 0% | 65.52% | 0 | 0% | 51.52% | 0 | 0% | 51.52% | 0 | 0% | 51.52% | 0 | 0 | 0% | 1.944% | 0 | 0% | 1.944% | 0 | 0% | 1.944% | 0 | 0% | 0.2188% | 0 | 0% | 0.2188% | 0 | 0% | 0.2188% | 0 | 0% | 0.6475% | 0 | 0% | 0.6475% | 0 | 0% | 0.6475% | 0 | 100% | 0.6642% | 2.6749e-05 | 0% | 0.6642% | 0 | 0% | 0.6642% | 0 | 0% | 4.856% | 0 | 0% | 4.856% | 0 | 0% | 4.856% | 0 | 0% | 1.086% | 0 | 0% | 1.086% | 0 | 0% | 1.086% | 0 |  |  |  | 0% | 11.8% | 0 | 0% | 11.8% | 0 | 0% | 11.8% | 0 | 0% | 0.3718% | 0 | 0% | 0.3718% | 0 | 0% | 0.3718% | 0 | 0% | 100% | 0 | 0% | 100% | 0 | 0% | 100% | 0 | 0% | 100% | 0 |  |  | 0 |  |  | 0 |  |  | 0
FREMONT 11099929 | 2.7204e-05 | 0 | 0.0030545 | 0 | 0.0030545 | 0.00085039 | 0.0030773 | 0.0011145 | 0% | 99% | 0 | 0% | 99% | 0 | 0% | 99% | 0 | 0% | 99% | 0 | 0% | 63.68% | 0 | 0% | 50.94% | 0 | 0% | 50.94% | 0 | 0% | 50.94% | 0 | 0 | 0% | 3.455% | 0 | 0% | 3.455% | 0 | 0% | 3.455% | 0 | 0% | 0.3632% | 0 | 0% | 0.3632% | 0 | 0% | 0.3632% | 0 | 0% | 0.9339% | 0 | 0% | 0.9339% | 0 | 0% | 0.9339% | 0 | 0% | 0.9426% | 0 | 0% | 0.9426% | 0 | 0% | 0.9426% | 0 | 0% | 6.928% | 0 | 0% | 6.928% | 0 | 0% | 6.928% | 0 | 0% | 0.6149% | 0 | 0% | 0.6149% | 0 | 0% | 0.6149% | 0 |  |  |  | 0% | 11.8% | 0 | 0% | 11.8% | 0 | 0% | 11.8% | 0 | 0% | 0.3603% | 0 | 0% | 0.3603% | 0 | 0% | 0.3603% | 0 | 0% | 100% | 0 | 0% | 100% | 0 | 0% | 100% | 0 | 0% | 100% | 0 |  |  | 0 |  |  | 0 |  |  | 0
MENDOTA 110389538 | 2.7166e-05 | 0 | 0.00013865 | 0 | 0.00013865 | 9.68e-06 | 0.00013697 | 8.222e-05 | 0% | 99% | 0 | 0% | 99% | 0 | 0% | 99% | 0 | 0% | 99% | 0 | 0% | 61.15% | 0 | 0% | 48.25% | 0 | 0% | 48.25% | 0 | 0% | 48.25% | 0 | 0 | 0% | 2.935% | 0 | 0% | 2.935% | 0 | 0% | 2.935% | 0 | 0% | 0.3132% | 0 | 0% | 0.3132% | 0 | 0% | 0.3132% | 0 | 0% | 0.9049% | 0 | 0% | 0.9049% | 0 | 0% | 0.9049% | 0 | 100% | 0.9102% | 1.262e-06 | 0% | 0.9102% | 0 | 0% | 0.9102% | 0 | 0% | 6.742% | 0 | 0% | 6.742% | 0 | 0% | 6.742% | 0 | 0% | 0.2133% | 0 | 0% | 0.2133% | 0 | 0% | 0.2133% | 0 |  |  |  | 0% | 11.8% | 0 | 0% | 11.8% | 0 | 0% | 11.8% | 0 | 0% | 0.3593% | 0 | 0% | 0.3593% | 0 | 0% | 0.3593% | 0 | 0% | 100% | 0 | 0% | 100% | 0 | 0% | 100% | 0 | 0% | 100% | 0 |  |  | 0 |  |  | 0 |  |  | 0
IGNACIO 11021350 | 2.7059e-05 | 0 | 0.0001381 | 0 | 0.0001381 | 1.046e-05 | 0.00014775 | 6.9755e-05 | 0% | 99% | 0 | 0% | 99% | 0 | 0% | 99% | 0 | 0% | 99% | 0 | 0% | 63.03% | 0 | 0% | 48.96% | 0 | 0% | 48.96% | 0 | 0% | 48.96% | 0 | 0 | 0% | 3.695% | 0 | 0% | 3.695% | 0 | 0% | 3.695% | 0 | 0% | 0.4329% | 0 | 0% | 0.4329% | 0 | 0% | 0.4329% | 0 | 0% | 0.9395% | 0 | 0% | 0.9395% | 0 | 0% | 0.9395% | 0 | 0% | 1% | 0 | 0% | 1% | 0 | 0% | 1% | 0 | 0% | 7.09% | 0 | 0% | 7.09% | 0 | 0% | 7.09% | 0 | 0% | 0.296% | 0 | 0% | 0.296% | 0 | 0% | 0.296% | 0 |  |  |  | 0% | 11.8% | 0 | 0% | 11.8% | 0 | 0% | 11.8% | 0 | 0% | 0.3609% | 0 | 0% | 0.3609% | 0 | 0% | 0.3609% | 0 | 0% | 100% | 0 | 0% | 100% | 0 | 0% | 100% | 0 | 0% | 100% | 0 |  |  | 0 |  |  | 0 |  |  | 0
SF J 0404CB | 2.6924e-05 | 0 | 0.0040766 | 0 | 0.0040766 | 0.00025117 | 0.0055746 | 0.00090368 | 0% | 99% | 0 | 0% | 99% | 0 | 0% | 99% | 0 | 0% | 99% | 0 | 0% | 60.72% | 0 | 0% | 48.73% | 0 | 0% | 48.73% | 0 | 0% | 48.73% | 0 | 0 | 0% | 4.583% | 0 | 0% | 4.583% | 0 | 0% | 4.583% | 0 | 0% | 0.4939% | 0 | 0% | 0.4939% | 0 | 0% | 0.4939% | 0 | 0% | 1.274% | 0 | 0% | 1.274% | 0 | 0% | 1.274% | 0 | 100% | 1.317% | 5.3707e-05 | 0% | 1.317% | 0 | 0% | 1.317% | 0 | 0% | 9.558% | 0 | 0% | 9.558% | 0 | 0% | 9.558% | 0 | 0% | 0.3148% | 0 | 0% | 0.3148% | 0 | 0% | 0.3148% | 0 |  |  |  | 0% | 11.8% | 0 | 0% | 11.8% | 0 | 0% | 11.8% | 0 | 0% | 0.3541% | 0 | 0% | 0.3541% | 0 | 0% | 0.3541% | 0 | 0% | 100% | 0 | 0% | 100% | 0 | 0% | 100% | 0 | 0% | 100% | 0 |  |  | 0 |  |  | 0 |  |  | 0
PASO ROBLES 110257672 | 2.6872e-05 | 0 | 0.0066287 | 0 | 0.0066287 | 0.0015402 | 0.0072495 | 0.0021527 | 0% | 99% | 0 | 0% | 99% | 0 | 0% | 99% | 0 | 0% | 99% | 0 | 0% | 61.89% | 0 | 0% | 49.37% | 0 | 0% | 49.37% | 0 | 0% | 49.37% | 0 | 0 | 0% | 3.118% | 0 | 0% | 3.118% | 0 | 0% | 3.118% | 0 | 0% | 0.3378% | 0 | 0% | 0.3378% | 0 | 0% | 0.3378% | 0 | 0% | 1.005% | 0 | 0% | 1.005% | 0 | 0% | 1.005% | 0 | 0% | 1.005% | 0 | 100% | 1.005% | 6.6591e-05 | 0% | 1.005% | 0 | 0% | 7.464% | 0 | 0% | 7.464% | 0 | 0% | 7.464% | 0 | 0% | 0.6624% | 0 | 0% | 0.6624% | 0 | 0% | 0.6624% | 0 |  |  |  | 0% | 11.8% | 0 | 0% | 11.8% | 0 | 0% | 11.8% | 0 | 0% | 0.3529% | 0 | 0% | 0.3529% | 0 | 0% | 0.3529% | 0 | 0% | 100% | 0 | 0% | 100% | 0 | 0% | 100% | 0 | 0% | 100% | 0 |  |  | 0 |  |  | 0 |  |  | 0
SAN CARLOS 110475210 | 2.6785e-05 | 0.56626 | 0.001367 | 0 | 0.001367 | 0.00050989 | 0.0013148 | 0.00043188 | 0% | 99% | 0 | 0% | 99% | 0 | 0% | 99% | 0 | 0% | 99% | 0 | 0% | 62.45% | 0 | 0% | 48.74% | 0 | 0% | 48.74% | 0 | 0% | 48.74% | 0 | 0 | 0% | 2.898% | 0 | 0% | 2.898% | 0 | 100% | 2.898% | 3.9616e-05 | 0% | 0.3273% | 0 | 0% | 0.3273% | 0 | 0% | 0.3273% | 0 | 0% | 0.8654% | 0 | 0% | 0.8654% | 0 | 0% | 0.8654% | 0 | 0% | 0.879% | 0 | 0% | 0.879% | 0 | 100% | 0.879% | 1.2016e-05 | 95.56% | 6.448% | 8.4236e-05 | 0% | 6.448% | 0 | 0% | 6.448% | 0 | 0% | 1.089% | 0 | 0% | 1.089% | 0 | 0% | 1.089% | 0 |  |  |  | 0% | 11.8% | 0 | 0% | 11.8% | 0 | 28.57% | 11.8% | 4.6083e-05 | 0% | 0.359% | 0 | 0% | 0.359% | 0 | 0% | 0.359% | 0 | 0% | 100% | 0 | 0% | 100% | 0 | 0% | 100% | 0 | 0% | 100% | 0 |  |  | 0 |  |  | 0 |  |  | 0
EMBARCADERO (Z) 1115CB | 2.6757e-05 | 0 | 0.003414 | 0 | 0.003414 | 0.00022795 | 0.0044843 | 0.00092345 | 0% | 99% | 0 | 0% | 99% | 0 | 0% | 99% | 0 | 0% | 99% | 0 | 0% | 63.02% | 0 | 0% | 49.95% | 0 | 0% | 49.95% | 0 | 0% | 49.95% | 0 | 0 | 0% | 4.831% | 0 | 0% | 4.831% | 0 | 0% | 4.831% | 0 | 0% | 0.53% | 0 | 0% | 0.53% | 0 | 0% | 0.53% | 0 | 0% | 1.224% | 0 | 0% | 1.224% | 0 | 0% | 1.224% | 0 | 100% | 1.312% | 4.48e-05 | 0% | 1.312% | 0 | 0% | 1.312% | 0 | 0% | 9.282% | 0 | 0% | 9.282% | 0 | 0% | 9.282% | 0 | 0% | 0.3312% | 0 | 0% | 0.3312% | 0 | 0% | 0.3312% | 0 |  |  |  | 0% | 11.8% | 0 | 0% | 11.8% | 0 | 0% | 11.8% | 0 | 0% | 0.3658% | 0 | 0% | 0.3658% | 0 | 0% | 0.3658% | 0 | 0% | 100% | 0 | 0% | 100% | 0 | 0% | 100% | 0 | 0% | 100% | 0 |  |  | 0 |  |  | 0 |  |  | 0
BELLE HAVEN 11058978 | 2.6552e-05 | 0 | 0.014048 | 0 | 0.014048 | 0.005414 | 0.012477 | 0.0052984 | 0% | 99% | 0 | 0% | 99% | 0 | 0% | 99% | 0 | 0% | 99% | 0 | 0% | 64.29% | 0 | 0% | 50.77% | 0 | 0% | 50.77% | 0 | 0% | 50.77% | 0 | 0 | 0% | 2.77% | 0 | 0% | 2.77% | 0 | 0% | 2.77% | 0 | 0% | 0.3027% | 0 | 0% | 0.3027% | 0 | 0% | 0.3027% | 0 | 0% | 0.8194% | 0 | 0% | 0.8194% | 0 | 0% | 0.8194% | 0 | 0% | 0.8363% | 0 | 55.71% | 0.8363% | 6.5449e-05 | 44.29% | 0.8363% | 5.2035e-05 | 0% | 6.118% | 0 | 0% | 6.118% | 0 | 0% | 6.118% | 0 | 0% | 0.9022% | 0 | 0% | 0.9022% | 0 | 0% | 0.9022% | 0 |  |  |  | 0% | 11.8% | 0 | 0% | 11.8% | 0 | 0% | 11.8% | 0 | 0% | 0.3655% | 0 | 0% | 0.3655% | 0 | 0% | 0.3655% | 0 | 0% | 100% | 0 | 0% | 100% | 0 | 0% | 100% | 0 | 0% | 100% | 0 |  |  | 0 |  |  | 0 |  |  | 0
GRANT 1105MR363 | 2.6228e-05 | 0 | 0.024809 | 0 | 0.024809 | 0.0038979 | 0.025716 | 0.011339 | 0% | 99% | 0 | 0% | 99% | 0 | 0% | 99% | 0 | 0% | 99% | 0 | 0% | 62.69% | 0 | 0% | 51.33% | 0 | 0% | 51.33% | 0 | 0% | 51.33% | 0 | 0 | 0% | 2.985% | 0 | 0% | 2.985% | 0 | 0% | 2.985% | 0 | 0% | 0.3104% | 0 | 0% | 0.3104% | 0 | 0% | 0.3104% | 0 | 0% | 0.9604% | 0 | 0% | 0.9604% | 0 | 0% | 0.9604% | 0 | 0% | 0.9287% | 0 | 100% | 0.9287% | 0.0002304 | 0% | 0.9287% | 0 | 0% | 7.048% | 0 | 0% | 7.048% | 0 | 0% | 7.048% | 0 | 0% | 0.4113% | 0 | 0% | 0.4113% | 0 | 0% | 0.4113% | 0 |  |  |  | 0% | 11.8% | 0 | 0% | 11.8% | 0 | 0% | 11.8% | 0 | 0% | 0.3496% | 0 | 0% | 0.3496% | 0 | 0% | 0.3496% | 0 | 0% | 100% | 0 | 0% | 100% | 0 | 0% | 100% | 0 | 0% | 100% | 0 |  |  | 0 |  |  | 0 |  |  | 0
DUMBARTON 11108918 | 2.6225e-05 | 0 | 0.0055768 | 0 | 0.0055768 | 0.0015071 | 0.0053025 | 0.0023965 | 0% | 99% | 0 | 0% | 99% | 0 | 0% | 99% | 0 | 0% | 99% | 0 | 0% | 63.54% | 0 | 0% | 50.85% | 0 | 0% | 50.85% | 0 | 0% | 50.85% | 0 | 0 | 0% | 2.911% | 0 | 0% | 2.911% | 0 | 0% | 2.911% | 0 | 0% | 0.3112% | 0 | 0% | 0.3112% | 0 | 0% | 0.3112% | 0 | 0% | 0.8769% | 0 | 0% | 0.8769% | 0 | 0% | 0.8769% | 0 | 0% | 0.8734% | 0 | 100% | 0.8734% | 4.8706e-05 | 0% | 0.8734% | 0 | 0% | 6.492% | 0 | 0% | 6.492% | 0 | 0% | 6.492% | 0 | 0% | 0.6182% | 0 | 0% | 0.6182% | 0 | 0% | 0.6182% | 0 |  |  |  | 0% | 11.8% | 0 | 0% | 11.8% | 0 | 0% | 11.8% | 0 | 0% | 0.3587% | 0 | 0% | 0.3587% | 0 | 0% | 0.3587% | 0 | 0% | 100% | 0 | 0% | 100% | 0 | 0% | 100% | 0 | 0% | 100% | 0 |  |  | 0 |  |  | 0 |  |  | 0
LARKIN (Y) 1140CB | 2.6225e-05 | 0 | 0.0012715 | 0 | 0.0012715 | 0.00012353 | 0.0016325 | 0.00034292 | 0% | 99% | 0 | 0% | 99% | 0 | 0% | 99% | 0 | 0% | 99% | 0 | 0% | 62.1% | 0 | 0% | 49.88% | 0 | 0% | 49.88% | 0 | 0% | 49.88% | 0 | 0 | 0% | 4.44% | 0 | 0% | 4.44% | 0 | 0% | 4.44% | 0 | 0% | 0.4807% | 0 | 0% | 0.4807% | 0 | 0% | 0.4807% | 0 | 0% | 1.196% | 0 | 0% | 1.196% | 0 | 0% | 1.196% | 0 | 12.92% | 1.243% | 2.0408e-06 | 0% | 1.243% | 0 | 0% | 1.243% | 0 | 0% | 8.973% | 0 | 0% | 8.973% | 0 | 0% | 8.973% | 0 | 0% | 0.4104% | 0 | 0% | 0.4104% | 0 | 0% | 0.4104% | 0 |  |  |  | 0% | 11.8% | 0 | 0% | 11.8% | 0 | 0% | 11.8% | 0 | 0% | 0.3578% | 0 | 0% | 0.3578% | 0 | 0% | 0.3578% | 0 | 0% | 100% | 0 | 0% | 100% | 0 | 0% | 100% | 0 | 0% | 100% | 0 |  |  | 0 |  |  | 0 |  |  | 0
SF L 0401CB | 2.6018e-05 | 0 | 0.015138 | 0 | 0.015138 | 0.0035395 | 0.019013 | 0.0024365 | 0% | 99% | 0 | 0% | 99% | 0 | 0% | 99% | 0 | 0% | 99% | 0 | 0% | 62.39% | 0 | 0% | 49.56% | 0 | 0% | 49.56% | 0 | 0% | 49.56% | 0 | 0 | 0% | 3.909% | 0 | 0% | 3.909% | 0 | 0% | 3.909% | 0 | 0% | 0.4354% | 0 | 0% | 0.4354% | 0 | 0% | 0.4354% | 0 | 0% | 1.167% | 0 | 0% | 1.167% | 0 | 0% | 1.167% | 0 | 0% | 1.218% | 0 | 0% | 1.218% | 0 | 86.9% | 1.218% | 0.00016024 | 0% | 8.791% | 0 | 0% | 8.791% | 0 | 0% | 8.791% | 0 | 0% | 0.6178% | 0 | 0% | 0.6178% | 0 | 0% | 0.6178% | 0 |  |  |  | 0% | 11.8% | 0 | 0% | 11.8% | 0 | 0% | 11.8% | 0 | 0% | 0.3587% | 0 | 0% | 0.3587% | 0 | 0% | 0.3587% | 0 | 0% | 100% | 0 | 0% | 100% | 0 | 0% | 100% | 0 | 0% | 100% | 0 |  |  | 0 |  |  | 0 |  |  | 0
MISSION (X) 1109CB | 2.5951e-05 | 0 | 0.0045031 | 0 | 0.0045031 | 0.00059216 | 0.005647 | 0.0011944 | 0% | 99% | 0 | 0% | 99% | 0 | 0% | 99% | 0 | 0% | 99% | 0 | 0% | 62.24% | 0 | 0% | 50.23% | 0 | 0% | 50.23% | 0 | 0% | 50.23% | 0 | 0 | 0% | 4.254% | 0 | 0% | 4.254% | 0 | 0% | 4.254% | 0 | 0% | 0.4569% | 0 | 0% | 0.4569% | 0 | 0% | 0.4569% | 0 | 0% | 1.169% | 0 | 0% | 1.169% | 0 | 0% | 1.169% | 0 | 22.12% | 1.205% | 1.2001e-05 | 0% | 1.205% | 0 | 0% | 1.205% | 0 | 0% | 8.747% | 0 | 0% | 8.747% | 0 | 0% | 8.747% | 0 | 0% | 0.4903% | 0 | 0% | 0.4903% | 0 | 0% | 0.4903% | 0 |  |  |  | 0% | 11.8% | 0 | 0% | 11.8% | 0 | 0% | 11.8% | 0 | 0% | 0.3567% | 0 | 0% | 0.3567% | 0 | 0% | 0.3567% | 0 | 0% | 100% | 0 | 0% | 100% | 0 | 0% | 100% | 0 | 0% | 100% | 0 |  |  | 0 |  |  | 0 |  |  | 0
MC CALL 110386670 | 2.5882e-05 | 0 | 0.00013209 | 0 | 0.00013209 | 2.0196e-05 | 0.00010864 | 8.9216e-05 | 0% | 99% | 0 | 0% | 99% | 0 | 0% | 99% | 0 | 0% | 99% | 0 | 0% | 66.23% | 0 | 0% | 52.16% | 0 | 0% | 52.16% | 0 | 0% | 52.16% | 0 | 0 | 0% | 3.493% | 0 | 0% | 3.493% | 0 | 0% | 3.493% | 0 | 0% | 0.3736% | 0 | 0% | 0.3736% | 0 | 0% | 0.3736% | 0 | 0% | 0.7603% | 0 | 0% | 0.7603% | 0 | 0% | 0.7603% | 0 | 0% | 0.8119% | 0 | 0% | 0.8119% | 0 | 100% | 0.8119% | 1.0724e-06 | 0% | 5.724% | 0 | 0% | 5.724% | 0 | 0% | 5.724% | 0 | 0% | 0.4437% | 0 | 0% | 0.4437% | 0 | 0% | 0.4437% | 0 |  |  |  | 0% | 11.8% | 0 | 0% | 11.8% | 0 | 0% | 11.8% | 0 | 0% | 0.3768% | 0 | 0% | 0.3768% | 0 | 0% | 0.3768% | 0 | 0% | 100% | 0 | 0% | 100% | 0 | 0% | 100% | 0 | 0% | 100% | 0 |  |  | 0 |  |  | 0 |  |  | 0
MARINA (F) 0402CB | 2.5836e-05 | 0 | 0.0025053 | 0 | 0.0025053 | 0.00038347 | 0.0032907 | 0.00046143 | 0% | 99% | 0 | 0% | 99% | 0 | 0% | 99% | 0 | 0% | 99% | 0 | 0% | 61.86% | 0 | 0% | 49.12% | 0 | 0% | 49.12% | 0 | 0% | 49.12% | 0 | 0 | 0% | 4.066% | 0 | 0% | 4.066% | 0 | 0% | 4.066% | 0 | 0% | 0.455% | 0 | 0% | 0.455% | 0 | 0% | 0.455% | 0 | 0% | 1.217% | 0 | 0% | 1.217% | 0 | 0% | 1.217% | 0 | 0% | 1.281% | 0 | 0% | 1.281% | 0 | 0% | 1.281% | 0 | 0% | 9.203% | 0 | 0% | 9.203% | 0 | 0% | 9.203% | 0 | 0% | 0.4952% | 0 | 0% | 0.4952% | 0 | 0% | 0.4952% | 0 |  |  |  | 0% | 11.8% | 0 | 0% | 11.8% | 0 | 0% | 11.8% | 0 | 0% | 0.3587% | 0 | 0% | 0.3587% | 0 | 0% | 0.3587% | 0 | 0% | 100% | 0 | 0% | 100% | 0 | 0% | 100% | 0 | 0% | 100% | 0 |  |  | 0 |  |  | 0 |  |  | 0
LAS GALLINAS A 1106685852 | 3.5007e-05 | 0.028955 | 0.00092233 | 0 | 0.00092233 | 0.00052936 | 0.00071934 | 0.00027384 | 0% | 99% | 0 | 0% | 99% | 0 | 0% | 99% | 0 | 0% | 99% | 0 | 0% | 64.38% | 0 | 0% | 50.34% | 0 | 0% | 50.34% | 0 | 0% | 50.34% | 0 | 0 | 0% | 3.159% | 0 | 0% | 3.159% | 0 | 0% | 3.159% | 0 | 0% | 0.3314% | 0 | 0% | 0.3314% | 0 | 0% | 0.3314% | 0 | 0% | 0.7214% | 0 | 0% | 0.7214% | 0 | 100% | 0.7214% | 6.6539e-06 | 0% | 0.7495% | 0 | 100% | 0.7495% | 6.9132e-06 | 0% | 0.7495% | 0 | 0% | 5.382% | 0 | 0% | 5.382% | 0 | 0% | 5.382% | 0 | 0% | 1.75% | 0 | 0% | 1.75% | 0 | 0% | 1.75% | 0 |  |  |  | 0% | 11.8% | 0 | 0% | 11.8% | 0 | 17.08% | 11.8% | 1.8586e-05 | 0% | 0.3741% | 0 | 0% | 0.3741% | 0 | 0% | 0.3741% | 0 | 0% | 100% | 0 | 0% | 100% | 0 | 0% | 100% | 0 | 0% | 100% | 0 |  |  | 0 |  |  | 0 |  |  | 0
MT EDEN 110211056 | 2.5809e-05 | 0 | 0.0044785 | 0 | 0.0044785 | 0.0010815 | 0.0046957 | 0.0016157 | 0% | 99% | 0 | 0% | 99% | 0 | 0% | 99% | 0 | 0% | 99% | 0 | 0% | 61.1% | 0 | 0% | 50.41% | 0 | 0% | 50.41% | 0 | 0% | 50.41% | 0 | 0 | 0% | 2.744% | 0 | 0% | 2.744% | 0 | 0% | 2.744% | 0 | 0% | 0.2753% | 0 | 0% | 0.2753% | 0 | 0% | 0.2753% | 0 | 0% | 0.9762% | 0 | 0% | 0.9762% | 0 | 0% | 0.9762% | 0 | 0% | 0.9129% | 0 | 0% | 0.9129% | 0 | 100% | 0.9129% | 4.0883e-05 | 0% | 7.095% | 0 | 0% | 7.095% | 0 | 0% | 7.095% | 0 | 0% | 0.5585% | 0 | 0% | 0.5585% | 0 | 0% | 0.5585% | 0 |  |  |  | 0% | 11.8% | 0 | 0% | 11.8% | 0 | 0% | 11.8% | 0 | 0% | 0.343% | 0 | 0% | 0.343% | 0 | 0% | 0.343% | 0 | 0% | 100% | 0 | 0% | 100% | 0 | 0% | 100% | 0 | 0% | 100% | 0 |  |  | 0 |  |  | 0 |  |  | 0
CORCORAN 11082052F | 2.5803e-05 | 0 | 0.0028972 | 0 | 0.0028972 | 0.00044833 | 0.0031984 | 0.0011358 | 0% | 99% | 0 | 0% | 99% | 0 | 0% | 99% | 0 | 0% | 99% | 0 | 0% | 61.62% | 0 | 0% | 48.83% | 0 | 0% | 48.83% | 0 | 0% | 48.83% | 0 | 0 | 0% | 2.741% | 0 | 0% | 2.741% | 0 | 0% | 2.741% | 0 | 0% | 0.3165% | 0 | 0% | 0.3165% | 0 | 0% | 0.3165% | 0 | 0% | 1.01% | 0 | 0% | 1.01% | 0 | 0% | 1.01% | 0 | 100% | 1.037% | 3.0052e-05 | 0% | 1.037% | 0 | 0% | 1.037% | 0 | 0% | 7.604% | 0 | 0% | 7.604% | 0 | 0% | 7.604% | 0 | 0% | 0.4278% | 0 | 0% | 0.4278% | 0 | 0% | 0.4278% | 0 |  |  |  | 0% | 11.8% | 0 | 0% | 11.8% | 0 | 0% | 11.8% | 0 | 0% | 0.3567% | 0 | 0% | 0.3567% | 0 | 0% | 0.3567% | 0 | 0% | 100% | 0 | 0% | 100% | 0 | 0% | 100% | 0 | 0% | 100% | 0 |  |  | 0 |  |  | 0 |  |  | 0
SALINAS 110522408 | 2.543e-05 | 0 | 0.0089554 | 0 | 0.0089554 | 0.0016936 | 0.0090539 | 0.0040357 | 0% | 99% | 0 | 0% | 99% | 0 | 0% | 99% | 0 | 0% | 99% | 0 | 0% | 64.77% | 0 | 0% | 51.85% | 0 | 0% | 51.85% | 0 | 0% | 51.85% | 0 | 0 | 0% | 3.083% | 0 | 0% | 3.083% | 0 | 0% | 3.083% | 0 | 0% | 0.3426% | 0 | 0% | 0.3426% | 0 | 0% | 0.3426% | 0 | 0% | 0.9329% | 0 | 0% | 0.9329% | 0 | 0% | 0.9329% | 0 | 0% | 0.9673% | 0 | 0% | 0.9673% | 0 | 0% | 0.9673% | 0 | 0% | 7.013% | 0 | 0% | 7.013% | 0 | 0% | 7.013% | 0 | 0% | 0.4714% | 0 | 0% | 0.4714% | 0 | 0% | 0.4714% | 0 |  |  |  | 0% | 11.8% | 0 | 0% | 11.8% | 0 | 0% | 11.8% | 0 | 0% | 0.3639% | 0 | 0% | 0.3639% | 0 | 0% | 0.3639% | 0 | 0% | 100% | 0 | 0% | 100% | 0 | 0% | 100% | 0 | 0% | 100% | 0 |  |  | 0 |  |  | 0 |  |  | 0
EL CERRITO G 1112BR170 | 2.5399e-05 | 0 | 0.0077864 | 0 | 0.0077864 | 0.0021696 | 0.0082877 | 0.0023962 | 0% | 99% | 0 | 0% | 99% | 0 | 0% | 99% | 0 | 0% | 99% | 0 | 0% | 61.12% | 0 | 0% | 49.88% | 0 | 0% | 49.88% | 0 | 0% | 49.88% | 0 | 0 | 0% | 3.044% | 0 | 0% | 3.044% | 0 | 0% | 3.044% | 0 | 0% | 0.3131% | 0 | 0% | 0.3131% | 0 | 0% | 0.3131% | 0 | 0% | 0.9874% | 0 | 0% | 0.9874% | 0 | 7.66% | 0.9874% | 5.8896e-06 | 0% | 0.9426% | 0 | 7.66% | 0.9426% | 5.6224e-06 | 0% | 0.9426% | 0 | 0% | 7.213% | 0 | 0% | 7.213% | 0 | 0% | 7.213% | 0 | 0% | 0.6639% | 0 | 0% | 0.6639% | 0 | 0% | 0.6639% | 0 |  |  |  | 0% | 11.8% | 0 | 0% | 11.8% | 0 | 0% | 11.8% | 0 | 0% | 0.346% | 0 | 0% | 0.346% | 0 | 0% | 0.346% | 0 | 0% | 100% | 0 | 0% | 100% | 0 | 0% | 100% | 0 | 0% | 100% | 0 |  |  | 0 |  |  | 0 |  |  | 0
ARBUCKLE 110130376 | 2.5394e-05 | 0 | 0.0001296 | 0 | 0.0001296 | 1.3694e-05 | 0.00012107 | 7.9175e-05 | 0% | 99% | 0 | 0% | 99% | 0 | 0% | 99% | 0 | 0% | 99% | 0 | 0% | 62.85% | 0 | 0% | 47.52% | 0 | 0% | 47.52% | 0 | 0% | 47.52% | 0 | 0 | 0% | 2.496% | 0 | 0% | 2.496% | 0 | 0% | 2.496% | 0 | 0% | 0.3142% | 0 | 0% | 0.3142% | 0 | 0% | 0.3142% | 0 | 0% | 0.8093% | 0 | 0% | 0.8093% | 0 | 0% | 0.8093% | 0 | 0% | 0.8648% | 0 | 0% | 0.8648% | 0 | 0% | 0.8648% | 0 | 0% | 6.164% | 0 | 0% | 6.164% | 0 | 0% | 6.164% | 0 | 0% | 0.3205% | 0 | 0% | 0.3205% | 0 | 0% | 0.3205% | 0 |  |  |  | 0% | 11.8% | 0 | 0% | 11.8% | 0 | 0% | 11.8% | 0 | 0% | 0.3644% | 0 | 0% | 0.3644% | 0 | 0% | 0.3644% | 0 | 0% | 100% | 0 | 0% | 100% | 0 | 0% | 100% | 0 | 0% | 100% | 0 |  |  | 0 |  |  | 0 |  |  | 0
MADERA 11125800 | 2.4977e-05 | 0 | 0.0013597 | 0 | 0.0013597 | 0.00014978 | 0.0012073 | 0.00088751 | 0% | 99% | 0 | 0% | 99% | 0 | 0% | 99% | 0 | 0% | 99% | 0 | 0% | 65.43% | 0 | 0% | 51.26% | 0 | 0% | 51.26% | 0 | 0% | 51.26% | 0 | 0 | 0% | 3.548% | 0 | 0% | 3.548% | 0 | 0% | 3.548% | 0 | 0% | 0.386% | 0 | 0% | 0.386% | 0 | 0% | 0.386% | 0 | 0% | 0.8134% | 0 | 0% | 0.8134% | 0 | 0% | 0.8134% | 0 | 100% | 0.8672% | 1.1791e-05 | 0% | 0.8672% | 0 | 0% | 0.8672% | 0 | 0% | 6.131% | 0 | 0% | 6.131% | 0 | 0% | 6.131% | 0 | 0% | 0.3747% | 0 | 0% | 0.3747% | 0 | 0% | 0.3747% | 0 |  |  |  | 0% | 11.8% | 0 | 0% | 11.8% | 0 | 0% | 11.8% | 0 | 0% | 0.3737% | 0 | 0% | 0.3737% | 0 | 0% | 0.3737% | 0 | 0% | 100% | 0 | 0% | 100% | 0 | 0% | 100% | 0 | 0% | 100% | 0 |  |  | 0 |  |  | 0 |  |  | 0
SAN LUIS OBISPO 1103191498 | 2.4522e-05 | 0.24078 | 0.00087608 | 0 | 0.00087608 | 0.00038292 | 0.00080962 | 0.00025365 | 0% | 99% | 0 | 0% | 99% | 0 | 0% | 99% | 0 | 0% | 99% | 0 | 0% | 63.85% | 0 | 0% | 49.74% | 0 | 0% | 49.74% | 0 | 0% | 49.74% | 0 | 0 | 0% | 3.003% | 0 | 0% | 3.003% | 0 | 0% | 3.003% | 0 | 0% | 0.3353% | 0 | 0% | 0.3353% | 0 | 0% | 0.3353% | 0 | 0% | 0.8491% | 0 | 0% | 0.8491% | 0 | 100% | 0.8491% | 7.4391e-06 | 0% | 0.8869% | 0 | 100% | 0.8869% | 7.7698e-06 | 0% | 0.8869% | 0 | 100% | 6.387% | 5.5957e-05 | 0% | 6.387% | 0 | 0% | 6.387% | 0 | 0% | 1.153% | 0 | 0% | 1.153% | 0 | 0% | 1.153% | 0 |  |  |  | 0% | 11.8% | 0 | 0% | 11.8% | 0 | 0% | 11.8% | 0 | 0% | 0.3681% | 0 | 0% | 0.3681% | 0 | 0% | 0.3681% | 0 | 0% | 100% | 0 | 0% | 100% | 0 | 0% | 100% | 0 | 0% | 100% | 0 |  |  | 0 |  |  | 0 |  |  | 0
LIVE OAK 1101425666 | 2.4501e-05 | 0 | 0.0016256 | 0 | 0.0016256 | 0.00044637 | 0.0014443 | 0.00079275 | 0% | 99% | 0 | 0% | 99% | 0 | 0% | 99% | 0 | 0% | 99% | 0 | 0% | 62.22% | 0 | 0% | 48.98% | 0 | 0% | 48.98% | 0 | 0% | 48.98% | 0 | 0 | 0% | 2.606% | 0 | 0% | 2.606% | 0 | 0% | 2.606% | 0 | 0% | 0.2821% | 0 | 0% | 0.2821% | 0 | 0% | 0.2821% | 0 | 0% | 0.7948% | 0 | 0% | 0.7948% | 0 | 0% | 0.7948% | 0 | 0% | 0.7787% | 0 | 0% | 0.7787% | 0 | 100% | 0.7787% | 1.2659e-05 | 0% | 5.843% | 0 | 0% | 5.843% | 0 | 0% | 5.843% | 0 | 0% | 0.7388% | 0 | 0% | 0.7388% | 0 | 0% | 0.7388% | 0 |  |  |  | 0% | 11.8% | 0 | 0% | 11.8% | 0 | 0% | 11.8% | 0 | 0% | 0.3554% | 0 | 0% | 0.3554% | 0 | 0% | 0.3554% | 0 | 0% | 100% | 0 | 0% | 100% | 0 | 0% | 100% | 0 | 0% | 100% | 0 |  |  | 0 |  |  | 0 |  |  | 0
SF L 0403CB | 2.425e-05 | 0 | 0.0024753 | 0 | 0.0024753 | 0.00052562 | 0.0031773 | 0.00038327 | 0% | 99% | 0 | 0% | 99% | 0 | 0% | 99% | 0 | 0% | 99% | 0 | 0% | 62.94% | 0 | 0% | 49.55% | 0 | 0% | 49.55% | 0 | 0% | 49.55% | 0 | 0 | 0% | 4.119% | 0 | 0% | 4.119% | 0 | 0% | 4.119% | 0 | 0% | 0.4662% | 0 | 0% | 0.4662% | 0 | 0% | 0.4662% | 0 | 0% | 1.192% | 0 | 0% | 1.192% | 0 | 0% | 1.192% | 0 | 0% | 1.272% | 0 | 0% | 1.272% | 0 | 100% | 1.272% | 3.1493e-05 | 0% | 9.05% | 0 | 0% | 9.05% | 0 | 0% | 9.05% | 0 | 0% | 0.558% | 0 | 0% | 0.558% | 0 | 0% | 0.558% | 0 |  |  |  | 0% | 11.8% | 0 | 0% | 11.8% | 0 | 0% | 11.8% | 0 | 0% | 0.3637% | 0 | 0% | 0.3637% | 0 | 0% | 0.3637% | 0 | 0% | 100% | 0 | 0% | 100% | 0 | 0% | 100% | 0 | 0% | 100% | 0 |  |  | 0 |  |  | 0 |  |  | 0
SAN LEANDRO U 1107MR217 | 2.3854e-05 | 0 | 0.010551 | 0 | 0.010551 | 0.0031468 | 0.010017 | 0.0042534 | 0% | 99% | 0 | 0% | 99% | 0 | 0% | 99% | 0 | 0% | 99% | 0 | 0% | 63.82% | 0 | 0% | 51.23% | 0 | 0% | 51.23% | 0 | 0% | 51.23% | 0 | 0 | 0% | 2.663% | 0 | 0% | 2.663% | 0 | 0% | 2.663% | 0 | 0% | 0.2867% | 0 | 0% | 0.2867% | 0 | 0% | 0.2867% | 0 | 0% | 0.8797% | 0 | 0% | 0.8797% | 0 | 0% | 0.8797% | 0 | 0% | 0.8799% | 0 | 100% | 0.8799% | 9.2834e-05 | 0% | 0.8799% | 0 | 0% | 6.539% | 0 | 0% | 6.539% | 0 | 0% | 6.539% | 0 | 0% | 0.7512% | 0 | 0% | 0.7512% | 0 | 0% | 0.7512% | 0 |  |  |  | 0% | 11.8% | 0 | 0% | 11.8% | 0 | 0% | 11.8% | 0 | 0% | 0.3598% | 0 | 0% | 0.3598% | 0 | 0% | 0.3598% | 0 | 0% | 100% | 0 | 0% | 100% | 0 | 0% | 100% | 0 | 0% | 100% | 0 |  |  | 0 |  |  | 0 |  |  | 0
WAHTOKE 1108673298 | 2.3552e-05 | 0 | 8.0134e-05 | 0 | 8.0134e-05 | 1.1776e-05 | 6.3871e-05 | 5.6635e-05 | 0% | 99% | 0 | 0% | 99% | 0 | 0% | 99% | 0 | 0% | 99% | 0 | 0% | 64.31% | 0 | 0% | 50.67% | 0 | 0% | 50.67% | 0 | 0% | 50.67% | 0 | 0 | 0% | 3.078% | 0 | 0% | 3.078% | 0 | 0% | 3.078% | 0 | 0% | 0.3308% | 0 | 0% | 0.3308% | 0 | 0% | 0.3308% | 0 | 0% | 0.7245% | 0 | 0% | 0.7245% | 0 | 0% | 0.7245% | 0 | 0% | 0.7379% | 0 | 0% | 0.7379% | 0 | 0% | 0.7379% | 0 | 0% | 5.368% | 0 | 0% | 5.368% | 0 | 0% | 5.368% | 0 | 0% | 0.4483% | 0 | 0% | 0.4483% | 0 | 0% | 0.4483% | 0 |  |  |  | 0% | 11.8% | 0 | 0% | 11.8% | 0 | 0% | 11.8% | 0 | 0% | 0.3677% | 0 | 0% | 0.3677% | 0 | 0% | 0.3677% | 0 | 0% | 100% | 0 | 0% | 100% | 0 | 0% | 100% | 0 | 0% | 100% | 0 |  |  | 0 |  |  | 0 |  |  | 0
LARKIN (Y) 1141CB | 2.3506e-05 | 0 | 0.00023993 | 0 | 0.00023993 | 5.2227e-05 | 0.00028393 | 5.991e-05 | 0% | 99% | 0 | 0% | 99% | 0 | 0% | 99% | 0 | 0% | 99% | 0 | 0% | 63.95% | 0 | 0% | 50.18% | 0 | 0% | 50.18% | 0 | 0% | 50.18% | 0 | 0 | 0% | 5.382% | 0 | 0% | 5.382% | 0 | 0% | 5.382% | 0 | 0% | 0.5707% | 0 | 0% | 0.5707% | 0 | 0% | 0.5707% | 0 | 0% | 1.102% | 0 | 0% | 1.102% | 0 | 0% | 1.102% | 0 | 0% | 1.178% | 0 | 0% | 1.178% | 0 | 0% | 1.178% | 0 | 0% | 8.284% | 0 | 0% | 8.284% | 0 | 0% | 8.284% | 0 | 0% | 0.7922% | 0 | 0% | 0.7922% | 0 | 0% | 0.7922% | 0 |  |  |  | 0% | 11.8% | 0 | 0% | 11.8% | 0 | 0% | 11.8% | 0 | 0% | 0.3701% | 0 | 0% | 0.3701% | 0 | 0% | 0.3701% | 0 | 0% | 100% | 0 | 0% | 100% | 0 | 0% | 100% | 0 | 0% | 100% | 0 |  |  | 0 |  |  | 0 |  |  | 0
MARINA (F) 0403CB | 2.3286e-05 | 0 | 0.00047537 | 0 | 0.00047537 | 0.00010541 | 0.00061357 | 6.5748e-05 | 0% | 99% | 0 | 0% | 99% | 0 | 0% | 99% | 0 | 0% | 99% | 0 | 0% | 60.67% | 0 | 0% | 48.84% | 0 | 0% | 48.84% | 0 | 0% | 48.84% | 0 | 0 | 0% | 3.541% | 0 | 0% | 3.541% | 0 | 0% | 3.541% | 0 | 0% | 0.3949% | 0 | 0% | 0.3949% | 0 | 0% | 0.3949% | 0 | 0% | 1.196% | 0 | 0% | 1.196% | 0 | 0% | 1.196% | 0 | 0% | 1.22% | 0 | 0% | 1.22% | 0 | 0% | 1.22% | 0 | 0% | 8.961% | 0 | 0% | 8.961% | 0 | 0% | 8.961% | 0 | 0% | 0.6847% | 0 | 0% | 0.6847% | 0 | 0% | 0.6847% | 0 |  |  |  | 0% | 11.8% | 0 | 0% | 11.8% | 0 | 0% | 11.8% | 0 | 0% | 0.3503% | 0 | 0% | 0.3503% | 0 | 0% | 0.3503% | 0 | 0% | 100% | 0 | 0% | 100% | 0 | 0% | 100% | 0 | 0% | 100% | 0 |  |  | 0 |  |  | 0 |  |  | 0
BELLE HAVEN 110538298 | 2.3147e-05 | 0 | 0.0020082 | 0 | 0.0020082 | 0.0008363 | 0.0017386 | 0.00074023 | 0% | 99% | 0 | 0% | 99% | 0 | 0% | 99% | 0 | 0% | 99% | 0 | 0% | 64.39% | 0 | 0% | 50.62% | 0 | 0% | 50.62% | 0 | 0% | 50.62% | 0 | 0 | 0% | 2.718% | 0 | 0% | 2.718% | 0 | 0% | 2.718% | 0 | 0% | 0.2972% | 0 | 0% | 0.2972% | 0 | 0% | 0.2972% | 0 | 0% | 0.7975% | 0 | 0% | 0.7975% | 0 | 0% | 0.7975% | 0 | 0% | 0.8153% | 0 | 25.63% | 0.8153% | 4.1969e-06 | 74.37% | 0.8153% | 1.2175e-05 | 0% | 5.957% | 0 | 0% | 5.957% | 0 | 0% | 5.957% | 0 | 0% | 0.9382% | 0 | 0% | 0.9382% | 0 | 0% | 0.9382% | 0 |  |  |  | 0% | 11.8% | 0 | 0% | 11.8% | 0 | 0% | 11.8% | 0 | 0% | 0.3666% | 0 | 0% | 0.3666% | 0 | 0% | 0.3666% | 0 | 0% | 100% | 0 | 0% | 100% | 0 | 0% | 100% | 0 | 0% | 100% | 0 |  |  | 0 |  |  | 0 |  |  | 0
RADUM 1105MR277 | 2.2924e-05 | 0 | 0.0065519 | 0 | 0.0065519 | 0.0021019 | 0.0058123 | 0.0029014 | 0% | 99% | 0 | 0% | 99% | 0 | 0% | 99% | 0 | 0% | 99% | 0 | 0% | 63.74% | 0 | 0% | 50.48% | 0 | 0% | 50.48% | 0 | 0% | 50.48% | 0 | 0 | 0% | 2.84% | 0 | 0% | 2.84% | 0 | 0% | 2.84% | 0 | 0% | 0.3004% | 0 | 0% | 0.3004% | 0 | 0% | 0.3004% | 0 | 0% | 0.8171% | 0 | 0% | 0.8171% | 0 | 0% | 0.8171% | 0 | 0% | 0.8166% | 0 | 0% | 0.8166% | 0 | 100% | 0.8166% | 5.3504e-05 | 0% | 6.05% | 0 | 0% | 6.05% | 0 | 0% | 6.05% | 0 | 0% | 0.8419% | 0 | 0% | 0.8419% | 0 | 0% | 0.8419% | 0 |  |  |  | 0% | 11.8% | 0 | 0% | 11.8% | 0 | 0% | 11.8% | 0 | 0% | 0.3622% | 0 | 0% | 0.3622% | 0 | 0% | 0.3622% | 0 | 0% | 100% | 0 | 0% | 100% | 0 | 0% | 100% | 0 | 0% | 100% | 0 |  |  | 0 |  |  | 0 |  |  | 0
TEXACO EMIDIO 1101CB | 2.2307e-05 | 0 | 0.0002277 | 0 | 0.0002277 | 1.7785e-05 | 0.00021373 | 0.00014436 | 0% | 99% | 0 | 0% | 99% | 0 | 0% | 99% | 0 | 0% | 99% | 0 | 0% | 62.2% | 0 | 0% | 47.13% | 0 | 0% | 47.13% | 0 | 0% | 47.13% | 0 | 0 | 0% | 2.485% | 0 | 0% | 2.485% | 0 | 0% | 2.485% | 0 | 0% | 0.2998% | 0 | 0% | 0.2998% | 0 | 0% | 0.2998% | 0 | 0% | 0.8385% | 0 | 0% | 0.8385% | 0 | 0% | 0.8385% | 0 | 0% | 0.8986% | 0 | 0% | 0.8986% | 0 | 0% | 0.8986% | 0 | 0% | 6.416% | 0 | 0% | 6.416% | 0 | 0% | 6.416% | 0 | 0% | 0.2187% | 0 | 0% | 0.2187% | 0 | 0% | 0.2187% | 0 |  |  |  | 0% | 11.8% | 0 | 0% | 11.8% | 0 | 0% | 11.8% | 0 | 0% | 0.3693% | 0 | 0% | 0.3693% | 0 | 0% | 0.3693% | 0 | 0% | 100% | 0 | 0% | 100% | 0 | 0% | 100% | 0 | 0% | 100% | 0 |  |  | 0 |  |  | 0 |  |  | 0
FIREBAUGH 11013540 | 2.1937e-05 | 0 | 0.00022391 | 0 | 0.00022391 | 1.7647e-05 | 0.00021517 | 0.00013681 | 0% | 99% | 0 | 0% | 99% | 0 | 0% | 99% | 0 | 0% | 99% | 0 | 0% | 62.05% | 0 | 0% | 48.84% | 0 | 0% | 48.84% | 0 | 0% | 48.84% | 0 | 0 | 0% | 2.742% | 0 | 0% | 2.742% | 0 | 0% | 2.742% | 0 | 0% | 0.2962% | 0 | 0% | 0.2962% | 0 | 0% | 0.2962% | 0 | 0% | 0.8747% | 0 | 0% | 0.8747% | 0 | 0% | 0.8747% | 0 | 100% | 0.8977% | 2.0102e-06 | 0% | 0.8977% | 0 | 0% | 0.8977% | 0 | 0% | 6.563% | 0 | 0% | 6.563% | 0 | 0% | 6.563% | 0 | 0% | 0.2394% | 0 | 0% | 0.2394% | 0 | 0% | 0.2394% | 0 |  |  |  | 0% | 11.8% | 0 | 0% | 11.8% | 0 | 0% | 11.8% | 0 | 0% | 0.363% | 0 | 0% | 0.363% | 0 | 0% | 0.363% | 0 | 0% | 100% | 0 | 0% | 100% | 0 | 0% | 100% | 0 | 0% | 100% | 0 |  |  | 0 |  |  | 0 |  |  | 0
STROUD 110449602 | 2.145e-05 | 0 | 0.00065685 | 0 | 0.00065685 | 4.2345e-05 | 0.0006298 | 0.00041216 | 0% | 99% | 0 | 0% | 99% | 0 | 0% | 99% | 0 | 0% | 99% | 0 | 0% | 60.79% | 0 | 0% | 46.33% | 0 | 0% | 46.33% | 0 | 0% | 46.33% | 0 | 0 | 0% | 2.263% | 0 | 0% | 2.263% | 0 | 0% | 2.263% | 0 | 0% | 0.2727% | 0 | 0% | 0.2727% | 0 | 0% | 0.2727% | 0 | 0% | 0.8543% | 0 | 0% | 0.8543% | 0 | 0% | 0.8543% | 0 | 0% | 0.8907% | 0 | 0% | 0.8907% | 0 | 0% | 0.8907% | 0 | 0% | 6.481% | 0 | 0% | 6.481% | 0 | 0% | 6.481% | 0 | 0% | 0.238% | 0 | 0% | 0.238% | 0 | 0% | 0.238% | 0 |  |  |  | 0% | 11.8% | 0 | 0% | 11.8% | 0 | 0% | 11.8% | 0 | 0% | 0.3631% | 0 | 0% | 0.3631% | 0 | 0% | 0.3631% | 0 | 0% | 100% | 0 | 0% | 100% | 0 | 0% | 100% | 0 | 0% | 100% | 0 |  |  | 0 |  |  | 0 |  |  | 0
WILLIAMS 110130592 | 2.0631e-05 | 0 | 0.00031588 | 0 | 0.00031588 | 2.9831e-05 | 0.00034992 | 0.00014169 | 0% | 99% | 0 | 0% | 99% | 0 | 0% | 99% | 0 | 0% | 99% | 0 | 0% | 61.4% | 0 | 0% | 47.28% | 0 | 0% | 47.28% | 0 | 0% | 47.28% | 0 | 0 | 0% | 3.192% | 0 | 0% | 3.192% | 0 | 0% | 3.192% | 0 | 0% | 0.3811% | 0 | 0% | 0.3811% | 0 | 0% | 0.3811% | 0 | 0% | 0.9658% | 0 | 0% | 0.9658% | 0 | 0% | 0.9658% | 0 | 0% | 0.9965% | 0 | 100% | 0.9965% | 3.1476e-06 | 0% | 0.9965% | 0 | 0% | 7.241% | 0 | 0% | 7.241% | 0 | 0% | 7.241% | 0 | 0% | 0.2944% | 0 | 0% | 0.2944% | 0 | 0% | 0.2944% | 0 |  |  |  | 0% | 11.8% | 0 | 0% | 11.8% | 0 | 0% | 11.8% | 0 | 0% | 0.3517% | 0 | 0% | 0.3517% | 0 | 0% | 0.3517% | 0 | 0% | 100% | 0 | 0% | 100% | 0 | 0% | 100% | 0 | 0% | 100% | 0 |  |  | 0 |  |  | 0 |  |  | 0
BAIR 110395364 | 1.9669e-05 | 0 | 0.0016061 | 0 | 0.0016061 | 0.00014507 | 0.0017047 | 0.0008016 | 0% | 99% | 0 | 0% | 99% | 0 | 0% | 99% | 0 | 0% | 99% | 0 | 0% | 61.15% | 0 | 0% | 49.01% | 0 | 0% | 49.01% | 0 | 0% | 49.01% | 0 | 0 | 0% | 3.812% | 0 | 0% | 3.812% | 0 | 0% | 3.812% | 0 | 0% | 0.4067% | 0 | 0% | 0.4067% | 0 | 0% | 0.4067% | 0 | 0% | 0.963% | 0 | 0% | 0.963% | 0 | 0% | 0.963% | 0 | 0% | 0.9617% | 0 | 100% | 0.9617% | 1.5447e-05 | 0% | 0.9617% | 0 | 0% | 7.101% | 0 | 0% | 7.101% | 0 | 0% | 7.101% | 0 | 0% | 0.3102% | 0 | 0% | 0.3102% | 0 | 0% | 0.3102% | 0 |  |  |  | 0% | 11.8% | 0 | 0% | 11.8% | 0 | 0% | 11.8% | 0 | 0% | 0.3532% | 0 | 0% | 0.3532% | 0 | 0% | 0.3532% | 0 | 0% | 100% | 0 | 0% | 100% | 0 | 0% | 100% | 0 | 0% | 100% | 0 |  |  | 0 |  |  | 0 |  |  | 0
OAKLAND C 1133CB | 1.9546e-05 | 0 | 0.00089778 | 0 | 0.00089778 | 0.0001473 | 0.0010244 | 0.00031031 | 0% | 99% | 0 | 0% | 99% | 0 | 0% | 99% | 0 | 0% | 99% | 0 | 0% | 63.54% | 0 | 0% | 50.6% | 0 | 0% | 50.6% | 0 | 0% | 50.6% | 0 | 0 | 0% | 3.262% | 0 | 0% | 3.262% | 0 | 0% | 3.262% | 0 | 0% | 0.3822% | 0 | 0% | 0.3822% | 0 | 0% | 0.3822% | 0 | 0% | 1.051% | 0 | 0% | 1.051% | 0 | 0% | 1.051% | 0 | 28.66% | 1.114% | 2.8666e-06 | 71.34% | 1.114% | 7.1349e-06 | 0% | 1.114% | 0 | 0% | 7.979% | 0 | 0% | 7.979% | 0 | 0% | 7.979% | 0 | 0% | 0.5993% | 0 | 0% | 0.5993% | 0 | 0% | 0.5993% | 0 |  |  |  | 0% | 11.8% | 0 | 0% | 11.8% | 0 | 0% | 11.8% | 0 | 0% | 0.3631% | 0 | 0% | 0.3631% | 0 | 0% | 0.3631% | 0 | 0% | 100% | 0 | 0% | 100% | 0 | 0% | 100% | 0 | 0% | 100% | 0 |  |  | 0 |  |  | 0 |  |  | 0
BAIR 1103CB | 1.9095e-05 | 0 | 0.0011694 | 0 | 0.0011694 | 0.00010807 | 0.0011455 | 0.00067686 | 0% | 99% | 0 | 0% | 99% | 0 | 0% | 99% | 0 | 0% | 99% | 0 | 0% | 63.07% | 0 | 0% | 50.54% | 0 | 0% | 50.54% | 0 | 0% | 50.54% | 0 | 0 | 0% | 3.932% | 0 | 0% | 3.932% | 0 | 0% | 3.932% | 0 | 0% | 0.4202% | 0 | 0% | 0.4202% | 0 | 0% | 0.4202% | 0 | 0% | 0.8968% | 0 | 0% | 0.8968% | 0 | 0% | 0.8968% | 0 | 0% | 0.9274% | 0 | 82% | 0.9274% | 8.893e-06 | 0% | 0.9274% | 0 | 0% | 6.678% | 0 | 0% | 6.678% | 0 | 0% | 6.678% | 0 | 0% | 0.3065% | 0 | 0% | 0.3065% | 0 | 0% | 0.3065% | 0 |  |  |  | 0% | 11.8% | 0 | 0% | 11.8% | 0 | 0% | 11.8% | 0 | 0% | 0.3645% | 0 | 0% | 0.3645% | 0 | 0% | 0.3645% | 0 | 0% | 100% | 0 | 0% | 100% | 0 | 0% | 100% | 0 | 0% | 100% | 0 |  |  | 0 |  |  | 0 |  |  | 0
RANDOLPH 0401CB | 1.8063e-05 | 0 | 0.00018437 | 0 | 0.00018437 | 5.6256e-05 | 0.00021754 | 3.0554e-05 | 0% | 99% | 0 | 0% | 99% | 0 | 0% | 99% | 0 | 0% | 99% | 0 | 0% | 61.86% | 0 | 0% | 47.41% | 0 | 0% | 47.41% | 0 | 0% | 47.41% | 0 | 0 | 0% | 4.41% | 0 | 0% | 4.41% | 0 | 0% | 4.41% | 0 | 0% | 0.4671% | 0 | 0% | 0.4671% | 0 | 0% | 0.4671% | 0 | 0% | 1.112% | 0 | 0% | 1.112% | 0 | 0% | 1.112% | 0 | 0% | 1.192% | 0 | 0% | 1.192% | 0 | 100% | 1.192% | 2.1972e-06 | 0% | 8.454% | 0 | 0% | 8.454% | 0 | 0% | 8.454% | 0 | 0% | 0.8437% | 0 | 0% | 0.8437% | 0 | 0% | 0.8437% | 0 |  |  |  | 0% | 11.8% | 0 | 0% | 11.8% | 0 | 0% | 11.8% | 0 | 0% | 0.3734% | 0 | 0% | 0.3734% | 0 | 0% | 0.3734% | 0 | 0% | 100% | 0 | 0% | 100% | 0 | 0% | 100% | 0 | 0% | 100% | 0 |  |  | 0 |  |  | 0 |  |  | 0
SF H 1104CB | 1.8027e-05 | 0 | 0.0068543 | 0 | 0.0068543 | 0.00098079 | 0.0095097 | 0.00082424 | 0% | 99% | 0 | 0% | 99% | 0 | 0% | 99% | 0 | 0% | 99% | 0 | 0% | 61.88% | 0 | 0% | 48.91% | 0 | 0% | 48.91% | 0 | 0% | 48.91% | 0 | 0 | 0% | 3.431% | 0 | 0% | 3.431% | 0 | 0% | 3.431% | 0 | 0% | 0.4221% | 0 | 0% | 0.4221% | 0 | 0% | 0.4221% | 0 | 0% | 1.277% | 0 | 0% | 1.277% | 0 | 0% | 1.277% | 0 | 0% | 1.364% | 0 | 24.7% | 1.364% | 2.309e-05 | 75.3% | 1.364% | 7.0383e-05 | 0% | 9.751% | 0 | 0% | 9.751% | 0 | 0% | 9.751% | 0 | 0% | 0.4324% | 0 | 0% | 0.4324% | 0 | 0% | 0.4324% | 0 |  |  |  | 0% | 11.8% | 0 | 0% | 11.8% | 0 | 0% | 11.8% | 0 | 0% | 0.3569% | 0 | 0% | 0.3569% | 0 | 0% | 0.3569% | 0 | 0% | 100% | 0 | 0% | 100% | 0 | 0% | 100% | 0 | 0% | 100% | 0 |  |  | 0 |  |  | 0 |  |  | 0
SAN LUIS OBISPO 1103486690 | 1.7309e-05 | 0 | 8.8337e-05 | 0 | 8.8337e-05 | 1.3068e-05 | 9.4921e-05 | 3.7834e-05 | 0% | 99% | 0 | 0% | 99% | 0 | 0% | 99% | 0 | 0% | 99% | 0 | 0% | 64.44% | 0 | 0% | 49.89% | 0 | 0% | 49.89% | 0 | 0% | 49.89% | 0 | 0 | 0% | 4.497% | 0 | 0% | 4.497% | 0 | 0% | 4.497% | 0 | 0% | 0.4917% | 0 | 0% | 0.4917% | 0 | 0% | 0.4917% | 0 | 0% | 0.987% | 0 | 0% | 0.987% | 0 | 0% | 0.987% | 0 | 0% | 1.068% | 0 | 0% | 1.068% | 0 | 0% | 1.068% | 0 | 0% | 7.475% | 0 | 0% | 7.475% | 0 | 0% | 7.475% | 0 | 0% | 0.4562% | 0 | 0% | 0.4562% | 0 | 0% | 0.4562% | 0 |  |  |  | 0% | 11.8% | 0 | 24.79% | 11.8% | 2.5837e-06 | 0% | 11.8% | 0 | 0% | 0.3728% | 0 | 0% | 0.3728% | 0 | 0% | 0.3728% | 0 | 0% | 100% | 0 | 0% | 100% | 0 | 0% | 100% | 0 | 0% | 100% | 0 |  |  | 0 |  |  | 0 |  |  | 0
SF J 0407CB | 1.4334e-05 | 0 | 0.00021947 | 0 | 0.00021947 | 9.9527e-06 | 0.00029652 | 5.5812e-05 | 0% | 99% | 0 | 0% | 99% | 0 | 0% | 99% | 0 | 0% | 99% | 0 | 0% | 60.19% | 0 | 0% | 48.79% | 0 | 0% | 48.79% | 0 | 0% | 48.79% | 0 | 0 | 0% | 4.872% | 0 | 0% | 4.872% | 0 | 0% | 4.872% | 0 | 0% | 0.5086% | 0 | 0% | 0.5086% | 0 | 0% | 0.5086% | 0 | 0% | 1.261% | 0 | 0% | 1.261% | 0 | 0% | 1.261% | 0 | 100% | 1.271% | 2.7891e-06 | 0% | 1.271% | 0 | 0% | 1.271% | 0 | 0% | 9.348% | 0 | 0% | 9.348% | 0 | 0% | 9.348% | 0 | 0% | 0.2491% | 0 | 0% | 0.2491% | 0 | 0% | 0.2491% | 0 |  |  |  | 0% | 11.8% | 0 | 0% | 11.8% | 0 | 0% | 11.8% | 0 | 0% | 0.3488% | 0 | 0% | 0.3488% | 0 | 0% | 0.3488% | 0 | 0% | 100% | 0 | 0% | 100% | 0 | 0% | 100% | 0 | 0% | 100% | 0 |  |  | 0 |  |  | 0 |  |  | 0
OAKLAND J 1112CR364 | 1.3927e-05 | 0 | 0.0017414 | 0 | 0.0017414 | 5.2422e-05 | 0.002224 | 0.00059815 | 0% | 99% | 0 | 0% | 99% | 0 | 0% | 99% | 0 | 0% | 99% | 0 | 0% | 60.65% | 0 | 0% | 49.75% | 0 | 0% | 49.75% | 0 | 0% | 49.75% | 0 | 0 | 0% | 3.751% | 0 | 0% | 3.751% | 0 | 0% | 3.751% | 0 | 0% | 0.387% | 0 | 0% | 0.387% | 0 | 0% | 0.387% | 0 | 0% | 1.178% | 0 | 0% | 1.178% | 0 | 0% | 1.178% | 0 | 0% | 1.152% | 0 | 0% | 1.152% | 0 | 99.81% | 1.152% | 2.0025e-05 | 0% | 8.678% | 0 | 0% | 8.678% | 0 | 0% | 8.678% | 0 | 0% | 0.1386% | 0 | 0% | 0.1386% | 0 | 0% | 0.1386% | 0 |  |  |  | 0% | 11.8% | 0 | 0% | 11.8% | 0 | 0% | 11.8% | 0 | 0% | 0.3414% | 0 | 0% | 0.3414% | 0 | 0% | 0.3414% | 0 | 0% | 100% | 0 | 0% | 100% | 0 | 0% | 100% | 0 | 0% | 100% | 0 |  |  | 0 |  |  | 0 |  |  | 0
MISSION (X) 1104CB | 8.9955e-06 | 0 | 0.00027546 | 0 | 0.00027546 | 3.3576e-05 | 0.00042114 | 0 | 0% | 99% | 0 | 0% | 99% | 0 | 0% | 99% | 0 | 0% | 99% | 0 | 0% | 54.82% | 0 | 0% | 45.88% | 0 | 0% | 45.88% | 0 | 0% | 45.88% | 0 | 0 | 0% | 2.35% | 0 | 0% | 2.35% | 0 | 0% | 2.35% | 0 | 0% | 0.2834% | 0 | 0% | 0.2834% | 0 | 0% | 0.2834% | 0 | 0% | 1.406% | 0 | 0% | 1.406% | 0 | 0% | 1.406% | 0 | 0% | 1.339% | 0 | 0% | 1.339% | 0 | 0% | 1.339% | 0 | 0% | 10.37% | 0 | 0% | 10.37% | 0 | 0% | 10.37% | 0 | 0% | 0.5344% | 0 | 0% | 0.5344% | 0 | 0% | 0.5344% | 0 |  |  |  | 0% | 11.8% | 0 | 0% | 11.8% | 0 | 0% | 11.8% | 0 | 0% | 0.3166% | 0 | 0% | 0.3166% | 0 | 0% | 0.3166% | 0 | 0% | 100% | 0 | 0% | 100% | 0 | 0% | 100% | 0 | 0% | 100% | 0 |  |  | 0 |  |  | 0 |  |  | 0
POTRERO PP (A) 1112CB | 7.8007e-06 | 0 | 0.00038485 | 0 | 0.00038485 | 0 | 0.00063529 | 0 | 0% | 99% | 0 | 0% | 99% | 0 | 0% | 99% | 0 | 0% | 99% | 0 | 0% | 57.72% | 0 | 0% | 46.78% | 0 | 0% | 46.78% | 0 | 0% | 46.78% | 0 | 0 | 0% | 2.571% | 0 | 0% | 2.571% | 0 | 0% | 2.571% | 0 | 0% | 0.3514% | 0 | 0% | 0.3514% | 0 | 0% | 0.3514% | 0 | 0% | 1.512% | 0 | 0% | 1.512% | 0 | 0% | 1.512% | 0 | 100% | 1.558% | 5.9944e-06 | 0% | 1.558% | 0 | 0% | 1.558% | 0 | 0% | 11.47% | 0 | 0% | 11.47% | 0 | 0% | 11.47% | 0 | 0% | 0.1144% | 0 | 0% | 0.1144% | 0 | 0% | 0.1144% | 0 |  |  |  | 0% | 11.8% | 0 | 0% | 11.8% | 0 | 0% | 11.8% | 0 | 0% | 0.3332% | 0 | 0% | 0.3332% | 0 | 0% | 0.3332% | 0 | 0% | 100% | 0 | 0% | 100% | 0 | 0% | 100% | 0 | 0% | 100% | 0 |  |  | 0 |  |  | 0 |  |  | 0
MISSION (X) 1107CB | 6.7989e-06 | 0 | 6.9398e-05 | 0 | 6.9398e-05 | 1.0222e-05 | 0.00010434 | 0 | 0% | 99% | 0 | 0% | 99% | 0 | 0% | 99% | 0 | 0% | 99% | 0 | 0% | 50.81% | 0 | 0% | 44.78% | 0 | 0% | 44.78% | 0 | 0% | 44.78% | 0 | 0 | 0% | 2.246% | 0 | 0% | 2.246% | 0 | 0% | 2.246% | 0 | 0% | 0.2188% | 0 | 0% | 0.2188% | 0 | 0% | 0.2188% | 0 | 0% | 1.392% | 0 | 0% | 1.392% | 0 | 0% | 1.392% | 0 | 0% | 1.186% | 0 | 0% | 1.186% | 0 | 0% | 1.186% | 0 | 0% | 9.897% | 0 | 0% | 9.897% | 0 | 0% | 9.897% | 0 | 0% | 0.625% | 0 | 0% | 0.625% | 0 | 0% | 0.625% | 0 |  |  |  | 0% | 11.8% | 0 | 0% | 11.8% | 0 | 0% | 11.8% | 0 | 0% | 0.2911% | 0 | 0% | 0.2911% | 0 | 0% | 0.2911% | 0 | 0% | 100% | 0 | 0% | 100% | 0 | 0% | 100% | 0 | 0% | 100% | 0 |  |  | 0 |  |  | 0 |  |  | 0
ALPINE 1102CB | 4.4754e-06 | 0 | 0.00018244 | 1.8076 | 1.8077 | 5.4223e-05 | 0.00024695 | 0 | 0% | 99% | 0 | 0% | 99% | 0 | 0% | 99% | 0 | 0% | 99% | 0 | 0% | 60.22% | 0 | 0% | 47.25% | 0 | 0% | 47.25% | 0 | 0% | 47.25% | 0 | 1.8076 | 0% | 2.143% | 0 | 0% | 2.143% | 0 | 0% | 2.143% | 0 | 0% | 0.3097% | 0 | 0% | 0.3097% | 0 | 0% | 0.3097% | 0 | 0% | 1.236% | 0 | 0% | 1.236% | 0 | 0% | 1.236% | 0 | 0% | 1.313% | 0 | 0% | 1.313% | 0 | 0% | 1.313% | 0 | 0% | 9.481% | 0 | 0% | 9.481% | 0 | 0% | 9.481% | 0 | 0% | 0.6182% | 0 | 0% | 0.6182% | 0 | 0% | 0.6182% | 0 |  |  |  | 0% | 11.8% | 0 | 0% | 11.8% | 0 | 0% | 11.8% | 0 | 0% | 0.3524% | 0 | 0% | 0.3524% | 0 | 0% | 0.3524% | 0 | 0% | 100% | 0 | 0% | 100% | 0 | 0% | 100% | 0 | 0% | 100% | 0 |  |  | 0 |  |  | 0 |  |  | 0
MISSION (X) 1120CB | 5.6561e-06 | 0 | 5.7734e-05 | 0 | 5.7734e-05 | 3.7979e-06 | 9.1507e-05 | 0 | 0% | 99% | 0 | 0% | 99% | 0 | 0% | 99% | 0 | 0% | 99% | 0 | 0% | 57.28% | 0 | 0% | 46.53% | 0 | 0% | 46.53% | 0 | 0% | 46.53% | 0 | 0 | 0% | 2.479% | 0 | 0% | 2.479% | 0 | 0% | 2.479% | 0 | 0% | 0.3339% | 0 | 0% | 0.3339% | 0 | 0% | 0.3339% | 0 | 0% | 1.452% | 0 | 0% | 1.452% | 0 | 0% | 1.452% | 0 | 0% | 1.475% | 0 | 0% | 1.475% | 0 | 0% | 1.475% | 0 | 0% | 10.96% | 0 | 0% | 10.96% | 0 | 0% | 10.96% | 0 | 0% | 0.3191% | 0 | 0% | 0.3191% | 0 | 0% | 0.3191% | 0 |  |  |  | 0% | 11.8% | 0 | 0% | 11.8% | 0 | 0% | 11.8% | 0 | 0% | 0.3316% | 0 | 0% | 0.3316% | 0 | 0% | 0.3316% | 0 | 0% | 100% | 0 | 0% | 100% | 0 | 0% | 100% | 0 | 0% | 100% | 0 |  |  | 0 |  |  | 0 |  |  | 0
MILPITAS 2113CB | 9.5695e-05 | 0 | 0.004477 | 0 | 0.004477 | 0.00026841 | 0.0050704 | 0.0020516 | 0% | 99% | 0 | 0% | 99% | 0 | 0% | 99% | 0 | 0% | 99% | 0 | 0% | 64.84% | 0 | 0% | 50.23% | 0 | 0% | 50.23% | 0 | 0% | 50.23% | 0 | 0 | 0% | 3.508% | 0 | 0% | 3.508% | 0 | 0% | 3.508% | 0 | 0% | 0.4253% | 0 | 0% | 0.4253% | 0 | 0% | 0.4253% | 0 | 0% | 0.9817% | 0 | 0% | 0.9817% | 0 | 0% | 0.9817% | 0 | 100% | 1.041% | 4.6604e-05 | 0% | 1.041% | 0 | 0% | 1.041% | 0 | 0% | 7.416% | 0 | 0% | 7.416% | 0 | 0% | 7.416% | 0 | 0% | 0.1492% | 0 | 0% | 0.1492% | 0 | 0% | 0.1492% | 0 |  |  |  | 0% | 11.8% | 0 | 0% | 11.8% | 0 | 0% | 11.8% | 0 | 0% | 0.3555% | 0 | 0% | 0.3555% | 0 | 0% | 0.3555% | 0 | 0% | 100% | 0 | 0% | 100% | 0 | 0% | 100% | 0 | 0% | 100% | 0 |  |  | 0 |  |  | 0 |  |  | 0
PINEDALE 2111CB | 9.3086e-05 | 0 | 0.01061 | 0 | 0.01061 | 0.0023104 | 0.008923 | 0.0062812 | 0% | 99% | 0 | 0% | 99% | 0 | 0% | 99% | 0 | 0% | 99% | 0 | 0% | 64.74% | 0 | 0% | 49.66% | 0 | 0% | 49.66% | 0 | 0% | 49.66% | 0 | 0 | 0% | 2.442% | 0 | 0% | 2.442% | 0 | 0% | 2.442% | 0 | 0% | 0.2894% | 0 | 0% | 0.2894% | 0 | 0% | 0.2894% | 0 | 0% | 0.7521% | 0 | 0% | 0.7521% | 0 | 0% | 0.7521% | 0 | 0% | 0.8007% | 0 | 0% | 0.8007% | 0 | 0% | 0.8007% | 0 | 0% | 5.719% | 0 | 0% | 5.719% | 0 | 0% | 5.719% | 0 | 0% | 0.5761% | 0 | 0% | 0.5761% | 0 | 0% | 0.5761% | 0 |  |  |  | 0% | 11.8% | 0 | 0% | 11.8% | 0 | 0% | 11.8% | 0 | 0% | 0.3709% | 0 | 0% | 0.3709% | 0 | 0% | 0.3709% | 0 | 0% | 100% | 0 | 0% | 100% | 0 | 0% | 100% | 0 | 0% | 100% | 0 |  |  | 0 |  |  | 0 |  |  | 0
CALIFORNIA AVE 1112CB | 7.9909e-05 | 0 | 0.0087003 | 0 | 0.0087003 | 0.0006513 | 0.0086293 | 0.0050815 | 0% | 99% | 0 | 0% | 99% | 0 | 0% | 99% | 0 | 0% | 99% | 0 | 0% | 62.94% | 0 | 0% | 49.11% | 0 | 0% | 49.11% | 0 | 0% | 49.11% | 0 | 0 | 0% | 2.714% | 0 | 0% | 2.714% | 0 | 0% | 2.714% | 0 | 0% | 0.3114% | 0 | 0% | 0.3114% | 0 | 0% | 0.3114% | 0 | 0% | 0.9108% | 0 | 0% | 0.9108% | 0 | 0% | 0.9108% | 0 | 100% | 0.9641% | 8.3882e-05 | 0% | 0.9641% | 0 | 0% | 0.9641% | 0 | 0% | 6.935% | 0 | 0% | 6.935% | 0 | 0% | 6.935% | 0 | 0% | 0.2456% | 0 | 0% | 0.2456% | 0 | 0% | 0.2456% | 0 |  |  |  | 0% | 11.8% | 0 | 0% | 11.8% | 0 | 0% | 11.8% | 0 | 0% | 0.3687% | 0 | 0% | 0.3687% | 0 | 0% | 0.3687% | 0 | 0% | 100% | 0 | 0% | 100% | 0 | 0% | 100% | 0 | 0% | 100% | 0 |  |  | 0 |  |  | 0 |  |  | 0
WESTPARK 1103CB | 7.7566e-05 | 0 | 0.032066 | 0 | 0.032066 | 0.0055558 | 0.029154 | 0.018223 | 0% | 99% | 0 | 0% | 99% | 0 | 0% | 99% | 0 | 0% | 99% | 0 | 0% | 64.38% | 0 | 0% | 50.95% | 0 | 0% | 50.95% | 0 | 0% | 50.95% | 0 | 0 | 0% | 2.598% | 0 | 0% | 2.598% | 0 | 0% | 2.598% | 0 | 0% | 0.2921% | 0 | 0% | 0.2921% | 0 | 0% | 0.2921% | 0 | 0% | 0.836% | 0 | 0% | 0.836% | 0 | 0% | 0.836% | 0 | 0% | 0.8706% | 0 | 88.54% | 0.8706% | 0.00024718 | 9.928% | 0.8706% | 2.7716e-05 | 0% | 6.311% | 0 | 0% | 6.311% | 0 | 0% | 6.311% | 0 | 0% | 0.3598% | 0 | 0% | 0.3598% | 0 | 0% | 0.3598% | 0 |  |  |  | 0% | 11.8% | 0 | 0% | 11.8% | 0 | 0% | 11.8% | 0 | 0% | 0.3678% | 0 | 0% | 0.3678% | 0 | 0% | 0.3678% | 0 | 0% | 100% | 0 | 0% | 100% | 0 | 0% | 100% | 0 | 0% | 100% | 0 |  |  | 0 |  |  | 0 |  |  | 0
TIDEWATER 2108C551R | 7.7158e-05 | 0 | 0.01352 | 0 | 0.01352 | 0.0032285 | 0.012681 | 0.0064084 | 0% | 99% | 0 | 0% | 99% | 0 | 0% | 99% | 0 | 0% | 99% | 0 | 0% | 65.3% | 0 | 0% | 51.28% | 0 | 0% | 51.28% | 0 | 0% | 51.28% | 0 | 0 | 0% | 3.106% | 0 | 0% | 3.106% | 0 | 0% | 3.106% | 0 | 0% | 0.3472% | 0 | 0% | 0.3472% | 0 | 0% | 0.3472% | 0 | 0% | 0.8548% | 0 | 0% | 0.8548% | 0 | 0% | 0.8548% | 0 | 0% | 0.8932% | 0 | 0% | 0.8932% | 0 | 0% | 0.8932% | 0 | 0% | 6.428% | 0 | 0% | 6.428% | 0 | 0% | 6.428% | 0 | 0% | 0.4482% | 0 | 0% | 0.4482% | 0 | 0% | 0.4482% | 0 |  |  |  | 0% | 11.8% | 0 | 0% | 11.8% | 0 | 0% | 11.8% | 0 | 0% | 0.3667% | 0 | 0% | 0.3667% | 0 | 0% | 0.3667% | 0 | 0% | 100% | 0 | 0% | 100% | 0 | 0% | 100% | 0 | 0% | 100% | 0 |  |  | 0 |  |  | 0 |  |  | 0
BULLARD 1102CB | 7.1176e-05 | 0 | 0.01786 | 0 | 0.01786 | 0.0031281 | 0.016412 | 0.0099422 | 0% | 99% | 0 | 0% | 99% | 0 | 0% | 99% | 0 | 0% | 99% | 0 | 0% | 63.84% | 0 | 0% | 49.84% | 0 | 0% | 49.84% | 0 | 0% | 49.84% | 0 | 0 | 0% | 2.643% | 0 | 0% | 2.643% | 0 | 0% | 2.643% | 0 | 0% | 0.3027% | 0 | 0% | 0.3027% | 0 | 0% | 0.3027% | 0 | 0% | 0.84% | 0 | 0% | 0.84% | 0 | 0% | 0.84% | 0 | 0% | 0.8832% | 0 | 0% | 0.8832% | 0 | 0% | 0.8832% | 0 | 0% | 6.364% | 0 | 0% | 6.364% | 0 | 0% | 6.364% | 0 | 0% | 0.4882% | 0 | 0% | 0.4882% | 0 | 0% | 0.4882% | 0 |  |  |  | 0% | 11.8% | 0 | 0% | 11.8% | 0 | 0% | 11.8% | 0 | 0% | 0.3689% | 0 | 0% | 0.3689% | 0 | 0% | 0.3689% | 0 | 0% | 100% | 0 | 0% | 100% | 0 | 0% | 100% | 0 | 0% | 100% | 0 |  |  | 0 |  |  | 0 |  |  | 0
BULLARD 211155478 | 7.0521e-05 | 0 | 0.011757 | 0 | 0.011757 | 0.0023605 | 0.009681 | 0.0073668 | 0% | 99% | 0 | 0% | 99% | 0 | 0% | 99% | 0 | 0% | 99% | 0 | 0% | 64.89% | 0 | 0% | 50.11% | 0 | 0% | 50.11% | 0 | 0% | 50.11% | 0 | 0 | 0% | 2.532% | 0 | 0% | 2.532% | 0 | 0% | 2.532% | 0 | 0% | 0.2922% | 0 | 0% | 0.2922% | 0 | 0% | 0.2922% | 0 | 0% | 0.744% | 0 | 0% | 0.744% | 0 | 0% | 0.744% | 0 | 0% | 0.791% | 0 | 0% | 0.791% | 0 | 0% | 0.791% | 0 | 0% | 5.649% | 0 | 0% | 5.649% | 0 | 0% | 5.649% | 0 | 0% | 0.5306% | 0 | 0% | 0.5306% | 0 | 0% | 0.5306% | 0 |  |  |  | 0% | 11.8% | 0 | 0% | 11.8% | 0 | 0% | 11.8% | 0 | 0% | 0.3725% | 0 | 0% | 0.3725% | 0 | 0% | 0.3725% | 0 | 0% | 100% | 0 | 0% | 100% | 0 | 0% | 100% | 0 | 0% | 100% | 0 |  |  | 0 |  |  | 0 |  |  | 0
CALIFORNIA AVE 111279552 | 6.8643e-05 | 0 | 0.040401 | 0 | 0.040401 | 0.0035759 | 0.040615 | 0.022501 | 0% | 99% | 0 | 0% | 99% | 0 | 0% | 99% | 0 | 0% | 99% | 0 | 0% | 63.24% | 0 | 0% | 49.81% | 0 | 0% | 49.81% | 0 | 0% | 49.81% | 0 | 0 | 0% | 2.893% | 0 | 0% | 2.893% | 0 | 0% | 2.893% | 0 | 0% | 0.3262% | 0 | 0% | 0.3262% | 0 | 0% | 0.3262% | 0 | 0% | 0.9266% | 0 | 0% | 0.9266% | 0 | 0% | 0.9266% | 0 | 100% | 0.9736% | 0.00039333 | 0% | 0.9736% | 0 | 0% | 0.9736% | 0 | 0% | 7.022% | 0 | 0% | 7.022% | 0 | 0% | 7.022% | 0 | 0% | 0.2874% | 0 | 0% | 0.2874% | 0 | 0% | 0.2874% | 0 |  |  |  | 0% | 11.8% | 0 | 0% | 11.8% | 0 | 0% | 11.8% | 0 | 0% | 0.367% | 0 | 0% | 0.367% | 0 | 0% | 0.367% | 0 | 0% | 100% | 0 | 0% | 100% | 0 | 0% | 100% | 0 | 0% | 100% | 0 |  |  | 0 |  |  | 0 |  |  | 0
EAST STOCKTON 1101CB | 6.6608e-05 | 0 | 0.0075921 | 0 | 0.0075921 | 0.0012368 | 0.0078475 | 0.0034485 | 0% | 99% | 0 | 0% | 99% | 0 | 0% | 99% | 0 | 0% | 99% | 0 | 0% | 63.34% | 0 | 0% | 49.88% | 0 | 0% | 49.88% | 0 | 0% | 49.88% | 0 | 0 | 0% | 2.724% | 0 | 0% | 2.724% | 0 | 0% | 2.724% | 0 | 0% | 0.3175% | 0 | 0% | 0.3175% | 0 | 0% | 0.3175% | 0 | 0% | 0.9359% | 0 | 0% | 0.9359% | 0 | 0% | 0.9359% | 0 | 4.401% | 0.9766% | 3.2635e-06 | 95.6% | 0.9766% | 7.0884e-05 | 0% | 0.9766% | 0 | 0% | 7.079% | 0 | 0% | 7.079% | 0 | 0% | 7.079% | 0 | 0% | 0.3974% | 0 | 0% | 0.3974% | 0 | 0% | 0.3974% | 0 |  |  |  | 0% | 11.8% | 0 | 0% | 11.8% | 0 | 0% | 11.8% | 0 | 0% | 0.3618% | 0 | 0% | 0.3618% | 0 | 0% | 0.3618% | 0 | 0% | 100% | 0 | 0% | 100% | 0 | 0% | 100% | 0 | 0% | 100% | 0 |  |  | 0 |  |  | 0 |  |  | 0
WEST FRESNO 110470610 | 6.5176e-05 | 0 | 0.038586 | 0 | 0.038586 | 0.0049061 | 0.037326 | 0.021463 | 0% | 99% | 0 | 0% | 99% | 0 | 0% | 99% | 0 | 0% | 99% | 0 | 0% | 64.21% | 0 | 0% | 50.66% | 0 | 0% | 50.66% | 0 | 0% | 50.66% | 0 | 0 | 0% | 2.854% | 0 | 0% | 2.854% | 0 | 0% | 2.854% | 0 | 0% | 0.3259% | 0 | 0% | 0.3259% | 0 | 0% | 0.3259% | 0 | 0% | 0.8864% | 0 | 0% | 0.8864% | 0 | 0% | 0.8864% | 0 | 57.48% | 0.9319% | 0.0002067 | 0% | 0.9319% | 0 | 0% | 0.9319% | 0 | 0% | 6.707% | 0 | 0% | 6.707% | 0 | 0% | 6.707% | 0 | 0% | 0.3655% | 0 | 0% | 0.3655% | 0 | 0% | 0.3655% | 0 |  |  |  | 0% | 11.8% | 0 | 0% | 11.8% | 0 | 0% | 11.8% | 0 | 0% | 0.3672% | 0 | 0% | 0.3672% | 0 | 0% | 0.3672% | 0 | 0% | 100% | 0 | 0% | 100% | 0 | 0% | 100% | 0 | 0% | 100% | 0 |  |  | 0 |  |  | 0 |  |  | 0
HUNTERS POINT (P) 1107CB | 6.506e-05 | 0 | 0.011749 | 0 | 0.011749 | 0.00079972 | 0.014293 | 0.0043015 | 0% | 99% | 0 | 0% | 99% | 0 | 0% | 99% | 0 | 0% | 99% | 0 | 0% | 61.79% | 0 | 0% | 49% | 0 | 0% | 49% | 0 | 0% | 49% | 0 | 0 | 0% | 3.844% | 0 | 0% | 3.844% | 0 | 0% | 3.844% | 0 | 0% | 0.4191% | 0 | 0% | 0.4191% | 0 | 0% | 0.4191% | 0 | 0% | 1.126% | 0 | 0% | 1.126% | 0 | 0% | 1.126% | 0 | 65.57% | 1.173% | 9.0348e-05 | 34.43% | 1.173% | 4.7451e-05 | 0% | 1.173% | 0 | 0% | 8.493% | 0 | 0% | 8.493% | 0 | 0% | 8.493% | 0 | 0% | 0.2703% | 0 | 0% | 0.2703% | 0 | 0% | 0.2703% | 0 |  |  |  | 0% | 11.8% | 0 | 0% | 11.8% | 0 | 0% | 11.8% | 0 | 0% | 0.3601% | 0 | 0% | 0.3601% | 0 | 0% | 0.3601% | 0 | 0% | 100% | 0 | 0% | 100% | 0 | 0% | 100% | 0 | 0% | 100% | 0 |  |  | 0 |  |  | 0 |  |  | 0
MANCHESTER 1103CB | 6.4902e-05 | 0 | 0.064315 | 0 | 0.064315 | 0.012849 | 0.062674 | 0.030645 | 0% | 99% | 0 | 0% | 99% | 0 | 0% | 99% | 0 | 0% | 99% | 0 | 0% | 63.47% | 0 | 0% | 49.8% | 0 | 0% | 49.8% | 0 | 0% | 49.8% | 0 | 0 | 0% | 2.643% | 0 | 0% | 2.643% | 0 | 0% | 2.643% | 0 | 0% | 0.3054% | 0 | 0% | 0.3054% | 0 | 0% | 0.3054% | 0 | 0% | 0.8867% | 0 | 0% | 0.8867% | 0 | 0% | 0.8867% | 0 | 75.81% | 0.9194% | 0.00044829 | 0% | 0.9194% | 0 | 0% | 0.9194% | 0 | 0% | 6.684% | 0 | 0% | 6.684% | 0 | 0% | 6.684% | 0 | 0% | 0.5397% | 0 | 0% | 0.5397% | 0 | 0% | 0.5397% | 0 |  |  |  | 0% | 11.8% | 0 | 0% | 11.8% | 0 | 0% | 11.8% | 0 | 0% | 0.3632% | 0 | 0% | 0.3632% | 0 | 0% | 0.3632% | 0 | 0% | 100% | 0 | 0% | 100% | 0 | 0% | 100% | 0 | 0% | 100% | 0 |  |  | 0 |  |  | 0 |  |  | 0
BAKERSFIELD 11023391 | 6.4728e-05 | 0 | 0.027529 | 0 | 0.027529 | 0.0059193 | 0.025853 | 0.013671 | 0% | 99% | 0 | 0% | 99% | 0 | 0% | 99% | 0 | 0% | 99% | 0 | 0% | 63.79% | 0 | 0% | 50.93% | 0 | 0% | 50.93% | 0 | 0% | 50.93% | 0 | 0 | 0% | 2.57% | 0 | 0% | 2.57% | 0 | 0% | 2.57% | 0 | 0% | 0.2886% | 0 | 0% | 0.2886% | 0 | 0% | 0.2886% | 0 | 0% | 0.8632% | 0 | 0% | 0.8632% | 0 | 0% | 0.8632% | 0 | 0% | 0.8814% | 0 | 0% | 0.8814% | 0 | 0% | 0.8814% | 0 | 0% | 6.468% | 0 | 0% | 6.468% | 0 | 0% | 6.468% | 0 | 0% | 0.4609% | 0 | 0% | 0.4609% | 0 | 0% | 0.4609% | 0 |  |  |  | 0% | 11.8% | 0 | 0% | 11.8% | 0 | 0% | 11.8% | 0 | 0% | 0.3623% | 0 | 0% | 0.3623% | 0 | 0% | 0.3623% | 0 | 0% | 100% | 0 | 0% | 100% | 0 | 0% | 100% | 0 | 0% | 100% | 0 |  |  | 0 |  |  | 0 |  |  | 0
CONTRA COSTA 210963935 | 6.4185e-05 | 0 | 0.012011 | 0 | 0.012011 | 0.0012359 | 0.012144 | 0.0064473 | 0% | 99% | 0 | 0% | 99% | 0 | 0% | 99% | 0 | 0% | 99% | 0 | 0% | 63.72% | 0 | 0% | 49.38% | 0 | 0% | 49.38% | 0 | 0% | 49.38% | 0 | 0 | 0% | 2.914% | 0 | 0% | 2.914% | 0 | 0% | 2.914% | 0 | 0% | 0.3343% | 0 | 0% | 0.3343% | 0 | 0% | 0.3343% | 0 | 0% | 0.9232% | 0 | 0% | 0.9232% | 0 | 0% | 0.9232% | 0 | 0% | 0.9833% | 0 | 100% | 0.9833% | 0.00011811 | 0% | 0.9833% | 0 | 0% | 7.038% | 0 | 0% | 7.038% | 0 | 0% | 7.038% | 0 | 0% | 0.2705% | 0 | 0% | 0.2705% | 0 | 0% | 0.2705% | 0 |  |  |  | 0% | 11.8% | 0 | 0% | 11.8% | 0 | 0% | 11.8% | 0 | 0% | 0.369% | 0 | 0% | 0.369% | 0 | 0% | 0.369% | 0 | 0% | 100% | 0 | 0% | 100% | 0 | 0% | 100% | 0 | 0% | 100% | 0 |  |  | 0 |  |  | 0 |  |  | 0
STOCKDALE 21104546 | 6.3193e-05 | 0 | 0.016018 | 0 | 0.016018 | 0.0021737 | 0.013465 | 0.010804 | 0% | 99% | 0 | 0% | 99% | 0 | 0% | 99% | 0 | 0% | 99% | 0 | 0% | 64.84% | 0 | 0% | 51.41% | 0 | 0% | 51.41% | 0 | 0% | 51.41% | 0 | 0 | 0% | 2.474% | 0 | 0% | 2.474% | 0 | 0% | 2.474% | 0 | 0% | 0.2756% | 0 | 0% | 0.2756% | 0 | 0% | 0.2756% | 0 | 0% | 0.7706% | 0 | 0% | 0.7706% | 0 | 0% | 0.7706% | 0 | 0% | 0.7932% | 0 | 0% | 0.7932% | 0 | 100% | 0.7932% | 0.00012706 | 0% | 5.782% | 0 | 0% | 5.782% | 0 | 0% | 5.782% | 0 | 0% | 0.2791% | 0 | 0% | 0.2791% | 0 | 0% | 0.2791% | 0 |  |  |  | 0% | 11.8% | 0 | 0% | 11.8% | 0 | 0% | 11.8% | 0 | 0% | 0.3672% | 0 | 0% | 0.3672% | 0 | 0% | 0.3672% | 0 | 0% | 100% | 0 | 0% | 100% | 0 | 0% | 100% | 0 | 0% | 100% | 0 |  |  | 0 |  |  | 0 |  |  | 0
MANCHESTER 1106CB | 6.3013e-05 | 0 | 0.032588 | 0 | 0.032588 | 0.0079283 | 0.031861 | 0.014006 | 0% | 99% | 0 | 0% | 99% | 0 | 0% | 99% | 0 | 0% | 99% | 0 | 0% | 62.8% | 0 | 0% | 49.21% | 0 | 0% | 49.21% | 0 | 0% | 49.21% | 0 | 0 | 0% | 2.565% | 0 | 0% | 2.565% | 0 | 0% | 2.565% | 0 | 0% | 0.292% | 0 | 0% | 0.292% | 0 | 0% | 0.292% | 0 | 0% | 0.8975% | 0 | 0% | 0.8975% | 0 | 0% | 0.8975% | 0 | 3.093% | 0.9243% | 9.3175e-06 | 0% | 0.9243% | 0 | 0% | 0.9243% | 0 | 0% | 6.759% | 0 | 0% | 6.759% | 0 | 0% | 6.759% | 0 | 0% | 0.6521% | 0 | 0% | 0.6521% | 0 | 0% | 0.6521% | 0 |  |  |  | 0% | 11.8% | 0 | 0% | 11.8% | 0 | 0% | 11.8% | 0 | 0% | 0.3631% | 0 | 0% | 0.3631% | 0 | 0% | 0.3631% | 0 | 0% | 100% | 0 | 0% | 100% | 0 | 0% | 100% | 0 | 0% | 100% | 0 |  |  | 0 |  |  | 0 |  |  | 0
STOCKDALE 21063928 | 6.2038e-05 | 0 | 0.046438 | 0 | 0.046438 | 0.0064537 | 0.040228 | 0.029976 | 0% | 99% | 0 | 0% | 99% | 0 | 0% | 99% | 0 | 0% | 99% | 0 | 0% | 64.65% | 0 | 0% | 51.01% | 0 | 0% | 51.01% | 0 | 0% | 51.01% | 0 | 0 | 0% | 2.594% | 0 | 0% | 2.594% | 0 | 0% | 2.594% | 0 | 0% | 0.2931% | 0 | 0% | 0.2931% | 0 | 0% | 0.2931% | 0 | 0% | 0.7899% | 0 | 0% | 0.7899% | 0 | 0% | 0.7899% | 0 | 0% | 0.8191% | 0 | 0% | 0.8191% | 0 | 86.56% | 0.8191% | 0.00032925 | 0% | 5.941% | 0 | 0% | 5.941% | 0 | 0% | 5.941% | 0 | 0% | 0.2657% | 0 | 0% | 0.2657% | 0 | 0% | 0.2657% | 0 |  |  |  | 0% | 11.8% | 0 | 0% | 11.8% | 0 | 0% | 11.8% | 0 | 0% | 0.367% | 0 | 0% | 0.367% | 0 | 0% | 0.367% | 0 | 0% | 100% | 0 | 0% | 100% | 0 | 0% | 100% | 0 | 0% | 100% | 0 |  |  | 0 |  |  | 0 |  |  | 0
OAKLAND J 1110CR272 | 6.0696e-05 | 0 | 0.0065052 | 0 | 0.0065052 | 0.00021908 | 0.0075608 | 0.0029587 | 0% | 99% | 0 | 0% | 99% | 0 | 0% | 99% | 0 | 0% | 99% | 0 | 0% | 64.57% | 0 | 0% | 50.94% | 0 | 0% | 50.94% | 0 | 0% | 50.94% | 0 | 0 | 0% | 3.967% | 0 | 0% | 3.967% | 0 | 0% | 3.967% | 0 | 0% | 0.4452% | 0 | 0% | 0.4452% | 0 | 0% | 0.4452% | 0 | 0% | 1.067% | 0 | 0% | 1.067% | 0 | 0% | 1.067% | 0 | 0% | 1.145% | 0 | 0% | 1.145% | 0 | 26.36% | 1.145% | 1.9636e-05 | 0% | 8.11% | 0 | 0% | 8.11% | 0 | 0% | 8.11% | 0 | 0% | 0.1556% | 0 | 0% | 0.1556% | 0 | 0% | 0.1556% | 0 |  |  |  | 0% | 11.8% | 0 | 0% | 11.8% | 0 | 0% | 11.8% | 0 | 0% | 0.3673% | 0 | 0% | 0.3673% | 0 | 0% | 0.3673% | 0 | 0% | 100% | 0 | 0% | 100% | 0 | 0% | 100% | 0 | 0% | 100% | 0 |  |  | 0 |  |  | 0 |  |  | 0
WESTPARK 1111CB | 6.0686e-05 | 0 | 0.041606 | 0 | 0.041606 | 0.0083292 | 0.036597 | 0.023755 | 0% | 99% | 0 | 0% | 99% | 0 | 0% | 99% | 0 | 0% | 99% | 0 | 0% | 63.92% | 0 | 0% | 50.88% | 0 | 0% | 50.88% | 0 | 0% | 50.88% | 0 | 0 | 0% | 2.538% | 0 | 0% | 2.538% | 0 | 0% | 2.538% | 0 | 0% | 0.2788% | 0 | 0% | 0.2788% | 0 | 0% | 0.2788% | 0 | 0% | 0.8108% | 0 | 0% | 0.8108% | 0 | 0% | 0.8108% | 0 | 0% | 0.8259% | 0 | 97.61% | 0.8259% | 0.00033542 | 2.392% | 0.8259% | 8.2182e-06 | 0% | 6.067% | 0 | 0% | 6.067% | 0 | 0% | 6.067% | 0 | 0% | 0.4191% | 0 | 0% | 0.4191% | 0 | 0% | 0.4191% | 0 |  |  |  | 0% | 11.8% | 0 | 0% | 11.8% | 0 | 0% | 11.8% | 0 | 0% | 0.3651% | 0 | 0% | 0.3651% | 0 | 0% | 0.3651% | 0 | 0% | 100% | 0 | 0% | 100% | 0 | 0% | 100% | 0 | 0% | 100% | 0 |  |  | 0 |  |  | 0 |  |  | 0
PINEDALE 2106CB | 6.0614e-05 | 0 | 0.025058 | 0 | 0.025058 | 0.0046113 | 0.021612 | 0.015141 | 0% | 99% | 0 | 0% | 99% | 0 | 0% | 99% | 0 | 0% | 99% | 0 | 0% | 65.23% | 0 | 0% | 51.09% | 0 | 0% | 51.09% | 0 | 0% | 51.09% | 0 | 0 | 0% | 2.636% | 0 | 0% | 2.636% | 0 | 0% | 2.636% | 0 | 0% | 0.3022% | 0 | 0% | 0.3022% | 0 | 0% | 0.3022% | 0 | 0% | 0.7879% | 0 | 0% | 0.7879% | 0 | 0% | 0.7879% | 0 | 0% | 0.832% | 0 | 0% | 0.832% | 0 | 89.49% | 0.832% | 0.00018657 | 0% | 5.964% | 0 | 0% | 5.964% | 0 | 0% | 5.964% | 0 | 0% | 0.5094% | 0 | 0% | 0.5094% | 0 | 0% | 0.5094% | 0 |  |  |  | 0% | 11.8% | 0 | 0% | 11.8% | 0 | 0% | 11.8% | 0 | 0% | 0.3707% | 0 | 0% | 0.3707% | 0 | 0% | 0.3707% | 0 | 0% | 100% | 0 | 0% | 100% | 0 | 0% | 100% | 0 | 0% | 100% | 0 |  |  | 0 |  |  | 0 |  |  | 0
MILPITAS 2112CB | 6.0283e-05 | 0 | 0.0071787 | 0 | 0.0071787 | 0.00092326 | 0.006802 | 0.0041251 | 0% | 99% | 0 | 0% | 99% | 0 | 0% | 99% | 0 | 0% | 99% | 0 | 0% | 66.03% | 0 | 0% | 51.74% | 0 | 0% | 51.74% | 0 | 0% | 51.74% | 0 | 0 | 0% | 3.41% | 0 | 0% | 3.41% | 0 | 0% | 3.41% | 0 | 0% | 0.3845% | 0 | 0% | 0.3845% | 0 | 0% | 0.3845% | 0 | 0% | 0.8548% | 0 | 0% | 0.8548% | 0 | 0% | 0.8548% | 0 | 50.77% | 0.912% | 3.3242e-05 | 0% | 0.912% | 0 | 0% | 0.912% | 0 | 0% | 6.464% | 0 | 0% | 6.464% | 0 | 0% | 6.464% | 0 | 0% | 0.2753% | 0 | 0% | 0.2753% | 0 | 0% | 0.2753% | 0 |  |  |  | 0% | 11.8% | 0 | 0% | 11.8% | 0 | 0% | 11.8% | 0 | 0% | 0.3695% | 0 | 0% | 0.3695% | 0 | 0% | 0.3695% | 0 | 0% | 100% | 0 | 0% | 100% | 0 | 0% | 100% | 0 | 0% | 100% | 0 |  |  | 0 |  |  | 0 |  |  | 0
CALIFORNIA AVE 1114D6429 | 6.0162e-05 | 0 | 0.002661 | 0 | 0.002661 | 0.00083923 | 0.0023959 | 0.0011576 | 0% | 99% | 0 | 0% | 99% | 0 | 0% | 99% | 0 | 0% | 99% | 0 | 0% | 64.03% | 0 | 0% | 50.61% | 0 | 0% | 50.61% | 0 | 0% | 50.61% | 0 | 0 | 0% | 2.592% | 0 | 0% | 2.592% | 0 | 0% | 2.592% | 0 | 0% | 0.2904% | 0 | 0% | 0.2904% | 0 | 0% | 0.2904% | 0 | 0% | 0.8303% | 0 | 0% | 0.8303% | 0 | 0% | 0.8303% | 0 | 100% | 0.8503% | 2.2626e-05 | 0% | 0.8503% | 0 | 0% | 0.8503% | 0 | 0% | 6.219% | 0 | 0% | 6.219% | 0 | 0% | 6.219% | 0 | 0% | 0.8343% | 0 | 0% | 0.8343% | 0 | 0% | 0.8343% | 0 |  |  |  | 0% | 11.8% | 0 | 0% | 11.8% | 0 | 0% | 11.8% | 0 | 0% | 0.3651% | 0 | 0% | 0.3651% | 0 | 0% | 0.3651% | 0 | 0% | 100% | 0 | 0% | 100% | 0 | 0% | 100% | 0 | 0% | 100% | 0 |  |  | 0 |  |  | 0 |  |  | 0
BAKERSFIELD 11141505 | 6.0064e-05 | 0 | 0.048945 | 0 | 0.048945 | 0.012058 | 0.045029 | 0.02371 | 0% | 99% | 0 | 0% | 99% | 0 | 0% | 99% | 0 | 0% | 99% | 0 | 0% | 63.89% | 0 | 0% | 50.81% | 0 | 0% | 50.81% | 0 | 0% | 50.81% | 0 | 0 | 0% | 2.52% | 0 | 0% | 2.52% | 0 | 0% | 2.52% | 0 | 0% | 0.2842% | 0 | 0% | 0.2842% | 0 | 0% | 0.2842% | 0 | 0% | 0.8459% | 0 | 0% | 0.8459% | 0 | 0% | 0.8459% | 0 | 0% | 0.8667% | 0 | 0% | 0.8667% | 0 | 0% | 0.8667% | 0 | 0% | 6.348% | 0 | 0% | 6.348% | 0 | 0% | 6.348% | 0 | 0% | 0.4486% | 0 | 0% | 0.4486% | 0 | 0% | 0.4486% | 0 |  |  |  | 0% | 11.8% | 0 | 0% | 11.8% | 0 | 0% | 11.8% | 0 | 0% | 0.3637% | 0 | 0% | 0.3637% | 0 | 0% | 0.3637% | 0 | 0% | 100% | 0 | 0% | 100% | 0 | 0% | 100% | 0 | 0% | 100% | 0 |  |  | 0 |  |  | 0 |  |  | 0
CLOVIS 210992532 | 6.0043e-05 | 0 | 0.0096017 | 0 | 0.0096017 | 0.0018322 | 0.007933 | 0.0060849 | 0% | 99% | 0 | 0% | 99% | 0 | 0% | 99% | 0 | 0% | 99% | 0 | 0% | 65.77% | 0 | 0% | 51.11% | 0 | 0% | 51.11% | 0 | 0% | 51.11% | 0 | 0 | 0% | 2.589% | 0 | 0% | 2.589% | 0 | 0% | 2.589% | 0 | 0% | 0.3006% | 0 | 0% | 0.3006% | 0 | 0% | 0.3006% | 0 | 0% | 0.7492% | 0 | 0% | 0.7492% | 0 | 0% | 0.7492% | 0 | 89.49% | 0.7993% | 6.8682e-05 | 10.51% | 0.7993% | 8.0653e-06 | 0% | 0.7993% | 0 | 0% | 5.686% | 0 | 0% | 5.686% | 0 | 0% | 5.686% | 0 | 0% | 0.524% | 0 | 0% | 0.524% | 0 | 0% | 0.524% | 0 |  |  |  | 0% | 11.8% | 0 | 0% | 11.8% | 0 | 0% | 11.8% | 0 | 0% | 0.3725% | 0 | 0% | 0.3725% | 0 | 0% | 0.3725% | 0 | 0% | 100% | 0 | 0% | 100% | 0 | 0% | 100% | 0 | 0% | 100% | 0 |  |  | 0 |  |  | 0 |  |  | 0
EL PATIO 1119CB | 5.9831e-05 | 0 | 0.021273 | 0 | 0.021273 | 0.010358 | 0.017734 | 0.0070252 | 0% | 99% | 0 | 0% | 99% | 0 | 0% | 99% | 0 | 0% | 99% | 0 | 0% | 64.51% | 0 | 0% | 49.5% | 0 | 0% | 49.5% | 0 | 0% | 49.5% | 0 | 0 | 0% | 2.265% | 0 | 0% | 2.265% | 0 | 0% | 2.265% | 0 | 0% | 0.2748% | 0 | 0% | 0.2748% | 0 | 0% | 0.2748% | 0 | 0% | 0.7297% | 0 | 0% | 0.7297% | 0 | 0% | 0.7297% | 0 | 74.48% | 0.7547% | 0.00011956 | 25.3% | 0.7547% | 4.0615e-05 | 0% | 0.7547% | 0 | 0% | 5.478% | 0 | 0% | 5.478% | 0 | 0% | 5.478% | 0 | 0% | 1.19% | 0 | 0% | 1.19% | 0 | 0% | 1.19% | 0 |  |  |  | 0% | 11.8% | 0 | 0% | 11.8% | 0 | 0% | 11.8% | 0 | 0% | 0.3637% | 0 | 0% | 0.3637% | 0 | 0% | 0.3637% | 0 | 0% | 100% | 0 | 0% | 100% | 0 | 0% | 100% | 0 | 0% | 100% | 0 |  |  | 0 |  |  | 0 |  |  | 0
BURLINGAME 2101CB | 5.9415e-05 | 0 | 0.0093497 | 0 | 0.0093497 | 0.0018005 | 0.010055 | 0.003579 | 0% | 99% | 0 | 0% | 99% | 0 | 0% | 99% | 0 | 0% | 99% | 0 | 0% | 65.35% | 0 | 0% | 51.27% | 0 | 0% | 51.27% | 0 | 0% | 51.27% | 0 | 0 | 0% | 3.442% | 0 | 0% | 3.442% | 0 | 0% | 3.442% | 0 | 0% | 0.4006% | 0 | 0% | 0.4006% | 0 | 0% | 0.4006% | 0 | 0% | 0.9544% | 0 | 0% | 0.9544% | 0 | 0% | 0.9544% | 0 | 0% | 1.006% | 0 | 0% | 1.006% | 0 | 0% | 1.006% | 0 | 0% | 7.193% | 0 | 0% | 7.193% | 0 | 0% | 7.193% | 0 | 0% | 0.504% | 0 | 0% | 0.504% | 0 | 0% | 0.504% | 0 |  |  |  | 0% | 11.8% | 0 | 0% | 11.8% | 0 | 0% | 11.8% | 0 | 0% | 0.3598% | 0 | 0% | 0.3598% | 0 | 0% | 0.3598% | 0 | 0% | 100% | 0 | 0% | 100% | 0 | 0% | 100% | 0 | 0% | 100% | 0 |  |  | 0 |  |  | 0 |  |  | 0
MANTECA 170875060 | 5.9214e-05 | 0 | 0.0076559 | 0 | 0.0076559 | 0.00098374 | 0.0049868 | 0.0066674 | 0% | 99% | 0 | 0% | 99% | 0 | 0% | 99% | 0 | 0% | 99% | 0 | 0% | 67.34% | 0 | 0% | 53.2% | 0 | 0% | 53.2% | 0 | 0% | 53.2% | 0 | 0 | 0% | 2.101% | 0 | 0% | 2.101% | 0 | 0% | 2.101% | 0 | 0% | 0.2407% | 0 | 0% | 0.2407% | 0 | 0% | 0.2407% | 0 | 0% | 0.5819% | 0 | 0% | 0.5819% | 0 | 0% | 0.5819% | 0 | 0% | 0.6087% | 0 | 0% | 0.6087% | 0 | 0% | 0.6087% | 0 | 0% | 4.38% | 0 | 0% | 4.38% | 0 | 0% | 4.38% | 0 | 0% | 0.3367% | 0 | 0% | 0.3367% | 0 | 0% | 0.3367% | 0 |  |  |  | 0% | 11.8% | 0 | 0% | 11.8% | 0 | 0% | 11.8% | 0 | 0% | 0.3745% | 0 | 0% | 0.3745% | 0 | 0% | 0.3745% | 0 | 0% | 100% | 0 | 0% | 100% | 0 | 0% | 100% | 0 | 0% | 100% | 0 |  |  | 0 |  |  | 0 |  |  | 0
BAKERSFIELD 11061912 | 5.9047e-05 | 0 | 0.046911 | 0 | 0.046911 | 0.011596 | 0.041404 | 0.024438 | 0% | 99% | 0 | 0% | 99% | 0 | 0% | 99% | 0 | 0% | 99% | 0 | 0% | 64.66% | 0 | 0% | 51.58% | 0 | 0% | 51.58% | 0 | 0% | 51.58% | 0 | 0 | 0% | 2.577% | 0 | 0% | 2.577% | 0 | 0% | 2.577% | 0 | 0% | 0.2877% | 0 | 0% | 0.2877% | 0 | 0% | 0.2877% | 0 | 0% | 0.8143% | 0 | 0% | 0.8143% | 0 | 0% | 0.8143% | 0 | 0% | 0.8378% | 0 | 0% | 0.8378% | 0 | 0% | 0.8378% | 0 | 0% | 6.109% | 0 | 0% | 6.109% | 0 | 0% | 6.109% | 0 | 0% | 0.5008% | 0 | 0% | 0.5008% | 0 | 0% | 0.5008% | 0 |  |  |  | 0% | 11.8% | 0 | 0% | 11.8% | 0 | 0% | 11.8% | 0 | 0% | 0.3662% | 0 | 0% | 0.3662% | 0 | 0% | 0.3662% | 0 | 0% | 100% | 0 | 0% | 100% | 0 | 0% | 100% | 0 | 0% | 100% | 0 |  |  | 0 |  |  | 0 |  |  | 0
STOCKDALE 1108CB | 5.8761e-05 | 0 | 0.013695 | 0 | 0.013695 | 0.0018767 | 0.012429 | 0.0083018 | 0% | 99% | 0 | 0% | 99% | 0 | 0% | 99% | 0 | 0% | 99% | 0 | 0% | 64.53% | 0 | 0% | 51.45% | 0 | 0% | 51.45% | 0 | 0% | 51.45% | 0 | 0 | 0% | 2.645% | 0 | 0% | 2.645% | 0 | 0% | 2.645% | 0 | 0% | 0.2953% | 0 | 0% | 0.2953% | 0 | 0% | 0.2953% | 0 | 0% | 0.8343% | 0 | 0% | 0.8343% | 0 | 0% | 0.8343% | 0 | 0% | 0.8614% | 0 | 0% | 0.8614% | 0 | 100% | 0.8614% | 0.00011797 | 0% | 6.269% | 0 | 0% | 6.269% | 0 | 0% | 6.269% | 0 | 0% | 0.2896% | 0 | 0% | 0.2896% | 0 | 0% | 0.2896% | 0 |  |  |  | 0% | 11.8% | 0 | 0% | 11.8% | 0 | 0% | 11.8% | 0 | 0% | 0.3658% | 0 | 0% | 0.3658% | 0 | 0% | 0.3658% | 0 | 0% | 100% | 0 | 0% | 100% | 0 | 0% | 100% | 0 | 0% | 100% | 0 |  |  | 0 |  |  | 0 |  |  | 0
EL PATIO 1118CB | 5.8447e-05 | 0 | 0.010241 | 0 | 0.010241 | 0.0032723 | 0.010197 | 0.003437 | 0% | 99% | 0 | 0% | 99% | 0 | 0% | 99% | 0 | 0% | 99% | 0 | 0% | 64.11% | 0 | 0% | 49.47% | 0 | 0% | 49.47% | 0 | 0% | 49.47% | 0 | 0 | 0% | 2.527% | 0 | 0% | 2.527% | 0 | 0% | 2.527% | 0 | 0% | 0.3186% | 0 | 0% | 0.3186% | 0 | 0% | 0.3186% | 0 | 0% | 0.8575% | 0 | 0% | 0.8575% | 0 | 0% | 0.8575% | 0 | 92.14% | 0.8849% | 8.3504e-05 | 7.86% | 0.8849% | 7.1236e-06 | 0% | 0.8849% | 0 | 0% | 6.434% | 0 | 0% | 6.434% | 0 | 0% | 6.434% | 0 | 0% | 0.7634% | 0 | 0% | 0.7634% | 0 | 0% | 0.7634% | 0 |  |  |  | 0% | 11.8% | 0 | 0% | 11.8% | 0 | 0% | 11.8% | 0 | 0% | 0.3538% | 0 | 0% | 0.3538% | 0 | 0% | 0.3538% | 0 | 0% | 100% | 0 | 0% | 100% | 0 | 0% | 100% | 0 | 0% | 100% | 0 |  |  | 0 |  |  | 0 |  |  | 0
HARDING 0406CB | 5.7991e-05 | 0 | 0.022168 | 0 | 0.022168 | 0.0083319 | 0.021137 | 0.0071245 | 0% | 99% | 0 | 0% | 99% | 0 | 0% | 99% | 0 | 0% | 99% | 0 | 0% | 63.52% | 0 | 0% | 49.97% | 0 | 0% | 49.97% | 0 | 0% | 49.97% | 0 | 0 | 0% | 2.569% | 0 | 0% | 2.569% | 0 | 0% | 2.569% | 0 | 0% | 0.2956% | 0 | 0% | 0.2956% | 0 | 0% | 0.2956% | 0 | 0% | 0.871% | 0 | 0% | 0.871% | 0 | 0% | 0.871% | 0 | 99.66% | 0.9066% | 0.00020029 | 0.34% | 0.9066% | 6.8329e-07 | 0% | 0.9066% | 0 | 0% | 6.575% | 0 | 0% | 6.575% | 0 | 0% | 6.575% | 0 | 0% | 0.8916% | 0 | 0% | 0.8916% | 0 | 0% | 0.8916% | 0 |  |  |  | 0% | 11.8% | 0 | 0% | 11.8% | 0 | 0% | 11.8% | 0 | 0% | 0.365% | 0 | 0% | 0.365% | 0 | 0% | 0.365% | 0 | 0% | 100% | 0 | 0% | 100% | 0 | 0% | 100% | 0 | 0% | 100% | 0 |  |  | 0 |  |  | 0 |  |  | 0
NEWARK 21KV 2108CB | 5.7572e-05 | 0 | 0.041773 | 0 | 0.041773 | 0.0050716 | 0.040624 | 0.023261 | 0% | 99% | 0 | 0% | 99% | 0 | 0% | 99% | 0 | 0% | 99% | 0 | 0% | 65.75% | 0 | 0% | 51.6% | 0 | 0% | 51.6% | 0 | 0% | 51.6% | 0 | 0 | 0% | 3.359% | 0 | 0% | 3.359% | 0 | 0% | 3.359% | 0 | 0% | 0.3813% | 0 | 0% | 0.3813% | 0 | 0% | 0.3813% | 0 | 0% | 0.8791% | 0 | 0% | 0.8791% | 0 | 0% | 0.8791% | 0 | 0% | 0.9375% | 0 | 0% | 0.9375% | 0 | 45.54% | 0.9375% | 0.00017834 | 0% | 6.655% | 0 | 0% | 6.655% | 0 | 0% | 6.655% | 0 | 0% | 0.247% | 0 | 0% | 0.247% | 0 | 0% | 0.247% | 0 |  |  |  | 0% | 11.8% | 0 | 0% | 11.8% | 0 | 0% | 11.8% | 0 | 0% | 0.3687% | 0 | 0% | 0.3687% | 0 | 0% | 0.3687% | 0 | 0% | 100% | 0 | 0% | 100% | 0 | 0% | 100% | 0 | 0% | 100% | 0 |  |  | 0 |  |  | 0 |  |  | 0
RICHMOND R 1119BR290 | 5.7327e-05 | 0 | 0.0031208 | 0 | 0.0031208 | 0.00039259 | 0.0033069 | 0.0014522 | 0% | 99% | 0 | 0% | 99% | 0 | 0% | 99% | 0 | 0% | 99% | 0 | 0% | 64.47% | 0 | 0% | 52.3% | 0 | 0% | 52.3% | 0 | 0% | 52.3% | 0 | 0 | 0% | 3.567% | 0 | 0% | 3.567% | 0 | 0% | 3.567% | 0 | 0% | 0.3786% | 0 | 0% | 0.3786% | 0 | 0% | 0.3786% | 0 | 0% | 0.9807% | 0 | 0% | 0.9807% | 0 | 0% | 0.9807% | 0 | 0% | 0.9902% | 0 | 0% | 0.9902% | 0 | 0% | 0.9902% | 0 | 0% | 7.285% | 0 | 0% | 7.285% | 0 | 0% | 7.285% | 0 | 0% | 0.2994% | 0 | 0% | 0.2994% | 0 | 0% | 0.2994% | 0 |  |  |  | 0% | 11.8% | 0 | 0% | 11.8% | 0 | 0% | 11.8% | 0 | 0% | 0.3579% | 0 | 0% | 0.3579% | 0 | 0% | 0.3579% | 0 | 0% | 100% | 0 | 0% | 100% | 0 | 0% | 100% | 0 | 0% | 100% | 0 |  |  | 0 |  |  | 0 |  |  | 0
BULLARD 1104CB | 5.7036e-05 | 0 | 0.033282 | 0 | 0.033282 | 0.0062288 | 0.03126 | 0.017451 | 0% | 99% | 0 | 0% | 99% | 0 | 0% | 99% | 0 | 0% | 99% | 0 | 0% | 63.61% | 0 | 0% | 50.23% | 0 | 0% | 50.23% | 0 | 0% | 50.23% | 0 | 0 | 0% | 2.627% | 0 | 0% | 2.627% | 0 | 0% | 2.627% | 0 | 0% | 0.2962% | 0 | 0% | 0.2962% | 0 | 0% | 0.2962% | 0 | 0% | 0.8631% | 0 | 0% | 0.8631% | 0 | 0% | 0.8631% | 0 | 0% | 0.8909% | 0 | 0% | 0.8909% | 0 | 57.49% | 0.8909% | 0.00017045 | 0% | 6.493% | 0 | 0% | 6.493% | 0 | 0% | 6.493% | 0 | 0% | 0.5096% | 0 | 0% | 0.5096% | 0 | 0% | 0.5096% | 0 |  |  |  | 0% | 11.8% | 0 | 0% | 11.8% | 0 | 0% | 11.8% | 0 | 0% | 0.365% | 0 | 0% | 0.365% | 0 | 0% | 0.365% | 0 | 0% | 100% | 0 | 0% | 100% | 0 | 0% | 100% | 0 | 0% | 100% | 0 |  |  | 0 |  |  | 0 |  |  | 0
WEST FRESNO 1107CB | 5.6833e-05 | 0 | 0.012942 | 0 | 0.012942 | 0.002614 | 0.012183 | 0.0065673 | 0% | 99% | 0 | 0% | 99% | 0 | 0% | 99% | 0 | 0% | 99% | 0 | 0% | 62.95% | 0 | 0% | 49.32% | 0 | 0% | 49.32% | 0 | 0% | 49.32% | 0 | 0 | 0% | 2.628% | 0 | 0% | 2.628% | 0 | 0% | 2.628% | 0 | 0% | 0.2972% | 0 | 0% | 0.2972% | 0 | 0% | 0.2972% | 0 | 0% | 0.8561% | 0 | 0% | 0.8561% | 0 | 0% | 0.8561% | 0 | 0% | 0.8766% | 0 | 0% | 0.8766% | 0 | 0% | 0.8766% | 0 | 0% | 6.421% | 0 | 0% | 6.421% | 0 | 0% | 6.421% | 0 | 0% | 0.5492% | 0 | 0% | 0.5492% | 0 | 0% | 0.5492% | 0 |  |  |  | 0% | 11.8% | 0 | 0% | 11.8% | 0 | 0% | 11.8% | 0 | 0% | 0.3624% | 0 | 0% | 0.3624% | 0 | 0% | 0.3624% | 0 | 0% | 100% | 0 | 0% | 100% | 0 | 0% | 100% | 0 | 0% | 100% | 0 |  |  | 0 |  |  | 0 |  |  | 0
WOODLAND 1104CB | 5.642e-05 | 0 | 0.030234 | 0 | 0.030234 | 0.010701 | 0.027242 | 0.011966 | 0% | 99% | 0 | 0% | 99% | 0 | 0% | 99% | 0 | 0% | 99% | 0 | 0% | 63.35% | 0 | 0% | 50.03% | 0 | 0% | 50.03% | 0 | 0% | 50.03% | 0 | 0 | 0% | 2.422% | 0 | 0% | 2.422% | 0 | 0% | 2.422% | 0 | 0% | 0.2666% | 0 | 0% | 0.2666% | 0 | 0% | 0.2666% | 0 | 0% | 0.8215% | 0 | 0% | 0.8215% | 0 | 0% | 0.8215% | 0 | 0% | 0.8206% | 0 | 0% | 0.8206% | 0 | 0% | 0.8206% | 0 | 0% | 6.105% | 0 | 0% | 6.105% | 0 | 0% | 6.105% | 0 | 0% | 0.8831% | 0 | 0% | 0.8831% | 0 | 0% | 0.8831% | 0 |  |  |  | 0% | 11.8% | 0 | 0% | 11.8% | 0 | 0% | 11.8% | 0 | 0% | 0.3598% | 0 | 0% | 0.3598% | 0 | 0% | 0.3598% | 0 | 0% | 100% | 0 | 0% | 100% | 0 | 0% | 100% | 0 | 0% | 100% | 0 |  |  | 0 |  |  | 0 |  |  | 0
MANCHESTER 1101CB | 5.6118e-05 | 0 | 0.043009 | 0 | 0.043009 | 0.010742 | 0.040484 | 0.019771 | 0% | 99% | 0 | 0% | 99% | 0 | 0% | 99% | 0 | 0% | 99% | 0 | 0% | 63.3% | 0 | 0% | 49.88% | 0 | 0% | 49.88% | 0 | 0% | 49.88% | 0 | 0 | 0% | 2.543% | 0 | 0% | 2.543% | 0 | 0% | 2.543% | 0 | 0% | 0.2884% | 0 | 0% | 0.2884% | 0 | 0% | 0.2884% | 0 | 0% | 0.859% | 0 | 0% | 0.859% | 0 | 0% | 0.859% | 0 | 52.39% | 0.8754% | 0.00019724 | 0% | 0.8754% | 0 | 46.18% | 0.8754% | 0.00017386 | 0% | 6.433% | 0 | 0% | 6.433% | 0 | 0% | 6.433% | 0 | 0% | 0.6694% | 0 | 0% | 0.6694% | 0 | 0% | 0.6694% | 0 |  |  |  | 0% | 11.8% | 0 | 0% | 11.8% | 0 | 0% | 11.8% | 0 | 0% | 0.3615% | 0 | 0% | 0.3615% | 0 | 0% | 0.3615% | 0 | 0% | 100% | 0 | 0% | 100% | 0 | 0% | 100% | 0 | 0% | 100% | 0 |  |  | 0 |  |  | 0 |  |  | 0
BAKERSFIELD 2109530574 | 5.5891e-05 | 0 | 0.036987 | 0 | 0.036987 | 0.0082798 | 0.033876 | 0.018901 | 0% | 99% | 0 | 0% | 99% | 0 | 0% | 99% | 0 | 0% | 99% | 0 | 0% | 62.97% | 0 | 0% | 50.46% | 0 | 0% | 50.46% | 0 | 0% | 50.46% | 0 | 0 | 0% | 2.396% | 0 | 0% | 2.396% | 0 | 0% | 2.396% | 0 | 0% | 0.2589% | 0 | 0% | 0.2589% | 0 | 0% | 0.2589% | 0 | 0% | 0.8455% | 0 | 0% | 0.8455% | 0 | 0% | 0.8455% | 0 | 0% | 0.8331% | 0 | 0% | 0.8331% | 0 | 16.19% | 0.8331% | 4.9887e-05 | 0% | 6.26% | 0 | 0% | 6.26% | 0 | 0% | 6.26% | 0 | 0% | 0.418% | 0 | 0% | 0.418% | 0 | 0% | 0.418% | 0 |  |  |  | 0% | 11.8% | 0 | 0% | 11.8% | 0 | 0% | 11.8% | 0 | 0% | 0.3572% | 0 | 0% | 0.3572% | 0 | 0% | 0.3572% | 0 | 0% | 100% | 0 | 0% | 100% | 0 | 0% | 100% | 0 | 0% | 100% | 0 |  |  | 0 |  |  | 0 |  |  | 0
STAGG 210899882 | 5.5889e-05 | 0 | 0.012741 | 0 | 0.012741 | 0.0037016 | 0.011626 | 0.0057044 | 0% | 99% | 0 | 0% | 99% | 0 | 0% | 99% | 0 | 0% | 99% | 0 | 0% | 63.8% | 0 | 0% | 49.06% | 0 | 0% | 49.06% | 0 | 0% | 49.06% | 0 | 0 | 0% | 2.528% | 0 | 0% | 2.528% | 0 | 0% | 2.528% | 0 | 0% | 0.3045% | 0 | 0% | 0.3045% | 0 | 0% | 0.3045% | 0 | 0% | 0.8089% | 0 | 0% | 0.8089% | 0 | 0% | 0.8089% | 0 | 0% | 0.8558% | 0 | 34.94% | 0.8558% | 3.8094e-05 | 0% | 0.8558% | 0 | 0% | 6.136% | 0 | 0% | 6.136% | 0 | 0% | 6.136% | 0 | 0% | 0.6717% | 0 | 0% | 0.6717% | 0 | 0% | 0.6717% | 0 |  |  |  | 0% | 11.8% | 0 | 0% | 11.8% | 0 | 0% | 11.8% | 0 | 0% | 0.3661% | 0 | 0% | 0.3661% | 0 | 0% | 0.3661% | 0 | 0% | 100% | 0 | 0% | 100% | 0 | 0% | 100% | 0 | 0% | 100% | 0 |  |  | 0 |  |  | 0 |  |  | 0
LOCKHEED NO 2 1103CB | 5.5872e-05 | 0 | 0.0024713 | 0 | 0.0024713 | 0.00010075 | 0.0025124 | 0.0014664 | 0% | 99% | 0 | 0% | 99% | 0 | 0% | 99% | 0 | 0% | 99% | 0 | 0% | 62.58% | 0 | 0% | 49.16% | 0 | 0% | 49.16% | 0 | 0% | 49.16% | 0 | 0 | 0% | 3.392% | 0 | 0% | 3.392% | 0 | 0% | 3.392% | 0 | 0% | 0.3781% | 0 | 0% | 0.3781% | 0 | 0% | 0.3781% | 0 | 0% | 0.9299% | 0 | 0% | 0.9299% | 0 | 0% | 0.9299% | 0 | 0% | 0.9895% | 0 | 0% | 0.9895% | 0 | 96.96% | 0.9895% | 2.3711e-05 | 0% | 7.059% | 0 | 0% | 7.059% | 0 | 0% | 7.059% | 0 | 0% | 0.1476% | 0 | 0% | 0.1476% | 0 | 0% | 0.1476% | 0 |  |  |  | 0% | 11.8% | 0 | 0% | 11.8% | 0 | 0% | 11.8% | 0 | 0% | 0.3692% | 0 | 0% | 0.3692% | 0 | 0% | 0.3692% | 0 | 0% | 100% | 0 | 0% | 100% | 0 | 0% | 100% | 0 | 0% | 100% | 0 |  |  | 0 |  |  | 0 |  |  | 0
MANCHESTER 1102CB | 5.5495e-05 | 0 | 0.095117 | 0 | 0.095117 | 0.025287 | 0.089424 | 0.042304 | 0% | 99% | 0 | 0% | 99% | 0 | 0% | 99% | 0 | 0% | 99% | 0 | 0% | 63.3% | 0 | 0% | 50.03% | 0 | 0% | 50.03% | 0 | 0% | 50.03% | 0 | 0 | 0% | 2.637% | 0 | 0% | 2.637% | 0 | 0% | 2.637% | 0 | 0% | 0.292% | 0 | 0% | 0.292% | 0 | 0% | 0.292% | 0 | 0% | 0.8638% | 0 | 0% | 0.8638% | 0 | 0% | 0.8638% | 0 | 99.04% | 0.8761% | 0.00082534 | 0% | 0.8761% | 0 | 0.4443% | 0.8761% | 3.7028e-06 | 0% | 6.453% | 0 | 0% | 6.453% | 0 | 0% | 6.453% | 0 | 0% | 0.7228% | 0 | 0% | 0.7228% | 0 | 0% | 0.7228% | 0 |  |  |  | 0% | 11.8% | 0 | 0% | 11.8% | 0 | 0% | 11.8% | 0 | 0% | 0.3616% | 0 | 0% | 0.3616% | 0 | 0% | 0.3616% | 0 | 0% | 100% | 0 | 0% | 100% | 0 | 0% | 100% | 0 | 0% | 100% | 0 |  |  | 0 |  |  | 0 |  |  | 0
HARDING 0403CB | 5.5326e-05 | 0 | 0.016819 | 0 | 0.016819 | 0.0036419 | 0.018265 | 0.0058578 | 0% | 99% | 0 | 0% | 99% | 0 | 0% | 99% | 0 | 0% | 99% | 0 | 0% | 62.71% | 0 | 0% | 49.22% | 0 | 0% | 49.22% | 0 | 0% | 49.22% | 0 | 0 | 0% | 2.838% | 0 | 0% | 2.838% | 0 | 0% | 2.838% | 0 | 0% | 0.336% | 0 | 0% | 0.336% | 0 | 0% | 0.336% | 0 | 0% | 0.9873% | 0 | 0% | 0.9873% | 0 | 0% | 0.9873% | 0 | 98.64% | 1.04% | 0.00017258 | 0% | 1.04% | 0 | 0% | 1.04% | 0 | 0% | 7.496% | 0 | 0% | 7.496% | 0 | 0% | 7.496% | 0 | 0% | 0.5677% | 0 | 0% | 0.5677% | 0 | 0% | 0.5677% | 0 |  |  |  | 0% | 11.8% | 0 | 0% | 11.8% | 0 | 0% | 11.8% | 0 | 0% | 0.3622% | 0 | 0% | 0.3622% | 0 | 0% | 0.3622% | 0 | 0% | 100% | 0 | 0% | 100% | 0 | 0% | 100% | 0 | 0% | 100% | 0 |  |  | 0 |  |  | 0 |  |  | 0
BUENA VISTA 1101CB | 5.5271e-05 | 0 | 0.0059238 | 0 | 0.0059238 | 0.00029413 | 0.0057361 | 0.0037485 | 0% | 99% | 0 | 0% | 99% | 0 | 0% | 99% | 0 | 0% | 99% | 0 | 0% | 66.77% | 0 | 0% | 53.36% | 0 | 0% | 53.36% | 0 | 0% | 53.36% | 0 | 0 | 0% | 3.381% | 0 | 0% | 3.381% | 0 | 0% | 3.381% | 0 | 0% | 0.3732% | 0 | 0% | 0.3732% | 0 | 0% | 0.3732% | 0 | 0% | 0.8904% | 0 | 0% | 0.8904% | 0 | 0% | 0.8904% | 0 | 30.71% | 0.9469% | 1.7225e-05 | 0% | 0.9469% | 0 | 0% | 0.9469% | 0 | 0% | 6.741% | 0 | 0% | 6.741% | 0 | 0% | 6.741% | 0 | 0% | 0.1577% | 0 | 0% | 0.1577% | 0 | 0% | 0.1577% | 0 |  |  |  | 0% | 11.8% | 0 | 0% | 11.8% | 0 | 0% | 11.8% | 0 | 0% | 0.3709% | 0 | 0% | 0.3709% | 0 | 0% | 0.3709% | 0 | 0% | 100% | 0 | 0% | 100% | 0 | 0% | 100% | 0 | 0% | 100% | 0 |  |  | 0 |  |  | 0 |  |  | 0
PANAMA 2102CB | 5.5029e-05 | 0 | 0.017319 | 0 | 0.017319 | 0.0024979 | 0.015452 | 0.01064 | 0% | 99% | 0 | 0% | 99% | 0 | 0% | 99% | 0 | 0% | 99% | 0 | 0% | 64.41% | 0 | 0% | 50.72% | 0 | 0% | 50.72% | 0 | 0% | 50.72% | 0 | 0 | 0% | 2.592% | 0 | 0% | 2.592% | 0 | 0% | 2.592% | 0 | 0% | 0.2976% | 0 | 0% | 0.2976% | 0 | 0% | 0.2976% | 0 | 0% | 0.8119% | 0 | 0% | 0.8119% | 0 | 0% | 0.8119% | 0 | 0% | 0.851% | 0 | 0% | 0.851% | 0 | 41.88% | 0.851% | 6.1724e-05 | 0% | 6.136% | 0 | 0% | 6.136% | 0 | 0% | 6.136% | 0 | 0% | 0.2828% | 0 | 0% | 0.2828% | 0 | 0% | 0.2828% | 0 |  |  |  | 0% | 11.8% | 0 | 0% | 11.8% | 0 | 0% | 11.8% | 0 | 0% | 0.3678% | 0 | 0% | 0.3678% | 0 | 0% | 0.3678% | 0 | 0% | 100% | 0 | 0% | 100% | 0 | 0% | 100% | 0 | 0% | 100% | 0 |  |  | 0 |  |  | 0 |  |  | 0
MANCHESTER 1105859208 | 5.4765e-05 | 0 | 0.041273 | 0 | 0.041273 | 0.01286 | 0.035644 | 0.019628 | 0% | 99% | 0 | 0% | 99% | 0 | 0% | 99% | 0 | 0% | 99% | 0 | 0% | 64.21% | 0 | 0% | 50.14% | 0 | 0% | 50.14% | 0 | 0% | 50.14% | 0 | 0 | 0% | 2.419% | 0 | 0% | 2.419% | 0 | 0% | 2.419% | 0 | 0% | 0.2767% | 0 | 0% | 0.2767% | 0 | 0% | 0.2767% | 0 | 0% | 0.791% | 0 | 0% | 0.791% | 0 | 0% | 0.791% | 0 | 0% | 0.826% | 0 | 0% | 0.826% | 0 | 96.88% | 0.826% | 0.00033027 | 0% | 5.976% | 0 | 0% | 5.976% | 0 | 0% | 5.976% | 0 | 0% | 0.8432% | 0 | 0% | 0.8432% | 0 | 0% | 0.8432% | 0 |  |  |  | 0% | 11.8% | 0 | 0% | 11.8% | 0 | 0% | 11.8% | 0 | 0% | 0.3694% | 0 | 0% | 0.3694% | 0 | 0% | 0.3694% | 0 | 0% | 100% | 0 | 0% | 100% | 0 | 0% | 100% | 0 | 0% | 100% | 0 |  |  | 0 |  |  | 0 |  |  | 0
CLOVIS 210958802 | 5.4613e-05 | 0 | 0.01245 | 0 | 0.01245 | 0.0029415 | 0.010548 | 0.0070616 | 0% | 99% | 0 | 0% | 99% | 0 | 0% | 99% | 0 | 0% | 99% | 0 | 0% | 64.66% | 0 | 0% | 50.6% | 0 | 0% | 50.6% | 0 | 0% | 50.6% | 0 | 0 | 0% | 2.437% | 0 | 0% | 2.437% | 0 | 0% | 2.437% | 0 | 0% | 0.2733% | 0 | 0% | 0.2733% | 0 | 0% | 0.2733% | 0 | 0% | 0.7743% | 0 | 0% | 0.7743% | 0 | 0% | 0.7743% | 0 | 100% | 0.7986% | 9.9422e-05 | 0% | 0.7986% | 0 | 0% | 0.7986% | 0 | 0% | 5.815% | 0 | 0% | 5.815% | 0 | 0% | 5.815% | 0 | 0% | 0.6373% | 0 | 0% | 0.6373% | 0 | 0% | 0.6373% | 0 |  |  |  | 0% | 11.8% | 0 | 0% | 11.8% | 0 | 0% | 11.8% | 0 | 0% | 0.3671% | 0 | 0% | 0.3671% | 0 | 0% | 0.3671% | 0 | 0% | 100% | 0 | 0% | 100% | 0 | 0% | 100% | 0 | 0% | 100% | 0 |  |  | 0 |  |  | 0 |  |  | 0
MANCHESTER 1110CB | 5.4612e-05 | 0 | 0.10545 | 0 | 0.10545 | 0.027599 | 0.099046 | 0.047427 | 0% | 99% | 0 | 0% | 99% | 0 | 0% | 99% | 0 | 0% | 99% | 0 | 0% | 63.19% | 0 | 0% | 49.78% | 0 | 0% | 49.78% | 0 | 0% | 49.78% | 0 | 0 | 0% | 2.608% | 0 | 0% | 2.608% | 0 | 0% | 2.608% | 0 | 0% | 0.2908% | 0 | 0% | 0.2908% | 0 | 0% | 0.2908% | 0 | 0% | 0.8632% | 0 | 0% | 0.8632% | 0 | 0% | 0.8632% | 0 | 94.56% | 0.8807% | 0.00087818 | 0% | 0.8807% | 0 | 5.195% | 0.8807% | 4.8248e-05 | 0% | 6.467% | 0 | 0% | 6.467% | 0 | 0% | 6.467% | 0 | 0% | 0.7096% | 0 | 0% | 0.7096% | 0 | 0% | 0.7096% | 0 |  |  |  | 0% | 11.8% | 0 | 0% | 11.8% | 0 | 0% | 11.8% | 0 | 0% | 0.3629% | 0 | 0% | 0.3629% | 0 | 0% | 0.3629% | 0 | 0% | 100% | 0 | 0% | 100% | 0 | 0% | 100% | 0 | 0% | 100% | 0 |  |  | 0 |  |  | 0 |  |  | 0
PINEDALE 2101CB | 5.4574e-05 | 0 | 0.017454 | 0 | 0.017454 | 0.0043362 | 0.01369 | 0.010787 | 0% | 99% | 0 | 0% | 99% | 0 | 0% | 99% | 0 | 0% | 99% | 0 | 0% | 64.82% | 0 | 0% | 49.73% | 0 | 0% | 49.73% | 0 | 0% | 49.73% | 0 | 0 | 0% | 2.376% | 0 | 0% | 2.376% | 0 | 0% | 2.376% | 0 | 0% | 0.275% | 0 | 0% | 0.275% | 0 | 0% | 0.275% | 0 | 0% | 0.705% | 0 | 0% | 0.705% | 0 | 0% | 0.705% | 0 | 29.65% | 0.7461% | 3.8608e-05 | 0% | 0.7461% | 0 | 0% | 0.7461% | 0 | 0% | 5.344% | 0 | 0% | 5.344% | 0 | 0% | 5.344% | 0 | 0% | 0.668% | 0 | 0% | 0.668% | 0 | 0% | 0.668% | 0 |  |  |  | 0% | 11.8% | 0 | 0% | 11.8% | 0 | 0% | 11.8% | 0 | 0% | 0.3725% | 0 | 0% | 0.3725% | 0 | 0% | 0.3725% | 0 | 0% | 100% | 0 | 0% | 100% | 0 | 0% | 100% | 0 | 0% | 100% | 0 |  |  | 0 |  |  | 0 |  |  | 0
HARDING 0405CB | 5.4114e-05 | 0 | 0.019029 | 0 | 0.019029 | 0.007141 | 0.018474 | 0.0057966 | 0% | 99% | 0 | 0% | 99% | 0 | 0% | 99% | 0 | 0% | 99% | 0 | 0% | 63.24% | 0 | 0% | 49.84% | 0 | 0% | 49.84% | 0 | 0% | 49.84% | 0 | 0 | 0% | 2.622% | 0 | 0% | 2.622% | 0 | 0% | 2.622% | 0 | 0% | 0.2994% | 0 | 0% | 0.2994% | 0 | 0% | 0.2994% | 0 | 0% | 0.8887% | 0 | 0% | 0.8887% | 0 | 0% | 0.8887% | 0 | 99.84% | 0.9172% | 0.00017425 | 0.1598% | 0.9172% | 2.7891e-07 | 0% | 0.9172% | 0 | 0% | 6.687% | 0 | 0% | 6.687% | 0 | 0% | 6.687% | 0 | 0% | 0.8604% | 0 | 0% | 0.8604% | 0 | 0% | 0.8604% | 0 |  |  |  | 0% | 11.8% | 0 | 0% | 11.8% | 0 | 0% | 11.8% | 0 | 0% | 0.363% | 0 | 0% | 0.363% | 0 | 0% | 0.363% | 0 | 0% | 100% | 0 | 0% | 100% | 0 | 0% | 100% | 0 | 0% | 100% | 0 |  |  | 0 |  |  | 0 |  |  | 0
DAVIS 110477080 | 5.399e-05 | 0 | 0.025442 | 0 | 0.025442 | 0.014106 | 0.019096 | 0.0087974 | 0% | 99% | 0 | 0% | 99% | 0 | 0% | 99% | 0 | 0% | 99% | 0 | 0% | 63.47% | 0 | 0% | 49.29% | 0 | 0% | 49.29% | 0 | 0% | 49.29% | 0 | 0 | 0% | 1.961% | 0 | 0% | 1.961% | 0 | 0% | 1.961% | 0 | 0% | 0.221% | 0 | 0% | 0.221% | 0 | 0% | 0.221% | 0 | 0% | 0.6744% | 0 | 0% | 0.6744% | 0 | 0% | 0.6744% | 0 | 100% | 0.6686% | 0.00017011 | 0% | 0.6686% | 0 | 0% | 0.6686% | 0 | 0% | 4.998% | 0 | 0% | 4.998% | 0 | 0% | 4.998% | 0 | 0% | 1.34% | 0 | 0% | 1.34% | 0 | 0% | 1.34% | 0 |  |  |  | 0% | 11.8% | 0 | 0% | 11.8% | 0 | 0% | 11.8% | 0 | 0% | 0.3638% | 0 | 0% | 0.3638% | 0 | 0% | 0.3638% | 0 | 0% | 100% | 0 | 0% | 100% | 0 | 0% | 100% | 0 | 0% | 100% | 0 |  |  | 0 |  |  | 0 |  |  | 0
MONARCH 0401CB | 5.3941e-05 | 0 | 0.023097 | 0 | 0.023097 | 0.0069623 | 0.022975 | 0.0081908 | 0% | 99% | 0 | 0% | 99% | 0 | 0% | 99% | 0 | 0% | 99% | 0 | 0% | 63.35% | 0 | 0% | 50.07% | 0 | 0% | 50.07% | 0 | 0% | 50.07% | 0 | 0 | 0% | 2.743% | 0 | 0% | 2.743% | 0 | 0% | 2.743% | 0 | 0% | 0.313% | 0 | 0% | 0.313% | 0 | 0% | 0.313% | 0 | 0% | 0.9095% | 0 | 0% | 0.9095% | 0 | 0% | 0.9095% | 0 | 86.58% | 0.9412% | 0.00018822 | 13.42% | 0.9412% | 2.918e-05 | 0% | 0.9412% | 0 | 0% | 6.848% | 0 | 0% | 6.848% | 0 | 0% | 6.848% | 0 | 0% | 0.6959% | 0 | 0% | 0.6959% | 0 | 0% | 0.6959% | 0 |  |  |  | 0% | 11.8% | 0 | 0% | 11.8% | 0 | 0% | 11.8% | 0 | 0% | 0.3626% | 0 | 0% | 0.3626% | 0 | 0% | 0.3626% | 0 | 0% | 100% | 0 | 0% | 100% | 0 | 0% | 100% | 0 | 0% | 100% | 0 |  |  | 0 |  |  | 0 |  |  | 0
CALIFORNIA AVE 1114509378 | 5.3721e-05 | 0 | 0.033998 | 0 | 0.033998 | 0.011119 | 0.031311 | 0.013692 | 0% | 99% | 0 | 0% | 99% | 0 | 0% | 99% | 0 | 0% | 99% | 0 | 0% | 63.27% | 0 | 0% | 49.94% | 0 | 0% | 49.94% | 0 | 0% | 49.94% | 0 | 0 | 0% | 2.502% | 0 | 0% | 2.502% | 0 | 0% | 2.502% | 0 | 0% | 0.2798% | 0 | 0% | 0.2798% | 0 | 0% | 0.2798% | 0 | 0% | 0.8491% | 0 | 0% | 0.8491% | 0 | 0% | 0.8491% | 0 | 100% | 0.8636% | 0.00029362 | 0% | 0.8636% | 0 | 0% | 0.8636% | 0 | 0% | 6.355% | 0 | 0% | 6.355% | 0 | 0% | 6.355% | 0 | 0% | 0.8816% | 0 | 0% | 0.8816% | 0 | 0% | 0.8816% | 0 |  |  |  | 0% | 11.8% | 0 | 0% | 11.8% | 0 | 0% | 11.8% | 0 | 0% | 0.3631% | 0 | 0% | 0.3631% | 0 | 0% | 0.3631% | 0 | 0% | 100% | 0 | 0% | 100% | 0 | 0% | 100% | 0 | 0% | 100% | 0 |  |  | 0 |  |  | 0 |  |  | 0
RANCHERS COTTON 1101CB | 5.3714e-05 | 0 | 0.053365 | 0 | 0.053365 | 0.0076634 | 0.047365 | 0.033065 | 0% | 99% | 0 | 0% | 99% | 0 | 0% | 99% | 0 | 0% | 99% | 0 | 0% | 64.07% | 0 | 0% | 50.25% | 0 | 0% | 50.25% | 0 | 0% | 50.25% | 0 | 0 | 0% | 2.821% | 0 | 0% | 2.821% | 0 | 0% | 2.821% | 0 | 0% | 0.313% | 0 | 0% | 0.313% | 0 | 0% | 0.313% | 0 | 0% | 0.8119% | 0 | 0% | 0.8119% | 0 | 0% | 0.8119% | 0 | 13.22% | 0.8456% | 5.9671e-05 | 0% | 0.8456% | 0 | 0% | 0.8456% | 0 | 0% | 6.113% | 0 | 0% | 6.113% | 0 | 0% | 6.113% | 0 | 0% | 0.4092% | 0 | 0% | 0.4092% | 0 | 0% | 0.4092% | 0 |  |  |  | 0% | 11.8% | 0 | 0% | 11.8% | 0 | 0% | 11.8% | 0 | 0% | 0.3686% | 0 | 0% | 0.3686% | 0 | 0% | 0.3686% | 0 | 0% | 100% | 0 | 0% | 100% | 0 | 0% | 100% | 0 | 0% | 100% | 0 |  |  | 0 |  |  | 0 |  |  | 0
LOCKHEED NO 2 1106CB | 5.3693e-05 | 0 | 0.002649 | 0 | 0.002649 | 0.00016961 | 0.0028375 | 0.0013657 | 0% | 99% | 0 | 0% | 99% | 0 | 0% | 99% | 0 | 0% | 99% | 0 | 0% | 62.52% | 0 | 0% | 48.41% | 0 | 0% | 48.41% | 0 | 0% | 48.41% | 0 | 0 | 0% | 3.058% | 0 | 0% | 3.058% | 0 | 0% | 3.058% | 0 | 0% | 0.3733% | 0 | 0% | 0.3733% | 0 | 0% | 0.3733% | 0 | 0% | 0.933% | 0 | 0% | 0.933% | 0 | 0% | 0.933% | 0 | 0% | 0.9867% | 0 | 0% | 0.9867% | 0 | 100% | 0.9867% | 2.6136e-05 | 0% | 7.065% | 0 | 0% | 7.065% | 0 | 0% | 7.065% | 0 | 0% | 0.1974% | 0 | 0% | 0.1974% | 0 | 0% | 0.1974% | 0 |  |  |  | 0% | 11.8% | 0 | 0% | 11.8% | 0 | 0% | 11.8% | 0 | 0% | 0.3579% | 0 | 0% | 0.3579% | 0 | 0% | 0.3579% | 0 | 0% | 100% | 0 | 0% | 100% | 0 | 0% | 100% | 0 | 0% | 100% | 0 |  |  | 0 |  |  | 0 |  |  | 0
DAVIS 1105CB | 5.332e-05 | 0 | 0.022949 | 0 | 0.022949 | 0.0093143 | 0.019199 | 0.0093707 | 0% | 99% | 0 | 0% | 99% | 0 | 0% | 99% | 0 | 0% | 99% | 0 | 0% | 63.49% | 0 | 0% | 49.9% | 0 | 0% | 49.9% | 0 | 0% | 49.9% | 0 | 0 | 0% | 2.352% | 0 | 0% | 2.352% | 0 | 0% | 2.352% | 0 | 0% | 0.2606% | 0 | 0% | 0.2606% | 0 | 0% | 0.2606% | 0 | 0% | 0.7574% | 0 | 0% | 0.7574% | 0 | 0% | 0.7574% | 0 | 98.44% | 0.7554% | 0.00017067 | 0% | 0.7554% | 0 | 0% | 0.7554% | 0 | 0% | 5.619% | 0 | 0% | 5.619% | 0 | 0% | 5.619% | 0 | 0% | 0.9756% | 0 | 0% | 0.9756% | 0 | 0% | 0.9756% | 0 |  |  |  | 0% | 11.8% | 0 | 0% | 11.8% | 0 | 0% | 11.8% | 0 | 0% | 0.3617% | 0 | 0% | 0.3617% | 0 | 0% | 0.3617% | 0 | 0% | 100% | 0 | 0% | 100% | 0 | 0% | 100% | 0 | 0% | 100% | 0 |  |  | 0 |  |  | 0 |  |  | 0
FMC 1105CB | 5.3096e-05 | 0 | 0.0026195 | 0 | 0.0026195 | 0.00050511 | 0.0025365 | 0.0012826 | 0% | 99% | 0 | 0% | 99% | 0 | 0% | 99% | 0 | 0% | 99% | 0 | 0% | 64.56% | 0 | 0% | 50.37% | 0 | 0% | 50.37% | 0 | 0% | 50.37% | 0 | 0 | 0% | 2.891% | 0 | 0% | 2.891% | 0 | 0% | 2.891% | 0 | 0% | 0.3233% | 0 | 0% | 0.3233% | 0 | 0% | 0.3233% | 0 | 0% | 0.8969% | 0 | 0% | 0.8969% | 0 | 0% | 0.8969% | 0 | 0% | 0.9564% | 0 | 0% | 0.9564% | 0 | 100% | 0.9564% | 2.5054e-05 | 0% | 6.839% | 0 | 0% | 6.839% | 0 | 0% | 6.839% | 0 | 0% | 0.4455% | 0 | 0% | 0.4455% | 0 | 0% | 0.4455% | 0 |  |  |  | 0% | 11.8% | 0 | 0% | 11.8% | 0 | 0% | 11.8% | 0 | 0% | 0.3727% | 0 | 0% | 0.3727% | 0 | 0% | 0.3727% | 0 | 0% | 100% | 0 | 0% | 100% | 0 | 0% | 100% | 0 | 0% | 100% | 0 |  |  | 0 |  |  | 0 |  |  | 0
MT EDEN 1107CB | 5.2862e-05 | 0 | 0.0079947 | 0 | 0.0079947 | 0.0014063 | 0.0081993 | 0.0035918 | 0% | 99% | 0 | 0% | 99% | 0 | 0% | 99% | 0 | 0% | 99% | 0 | 0% | 64.3% | 0 | 0% | 50.59% | 0 | 0% | 50.59% | 0 | 0% | 50.59% | 0 | 0 | 0% | 3.015% | 0 | 0% | 3.015% | 0 | 0% | 3.015% | 0 | 0% | 0.3512% | 0 | 0% | 0.3512% | 0 | 0% | 0.3512% | 0 | 0% | 0.9113% | 0 | 0% | 0.9113% | 0 | 0% | 0.9113% | 0 | 0% | 0.94% | 0 | 0% | 0.94% | 0 | 77.07% | 0.94% | 5.7917e-05 | 0% | 6.833% | 0 | 0% | 6.833% | 0 | 0% | 6.833% | 0 | 0% | 0.3571% | 0 | 0% | 0.3571% | 0 | 0% | 0.3571% | 0 |  |  |  | 0% | 11.8% | 0 | 0% | 11.8% | 0 | 0% | 11.8% | 0 | 0% | 0.3574% | 0 | 0% | 0.3574% | 0 | 0% | 0.3574% | 0 | 0% | 100% | 0 | 0% | 100% | 0 | 0% | 100% | 0 | 0% | 100% | 0 |  |  | 0 |  |  | 0 |  |  | 0
MEADOW LANE 210890850 | 5.2598e-05 | 0 | 0.021028 | 0 | 0.021028 | 0.012815 | 0.016944 | 0.0049529 | 0% | 99% | 0 | 0% | 99% | 0 | 0% | 99% | 0 | 0% | 99% | 0 | 0% | 62.96% | 0 | 0% | 49.17% | 0 | 0% | 49.17% | 0 | 0% | 49.17% | 0 | 0 | 0% | 2.328% | 0 | 0% | 2.328% | 0 | 0% | 2.328% | 0 | 0% | 0.2471% | 0 | 0% | 0.2471% | 0 | 0% | 0.2471% | 0 | 0% | 0.7422% | 0 | 0% | 0.7422% | 0 | 0% | 0.7422% | 0 | 0% | 0.7245% | 0 | 0% | 0.7245% | 0 | 0% | 0.7245% | 0 | 0% | 5.463% | 0 | 0% | 5.463% | 0 | 0% | 5.463% | 0 | 0% | 1.007% | 0 | 0% | 1.007% | 0 | 0% | 1.007% | 0 |  |  |  | 0% | 11.8% | 0 | 0% | 11.8% | 0 | 0% | 11.8% | 0 | 0% | 0.3615% | 0 | 0% | 0.3615% | 0 | 0% | 0.3615% | 0 | 0% | 100% | 0 | 0% | 100% | 0 | 0% | 100% | 0 | 0% | 100% | 0 |  |  | 0 |  |  | 0 |  |  | 0
OAKLAND C 1132CB | 5.2233e-05 | 0 | 0.0058381 | 0 | 0.0058381 | 0.00026291 | 0.0073193 | 0.002055 | 0% | 99% | 0 | 0% | 99% | 0 | 0% | 99% | 0 | 0% | 99% | 0 | 0% | 62.65% | 0 | 0% | 49.23% | 0 | 0% | 49.23% | 0 | 0% | 49.23% | 0 | 0 | 0% | 4.037% | 0 | 0% | 4.037% | 0 | 0% | 4.037% | 0 | 0% | 0.4498% | 0 | 0% | 0.4498% | 0 | 0% | 0.4498% | 0 | 0% | 1.155% | 0 | 0% | 1.155% | 0 | 0% | 1.155% | 0 | 0% | 1.225% | 0 | 100% | 1.225% | 7.1518e-05 | 0% | 1.225% | 0 | 0% | 8.762% | 0 | 0% | 8.762% | 0 | 0% | 8.762% | 0 | 0% | 0.1866% | 0 | 0% | 0.1866% | 0 | 0% | 0.1866% | 0 |  |  |  | 0% | 11.8% | 0 | 0% | 11.8% | 0 | 0% | 11.8% | 0 | 0% | 0.3625% | 0 | 0% | 0.3625% | 0 | 0% | 0.3625% | 0 | 0% | 100% | 0 | 0% | 100% | 0 | 0% | 100% | 0 | 0% | 100% | 0 |  |  | 0 |  |  | 0 |  |  | 0
HARDING 0401CB | 5.2081e-05 | 0 | 0.0067071 | 0 | 0.0067071 | 0.0019234 | 0.0067604 | 0.002388 | 0% | 99% | 0 | 0% | 99% | 0 | 0% | 99% | 0 | 0% | 99% | 0 | 0% | 63.45% | 0 | 0% | 50.2% | 0 | 0% | 50.2% | 0 | 0% | 50.2% | 0 | 0 | 0% | 2.815% | 0 | 0% | 2.815% | 0 | 0% | 2.815% | 0 | 0% | 0.3222% | 0 | 0% | 0.3222% | 0 | 0% | 0.3222% | 0 | 0% | 0.9197% | 0 | 0% | 0.9197% | 0 | 0% | 0.9197% | 0 | 100% | 0.9572% | 6.42e-05 | 0% | 0.9572% | 0 | 0% | 0.9572% | 0 | 0% | 6.937% | 0 | 0% | 6.937% | 0 | 0% | 6.937% | 0 | 0% | 0.7341% | 0 | 0% | 0.7341% | 0 | 0% | 0.7341% | 0 |  |  |  | 0% | 11.8% | 0 | 0% | 11.8% | 0 | 0% | 11.8% | 0 | 0% | 0.363% | 0 | 0% | 0.363% | 0 | 0% | 0.363% | 0 | 0% | 100% | 0 | 0% | 100% | 0 | 0% | 100% | 0 | 0% | 100% | 0 |  |  | 0 |  |  | 0 |  |  | 0
EAST GRAND 1108693548 | 5.194e-05 | 0 | 0.01237 | 0 | 0.01237 | 0.00070876 | 0.014294 | 0.0054175 | 0% | 99% | 0 | 0% | 99% | 0 | 0% | 99% | 0 | 0% | 99% | 0 | 0% | 65.01% | 0 | 0% | 52.15% | 0 | 0% | 52.15% | 0 | 0% | 52.15% | 0 | 0 | 0% | 4.237% | 0 | 0% | 4.237% | 0 | 0% | 4.237% | 0 | 0% | 0.4619% | 0 | 0% | 0.4619% | 0 | 0% | 0.4619% | 0 | 0% | 1.061% | 0 | 0% | 1.061% | 0 | 0% | 1.061% | 0 | 0% | 1.114% | 0 | 0% | 1.114% | 0 | 7.418% | 1.114% | 1.0222e-05 | 0% | 7.973% | 0 | 0% | 7.973% | 0 | 0% | 7.973% | 0 | 0% | 0.2395% | 0 | 0% | 0.2395% | 0 | 0% | 0.2395% | 0 |  |  |  | 0% | 11.8% | 0 | 0% | 11.8% | 0 | 0% | 11.8% | 0 | 0% | 0.3626% | 0 | 0% | 0.3626% | 0 | 0% | 0.3626% | 0 | 0% | 100% | 0 | 0% | 100% | 0 | 0% | 100% | 0 | 0% | 100% | 0 |  |  | 0 |  |  | 0 |  |  | 0
NEWARK 21KV 2107CB | 5.178e-05 | 0 | 0.022815 | 0 | 0.022815 | 0.0029709 | 0.022201 | 0.01249 | 0% | 99% | 0 | 0% | 99% | 0 | 0% | 99% | 0 | 0% | 99% | 0 | 0% | 65.67% | 0 | 0% | 51.55% | 0 | 0% | 51.55% | 0 | 0% | 51.55% | 0 | 0 | 0% | 3.332% | 0 | 0% | 3.332% | 0 | 0% | 3.332% | 0 | 0% | 0.3774% | 0 | 0% | 0.3774% | 0 | 0% | 0.3774% | 0 | 0% | 0.882% | 0 | 0% | 0.882% | 0 | 0% | 0.882% | 0 | 0% | 0.9392% | 0 | 0% | 0.9392% | 0 | 24.15% | 0.9392% | 5.1735e-05 | 0% | 6.677% | 0 | 0% | 6.677% | 0 | 0% | 6.677% | 0 | 0% | 0.2822% | 0 | 0% | 0.2822% | 0 | 0% | 0.2822% | 0 |  |  |  | 0% | 11.8% | 0 | 0% | 11.8% | 0 | 0% | 11.8% | 0 | 0% | 0.3688% | 0 | 0% | 0.3688% | 0 | 0% | 0.3688% | 0 | 0% | 100% | 0 | 0% | 100% | 0 | 0% | 100% | 0 | 0% | 100% | 0 |  |  | 0 |  |  | 0 |  |  | 0
CALIFORNIA AVE 1108839702 | 5.1731e-05 | 0 | 0.040307 | 0 | 0.040307 | 0.013206 | 0.035686 | 0.017644 | 0% | 99% | 0 | 0% | 99% | 0 | 0% | 99% | 0 | 0% | 99% | 0 | 0% | 63.4% | 0 | 0% | 49.85% | 0 | 0% | 49.85% | 0 | 0% | 49.85% | 0 | 0 | 0% | 2.558% | 0 | 0% | 2.558% | 0 | 0% | 2.558% | 0 | 0% | 0.2809% | 0 | 0% | 0.2809% | 0 | 0% | 0.2809% | 0 | 0% | 0.8149% | 0 | 0% | 0.8149% | 0 | 0% | 0.8149% | 0 | 100% | 0.8261% | 0.00033299 | 0% | 0.8261% | 0 | 0% | 0.8261% | 0 | 0% | 6.083% | 0 | 0% | 6.083% | 0 | 0% | 6.083% | 0 | 0% | 0.8964% | 0 | 0% | 0.8964% | 0 | 0% | 0.8964% | 0 |  |  |  | 0% | 11.8% | 0 | 0% | 11.8% | 0 | 0% | 11.8% | 0 | 0% | 0.3641% | 0 | 0% | 0.3641% | 0 | 0% | 0.3641% | 0 | 0% | 100% | 0 | 0% | 100% | 0 | 0% | 100% | 0 | 0% | 100% | 0 |  |  | 0 |  |  | 0 |  |  | 0
OAKLAND D 1111BR268 | 5.1585e-05 | 0 | 0.0076349 | 0 | 0.0076349 | 0.00057437 | 0.0086799 | 0.0033492 | 0% | 99% | 0 | 0% | 99% | 0 | 0% | 99% | 0 | 0% | 99% | 0 | 0% | 64.48% | 0 | 0% | 52% | 0 | 0% | 52% | 0 | 0% | 52% | 0 | 0 | 0% | 3.522% | 0 | 0% | 3.522% | 0 | 0% | 3.522% | 0 | 0% | 0.383% | 0 | 0% | 0.383% | 0 | 0% | 0.383% | 0 | 0% | 1.052% | 0 | 0% | 1.052% | 0 | 0% | 1.052% | 0 | 0% | 1.095% | 0 | 77.58% | 1.095% | 6.4851e-05 | 1.725% | 1.095% | 1.4422e-06 | 0% | 7.922% | 0 | 0% | 7.922% | 0 | 0% | 7.922% | 0 | 0% | 0.219% | 0 | 0% | 0.219% | 0 | 0% | 0.219% | 0 |  |  |  | 0% | 11.8% | 0 | 0% | 11.8% | 0 | 0% | 11.8% | 0 | 0% | 0.3615% | 0 | 0% | 0.3615% | 0 | 0% | 0.3615% | 0 | 0% | 100% | 0 | 0% | 100% | 0 | 0% | 100% | 0 | 0% | 100% | 0 |  |  | 0 |  |  | 0 |  |  | 0
BAKERSFIELD 210913182 | 5.1503e-05 | 0 | 0.006396 | 0 | 0.006396 | 0.0016182 | 0.0058074 | 0.0031327 | 0% | 99% | 0 | 0% | 99% | 0 | 0% | 99% | 0 | 0% | 99% | 0 | 0% | 63.3% | 0 | 0% | 50.19% | 0 | 0% | 50.19% | 0 | 0% | 50.19% | 0 | 0 | 0% | 2.338% | 0 | 0% | 2.338% | 0 | 0% | 2.338% | 0 | 0% | 0.2653% | 0 | 0% | 0.2653% | 0 | 0% | 0.2653% | 0 | 0% | 0.8298% | 0 | 0% | 0.8298% | 0 | 0% | 0.8298% | 0 | 0% | 0.8377% | 0 | 0% | 0.8377% | 0 | 0% | 0.8377% | 0 | 0% | 6.196% | 0 | 0% | 6.196% | 0 | 0% | 6.196% | 0 | 0% | 0.4971% | 0 | 0% | 0.4971% | 0 | 0% | 0.4971% | 0 |  |  |  | 0% | 11.8% | 0 | 0% | 11.8% | 0 | 0% | 11.8% | 0 | 0% | 0.3604% | 0 | 0% | 0.3604% | 0 | 0% | 0.3604% | 0 | 0% | 100% | 0 | 0% | 100% | 0 | 0% | 100% | 0 | 0% | 100% | 0 |  |  | 0 |  |  | 0 |  |  | 0
STOCKTON A 0404CB | 5.1385e-05 | 0 | 0.030019 | 0 | 0.030019 | 0.0058828 | 0.031348 | 0.012323 | 0% | 99% | 0 | 0% | 99% | 0 | 0% | 99% | 0 | 0% | 99% | 0 | 0% | 63.83% | 0 | 0% | 50.64% | 0 | 0% | 50.64% | 0 | 0% | 50.64% | 0 | 0 | 0% | 2.946% | 0 | 0% | 2.946% | 0 | 0% | 2.946% | 0 | 0% | 0.341% | 0 | 0% | 0.341% | 0 | 0% | 0.341% | 0 | 0% | 0.9538% | 0 | 0% | 0.9538% | 0 | 0% | 0.9538% | 0 | 100% | 1.003% | 0.00030107 | 0% | 1.003% | 0 | 0% | 1.003% | 0 | 0% | 7.221% | 0 | 0% | 7.221% | 0 | 0% | 7.221% | 0 | 0% | 0.4966% | 0 | 0% | 0.4966% | 0 | 0% | 0.4966% | 0 |  |  |  | 0% | 11.8% | 0 | 0% | 11.8% | 0 | 0% | 11.8% | 0 | 0% | 0.3638% | 0 | 0% | 0.3638% | 0 | 0% | 0.3638% | 0 | 0% | 100% | 0 | 0% | 100% | 0 | 0% | 100% | 0 | 0% | 100% | 0 |  |  | 0 |  |  | 0 |  |  | 0
HOLLISTER 210347052 | 5.1171e-05 | 0 | 0.0042656 | 0 | 0.0042656 | 0.0003081 | 0.0042166 | 0.0025168 | 0% | 99% | 0 | 0% | 99% | 0 | 0% | 99% | 0 | 0% | 99% | 0 | 0% | 65.35% | 0 | 0% | 52.32% | 0 | 0% | 52.32% | 0 | 0% | 52.32% | 0 | 0 | 0% | 3.014% | 0 | 0% | 3.014% | 0 | 0% | 3.014% | 0 | 0% | 0.3385% | 0 | 0% | 0.3385% | 0 | 0% | 0.3385% | 0 | 0% | 0.9003% | 0 | 0% | 0.9003% | 0 | 0% | 0.9003% | 0 | 0% | 0.928% | 0 | 0% | 0.928% | 0 | 0% | 0.928% | 0 | 0% | 6.748% | 0 | 0% | 6.748% | 0 | 0% | 6.748% | 0 | 0% | 0.2065% | 0 | 0% | 0.2065% | 0 | 0% | 0.2065% | 0 |  |  |  | 0% | 11.8% | 0 | 0% | 11.8% | 0 | 0% | 11.8% | 0 | 0% | 0.3614% | 0 | 0% | 0.3614% | 0 | 0% | 0.3614% | 0 | 0% | 100% | 0 | 0% | 100% | 0 | 0% | 100% | 0 | 0% | 100% | 0 |  |  | 0 |  |  | 0 |  |  | 0
STOCKTON A 110611700 | 5.1167e-05 | 0 | 0.026201 | 0 | 0.026201 | 0.0049231 | 0.025811 | 0.012518 | 0% | 99% | 0 | 0% | 99% | 0 | 0% | 99% | 0 | 0% | 99% | 0 | 0% | 63.99% | 0 | 0% | 50.78% | 0 | 0% | 50.78% | 0 | 0% | 50.78% | 0 | 0 | 0% | 2.797% | 0 | 0% | 2.797% | 0 | 0% | 2.797% | 0 | 0% | 0.3206% | 0 | 0% | 0.3206% | 0 | 0% | 0.3206% | 0 | 0% | 0.8991% | 0 | 0% | 0.8991% | 0 | 0% | 0.8991% | 0 | 58.12% | 0.9372% | 0.00014273 | 41.88% | 0.9372% | 0.00010283 | 0% | 0.9372% | 0 | 0% | 6.785% | 0 | 0% | 6.785% | 0 | 0% | 6.785% | 0 | 0% | 0.4795% | 0 | 0% | 0.4795% | 0 | 0% | 0.4795% | 0 |  |  |  | 0% | 11.8% | 0 | 0% | 11.8% | 0 | 0% | 11.8% | 0 | 0% | 0.3642% | 0 | 0% | 0.3642% | 0 | 0% | 0.3642% | 0 | 0% | 100% | 0 | 0% | 100% | 0 | 0% | 100% | 0 | 0% | 100% | 0 |  |  | 0 |  |  | 0 |  |  | 0
STOCKTON A 0410CB | 5.0802e-05 | 0 | 0.036091 | 0 | 0.036091 | 0.0063634 | 0.039454 | 0.01376 | 0% | 99% | 0 | 0% | 99% | 0 | 0% | 99% | 0 | 0% | 99% | 0 | 0% | 62.86% | 0 | 0% | 49.88% | 0 | 0% | 49.88% | 0 | 0% | 49.88% | 0 | 0 | 0% | 2.916% | 0 | 0% | 2.916% | 0 | 0% | 2.916% | 0 | 0% | 0.3397% | 0 | 0% | 0.3397% | 0 | 0% | 0.3397% | 0 | 0% | 0.9935% | 0 | 0% | 0.9935% | 0 | 0% | 0.9935% | 0 | 99.61% | 1.034% | 0.0003717 | 0% | 1.034% | 0 | 0% | 1.034% | 0 | 0% | 7.5% | 0 | 0% | 7.5% | 0 | 0% | 7.5% | 0 | 0% | 0.4647% | 0 | 0% | 0.4647% | 0 | 0% | 0.4647% | 0 |  |  |  | 0% | 11.8% | 0 | 0% | 11.8% | 0 | 0% | 11.8% | 0 | 0% | 0.3591% | 0 | 0% | 0.3591% | 0 | 0% | 0.3591% | 0 | 0% | 100% | 0 | 0% | 100% | 0 | 0% | 100% | 0 | 0% | 100% | 0 |  |  | 0 |  |  | 0 |  |  | 0
RICHMOND R 1127BR232 | 5.0462e-05 | 0 | 0.0080696 | 0 | 0.0080696 | 0.00091925 | 0.008512 | 0.0038897 | 0% | 99% | 0 | 0% | 99% | 0 | 0% | 99% | 0 | 0% | 99% | 0 | 0% | 64.18% | 0 | 0% | 51.81% | 0 | 0% | 51.81% | 0 | 0% | 51.81% | 0 | 0 | 0% | 3.274% | 0 | 0% | 3.274% | 0 | 0% | 3.274% | 0 | 0% | 0.3597% | 0 | 0% | 0.3597% | 0 | 0% | 0.3597% | 0 | 0% | 0.9587% | 0 | 0% | 0.9587% | 0 | 0% | 0.9587% | 0 | 0% | 0.9663% | 0 | 0% | 0.9663% | 0 | 0% | 0.9663% | 0 | 0% | 7.123% | 0 | 0% | 7.123% | 0 | 0% | 7.123% | 0 | 0% | 0.2763% | 0 | 0% | 0.2763% | 0 | 0% | 0.2763% | 0 |  |  |  | 0% | 11.8% | 0 | 0% | 11.8% | 0 | 0% | 11.8% | 0 | 0% | 0.3546% | 0 | 0% | 0.3546% | 0 | 0% | 0.3546% | 0 | 0% | 100% | 0 | 0% | 100% | 0 | 0% | 100% | 0 | 0% | 100% | 0 |  |  | 0 |  |  | 0 |  |  | 0
WEST FRESNO 1109CB | 5.0165e-05 | 0 | 0.089055 | 0 | 0.089055 | 0.017438 | 0.081703 | 0.047867 | 0% | 99% | 0 | 0% | 99% | 0 | 0% | 99% | 0 | 0% | 99% | 0 | 0% | 63.59% | 0 | 0% | 49.91% | 0 | 0% | 49.91% | 0 | 0% | 49.91% | 0 | 0 | 0% | 2.684% | 0 | 0% | 2.684% | 0 | 0% | 2.684% | 0 | 0% | 0.3004% | 0 | 0% | 0.3004% | 0 | 0% | 0.3004% | 0 | 0% | 0.8406% | 0 | 0% | 0.8406% | 0 | 0% | 0.8406% | 0 | 0% | 0.8708% | 0 | 0% | 0.8708% | 0 | 0% | 0.8708% | 0 | 0% | 6.328% | 0 | 0% | 6.328% | 0 | 0% | 6.328% | 0 | 0% | 0.5415% | 0 | 0% | 0.5415% | 0 | 0% | 0.5415% | 0 |  |  |  | 0% | 11.8% | 0 | 0% | 11.8% | 0 | 0% | 11.8% | 0 | 0% | 0.3665% | 0 | 0% | 0.3665% | 0 | 0% | 0.3665% | 0 | 0% | 100% | 0 | 0% | 100% | 0 | 0% | 100% | 0 | 0% | 100% | 0 |  |  | 0 |  |  | 0 |  |  | 0
OAKLAND C 1115CB | 5.0112e-05 | 0 | 0.0070503 | 0 | 0.0070503 | 0.00046419 | 0.0083293 | 0.0028449 | 0% | 99% | 0 | 0% | 99% | 0 | 0% | 99% | 0 | 0% | 99% | 0 | 0% | 62.75% | 0 | 0% | 50.03% | 0 | 0% | 50.03% | 0 | 0% | 50.03% | 0 | 0 | 0% | 3.789% | 0 | 0% | 3.789% | 0 | 0% | 3.789% | 0 | 0% | 0.4105% | 0 | 0% | 0.4105% | 0 | 0% | 0.4105% | 0 | 0% | 1.097% | 0 | 0% | 1.097% | 0 | 0% | 1.097% | 0 | 0% | 1.141% | 0 | 71.11% | 1.141% | 5.7189e-05 | 28.89% | 1.141% | 2.3232e-05 | 0% | 8.256% | 0 | 0% | 8.256% | 0 | 0% | 8.256% | 0 | 0% | 0.2409% | 0 | 0% | 0.2409% | 0 | 0% | 0.2409% | 0 |  |  |  | 0% | 11.8% | 0 | 0% | 11.8% | 0 | 0% | 11.8% | 0 | 0% | 0.3611% | 0 | 0% | 0.3611% | 0 | 0% | 0.3611% | 0 | 0% | 100% | 0 | 0% | 100% | 0 | 0% | 100% | 0 | 0% | 100% | 0 |  |  | 0 |  |  | 0 |  |  | 0
SF N 11023431 | 4.9871e-05 | 0 | 0.0078054 | 0 | 0.0078054 | 0.0005074 | 0.010905 | 0.0014728 | 0% | 99% | 0 | 0% | 99% | 0 | 0% | 99% | 0 | 0% | 99% | 0 | 0% | 61.1% | 0 | 0% | 48.48% | 0 | 0% | 48.48% | 0 | 0% | 48.48% | 0 | 0 | 0% | 4.693% | 0 | 0% | 4.693% | 0 | 0% | 4.693% | 0 | 0% | 0.5088% | 0 | 0% | 0.5088% | 0 | 0% | 0.5088% | 0 | 0% | 1.305% | 0 | 0% | 1.305% | 0 | 0% | 1.305% | 0 | 0% | 1.369% | 0 | 0% | 1.369% | 0 | 0% | 1.369% | 0 | 0% | 9.85% | 0 | 0% | 9.85% | 0 | 0% | 9.85% | 0 | 0% | 0.2988% | 0 | 0% | 0.2988% | 0 | 0% | 0.2988% | 0 |  |  |  | 0% | 11.8% | 0 | 0% | 11.8% | 0 | 0% | 11.8% | 0 | 0% | 0.3582% | 0 | 0% | 0.3582% | 0 | 0% | 0.3582% | 0 | 0% | 100% | 0 | 0% | 100% | 0 | 0% | 100% | 0 | 0% | 100% | 0 |  |  | 0 |  |  | 0 |  |  | 0
EDES 1103648284 | 4.9416e-05 | 0 | 0.0029423 | 0 | 0.0029423 | 0.0002332 | 0.0028244 | 0.0017995 | 0% | 99% | 0 | 0% | 99% | 0 | 0% | 99% | 0 | 0% | 99% | 0 | 0% | 66.1% | 0 | 0% | 53.5% | 0 | 0% | 53.5% | 0 | 0% | 53.5% | 0 | 0 | 0% | 3.075% | 0 | 0% | 3.075% | 0 | 0% | 3.075% | 0 | 0% | 0.339% | 0 | 0% | 0.339% | 0 | 0% | 0.339% | 0 | 0% | 0.8831% | 0 | 0% | 0.8831% | 0 | 0% | 0.8831% | 0 | 0% | 0.911% | 0 | 0% | 0.911% | 0 | 0% | 0.911% | 0 | 0% | 6.618% | 0 | 0% | 6.618% | 0 | 0% | 6.618% | 0 | 0% | 0.2286% | 0 | 0% | 0.2286% | 0 | 0% | 0.2286% | 0 |  |  |  | 0% | 11.8% | 0 | 0% | 11.8% | 0 | 0% | 11.8% | 0 | 0% | 0.3643% | 0 | 0% | 0.3643% | 0 | 0% | 0.3643% | 0 | 0% | 100% | 0 | 0% | 100% | 0 | 0% | 100% | 0 | 0% | 100% | 0 |  |  | 0 |  |  | 0 |  |  | 0
STELLING 1105CB | 4.9282e-05 | 0 | 0.0031859 | 0 | 0.0031859 | 0.00083855 | 0.002827 | 0.0015935 | 0% | 99% | 0 | 0% | 99% | 0 | 0% | 99% | 0 | 0% | 99% | 0 | 0% | 65.27% | 0 | 0% | 51.33% | 0 | 0% | 51.33% | 0 | 0% | 51.33% | 0 | 0 | 0% | 2.969% | 0 | 0% | 2.969% | 0 | 0% | 2.969% | 0 | 0% | 0.3275% | 0 | 0% | 0.3275% | 0 | 0% | 0.3275% | 0 | 0% | 0.8064% | 0 | 0% | 0.8064% | 0 | 0% | 0.8064% | 0 | 0% | 0.8349% | 0 | 0% | 0.8349% | 0 | 0% | 0.8349% | 0 | 0% | 6.042% | 0 | 0% | 6.042% | 0 | 0% | 6.042% | 0 | 0% | 0.5934% | 0 | 0% | 0.5934% | 0 | 0% | 0.5934% | 0 |  |  |  | 0% | 11.8% | 0 | 0% | 11.8% | 0 | 0% | 11.8% | 0 | 0% | 0.367% | 0 | 0% | 0.367% | 0 | 0% | 0.367% | 0 | 0% | 100% | 0 | 0% | 100% | 0 | 0% | 100% | 0 | 0% | 100% | 0 |  |  | 0 |  |  | 0 |  |  | 0
BELMONT 1104CB | 4.9255e-05 | 0 | 0.0038126 | 0 | 0.0038126 | 0.00045032 | 0.0038698 | 0.0019736 | 0% | 99% | 0 | 0% | 99% | 0 | 0% | 99% | 0 | 0% | 99% | 0 | 0% | 65.75% | 0 | 0% | 52.32% | 0 | 0% | 52.32% | 0 | 0% | 52.32% | 0 | 0 | 0% | 3.591% | 0 | 0% | 3.591% | 0 | 0% | 3.591% | 0 | 0% | 0.3983% | 0 | 0% | 0.3983% | 0 | 0% | 0.3983% | 0 | 0% | 0.9216% | 0 | 0% | 0.9216% | 0 | 0% | 0.9216% | 0 | 5.055% | 0.9679% | 1.8654e-06 | 94.95% | 0.9679% | 3.5036e-05 | 0% | 0.9679% | 0 | 0% | 6.931% | 0 | 0% | 6.931% | 0 | 0% | 6.931% | 0 | 0% | 0.3163% | 0 | 0% | 0.3163% | 0 | 0% | 0.3163% | 0 |  |  |  | 0% | 11.8% | 0 | 0% | 11.8% | 0 | 0% | 11.8% | 0 | 0% | 0.3652% | 0 | 0% | 0.3652% | 0 | 0% | 0.3652% | 0 | 0% | 100% | 0 | 0% | 100% | 0 | 0% | 100% | 0 | 0% | 100% | 0 |  |  | 0 |  |  | 0 |  |  | 0
STOCKTON A 110814362 | 4.9002e-05 | 0 | 0.028343 | 0 | 0.028343 | 0.0055255 | 0.028161 | 0.013102 | 0% | 99% | 0 | 0% | 99% | 0 | 0% | 99% | 0 | 0% | 99% | 0 | 0% | 63.88% | 0 | 0% | 50.62% | 0 | 0% | 50.62% | 0 | 0% | 50.62% | 0 | 0 | 0% | 2.755% | 0 | 0% | 2.755% | 0 | 0% | 2.755% | 0 | 0% | 0.3179% | 0 | 0% | 0.3179% | 0 | 0% | 0.3179% | 0 | 0% | 0.9049% | 0 | 0% | 0.9049% | 0 | 0% | 0.9049% | 0 | 100% | 0.9449% | 0.00026782 | 0% | 0.9449% | 0 | 0% | 0.9449% | 0 | 0% | 6.835% | 0 | 0% | 6.835% | 0 | 0% | 6.835% | 0 | 0% | 0.4697% | 0 | 0% | 0.4697% | 0 | 0% | 0.4697% | 0 |  |  |  | 0% | 11.8% | 0 | 0% | 11.8% | 0 | 0% | 11.8% | 0 | 0% | 0.3639% | 0 | 0% | 0.3639% | 0 | 0% | 0.3639% | 0 | 0% | 100% | 0 | 0% | 100% | 0 | 0% | 100% | 0 | 0% | 100% | 0 |  |  | 0 |  |  | 0 |  |  | 0
RIVERBANK 171438382 | 4.8977e-05 | 0 | 0.0029162 | 0 | 0.0029162 | 0.00034081 | 0.0025163 | 0.0019568 | 0% | 99% | 0 | 0% | 99% | 0 | 0% | 99% | 0 | 0% | 99% | 0 | 0% | 63.85% | 0 | 0% | 50.47% | 0 | 0% | 50.47% | 0 | 0% | 50.47% | 0 | 0 | 0% | 2.144% | 0 | 0% | 2.144% | 0 | 0% | 2.144% | 0 | 0% | 0.2531% | 0 | 0% | 0.2531% | 0 | 0% | 0.2531% | 0 | 0% | 0.77% | 0 | 0% | 0.77% | 0 | 0% | 0.77% | 0 | 0% | 0.7818% | 0 | 0% | 0.7818% | 0 | 0% | 0.7818% | 0 | 0% | 5.761% | 0 | 0% | 5.761% | 0 | 0% | 5.761% | 0 | 0% | 0.3194% | 0 | 0% | 0.3194% | 0 | 0% | 0.3194% | 0 |  |  |  | 0% | 11.8% | 0 | 0% | 11.8% | 0 | 0% | 11.8% | 0 | 0% | 0.361% | 0 | 0% | 0.361% | 0 | 0% | 0.361% | 0 | 0% | 100% | 0 | 0% | 100% | 0 | 0% | 100% | 0 | 0% | 100% | 0 |  |  | 0 |  |  | 0 |  |  | 0
POTRERO PP (A) 1102CB | 4.8897e-05 | 0 | 0.0034105 | 0 | 0.0034105 | 0.00016354 | 0.0042189 | 0.0012476 | 0% | 99% | 0 | 0% | 99% | 0 | 0% | 99% | 0 | 0% | 99% | 0 | 0% | 61.68% | 0 | 0% | 48.98% | 0 | 0% | 48.98% | 0 | 0% | 48.98% | 0 | 0 | 0% | 4.089% | 0 | 0% | 4.089% | 0 | 0% | 4.089% | 0 | 0% | 0.4513% | 0 | 0% | 0.4513% | 0 | 0% | 0.4513% | 0 | 0% | 1.139% | 0 | 0% | 1.139% | 0 | 0% | 1.139% | 0 | 100% | 1.191% | 4.0622e-05 | 0% | 1.191% | 0 | 0% | 1.191% | 0 | 0% | 8.579% | 0 | 0% | 8.579% | 0 | 0% | 8.579% | 0 | 0% | 0.2054% | 0 | 0% | 0.2054% | 0 | 0% | 0.2054% | 0 |  |  |  | 0% | 11.8% | 0 | 0% | 11.8% | 0 | 0% | 11.8% | 0 | 0% | 0.3591% | 0 | 0% | 0.3591% | 0 | 0% | 0.3591% | 0 | 0% | 100% | 0 | 0% | 100% | 0 | 0% | 100% | 0 | 0% | 100% | 0 |  |  | 0 |  |  | 0 |  |  | 0
MONROE 110694986 | 4.8879e-05 | 0 | 0.010145 | 0 | 0.010145 | 0.003168 | 0.0087086 | 0.0048701 | 0% | 99% | 0 | 0% | 99% | 0 | 0% | 99% | 0 | 0% | 99% | 0 | 0% | 64.83% | 0 | 0% | 50.46% | 0 | 0% | 50.46% | 0 | 0% | 50.46% | 0 | 0 | 0% | 2.84% | 0 | 0% | 2.84% | 0 | 0% | 2.84% | 0 | 0% | 0.3202% | 0 | 0% | 0.3202% | 0 | 0% | 0.3202% | 0 | 0% | 0.7776% | 0 | 0% | 0.7776% | 0 | 0% | 0.7776% | 0 | 0% | 0.8166% | 0 | 0% | 0.8166% | 0 | 0% | 0.8166% | 0 | 0% | 5.858% | 0 | 0% | 5.858% | 0 | 0% | 5.858% | 0 | 0% | 0.8553% | 0 | 0% | 0.8553% | 0 | 0% | 0.8553% | 0 |  |  |  | 0% | 11.8% | 0 | 0% | 11.8% | 0 | 0% | 11.8% | 0 | 0% | 0.37% | 0 | 0% | 0.37% | 0 | 0% | 0.37% | 0 | 0% | 100% | 0 | 0% | 100% | 0 | 0% | 100% | 0 | 0% | 100% | 0 |  |  | 0 |  |  | 0 |  |  | 0
OAKLAND C 1134CB | 4.8824e-05 | 0 | 0.010383 | 0 | 0.010383 | 0.00067367 | 0.01254 | 0.0039251 | 0% | 99% | 0 | 0% | 99% | 0 | 0% | 99% | 0 | 0% | 99% | 0 | 0% | 63.01% | 0 | 0% | 49.53% | 0 | 0% | 49.53% | 0 | 0% | 49.53% | 0 | 0 | 0% | 3.996% | 0 | 0% | 3.996% | 0 | 0% | 3.996% | 0 | 0% | 0.4435% | 0 | 0% | 0.4435% | 0 | 0% | 0.4435% | 0 | 0% | 1.114% | 0 | 0% | 1.114% | 0 | 0% | 1.114% | 0 | 6.161% | 1.183% | 7.5699e-06 | 0% | 1.183% | 0 | 0% | 1.183% | 0 | 0% | 8.447% | 0 | 0% | 8.447% | 0 | 0% | 8.447% | 0 | 0% | 0.2459% | 0 | 0% | 0.2459% | 0 | 0% | 0.2459% | 0 |  |  |  | 0% | 11.8% | 0 | 0% | 11.8% | 0 | 0% | 11.8% | 0 | 0% | 0.3645% | 0 | 0% | 0.3645% | 0 | 0% | 0.3645% | 0 | 0% | 100% | 0 | 0% | 100% | 0 | 0% | 100% | 0 | 0% | 100% | 0 |  |  | 0 |  |  | 0 |  |  | 0
OAKLAND C 1117CB | 4.8522e-05 | 0 | 0.0031367 | 0 | 0.0031367 | 0.00020894 | 0.0035621 | 0.0014069 | 0% | 99% | 0 | 0% | 99% | 0 | 0% | 99% | 0 | 0% | 99% | 0 | 0% | 62.51% | 0 | 0% | 49.45% | 0 | 0% | 49.45% | 0 | 0% | 49.45% | 0 | 0 | 0% | 3.328% | 0 | 0% | 3.328% | 0 | 0% | 3.328% | 0 | 0% | 0.3758% | 0 | 0% | 0.3758% | 0 | 0% | 0.3758% | 0 | 0% | 1.038% | 0 | 0% | 1.038% | 0 | 0% | 1.038% | 0 | 24.15% | 1.081% | 8.1869e-06 | 0% | 1.081% | 0 | 0% | 1.081% | 0 | 0% | 7.833% | 0 | 0% | 7.833% | 0 | 0% | 7.833% | 0 | 0% | 0.2541% | 0 | 0% | 0.2541% | 0 | 0% | 0.2541% | 0 |  |  |  | 0% | 11.8% | 0 | 0% | 11.8% | 0 | 0% | 11.8% | 0 | 0% | 0.3596% | 0 | 0% | 0.3596% | 0 | 0% | 0.3596% | 0 | 0% | 100% | 0 | 0% | 100% | 0 | 0% | 100% | 0 | 0% | 100% | 0 |  |  | 0 |  |  | 0 |  |  | 0
MONARCH 0403CB | 4.8156e-05 | 0 | 0.02869 | 0 | 0.02869 | 0.010935 | 0.027792 | 0.0086332 | 0% | 99% | 0 | 0% | 99% | 0 | 0% | 99% | 0 | 0% | 99% | 0 | 0% | 62.78% | 0 | 0% | 49.5% | 0 | 0% | 49.5% | 0 | 0% | 49.5% | 0 | 0 | 0% | 2.571% | 0 | 0% | 2.571% | 0 | 0% | 2.571% | 0 | 0% | 0.2918% | 0 | 0% | 0.2918% | 0 | 0% | 0.2918% | 0 | 0% | 0.8852% | 0 | 0% | 0.8852% | 0 | 0% | 0.8852% | 0 | 62.83% | 0.9039% | 0.00016292 | 37.17% | 0.9039% | 9.6397e-05 | 0% | 0.9039% | 0 | 0% | 6.637% | 0 | 0% | 6.637% | 0 | 0% | 6.637% | 0 | 0% | 0.8744% | 0 | 0% | 0.8744% | 0 | 0% | 0.8744% | 0 |  |  |  | 0% | 11.8% | 0 | 0% | 11.8% | 0 | 0% | 11.8% | 0 | 0% | 0.3609% | 0 | 0% | 0.3609% | 0 | 0% | 0.3609% | 0 | 0% | 100% | 0 | 0% | 100% | 0 | 0% | 100% | 0 | 0% | 100% | 0 |  |  | 0 |  |  | 0 |  |  | 0
EMBARCADERO (Z) 1116CB | 4.7808e-05 | 0 | 0.0086211 | 0 | 0.0086211 | 0.00055467 | 0.01076 | 0.0029162 | 0% | 99% | 0 | 0% | 99% | 0 | 0% | 99% | 0 | 0% | 99% | 0 | 0% | 62.01% | 0 | 0% | 49.39% | 0 | 0% | 49.39% | 0 | 0% | 49.39% | 0 | 0 | 0% | 4.083% | 0 | 0% | 4.083% | 0 | 0% | 4.083% | 0 | 0% | 0.4471% | 0 | 0% | 0.4471% | 0 | 0% | 0.4471% | 0 | 0% | 1.155% | 0 | 0% | 1.155% | 0 | 0% | 1.155% | 0 | 100% | 1.207% | 0.00010403 | 0% | 1.207% | 0 | 0% | 1.207% | 0 | 0% | 8.701% | 0 | 0% | 8.701% | 0 | 0% | 8.701% | 0 | 0% | 0.2615% | 0 | 0% | 0.2615% | 0 | 0% | 0.2615% | 0 |  |  |  | 0% | 11.8% | 0 | 0% | 11.8% | 0 | 0% | 11.8% | 0 | 0% | 0.3594% | 0 | 0% | 0.3594% | 0 | 0% | 0.3594% | 0 | 0% | 100% | 0 | 0% | 100% | 0 | 0% | 100% | 0 | 0% | 100% | 0 |  |  | 0 |  |  | 0 |  |  | 0
REDWOOD CITY 0406CB | 4.7631e-05 | 0 | 0.00042136 | 0 | 0.00042136 | 9.0123e-05 | 0.0004753 | 0.00013014 | 0% | 99% | 0 | 0% | 99% | 0 | 0% | 99% | 0 | 0% | 99% | 0 | 0% | 63.11% | 0 | 0% | 49.5% | 0 | 0% | 49.5% | 0 | 0% | 49.5% | 0 | 0 | 0% | 2.898% | 0 | 0% | 2.898% | 0 | 0% | 2.898% | 0 | 0% | 0.3556% | 0 | 0% | 0.3556% | 0 | 0% | 0.3556% | 0 | 0% | 0.9766% | 0 | 0% | 0.9766% | 0 | 0% | 0.9766% | 0 | 0% | 0.989% | 0 | 48.29% | 0.989% | 2.0125e-06 | 0% | 0.989% | 0 | 0% | 7.278% | 0 | 0% | 7.278% | 0 | 0% | 7.278% | 0 | 0% | 0.578% | 0 | 0% | 0.578% | 0 | 0% | 0.578% | 0 |  |  |  | 0% | 11.8% | 0 | 0% | 11.8% | 0 | 0% | 11.8% | 0 | 0% | 0.3448% | 0 | 0% | 0.3448% | 0 | 0% | 0.3448% | 0 | 0% | 100% | 0 | 0% | 100% | 0 | 0% | 100% | 0 | 0% | 100% | 0 |  |  | 0 |  |  | 0 |  |  | 0
MAGUNDEN 21094102 | 4.7628e-05 | 0 | 0.064982 | 0 | 0.064982 | 0.013726 | 0.057959 | 0.035585 | 0% | 99% | 0 | 0% | 99% | 0 | 0% | 99% | 0 | 0% | 99% | 0 | 0% | 63.76% | 0 | 0% | 50.75% | 0 | 0% | 50.75% | 0 | 0% | 50.75% | 0 | 0 | 0% | 2.372% | 0 | 0% | 2.372% | 0 | 0% | 2.372% | 0 | 0% | 0.2662% | 0 | 0% | 0.2662% | 0 | 0% | 0.2662% | 0 | 0% | 0.8173% | 0 | 0% | 0.8173% | 0 | 0% | 0.8173% | 0 | 0% | 0.8258% | 0 | 0% | 0.8258% | 0 | 0% | 0.8258% | 0 | 0% | 6.102% | 0 | 0% | 6.102% | 0 | 0% | 6.102% | 0 | 0% | 0.4098% | 0 | 0% | 0.4098% | 0 | 0% | 0.4098% | 0 |  |  |  | 0% | 11.8% | 0 | 0% | 11.8% | 0 | 0% | 11.8% | 0 | 0% | 0.3616% | 0 | 0% | 0.3616% | 0 | 0% | 0.3616% | 0 | 0% | 100% | 0 | 0% | 100% | 0 | 0% | 100% | 0 | 0% | 100% | 0 |  |  | 0 |  |  | 0 |  |  | 0
EDENVALE 2106CB | 4.758e-05 | 0 | 0.0291 | 0 | 0.0291 | 0.0068164 | 0.025951 | 0.015269 | 0% | 99% | 0 | 0% | 99% | 0 | 0% | 99% | 0 | 0% | 99% | 0 | 0% | 65.84% | 0 | 0% | 51.52% | 0 | 0% | 51.52% | 0 | 0% | 51.52% | 0 | 0 | 0% | 2.962% | 0 | 0% | 2.962% | 0 | 0% | 2.962% | 0 | 0% | 0.338% | 0 | 0% | 0.338% | 0 | 0% | 0.338% | 0 | 0% | 0.8025% | 0 | 0% | 0.8025% | 0 | 0% | 0.8025% | 0 | 0% | 0.8449% | 0 | 6.386% | 0.8449% | 1.57e-05 | 81.22% | 0.8449% | 0.0001997 | 0% | 6.047% | 0 | 0% | 6.047% | 0 | 0% | 6.047% | 0 | 0% | 0.5408% | 0 | 0% | 0.5408% | 0 | 0% | 0.5408% | 0 |  |  |  | 0% | 11.8% | 0 | 0% | 11.8% | 0 | 0% | 11.8% | 0 | 0% | 0.368% | 0 | 0% | 0.368% | 0 | 0% | 0.368% | 0 | 0% | 100% | 0 | 0% | 100% | 0 | 0% | 100% | 0 | 0% | 100% | 0 |  |  | 0 |  |  | 0 |  |  | 0
SAN JOSE B 1117CB | 4.7557e-05 | 0 | 0.029045 | 0 | 0.029045 | 0.012978 | 0.023677 | 0.011291 | 0% | 99% | 0 | 0% | 99% | 0 | 0% | 99% | 0 | 0% | 99% | 0 | 0% | 65.63% | 0 | 0% | 51.15% | 0 | 0% | 51.15% | 0 | 0% | 51.15% | 0 | 0 | 0% | 2.587% | 0 | 0% | 2.587% | 0 | 0% | 2.587% | 0 | 0% | 0.2904% | 0 | 0% | 0.2904% | 0 | 0% | 0.2904% | 0 | 0% | 0.7459% | 0 | 0% | 0.7459% | 0 | 0% | 0.7459% | 0 | 0% | 0.7842% | 0 | 0% | 0.7842% | 0 | 97.81% | 0.7842% | 0.00022277 | 0% | 5.628% | 0 | 0% | 5.628% | 0 | 0% | 5.628% | 0 | 0% | 1.042% | 0 | 0% | 1.042% | 0 | 0% | 1.042% | 0 |  |  |  | 0% | 11.8% | 0 | 0% | 11.8% | 0 | 0% | 11.8% | 0 | 0% | 0.3724% | 0 | 0% | 0.3724% | 0 | 0% | 0.3724% | 0 | 0% | 100% | 0 | 0% | 100% | 0 | 0% | 100% | 0 | 0% | 100% | 0 |  |  | 0 |  |  | 0 |  |  | 0
SAN RAFAEL 1102CB | 4.7496e-05 | 0 | 0.014706 | 0 | 0.014706 | 0.0019082 | 0.016443 | 0.0059243 | 0% | 99% | 0 | 0% | 99% | 0 | 0% | 99% | 0 | 0% | 99% | 0 | 0% | 63.99% | 0 | 0% | 50.49% | 0 | 0% | 50.49% | 0 | 0% | 50.49% | 0 | 0 | 0% | 4% | 0 | 0% | 4% | 0 | 0% | 4% | 0 | 0% | 0.4352% | 0 | 0% | 0.4352% | 0 | 0% | 0.4352% | 0 | 0% | 1.029% | 0 | 0% | 1.029% | 0 | 0% | 1.029% | 0 | 0% | 1.084% | 0 | 73.37% | 1.084% | 0.00011691 | 0% | 1.084% | 0 | 0% | 7.749% | 0 | 0% | 7.749% | 0 | 0% | 7.749% | 0 | 0% | 0.3782% | 0 | 0% | 0.3782% | 0 | 0% | 0.3782% | 0 |  |  |  | 0% | 11.8% | 0 | 0% | 11.8% | 0 | 0% | 11.8% | 0 | 0% | 0.365% | 0 | 0% | 0.365% | 0 | 0% | 0.365% | 0 | 0% | 100% | 0 | 0% | 100% | 0 | 0% | 100% | 0 | 0% | 100% | 0 |  |  | 0 |  |  | 0 |  |  | 0
WESTPARK 110874556 | 4.66e-05 | 0 | 0.016728 | 0 | 0.016728 | 0.0049568 | 0.015914 | 0.0067426 | 0% | 99% | 0 | 0% | 99% | 0 | 0% | 99% | 0 | 0% | 99% | 0 | 0% | 62.83% | 0 | 0% | 50.14% | 0 | 0% | 50.14% | 0 | 0% | 50.14% | 0 | 0 | 0% | 2.401% | 0 | 0% | 2.401% | 0 | 0% | 2.401% | 0 | 0% | 0.2663% | 0 | 0% | 0.2663% | 0 | 0% | 0.2663% | 0 | 0% | 0.8791% | 0 | 0% | 0.8791% | 0 | 0% | 0.8791% | 0 | 0% | 0.8817% | 0 | 3.207% | 0.8817% | 4.7299e-06 | 88.55% | 0.8817% | 0.00013059 | 0% | 6.555% | 0 | 0% | 6.555% | 0 | 0% | 6.555% | 0 | 0% | 0.5675% | 0 | 0% | 0.5675% | 0 | 0% | 0.5675% | 0 |  |  |  | 0% | 11.8% | 0 | 0% | 11.8% | 0 | 0% | 11.8% | 0 | 0% | 0.3591% | 0 | 0% | 0.3591% | 0 | 0% | 0.3591% | 0 | 0% | 100% | 0 | 0% | 100% | 0 | 0% | 100% | 0 | 0% | 100% | 0 |  |  | 0 |  |  | 0 |  |  | 0
HUNTERS POINT (P) 110775148 | 4.6516e-05 | 0 | 0.0022949 | 0 | 0.0022949 | 0.00047939 | 0.0025757 | 0.00073314 | 0% | 99% | 0 | 0% | 99% | 0 | 0% | 99% | 0 | 0% | 99% | 0 | 0% | 62.98% | 0 | 0% | 50.58% | 0 | 0% | 50.58% | 0 | 0% | 50.58% | 0 | 0 | 0% | 3.61% | 0 | 0% | 3.61% | 0 | 0% | 3.61% | 0 | 0% | 0.3946% | 0 | 0% | 0.3946% | 0 | 0% | 0.3946% | 0 | 0% | 1.027% | 0 | 0% | 1.027% | 0 | 0% | 1.027% | 0 | 100% | 1.042% | 2.3904e-05 | 0% | 1.042% | 0 | 0% | 1.042% | 0 | 0% | 7.646% | 0 | 0% | 7.646% | 0 | 0% | 7.646% | 0 | 0% | 0.6746% | 0 | 0% | 0.6746% | 0 | 0% | 0.6746% | 0 |  |  |  | 0% | 11.8% | 0 | 0% | 11.8% | 0 | 0% | 11.8% | 0 | 0% | 0.3545% | 0 | 0% | 0.3545% | 0 | 0% | 0.3545% | 0 | 0% | 100% | 0 | 0% | 100% | 0 | 0% | 100% | 0 | 0% | 100% | 0 |  |  | 0 |  |  | 0 |  |  | 0
BOGUE 11027020 | 4.6501e-05 | 0 | 0.054268 | 0 | 0.054268 | 0.020373 | 0.047558 | 0.021652 | 0% | 99% | 0 | 0% | 99% | 0 | 0% | 99% | 0 | 0% | 99% | 0 | 0% | 63.44% | 0 | 0% | 49.72% | 0 | 0% | 49.72% | 0 | 0% | 49.72% | 0 | 0 | 0% | 2.49% | 0 | 0% | 2.49% | 0 | 0% | 2.49% | 0 | 0% | 0.2764% | 0 | 0% | 0.2764% | 0 | 0% | 0.2764% | 0 | 0% | 0.7971% | 0 | 0% | 0.7971% | 0 | 0% | 0.7971% | 0 | 0% | 0.809% | 0 | 0% | 0.809% | 0 | 0% | 0.809% | 0 | 0% | 5.95% | 0 | 0% | 5.95% | 0 | 0% | 5.95% | 0 | 0% | 0.9573% | 0 | 0% | 0.9573% | 0 | 0% | 0.9573% | 0 |  |  |  | 0% | 11.8% | 0 | 0% | 11.8% | 0 | 0% | 11.8% | 0 | 0% | 0.3634% | 0 | 0% | 0.3634% | 0 | 0% | 0.3634% | 0 | 0% | 100% | 0 | 0% | 100% | 0 | 0% | 100% | 0 | 0% | 100% | 0 |  |  | 0 |  |  | 0 |  |  | 0
EAST STOCKTON 1101530016 | 4.6468e-05 | 0 | 0.035494 | 0 | 0.035494 | 0.010496 | 0.03273 | 0.015367 | 0% | 99% | 0 | 0% | 99% | 0 | 0% | 99% | 0 | 0% | 99% | 0 | 0% | 64.29% | 0 | 0% | 50.75% | 0 | 0% | 50.75% | 0 | 0% | 50.75% | 0 | 0 | 0% | 2.736% | 0 | 0% | 2.736% | 0 | 0% | 2.736% | 0 | 0% | 0.3111% | 0 | 0% | 0.3111% | 0 | 0% | 0.3111% | 0 | 0% | 0.841% | 0 | 0% | 0.841% | 0 | 0% | 0.841% | 0 | 0% | 0.8769% | 0 | 100% | 0.8769% | 0.00031124 | 0% | 0.8769% | 0 | 0% | 6.335% | 0 | 0% | 6.335% | 0 | 0% | 6.335% | 0 | 0% | 0.683% | 0 | 0% | 0.683% | 0 | 0% | 0.683% | 0 |  |  |  | 0% | 11.8% | 0 | 0% | 11.8% | 0 | 0% | 11.8% | 0 | 0% | 0.3663% | 0 | 0% | 0.3663% | 0 | 0% | 0.3663% | 0 | 0% | 100% | 0 | 0% | 100% | 0 | 0% | 100% | 0 | 0% | 100% | 0 |  |  | 0 |  |  | 0 |  |  | 0
SF H 110612123 | 4.6262e-05 | 0 | 0.017196 | 0 | 0.017196 | 0.0020667 | 0.019184 | 0.0071366 | 0% | 99% | 0 | 0% | 99% | 0 | 0% | 99% | 0 | 0% | 99% | 0 | 0% | 64.14% | 0 | 0% | 52.24% | 0 | 0% | 52.24% | 0 | 0% | 52.24% | 0 | 0 | 0% | 3.678% | 0 | 0% | 3.678% | 0 | 0% | 3.678% | 0 | 0% | 0.3962% | 0 | 0% | 0.3962% | 0 | 0% | 0.3962% | 0 | 0% | 1.025% | 0 | 0% | 1.025% | 0 | 0% | 1.025% | 0 | 0% | 1.032% | 0 | 98.89% | 1.032% | 0.00017544 | 0% | 1.032% | 0 | 0% | 7.602% | 0 | 0% | 7.602% | 0 | 0% | 7.602% | 0 | 0% | 0.3849% | 0 | 0% | 0.3849% | 0 | 0% | 0.3849% | 0 |  |  |  | 0% | 11.8% | 0 | 0% | 11.8% | 0 | 0% | 11.8% | 0 | 0% | 0.3537% | 0 | 0% | 0.3537% | 0 | 0% | 0.3537% | 0 | 0% | 100% | 0 | 0% | 100% | 0 | 0% | 100% | 0 | 0% | 100% | 0 |  |  | 0 |  |  | 0 |  |  | 0
SAN RAFAEL 1102480 | 4.6139e-05 | 0 | 0.0020408 | 0 | 0.0020408 | 0.00025456 | 0.0024043 | 0.0007101 | 0% | 99% | 0 | 0% | 99% | 0 | 0% | 99% | 0 | 0% | 99% | 0 | 0% | 63.44% | 0 | 0% | 50.41% | 0 | 0% | 50.41% | 0 | 0% | 50.41% | 0 | 0 | 0% | 3.911% | 0 | 0% | 3.911% | 0 | 0% | 3.911% | 0 | 0% | 0.4209% | 0 | 0% | 0.4209% | 0 | 0% | 0.4209% | 0 | 0% | 1.088% | 0 | 0% | 1.088% | 0 | 0% | 1.088% | 0 | 0% | 1.134% | 0 | 100% | 1.134% | 2.315e-05 | 0% | 1.134% | 0 | 0% | 8.179% | 0 | 0% | 8.179% | 0 | 0% | 8.179% | 0 | 0% | 0.3598% | 0 | 0% | 0.3598% | 0 | 0% | 0.3598% | 0 |  |  |  | 0% | 11.8% | 0 | 0% | 11.8% | 0 | 0% | 11.8% | 0 | 0% | 0.3612% | 0 | 0% | 0.3612% | 0 | 0% | 0.3612% | 0 | 0% | 100% | 0 | 0% | 100% | 0 | 0% | 100% | 0 | 0% | 100% | 0 |  |  | 0 |  |  | 0 |  |  | 0
NAPA 1109CB | 4.6095e-05 | 0 | 0.042031 | 0 | 0.042031 | 0.01656 | 0.03904 | 0.013784 | 0% | 99% | 0 | 0% | 99% | 0 | 0% | 99% | 0 | 0% | 99% | 0 | 0% | 63.97% | 0 | 0% | 50.19% | 0 | 0% | 50.19% | 0 | 0% | 50.19% | 0 | 0 | 0% | 3.133% | 0 | 0% | 3.133% | 0 | 0% | 3.133% | 0 | 0% | 0.3389% | 0 | 0% | 0.3389% | 0 | 0% | 0.3389% | 0 | 0% | 0.8576% | 0 | 0% | 0.8576% | 0 | 0% | 0.8576% | 0 | 7.237% | 0.8825% | 2.6844e-05 | 0% | 0.8825% | 0 | 35.28% | 0.8825% | 0.00013086 | 0% | 6.413% | 0 | 0% | 6.413% | 0 | 0% | 6.413% | 0 | 0% | 1.043% | 0 | 0% | 1.043% | 0 | 0% | 1.043% | 0 |  |  |  | 0% | 11.8% | 0 | 0% | 11.8% | 0 | 0% | 11.8% | 0 | 0% | 0.3664% | 0 | 0% | 0.3664% | 0 | 0% | 0.3664% | 0 | 0% | 100% | 0 | 0% | 100% | 0 | 0% | 100% | 0 | 0% | 100% | 0 |  |  | 0 |  |  | 0 |  |  | 0
SF E 1107CB | 4.5953e-05 | 0 | 0.0034398 | 0 | 0.0034398 | 0.00046608 | 0.0038175 | 0.0013946 | 0% | 99% | 0 | 0% | 99% | 0 | 0% | 99% | 0 | 0% | 99% | 0 | 0% | 65.21% | 0 | 0% | 52.32% | 0 | 0% | 52.32% | 0 | 0% | 52.32% | 0 | 0 | 0% | 3.952% | 0 | 0% | 3.952% | 0 | 0% | 3.952% | 0 | 0% | 0.4333% | 0 | 0% | 0.4333% | 0 | 0% | 0.4333% | 0 | 0% | 1.025% | 0 | 0% | 1.025% | 0 | 0% | 1.025% | 0 | 65.94% | 1.078% | 2.4457e-05 | 25.63% | 1.078% | 9.506e-06 | 4.635% | 1.078% | 1.7193e-06 | 0% | 7.717% | 0 | 0% | 7.717% | 0 | 0% | 7.717% | 0 | 0% | 0.4523% | 0 | 0% | 0.4523% | 0 | 0% | 0.4523% | 0 |  |  |  | 0% | 11.8% | 0 | 0% | 11.8% | 0 | 0% | 11.8% | 0 | 0% | 0.3649% | 0 | 0% | 0.3649% | 0 | 0% | 0.3649% | 0 | 0% | 100% | 0 | 0% | 100% | 0 | 0% | 100% | 0 | 0% | 100% | 0 |  |  | 0 |  |  | 0 |  |  | 0
STOCKTON A 110442574 | 4.5789e-05 | 0 | 0.032171 | 0 | 0.032171 | 0.0086995 | 0.030445 | 0.013963 | 0% | 99% | 0 | 0% | 99% | 0 | 0% | 99% | 0 | 0% | 99% | 0 | 0% | 64.32% | 0 | 0% | 50.95% | 0 | 0% | 50.95% | 0 | 0% | 50.95% | 0 | 0 | 0% | 2.721% | 0 | 0% | 2.721% | 0 | 0% | 2.721% | 0 | 0% | 0.3137% | 0 | 0% | 0.3137% | 0 | 0% | 0.3137% | 0 | 0% | 0.8646% | 0 | 0% | 0.8646% | 0 | 0% | 0.8646% | 0 | 100% | 0.905% | 0.00029116 | 0% | 0.905% | 0 | 0% | 0.905% | 0 | 0% | 6.529% | 0 | 0% | 6.529% | 0 | 0% | 6.529% | 0 | 0% | 0.6583% | 0 | 0% | 0.6583% | 0 | 0% | 0.6583% | 0 |  |  |  | 0% | 11.8% | 0 | 0% | 11.8% | 0 | 0% | 11.8% | 0 | 0% | 0.3662% | 0 | 0% | 0.3662% | 0 | 0% | 0.3662% | 0 | 0% | 100% | 0 | 0% | 100% | 0 | 0% | 100% | 0 | 0% | 100% | 0 |  |  | 0 |  |  | 0 |  |  | 0
ASHLAN AVE 1104D10406 | 4.5762e-05 | 0 | 0.0053328 | 0 | 0.0053328 | 0.00094577 | 0.0050048 | 0.0028526 | 0% | 99% | 0 | 0% | 99% | 0 | 0% | 99% | 0 | 0% | 99% | 0 | 0% | 64.41% | 0 | 0% | 50.88% | 0 | 0% | 50.88% | 0 | 0% | 50.88% | 0 | 0 | 0% | 2.834% | 0 | 0% | 2.834% | 0 | 0% | 2.834% | 0 | 0% | 0.3167% | 0 | 0% | 0.3167% | 0 | 0% | 0.3167% | 0 | 0% | 0.8631% | 0 | 0% | 0.8631% | 0 | 0% | 0.8631% | 0 | 0% | 0.9042% | 0 | 0% | 0.9042% | 0 | 0% | 0.9042% | 0 | 0% | 6.516% | 0 | 0% | 6.516% | 0 | 0% | 6.516% | 0 | 0% | 0.4695% | 0 | 0% | 0.4695% | 0 | 0% | 0.4695% | 0 |  |  |  | 0% | 11.8% | 0 | 0% | 11.8% | 0 | 0% | 11.8% | 0 | 0% | 0.3681% | 0 | 0% | 0.3681% | 0 | 0% | 0.3681% | 0 | 0% | 100% | 0 | 0% | 100% | 0 | 0% | 100% | 0 | 0% | 100% | 0 |  |  | 0 |  |  | 0 |  |  | 0
VACAVILLE 1105CB | 4.5671e-05 | 0 | 0.0090127 | 0 | 0.0090127 | 0.0024143 | 0.0082907 | 0.0041729 | 0% | 99% | 0 | 0% | 99% | 0 | 0% | 99% | 0 | 0% | 99% | 0 | 0% | 64.27% | 0 | 0% | 50.26% | 0 | 0% | 50.26% | 0 | 0% | 50.26% | 0 | 0 | 0% | 2.639% | 0 | 0% | 2.639% | 0 | 0% | 2.639% | 0 | 0% | 0.2995% | 0 | 0% | 0.2995% | 0 | 0% | 0.2995% | 0 | 0% | 0.8385% | 0 | 0% | 0.8385% | 0 | 0% | 0.8385% | 0 | 0% | 0.8762% | 0 | 100% | 0.8762% | 7.8965e-05 | 0% | 0.8762% | 0 | 0% | 6.335% | 0 | 0% | 6.335% | 0 | 0% | 6.335% | 0 | 0% | 0.5916% | 0 | 0% | 0.5916% | 0 | 0% | 0.5916% | 0 |  |  |  | 0% | 11.8% | 0 | 0% | 11.8% | 0 | 0% | 11.8% | 0 | 0% | 0.3674% | 0 | 0% | 0.3674% | 0 | 0% | 0.3674% | 0 | 0% | 100% | 0 | 0% | 100% | 0 | 0% | 100% | 0 | 0% | 100% | 0 |  |  | 0 |  |  | 0 |  |  | 0
STONE 1104CB | 4.5289e-05 | 0 | 0.035056 | 0 | 0.035056 | 0.0068847 | 0.033183 | 0.017801 | 0% | 99% | 0 | 0% | 99% | 0 | 0% | 99% | 0 | 0% | 99% | 0 | 0% | 65.46% | 0 | 0% | 52.13% | 0 | 0% | 52.13% | 0 | 0% | 52.13% | 0 | 0 | 0% | 3.064% | 0 | 0% | 3.064% | 0 | 0% | 3.064% | 0 | 0% | 0.3398% | 0 | 0% | 0.3398% | 0 | 0% | 0.3398% | 0 | 0% | 0.8677% | 0 | 0% | 0.8677% | 0 | 0% | 0.8677% | 0 | 0% | 0.9043% | 0 | 38.79% | 0.9043% | 0.00012296 | 10.14% | 0.9043% | 3.2149e-05 | 0% | 6.523% | 0 | 0% | 6.523% | 0 | 0% | 6.523% | 0 | 0% | 0.4807% | 0 | 0% | 0.4807% | 0 | 0% | 0.4807% | 0 |  |  |  | 0% | 11.8% | 0 | 0% | 11.8% | 0 | 0% | 11.8% | 0 | 0% | 0.3665% | 0 | 0% | 0.3665% | 0 | 0% | 0.3665% | 0 | 0% | 100% | 0 | 0% | 100% | 0 | 0% | 100% | 0 | 0% | 100% | 0 |  |  | 0 |  |  | 0 |  |  | 0
RICHMOND R 1128CB | 4.5203e-05 | 0 | 0.0068595 | 0 | 0.0068595 | 0.00047412 | 0.0075807 | 0.0032685 | 0% | 99% | 0 | 0% | 99% | 0 | 0% | 99% | 0 | 0% | 99% | 0 | 0% | 64.83% | 0 | 0% | 51.5% | 0 | 0% | 51.5% | 0 | 0% | 51.5% | 0 | 0 | 0% | 3.686% | 0 | 0% | 3.686% | 0 | 0% | 3.686% | 0 | 0% | 0.4183% | 0 | 0% | 0.4183% | 0 | 0% | 0.4183% | 0 | 0% | 1.003% | 0 | 0% | 1.003% | 0 | 0% | 1.003% | 0 | 0% | 1.065% | 0 | 0% | 1.065% | 0 | 0% | 1.065% | 0 | 0% | 7.586% | 0 | 0% | 7.586% | 0 | 0% | 7.586% | 0 | 0% | 0.2056% | 0 | 0% | 0.2056% | 0 | 0% | 0.2056% | 0 |  |  |  | 0% | 11.8% | 0 | 0% | 11.8% | 0 | 0% | 11.8% | 0 | 0% | 0.3639% | 0 | 0% | 0.3639% | 0 | 0% | 0.3639% | 0 | 0% | 100% | 0 | 0% | 100% | 0 | 0% | 100% | 0 | 0% | 100% | 0 |  |  | 0 |  |  | 0 |  |  | 0
WEST SACRAMENTO 1110CB | 4.5072e-05 | 0 | 0.049932 | 0 | 0.049932 | 0.019361 | 0.045436 | 0.017629 | 0% | 99% | 0 | 0% | 99% | 0 | 0% | 99% | 0 | 0% | 99% | 0 | 0% | 62.59% | 0 | 0% | 48.93% | 0 | 0% | 48.93% | 0 | 0% | 48.93% | 0 | 0 | 0% | 2.382% | 0 | 0% | 2.382% | 0 | 0% | 2.382% | 0 | 0% | 0.2716% | 0 | 0% | 0.2716% | 0 | 0% | 0.2716% | 0 | 0% | 0.8189% | 0 | 0% | 0.8189% | 0 | 0% | 0.8189% | 0 | 0% | 0.82% | 0 | 0% | 0.82% | 0 | 0% | 0.82% | 0 | 0% | 6.092% | 0 | 0% | 6.092% | 0 | 0% | 6.092% | 0 | 0% | 0.9833% | 0 | 0% | 0.9833% | 0 | 0% | 0.9833% | 0 |  |  |  | 0% | 11.8% | 0 | 0% | 11.8% | 0 | 0% | 11.8% | 0 | 0% | 0.3582% | 0 | 0% | 0.3582% | 0 | 0% | 0.3582% | 0 | 0% | 100% | 0 | 0% | 100% | 0 | 0% | 100% | 0 | 0% | 100% | 0 |  |  | 0 |  |  | 0 |  |  | 0
EDES 1103CR358 | 4.4913e-05 | 0 | 0.0076407 | 0 | 0.0076407 | 0.00062393 | 0.0072125 | 0.0047766 | 0% | 99% | 0 | 0% | 99% | 0 | 0% | 99% | 0 | 0% | 99% | 0 | 0% | 66.67% | 0 | 0% | 53.91% | 0 | 0% | 53.91% | 0 | 0% | 53.91% | 0 | 0 | 0% | 3.171% | 0 | 0% | 3.171% | 0 | 0% | 3.171% | 0 | 0% | 0.3489% | 0 | 0% | 0.3489% | 0 | 0% | 0.3489% | 0 | 0% | 0.8692% | 0 | 0% | 0.8692% | 0 | 0% | 0.8692% | 0 | 0% | 0.9054% | 0 | 0% | 0.9054% | 0 | 0% | 0.9054% | 0 | 0% | 6.529% | 0 | 0% | 6.529% | 0 | 0% | 6.529% | 0 | 0% | 0.2476% | 0 | 0% | 0.2476% | 0 | 0% | 0.2476% | 0 |  |  |  | 0% | 11.8% | 0 | 0% | 11.8% | 0 | 0% | 11.8% | 0 | 0% | 0.3669% | 0 | 0% | 0.3669% | 0 | 0% | 0.3669% | 0 | 0% | 100% | 0 | 0% | 100% | 0 | 0% | 100% | 0 | 0% | 100% | 0 |  |  | 0 |  |  | 0 |  |  | 0
HAMMER 110812452 | 4.4651e-05 | 0 | 0.030384 | 0 | 0.030384 | 0.011938 | 0.026568 | 0.011651 | 0% | 99% | 0 | 0% | 99% | 0 | 0% | 99% | 0 | 0% | 99% | 0 | 0% | 63.6% | 0 | 0% | 50.08% | 0 | 0% | 50.08% | 0 | 0% | 50.08% | 0 | 0 | 0% | 2.446% | 0 | 0% | 2.446% | 0 | 0% | 2.446% | 0 | 0% | 0.2754% | 0 | 0% | 0.2754% | 0 | 0% | 0.2754% | 0 | 0% | 0.7964% | 0 | 0% | 0.7964% | 0 | 0% | 0.7964% | 0 | 0% | 0.8125% | 0 | 3.618% | 0.8125% | 8.9321e-06 | 0% | 0.8125% | 0 | 0% | 5.959% | 0 | 0% | 5.959% | 0 | 0% | 5.959% | 0 | 0% | 0.9354% | 0 | 0% | 0.9354% | 0 | 0% | 0.9354% | 0 |  |  |  | 0% | 11.8% | 0 | 0% | 11.8% | 0 | 0% | 11.8% | 0 | 0% | 0.3641% | 0 | 0% | 0.3641% | 0 | 0% | 0.3641% | 0 | 0% | 100% | 0 | 0% | 100% | 0 | 0% | 100% | 0 | 0% | 100% | 0 |  |  | 0 |  |  | 0 |  |  | 0
MANZANITA 04039680 | 4.4575e-05 | 0 | 0.0064836 | 0 | 0.0064836 | 0.00055823 | 0.0082217 | 0.001923 | 0% | 99% | 0 | 0% | 99% | 0 | 0% | 99% | 0 | 0% | 99% | 0 | 0% | 63.32% | 0 | 0% | 50.39% | 0 | 0% | 50.39% | 0 | 0% | 50.39% | 0 | 0 | 0% | 4.127% | 0 | 0% | 4.127% | 0 | 0% | 4.127% | 0 | 0% | 0.4593% | 0 | 0% | 0.4593% | 0 | 0% | 0.4593% | 0 | 0% | 1.177% | 0 | 0% | 1.177% | 0 | 0% | 1.177% | 0 | 100% | 1.243% | 8.0617e-05 | 0% | 1.243% | 0 | 0% | 1.243% | 0 | 0% | 8.902% | 0 | 0% | 8.902% | 0 | 0% | 8.902% | 0 | 0% | 0.2783% | 0 | 0% | 0.2783% | 0 | 0% | 0.2783% | 0 |  |  |  | 0% | 11.8% | 0 | 0% | 11.8% | 0 | 0% | 11.8% | 0 | 0% | 0.3615% | 0 | 0% | 0.3615% | 0 | 0% | 0.3615% | 0 | 0% | 100% | 0 | 0% | 100% | 0 | 0% | 100% | 0 | 0% | 100% | 0 |  |  | 0 |  |  | 0 |  |  | 0
SANTA ROSA A 1108CB | 4.4398e-05 | 0 | 0.029155 | 0 | 0.029155 | 0.0072467 | 0.025986 | 0.014895 | 0% | 99% | 0 | 0% | 99% | 0 | 0% | 99% | 0 | 0% | 99% | 0 | 0% | 65.01% | 0 | 0% | 50.82% | 0 | 0% | 50.82% | 0 | 0% | 50.82% | 0 | 0 | 0% | 3.001% | 0 | 0% | 3.001% | 0 | 0% | 3.001% | 0 | 0% | 0.3369% | 0 | 0% | 0.3369% | 0 | 0% | 0.3369% | 0 | 0% | 0.8093% | 0 | 0% | 0.8093% | 0 | 0% | 0.8093% | 0 | 0% | 0.8511% | 0 | 0% | 0.8511% | 0 | 17.04% | 0.8511% | 4.2292e-05 | 0% | 6.096% | 0 | 0% | 6.096% | 0 | 0% | 6.096% | 0 | 0% | 0.6885% | 0 | 0% | 0.6885% | 0 | 0% | 0.6885% | 0 |  |  |  | 0% | 11.8% | 0 | 0% | 11.8% | 0 | 0% | 11.8% | 0 | 0% | 0.3693% | 0 | 0% | 0.3693% | 0 | 0% | 0.3693% | 0 | 0% | 100% | 0 | 0% | 100% | 0 | 0% | 100% | 0 | 0% | 100% | 0 |  |  | 0 |  |  | 0 |  |  | 0
SAN LEANDRO U 1116MR592 | 4.4333e-05 | 0 | 0.0085225 | 0 | 0.0085225 | 0.0010211 | 0.0079813 | 0.0050663 | 0% | 99% | 0 | 0% | 99% | 0 | 0% | 99% | 0 | 0% | 99% | 0 | 0% | 66.42% | 0 | 0% | 53.89% | 0 | 0% | 53.89% | 0 | 0% | 53.89% | 0 | 0 | 0% | 2.946% | 0 | 0% | 2.946% | 0 | 0% | 2.946% | 0 | 0% | 0.3225% | 0 | 0% | 0.3225% | 0 | 0% | 0.3225% | 0 | 0% | 0.8636% | 0 | 0% | 0.8636% | 0 | 0% | 0.8636% | 0 | 0% | 0.8896% | 0 | 0% | 0.8896% | 0 | 0% | 0.8896% | 0 | 0% | 6.47% | 0 | 0% | 6.47% | 0 | 0% | 6.47% | 0 | 0% | 0.3177% | 0 | 0% | 0.3177% | 0 | 0% | 0.3177% | 0 |  |  |  | 0% | 11.8% | 0 | 0% | 11.8% | 0 | 0% | 11.8% | 0 | 0% | 0.365% | 0 | 0% | 0.365% | 0 | 0% | 0.365% | 0 | 0% | 100% | 0 | 0% | 100% | 0 | 0% | 100% | 0 | 0% | 100% | 0 |  |  | 0 |  |  | 0 |  |  | 0
HICKS 1112CB | 4.4331e-05 | 0 | 0.02709 | 0 | 0.02709 | 0.010179 | 0.022797 | 0.011742 | 0% | 99% | 0 | 0% | 99% | 0 | 0% | 99% | 0 | 0% | 99% | 0 | 0% | 65.11% | 0 | 0% | 50.96% | 0 | 0% | 50.96% | 0 | 0% | 50.96% | 0 | 0 | 0% | 2.637% | 0 | 0% | 2.637% | 0 | 0% | 2.637% | 0 | 0% | 0.297% | 0 | 0% | 0.297% | 0 | 0% | 0.297% | 0 | 0% | 0.7666% | 0 | 0% | 0.7666% | 0 | 0% | 0.7666% | 0 | 0% | 0.7946% | 0 | 0% | 0.7946% | 0 | 100% | 0.7946% | 0.00021525 | 0% | 5.754% | 0 | 0% | 5.754% | 0 | 0% | 5.754% | 0 | 0% | 0.8191% | 0 | 0% | 0.8191% | 0 | 0% | 0.8191% | 0 |  |  |  | 0% | 11.8% | 0 | 0% | 11.8% | 0 | 0% | 11.8% | 0 | 0% | 0.3684% | 0 | 0% | 0.3684% | 0 | 0% | 0.3684% | 0 | 0% | 100% | 0 | 0% | 100% | 0 | 0% | 100% | 0 | 0% | 100% | 0 |  |  | 0 |  |  | 0 |  |  | 0
BELLE HAVEN 1106287588 | 4.4266e-05 | 0 | 0.01613 | 0 | 0.01613 | 0.003922 | 0.015388 | 0.0073175 | 0% | 99% | 0 | 0% | 99% | 0 | 0% | 99% | 0 | 0% | 99% | 0 | 0% | 65.56% | 0 | 0% | 52.24% | 0 | 0% | 52.24% | 0 | 0% | 52.24% | 0 | 0 | 0% | 3.251% | 0 | 0% | 3.251% | 0 | 0% | 3.251% | 0 | 0% | 0.3569% | 0 | 0% | 0.3569% | 0 | 0% | 0.3569% | 0 | 0% | 0.8746% | 0 | 0% | 0.8746% | 0 | 0% | 0.8746% | 0 | 0% | 0.9089% | 0 | 96.42% | 0.9089% | 0.00014135 | 0% | 0.9089% | 0 | 0% | 6.559% | 0 | 0% | 6.559% | 0 | 0% | 6.559% | 0 | 0% | 0.633% | 0 | 0% | 0.633% | 0 | 0% | 0.633% | 0 |  |  |  | 0% | 11.8% | 0 | 0% | 11.8% | 0 | 0% | 11.8% | 0 | 0% | 0.3662% | 0 | 0% | 0.3662% | 0 | 0% | 0.3662% | 0 | 0% | 100% | 0 | 0% | 100% | 0 | 0% | 100% | 0 | 0% | 100% | 0 |  |  | 0 |  |  | 0 |  |  | 0
OAKLAND C 1109CB | 4.4255e-05 | 0 | 0.0014305 | 0 | 0.0014305 | 6.7238e-05 | 0.0017407 | 0.0005534 | 0% | 99% | 0 | 0% | 99% | 0 | 0% | 99% | 0 | 0% | 99% | 0 | 0% | 63.19% | 0 | 0% | 49.9% | 0 | 0% | 49.9% | 0 | 0% | 49.9% | 0 | 0 | 0% | 3.978% | 0 | 0% | 3.978% | 0 | 0% | 3.978% | 0 | 0% | 0.4462% | 0 | 0% | 0.4462% | 0 | 0% | 0.4462% | 0 | 0% | 1.11% | 0 | 0% | 1.11% | 0 | 0% | 1.11% | 0 | 0% | 1.17% | 0 | 0% | 1.17% | 0 | 100% | 1.17% | 1.674e-05 | 0% | 8.387% | 0 | 0% | 8.387% | 0 | 0% | 8.387% | 0 | 0% | 0.1862% | 0 | 0% | 0.1862% | 0 | 0% | 0.1862% | 0 |  |  |  | 0% | 11.8% | 0 | 0% | 11.8% | 0 | 0% | 11.8% | 0 | 0% | 0.3601% | 0 | 0% | 0.3601% | 0 | 0% | 0.3601% | 0 | 0% | 100% | 0 | 0% | 100% | 0 | 0% | 100% | 0 | 0% | 100% | 0 |  |  | 0 |  |  | 0 |  |  | 0
OAKLAND D 0406235358 | 4.4077e-05 | 0 | 0.006936 | 0 | 0.006936 | 0.0010665 | 0.0075948 | 0.0027884 | 0% | 99% | 0 | 0% | 99% | 0 | 0% | 99% | 0 | 0% | 99% | 0 | 0% | 63.45% | 0 | 0% | 51.2% | 0 | 0% | 51.2% | 0 | 0% | 51.2% | 0 | 0 | 0% | 3.415% | 0 | 0% | 3.415% | 0 | 0% | 3.415% | 0 | 0% | 0.3714% | 0 | 0% | 0.3714% | 0 | 0% | 0.3714% | 0 | 0% | 1.01% | 0 | 0% | 1.01% | 0 | 0% | 1.01% | 0 | 86.54% | 1.028% | 6.1725e-05 | 0% | 1.028% | 0 | 0% | 1.028% | 0 | 0% | 7.54% | 0 | 0% | 7.54% | 0 | 0% | 7.54% | 0 | 0% | 0.4086% | 0 | 0% | 0.4086% | 0 | 0% | 0.4086% | 0 |  |  |  | 0% | 11.8% | 0 | 0% | 11.8% | 0 | 0% | 11.8% | 0 | 0% | 0.3572% | 0 | 0% | 0.3572% | 0 | 0% | 0.3572% | 0 | 0% | 100% | 0 | 0% | 100% | 0 | 0% | 100% | 0 | 0% | 100% | 0 |  |  | 0 |  |  | 0 |  |  | 0
STONE 1101XR472 | 4.4064e-05 | 0 | 0.018965 | 0 | 0.018965 | 0.01235 | 0.013719 | 0.0052394 | 0% | 99% | 0 | 0% | 99% | 0 | 0% | 99% | 0 | 0% | 99% | 0 | 0% | 64.45% | 0 | 0% | 49.82% | 0 | 0% | 49.82% | 0 | 0% | 49.82% | 0 | 0 | 0% | 2.084% | 0 | 0% | 2.084% | 0 | 0% | 2.084% | 0 | 0% | 0.2317% | 0 | 0% | 0.2317% | 0 | 0% | 0.2317% | 0 | 0% | 0.6622% | 0 | 0% | 0.6622% | 0 | 0% | 0.6622% | 0 | 0% | 0.6732% | 0 | 76.13% | 0.6732% | 9.7187e-05 | 23.87% | 0.6732% | 3.048e-05 | 0% | 4.945% | 0 | 0% | 4.945% | 0 | 0% | 4.945% | 0 | 0% | 1.533% | 0 | 0% | 1.533% | 0 | 0% | 1.533% | 0 |  |  |  | 0% | 11.8% | 0 | 0% | 11.8% | 0 | 0% | 11.8% | 0 | 0% | 0.3704% | 0 | 0% | 0.3704% | 0 | 0% | 0.3704% | 0 | 0% | 100% | 0 | 0% | 100% | 0 | 0% | 100% | 0 | 0% | 100% | 0 |  |  | 0 |  |  | 0 |  |  | 0
RICHMOND R 1118CB | 4.3997e-05 | 0 | 0.010479 | 0 | 0.010479 | 0.00054107 | 0.012616 | 0.0041404 | 0% | 99% | 0 | 0% | 99% | 0 | 0% | 99% | 0 | 0% | 99% | 0 | 0% | 63.97% | 0 | 0% | 50.83% | 0 | 0% | 50.83% | 0 | 0% | 50.83% | 0 | 0 | 0% | 4.201% | 0 | 0% | 4.201% | 0 | 0% | 4.201% | 0 | 0% | 0.4686% | 0 | 0% | 0.4686% | 0 | 0% | 0.4686% | 0 | 0% | 1.099% | 0 | 0% | 1.099% | 0 | 0% | 1.099% | 0 | 0% | 1.161% | 0 | 0% | 1.161% | 0 | 0% | 1.161% | 0 | 0% | 8.287% | 0 | 0% | 8.287% | 0 | 0% | 8.287% | 0 | 0% | 0.1993% | 0 | 0% | 0.1993% | 0 | 0% | 0.1993% | 0 |  |  |  | 0% | 11.8% | 0 | 0% | 11.8% | 0 | 0% | 11.8% | 0 | 0% | 0.361% | 0 | 0% | 0.361% | 0 | 0% | 0.361% | 0 | 0% | 100% | 0 | 0% | 100% | 0 | 0% | 100% | 0 | 0% | 100% | 0 |  |  | 0 |  |  | 0 |  |  | 0
EAST STOCKTON 1102CB | 4.3738e-05 | 0 | 0.021057 | 0 | 0.021057 | 0.0046552 | 0.020856 | 0.0092496 | 0% | 99% | 0 | 0% | 99% | 0 | 0% | 99% | 0 | 0% | 99% | 0 | 0% | 63.89% | 0 | 0% | 50.4% | 0 | 0% | 50.4% | 0 | 0% | 50.4% | 0 | 0 | 0% | 2.779% | 0 | 0% | 2.779% | 0 | 0% | 2.779% | 0 | 0% | 0.3221% | 0 | 0% | 0.3221% | 0 | 0% | 0.3221% | 0 | 0% | 0.898% | 0 | 0% | 0.898% | 0 | 0% | 0.898% | 0 | 0% | 0.9383% | 0 | 100% | 0.9383% | 0.00019759 | 0% | 0.9383% | 0 | 0% | 6.78% | 0 | 0% | 6.78% | 0 | 0% | 6.78% | 0 | 0% | 0.5114% | 0 | 0% | 0.5114% | 0 | 0% | 0.5114% | 0 |  |  |  | 0% | 11.8% | 0 | 0% | 11.8% | 0 | 0% | 11.8% | 0 | 0% | 0.3635% | 0 | 0% | 0.3635% | 0 | 0% | 0.3635% | 0 | 0% | 100% | 0 | 0% | 100% | 0 | 0% | 100% | 0 | 0% | 100% | 0 |  |  | 0 |  |  | 0 |  |  | 0
EL CERRITO G 1110BR240 | 4.3708e-05 | 0 | 0.018143 | 0 | 0.018143 | 0.0046201 | 0.01821 | 0.0071189 | 0% | 99% | 0 | 0% | 99% | 0 | 0% | 99% | 0 | 0% | 99% | 0 | 0% | 63.73% | 0 | 0% | 51.27% | 0 | 0% | 51.27% | 0 | 0% | 51.27% | 0 | 0 | 0% | 2.983% | 0 | 0% | 2.983% | 0 | 0% | 2.983% | 0 | 0% | 0.3203% | 0 | 0% | 0.3203% | 0 | 0% | 0.3203% | 0 | 0% | 0.9282% | 0 | 0% | 0.9282% | 0 | 0% | 0.9282% | 0 | 0% | 0.9342% | 0 | 23.77% | 0.9342% | 4.029e-05 | 76.23% | 0.9342% | 0.00012921 | 0% | 6.906% | 0 | 0% | 6.906% | 0 | 0% | 6.906% | 0 | 0% | 0.5362% | 0 | 0% | 0.5362% | 0 | 0% | 0.5362% | 0 |  |  |  | 0% | 11.8% | 0 | 0% | 11.8% | 0 | 0% | 11.8% | 0 | 0% | 0.3587% | 0 | 0% | 0.3587% | 0 | 0% | 0.3587% | 0 | 0% | 100% | 0 | 0% | 100% | 0 | 0% | 100% | 0 | 0% | 100% | 0 |  |  | 0 |  |  | 0 |  |  | 0
SARATOGA 1110XR396 | 4.3637e-05 | 0 | 0.016332 | 0 | 0.016332 | 0.0060487 | 0.014473 | 0.0064378 | 0% | 99% | 0 | 0% | 99% | 0 | 0% | 99% | 0 | 0% | 99% | 0 | 0% | 64.28% | 0 | 0% | 50.73% | 0 | 0% | 50.73% | 0 | 0% | 50.73% | 0 | 0 | 0% | 2.698% | 0 | 0% | 2.698% | 0 | 0% | 2.698% | 0 | 0% | 0.296% | 0 | 0% | 0.296% | 0 | 0% | 0.296% | 0 | 0% | 0.8122% | 0 | 0% | 0.8122% | 0 | 0% | 0.8122% | 0 | 0% | 0.8227% | 0 | 100% | 0.8227% | 0.00013436 | 0% | 0.8227% | 0 | 0% | 6.05% | 0 | 0% | 6.05% | 0 | 0% | 6.05% | 0 | 0% | 0.828% | 0 | 0% | 0.828% | 0 | 0% | 0.828% | 0 |  |  |  | 0% | 11.8% | 0 | 0% | 11.8% | 0 | 0% | 11.8% | 0 | 0% | 0.3635% | 0 | 0% | 0.3635% | 0 | 0% | 0.3635% | 0 | 0% | 100% | 0 | 0% | 100% | 0 | 0% | 100% | 0 | 0% | 100% | 0 |  |  | 0 |  |  | 0 |  |  | 0
STONE 1107XR168 | 4.3414e-05 | 0 | 0.031389 | 0 | 0.031389 | 0.0078566 | 0.029252 | 0.014707 | 0% | 99% | 0 | 0% | 99% | 0 | 0% | 99% | 0 | 0% | 99% | 0 | 0% | 65.13% | 0 | 0% | 51.68% | 0 | 0% | 51.68% | 0 | 0% | 51.68% | 0 | 0 | 0% | 2.974% | 0 | 0% | 2.974% | 0 | 0% | 2.974% | 0 | 0% | 0.3301% | 0 | 0% | 0.3301% | 0 | 0% | 0.3301% | 0 | 0% | 0.8543% | 0 | 0% | 0.8543% | 0 | 0% | 0.8543% | 0 | 0% | 0.886% | 0 | 10.86% | 0.886% | 3.0204e-05 | 0% | 0.886% | 0 | 0% | 6.413% | 0 | 0% | 6.413% | 0 | 0% | 6.413% | 0 | 0% | 0.6058% | 0 | 0% | 0.6058% | 0 | 0% | 0.6058% | 0 |  |  |  | 0% | 11.8% | 0 | 0% | 11.8% | 0 | 0% | 11.8% | 0 | 0% | 0.3661% | 0 | 0% | 0.3661% | 0 | 0% | 0.3661% | 0 | 0% | 100% | 0 | 0% | 100% | 0 | 0% | 100% | 0 | 0% | 100% | 0 |  |  | 0 |  |  | 0 |  |  | 0
MILLBRAE 11072030 | 4.3408e-05 | 0 | 0.022892 | 0 | 0.022892 | 0.01143 | 0.019897 | 0.0064627 | 0% | 99% | 0 | 0% | 99% | 0 | 0% | 99% | 0 | 0% | 99% | 0 | 0% | 64.67% | 0 | 0% | 50.76% | 0 | 0% | 50.76% | 0 | 0% | 50.76% | 0 | 0 | 0% | 2.931% | 0 | 0% | 2.931% | 0 | 0% | 2.931% | 0 | 0% | 0.3198% | 0 | 0% | 0.3198% | 0 | 0% | 0.3198% | 0 | 0% | 0.7997% | 0 | 0% | 0.7997% | 0 | 0% | 0.7997% | 0 | 0% | 0.8243% | 0 | 0% | 0.8243% | 0 | 0% | 0.8243% | 0 | 0% | 5.981% | 0 | 0% | 5.981% | 0 | 0% | 5.981% | 0 | 0% | 1.327% | 0 | 0% | 1.327% | 0 | 0% | 1.327% | 0 |  |  |  | 0% | 11.8% | 0 | 0% | 11.8% | 0 | 0% | 11.8% | 0 | 0% | 0.3682% | 0 | 0% | 0.3682% | 0 | 0% | 0.3682% | 0 | 0% | 100% | 0 | 0% | 100% | 0 | 0% | 100% | 0 | 0% | 100% | 0 |  |  | 0 |  |  | 0 |  |  | 0
EL PATIO 1113CB | 4.3255e-05 | 0 | 0.0096398 | 0 | 0.0096398 | 0.0033707 | 0.0083049 | 0.0042374 | 0% | 99% | 0 | 0% | 99% | 0 | 0% | 99% | 0 | 0% | 99% | 0 | 0% | 66.02% | 0 | 0% | 51.67% | 0 | 0% | 51.67% | 0 | 0% | 51.67% | 0 | 0 | 0% | 2.739% | 0 | 0% | 2.739% | 0 | 0% | 2.739% | 0 | 0% | 0.3148% | 0 | 0% | 0.3148% | 0 | 0% | 0.3148% | 0 | 0% | 0.7848% | 0 | 0% | 0.7848% | 0 | 0% | 0.7848% | 0 | 100% | 0.8358% | 8.0565e-05 | 0% | 0.8358% | 0 | 0% | 0.8358% | 0 | 0% | 5.947% | 0 | 0% | 5.947% | 0 | 0% | 5.947% | 0 | 0% | 0.8225% | 0 | 0% | 0.8225% | 0 | 0% | 0.8225% | 0 |  |  |  | 0% | 11.8% | 0 | 0% | 11.8% | 0 | 0% | 11.8% | 0 | 0% | 0.3721% | 0 | 0% | 0.3721% | 0 | 0% | 0.3721% | 0 | 0% | 100% | 0 | 0% | 100% | 0 | 0% | 100% | 0 | 0% | 100% | 0 |  |  | 0 |  |  | 0 |  |  | 0
MC KEE 1104XR100 | 4.3242e-05 | 0 | 0.0053701 | 0 | 0.0053701 | 0.0011055 | 0.0052567 | 0.0025026 | 0% | 99% | 0 | 0% | 99% | 0 | 0% | 99% | 0 | 0% | 99% | 0 | 0% | 64.38% | 0 | 0% | 51.23% | 0 | 0% | 51.23% | 0 | 0% | 51.23% | 0 | 0 | 0% | 2.856% | 0 | 0% | 2.856% | 0 | 0% | 2.856% | 0 | 0% | 0.3226% | 0 | 0% | 0.3226% | 0 | 0% | 0.3226% | 0 | 0% | 0.8857% | 0 | 0% | 0.8857% | 0 | 0% | 0.8857% | 0 | 0% | 0.9021% | 0 | 76.82% | 0.9021% | 3.7217e-05 | 0% | 0.9021% | 0 | 0% | 6.614% | 0 | 0% | 6.614% | 0 | 0% | 6.614% | 0 | 0% | 0.4701% | 0 | 0% | 0.4701% | 0 | 0% | 0.4701% | 0 |  |  |  | 0% | 11.8% | 0 | 0% | 11.8% | 0 | 0% | 11.8% | 0 | 0% | 0.3589% | 0 | 0% | 0.3589% | 0 | 0% | 0.3589% | 0 | 0% | 100% | 0 | 0% | 100% | 0 | 0% | 100% | 0 | 0% | 100% | 0 |  |  | 0 |  |  | 0 |  |  | 0
COTTLE 170426578 | 4.324e-05 | 0 | 0.02213 | 0 | 0.02213 | 0.0060274 | 0.017386 | 0.013117 | 0% | 99% | 0 | 0% | 99% | 0 | 0% | 99% | 0 | 0% | 99% | 0 | 0% | 64.86% | 0 | 0% | 51.47% | 0 | 0% | 51.47% | 0 | 0% | 51.47% | 0 | 0 | 0% | 2.114% | 0 | 0% | 2.114% | 0 | 0% | 2.114% | 0 | 0% | 0.2341% | 0 | 0% | 0.2341% | 0 | 0% | 0.2341% | 0 | 0% | 0.7144% | 0 | 0% | 0.7144% | 0 | 0% | 0.7144% | 0 | 13.5% | 0.7164% | 2.14e-05 | 0% | 0.7164% | 0 | 0% | 0.7164% | 0 | 0% | 5.314% | 0 | 0% | 5.314% | 0 | 0% | 5.314% | 0 | 0% | 0.7036% | 0 | 0% | 0.7036% | 0 | 0% | 0.7036% | 0 |  |  |  | 0% | 11.8% | 0 | 0% | 11.8% | 0 | 0% | 11.8% | 0 | 0% | 0.3646% | 0 | 0% | 0.3646% | 0 | 0% | 0.3646% | 0 | 0% | 100% | 0 | 0% | 100% | 0 | 0% | 100% | 0 | 0% | 100% | 0 |  |  | 0 |  |  | 0 |  |  | 0
OAKLAND C 1116CB | 4.3117e-05 | 0 | 0.015367 | 0 | 0.015367 | 0.0017347 | 0.016307 | 0.007325 | 0% | 99% | 0 | 0% | 99% | 0 | 0% | 99% | 0 | 0% | 99% | 0 | 0% | 64.17% | 0 | 0% | 51.79% | 0 | 0% | 51.79% | 0 | 0% | 51.79% | 0 | 0 | 0% | 3.371% | 0 | 0% | 3.371% | 0 | 0% | 3.371% | 0 | 0% | 0.368% | 0 | 0% | 0.368% | 0 | 0% | 0.368% | 0 | 0% | 0.978% | 0 | 0% | 0.978% | 0 | 0% | 0.978% | 0 | 45.18% | 0.9998% | 6.942e-05 | 0% | 0.9998% | 0 | 0% | 0.9998% | 0 | 0% | 7.306% | 0 | 0% | 7.306% | 0 | 0% | 7.306% | 0 | 0% | 0.31% | 0 | 0% | 0.31% | 0 | 0% | 0.31% | 0 |  |  |  | 0% | 11.8% | 0 | 0% | 11.8% | 0 | 0% | 11.8% | 0 | 0% | 0.3592% | 0 | 0% | 0.3592% | 0 | 0% | 0.3592% | 0 | 0% | 100% | 0 | 0% | 100% | 0 | 0% | 100% | 0 | 0% | 100% | 0 |  |  | 0 |  |  | 0 |  |  | 0
MONROE 110681758 | 4.3087e-05 | 0 | 0.003665 | 0 | 0.003665 | 0.0012718 | 0.0030413 | 0.001737 | 0% | 99% | 0 | 0% | 99% | 0 | 0% | 99% | 0 | 0% | 99% | 0 | 0% | 65.39% | 0 | 0% | 51.4% | 0 | 0% | 51.4% | 0 | 0% | 51.4% | 0 | 0 | 0% | 2.931% | 0 | 0% | 2.931% | 0 | 0% | 2.931% | 0 | 0% | 0.3178% | 0 | 0% | 0.3178% | 0 | 0% | 0.3178% | 0 | 0% | 0.7652% | 0 | 0% | 0.7652% | 0 | 0% | 0.7652% | 0 | 0% | 0.7951% | 0 | 0% | 0.7951% | 0 | 0% | 0.7951% | 0 | 0% | 5.733% | 0 | 0% | 5.733% | 0 | 0% | 5.733% | 0 | 0% | 0.9014% | 0 | 0% | 0.9014% | 0 | 0% | 0.9014% | 0 |  |  |  | 0% | 11.8% | 0 | 0% | 11.8% | 0 | 0% | 11.8% | 0 | 0% | 0.3712% | 0 | 0% | 0.3712% | 0 | 0% | 0.3712% | 0 | 0% | 100% | 0 | 0% | 100% | 0 | 0% | 100% | 0 | 0% | 100% | 0 |  |  | 0 |  |  | 0 |  |  | 0
SANTA MARIA 1112M108 | 4.2795e-05 | 0 | 0.03662 | 0 | 0.03662 | 0.0043653 | 0.04045 | 0.015635 | 0% | 99% | 0 | 0% | 99% | 0 | 0% | 99% | 0 | 0% | 99% | 0 | 0% | 64.9% | 0 | 0% | 52.05% | 0 | 0% | 52.05% | 0 | 0% | 52.05% | 0 | 0 | 0% | 3.12% | 0 | 0% | 3.12% | 0 | 0% | 3.12% | 0 | 0% | 0.3574% | 0 | 0% | 0.3574% | 0 | 0% | 0.3574% | 0 | 0% | 1.021% | 0 | 0% | 1.021% | 0 | 0% | 1.021% | 0 | 0% | 1.075% | 0 | 0% | 1.075% | 0 | 0% | 1.075% | 0 | 0% | 7.735% | 0 | 0% | 7.735% | 0 | 0% | 7.735% | 0 | 0% | 0.34% | 0 | 0% | 0.34% | 0 | 0% | 0.34% | 0 |  |  |  | 0% | 11.8% | 0 | 0% | 11.8% | 0 | 0% | 11.8% | 0 | 0% | 0.3637% | 0 | 0% | 0.3637% | 0 | 0% | 0.3637% | 0 | 0% | 100% | 0 | 0% | 100% | 0 | 0% | 100% | 0 | 0% | 100% | 0 |  |  | 0 |  |  | 0 |  |  | 0
TRACY 110214018 | 4.2789e-05 | 0 | 0.021147 | 0 | 0.021147 | 0.002858 | 0.021917 | 0.010133 | 0% | 99% | 0 | 0% | 99% | 0 | 0% | 99% | 0 | 0% | 99% | 0 | 0% | 63.33% | 0 | 0% | 51.19% | 0 | 0% | 51.19% | 0 | 0% | 51.19% | 0 | 0 | 0% | 3.007% | 0 | 0% | 3.007% | 0 | 0% | 3.007% | 0 | 0% | 0.3285% | 0 | 0% | 0.3285% | 0 | 0% | 0.3285% | 0 | 0% | 0.9551% | 0 | 0% | 0.9551% | 0 | 0% | 0.9551% | 0 | 0% | 0.9665% | 0 | 0% | 0.9665% | 0 | 0% | 0.9665% | 0 | 0% | 7.122% | 0 | 0% | 7.122% | 0 | 0% | 7.122% | 0 | 0% | 0.3072% | 0 | 0% | 0.3072% | 0 | 0% | 0.3072% | 0 |  |  |  | 0% | 11.8% | 0 | 0% | 11.8% | 0 | 0% | 11.8% | 0 | 0% | 0.3576% | 0 | 0% | 0.3576% | 0 | 0% | 0.3576% | 0 | 0% | 100% | 0 | 0% | 100% | 0 | 0% | 100% | 0 | 0% | 100% | 0 |  |  | 0 |  |  | 0 |  |  | 0
CLAYTON 2217C500R | 4.2695e-05 | 0 | 0.015544 | 0 | 0.015544 | 0.0063091 | 0.013694 | 0.0056557 | 0% | 99% | 0 | 0% | 99% | 0 | 0% | 99% | 0 | 0% | 99% | 0 | 0% | 63.56% | 0 | 0% | 50.33% | 0 | 0% | 50.33% | 0 | 0% | 50.33% | 0 | 0 | 0% | 2.641% | 0 | 0% | 2.641% | 0 | 0% | 2.641% | 0 | 0% | 0.2817% | 0 | 0% | 0.2817% | 0 | 0% | 0.2817% | 0 | 0% | 0.8113% | 0 | 0% | 0.8113% | 0 | 0% | 0.8113% | 0 | 0% | 0.7999% | 0 | 0% | 0.7999% | 0 | 0% | 0.7999% | 0 | 0% | 5.986% | 0 | 0% | 5.986% | 0 | 0% | 5.986% | 0 | 0% | 0.8246% | 0 | 0% | 0.8246% | 0 | 0% | 0.8246% | 0 |  |  |  | 0% | 11.8% | 0 | 0% | 11.8% | 0 | 0% | 11.8% | 0 | 0% | 0.3596% | 0 | 0% | 0.3596% | 0 | 0% | 0.3596% | 0 | 0% | 100% | 0 | 0% | 100% | 0 | 0% | 100% | 0 | 0% | 100% | 0 |  |  | 0 |  |  | 0 |  |  | 0
HAMMER 110614602 | 4.2355e-05 | 0 | 0.030335 | 0 | 0.030335 | 0.0094782 | 0.028393 | 0.012205 | 0% | 99% | 0 | 0% | 99% | 0 | 0% | 99% | 0 | 0% | 99% | 0 | 0% | 63.48% | 0 | 0% | 50.28% | 0 | 0% | 50.28% | 0 | 0% | 50.28% | 0 | 0 | 0% | 2.585% | 0 | 0% | 2.585% | 0 | 0% | 2.585% | 0 | 0% | 0.291% | 0 | 0% | 0.291% | 0 | 0% | 0.291% | 0 | 0% | 0.8578% | 0 | 0% | 0.8578% | 0 | 0% | 0.8578% | 0 | 0% | 0.8792% | 0 | 0% | 0.8792% | 0 | 0% | 0.8792% | 0 | 0% | 6.435% | 0 | 0% | 6.435% | 0 | 0% | 6.435% | 0 | 0% | 0.728% | 0 | 0% | 0.728% | 0 | 0% | 0.728% | 0 |  |  |  | 0% | 11.8% | 0 | 0% | 11.8% | 0 | 0% | 11.8% | 0 | 0% | 0.3633% | 0 | 0% | 0.3633% | 0 | 0% | 0.3633% | 0 | 0% | 100% | 0 | 0% | 100% | 0 | 0% | 100% | 0 | 0% | 100% | 0 |  |  | 0 |  |  | 0 |  |  | 0
OAKLAND L 1105CB | 4.2203e-05 | 0 | 0.020964 | 0 | 0.020964 | 0.0016736 | 0.022367 | 0.010567 | 0% | 99% | 0 | 0% | 99% | 0 | 0% | 99% | 0 | 0% | 99% | 0 | 0% | 64.26% | 0 | 0% | 51.77% | 0 | 0% | 51.77% | 0 | 0% | 51.77% | 0 | 0 | 0% | 3.416% | 0 | 0% | 3.416% | 0 | 0% | 3.416% | 0 | 0% | 0.3737% | 0 | 0% | 0.3737% | 0 | 0% | 0.3737% | 0 | 0% | 0.9836% | 0 | 0% | 0.9836% | 0 | 0% | 0.9836% | 0 | 100% | 1.016% | 0.00021293 | 0% | 1.016% | 0 | 0% | 1.016% | 0 | 0% | 7.375% | 0 | 0% | 7.375% | 0 | 0% | 7.375% | 0 | 0% | 0.2869% | 0 | 0% | 0.2869% | 0 | 0% | 0.2869% | 0 |  |  |  | 0% | 11.8% | 0 | 0% | 11.8% | 0 | 0% | 11.8% | 0 | 0% | 0.3613% | 0 | 0% | 0.3613% | 0 | 0% | 0.3613% | 0 | 0% | 100% | 0 | 0% | 100% | 0 | 0% | 100% | 0 | 0% | 100% | 0 |  |  | 0 |  |  | 0 |  |  | 0
EL PATIO 1109XR568 | 4.204e-05 | 0 | 0.026963 | 0 | 0.026963 | 0.01083 | 0.023633 | 0.010047 | 0% | 99% | 0 | 0% | 99% | 0 | 0% | 99% | 0 | 0% | 99% | 0 | 0% | 64.33% | 0 | 0% | 50.58% | 0 | 0% | 50.58% | 0 | 0% | 50.58% | 0 | 0 | 0% | 2.584% | 0 | 0% | 2.584% | 0 | 0% | 2.584% | 0 | 0% | 0.2852% | 0 | 0% | 0.2852% | 0 | 0% | 0.2852% | 0 | 0% | 0.8016% | 0 | 0% | 0.8016% | 0 | 0% | 0.8016% | 0 | 1.316% | 0.8147% | 2.8906e-06 | 98.68% | 0.8147% | 0.00021678 | 0% | 0.8147% | 0 | 0% | 5.983% | 0 | 0% | 5.983% | 0 | 0% | 5.983% | 0 | 0% | 0.9096% | 0 | 0% | 0.9096% | 0 | 0% | 0.9096% | 0 |  |  |  | 0% | 11.8% | 0 | 0% | 11.8% | 0 | 0% | 11.8% | 0 | 0% | 0.3643% | 0 | 0% | 0.3643% | 0 | 0% | 0.3643% | 0 | 0% | 100% | 0 | 0% | 100% | 0 | 0% | 100% | 0 | 0% | 100% | 0 |  |  | 0 |  |  | 0 |  |  | 0
EL PATIO 1112CB | 4.1978e-05 | 0 | 0.032493 | 0 | 0.032493 | 0.016029 | 0.026265 | 0.011345 | 0% | 99% | 0 | 0% | 99% | 0 | 0% | 99% | 0 | 0% | 99% | 0 | 0% | 64.04% | 0 | 0% | 50.3% | 0 | 0% | 50.3% | 0 | 0% | 50.3% | 0 | 0 | 0% | 2.458% | 0 | 0% | 2.458% | 0 | 0% | 2.458% | 0 | 0% | 0.2616% | 0 | 0% | 0.2616% | 0 | 0% | 0.2616% | 0 | 0% | 0.7418% | 0 | 0% | 0.7418% | 0 | 0% | 0.7418% | 0 | 9.057% | 0.735% | 2.1631e-05 | 90.52% | 0.735% | 0.0002162 | 0% | 0.735% | 0 | 0% | 5.482% | 0 | 0% | 5.482% | 0 | 0% | 5.482% | 0 | 0% | 1.121% | 0 | 0% | 1.121% | 0 | 0% | 1.121% | 0 |  |  |  | 0% | 11.8% | 0 | 0% | 11.8% | 0 | 0% | 11.8% | 0 | 0% | 0.3638% | 0 | 0% | 0.3638% | 0 | 0% | 0.3638% | 0 | 0% | 100% | 0 | 0% | 100% | 0 | 0% | 100% | 0 | 0% | 100% | 0 |  |  | 0 |  |  | 0 |  |  | 0
OAKLAND J 0403CB | 4.1815e-05 | 0 | 0.026335 | 0 | 0.026335 | 0.0035302 | 0.029291 | 0.010651 | 0% | 99% | 0 | 0% | 99% | 0 | 0% | 99% | 0 | 0% | 99% | 0 | 0% | 62.58% | 0 | 0% | 50.95% | 0 | 0% | 50.95% | 0 | 0% | 50.95% | 0 | 0 | 0% | 3.399% | 0 | 0% | 3.399% | 0 | 0% | 3.399% | 0 | 0% | 0.3611% | 0 | 0% | 0.3611% | 0 | 0% | 0.3611% | 0 | 0% | 1.025% | 0 | 0% | 1.025% | 0 | 0% | 1.025% | 0 | 0% | 1.014% | 0 | 0% | 1.014% | 0 | 67.51% | 1.014% | 0.00018026 | 0% | 7.573% | 0 | 0% | 7.573% | 0 | 0% | 7.573% | 0 | 0% | 0.3682% | 0 | 0% | 0.3682% | 0 | 0% | 0.3682% | 0 |  |  |  | 0% | 11.8% | 0 | 0% | 11.8% | 0 | 0% | 11.8% | 0 | 0% | 0.3504% | 0 | 0% | 0.3504% | 0 | 0% | 0.3504% | 0 | 0% | 100% | 0 | 0% | 100% | 0 | 0% | 100% | 0 | 0% | 100% | 0 |  |  | 0 |  |  | 0 |  |  | 0
MOUNTAIN VIEW 1104CB | 4.1778e-05 | 0 | 0.02484 | 0 | 0.02484 | 0.011654 | 0.020809 | 0.0085417 | 0% | 99% | 0 | 0% | 99% | 0 | 0% | 99% | 0 | 0% | 99% | 0 | 0% | 64.87% | 0 | 0% | 50.44% | 0 | 0% | 50.44% | 0 | 0% | 50.44% | 0 | 0 | 0% | 2.642% | 0 | 0% | 2.642% | 0 | 0% | 2.642% | 0 | 0% | 0.2944% | 0 | 0% | 0.2944% | 0 | 0% | 0.2944% | 0 | 0% | 0.7692% | 0 | 0% | 0.7692% | 0 | 0% | 0.7692% | 0 | 0% | 0.8029% | 0 | 0% | 0.8029% | 0 | 100% | 0.8029% | 0.00019944 | 0% | 5.791% | 0 | 0% | 5.791% | 0 | 0% | 5.791% | 0 | 0% | 1.082% | 0 | 0% | 1.082% | 0 | 0% | 1.082% | 0 |  |  |  | 0% | 11.8% | 0 | 0% | 11.8% | 0 | 0% | 11.8% | 0 | 0% | 0.3709% | 0 | 0% | 0.3709% | 0 | 0% | 0.3709% | 0 | 0% | 100% | 0 | 0% | 100% | 0 | 0% | 100% | 0 | 0% | 100% | 0 |  |  | 0 |  |  | 0 |  |  | 0
DEL MONTE 110195818 | 4.1663e-05 | 0 | 0.014494 | 0 | 0.014494 | 0.0017305 | 0.017279 | 0.0049178 | 0% | 99% | 0 | 0% | 99% | 0 | 0% | 99% | 0 | 0% | 99% | 0 | 0% | 64.07% | 0 | 0% | 51.16% | 0 | 0% | 51.16% | 0 | 0% | 51.16% | 0 | 0 | 0% | 3.769% | 0 | 0% | 3.769% | 0 | 0% | 3.769% | 0 | 0% | 0.4231% | 0 | 0% | 0.4231% | 0 | 0% | 0.4231% | 0 | 0% | 1.107% | 0 | 0% | 1.107% | 0 | 0% | 1.107% | 0 | 100% | 1.168% | 0.00016924 | 0% | 1.168% | 0 | 0% | 1.168% | 0 | 0% | 8.37% | 0 | 0% | 8.37% | 0 | 0% | 8.37% | 0 | 0% | 0.3566% | 0 | 0% | 0.3566% | 0 | 0% | 0.3566% | 0 |  |  |  | 0% | 11.8% | 0 | 0% | 11.8% | 0 | 0% | 11.8% | 0 | 0% | 0.3628% | 0 | 0% | 0.3628% | 0 | 0% | 0.3628% | 0 | 0% | 100% | 0 | 0% | 100% | 0 | 0% | 100% | 0 | 0% | 100% | 0 |  |  | 0 |  |  | 0 |  |  | 0
MISSION (X) 111342336 | 4.1563e-05 | 0 | 0.0051263 | 0 | 0.0051263 | 0.00071849 | 0.0064624 | 0.0012815 | 0% | 99% | 0 | 0% | 99% | 0 | 0% | 99% | 0 | 0% | 99% | 0 | 0% | 62.25% | 0 | 0% | 49.47% | 0 | 0% | 49.47% | 0 | 0% | 49.47% | 0 | 0 | 0% | 4.275% | 0 | 0% | 4.275% | 0 | 0% | 4.275% | 0 | 0% | 0.4635% | 0 | 0% | 0.4635% | 0 | 0% | 0.4635% | 0 | 0% | 1.171% | 0 | 0% | 1.171% | 0 | 0% | 1.171% | 0 | 11.64% | 1.224% | 7.3004e-06 | 0% | 1.224% | 0 | 0% | 1.224% | 0 | 0% | 8.815% | 0 | 0% | 8.815% | 0 | 0% | 8.815% | 0 | 0% | 0.4883% | 0 | 0% | 0.4883% | 0 | 0% | 0.4883% | 0 |  |  |  | 0% | 11.8% | 0 | 0% | 11.8% | 0 | 0% | 11.8% | 0 | 0% | 0.3601% | 0 | 0% | 0.3601% | 0 | 0% | 0.3601% | 0 | 0% | 100% | 0 | 0% | 100% | 0 | 0% | 100% | 0 | 0% | 100% | 0 |  |  | 0 |  |  | 0 |  |  | 0
ALMADEN 1102XR278 | 4.1539e-05 | 0 | 0.0092573 | 0 | 0.0092573 | 0.0033149 | 0.0078372 | 0.0041295 | 0% | 99% | 0 | 0% | 99% | 0 | 0% | 99% | 0 | 0% | 99% | 0 | 0% | 64.46% | 0 | 0% | 50.48% | 0 | 0% | 50.48% | 0 | 0% | 50.48% | 0 | 0 | 0% | 2.678% | 0 | 0% | 2.678% | 0 | 0% | 2.678% | 0 | 0% | 0.2976% | 0 | 0% | 0.2976% | 0 | 0% | 0.2976% | 0 | 0% | 0.7672% | 0 | 0% | 0.7672% | 0 | 0% | 0.7672% | 0 | 0% | 0.7844% | 0 | 97.48% | 0.7844% | 7.0784e-05 | 0% | 0.7844% | 0 | 0% | 5.727% | 0 | 0% | 5.727% | 0 | 0% | 5.727% | 0 | 0% | 0.8263% | 0 | 0% | 0.8263% | 0 | 0% | 0.8263% | 0 |  |  |  | 0% | 11.8% | 0 | 0% | 11.8% | 0 | 0% | 11.8% | 0 | 0% | 0.3657% | 0 | 0% | 0.3657% | 0 | 0% | 0.3657% | 0 | 0% | 100% | 0 | 0% | 100% | 0 | 0% | 100% | 0 | 0% | 100% | 0 |  |  | 0 |  |  | 0 |  |  | 0
YOSEMITE 0401CB | 4.1532e-05 | 0 | 0.021055 | 0 | 0.021055 | 0.0021325 | 0.025727 | 0.0068976 | 0% | 99% | 0 | 0% | 99% | 0 | 0% | 99% | 0 | 0% | 99% | 0 | 0% | 62.69% | 0 | 0% | 50.52% | 0 | 0% | 50.52% | 0 | 0% | 50.52% | 0 | 0 | 0% | 4.031% | 0 | 0% | 4.031% | 0 | 0% | 4.031% | 0 | 0% | 0.4385% | 0 | 0% | 0.4385% | 0 | 0% | 0.4385% | 0 | 0% | 1.125% | 0 | 0% | 1.125% | 0 | 0% | 1.125% | 0 | 29.79% | 1.154% | 7.2413e-05 | 70.21% | 1.154% | 0.00017064 | 0% | 1.154% | 0 | 0% | 8.411% | 0 | 0% | 8.411% | 0 | 0% | 8.411% | 0 | 0% | 0.3706% | 0 | 0% | 0.3706% | 0 | 0% | 0.3706% | 0 |  |  |  | 0% | 11.8% | 0 | 0% | 11.8% | 0 | 0% | 11.8% | 0 | 0% | 0.3546% | 0 | 0% | 0.3546% | 0 | 0% | 0.3546% | 0 | 0% | 100% | 0 | 0% | 100% | 0 | 0% | 100% | 0 | 0% | 100% | 0 |  |  | 0 |  |  | 0 |  |  | 0
HUNTERS POINT (P) 110212301 | 4.1448e-05 | 0 | 0.027746 | 0 | 0.027746 | 0.0032206 | 0.032613 | 0.0099688 | 0% | 99% | 0 | 0% | 99% | 0 | 0% | 99% | 0 | 0% | 99% | 0 | 0% | 62.7% | 0 | 0% | 50.74% | 0 | 0% | 50.74% | 0 | 0% | 50.74% | 0 | 0 | 0% | 3.828% | 0 | 0% | 3.828% | 0 | 0% | 3.828% | 0 | 0% | 0.4119% | 0 | 0% | 0.4119% | 0 | 0% | 0.4119% | 0 | 0% | 1.087% | 0 | 0% | 1.087% | 0 | 0% | 1.087% | 0 | 4.031% | 1.106% | 1.2366e-05 | 95.81% | 1.106% | 0.0002939 | 0% | 1.106% | 0 | 0% | 8.103% | 0 | 0% | 8.103% | 0 | 0% | 8.103% | 0 | 0% | 0.4084% | 0 | 0% | 0.4084% | 0 | 0% | 0.4084% | 0 |  |  |  | 0% | 11.8% | 0 | 0% | 11.8% | 0 | 0% | 11.8% | 0 | 0% | 0.355% | 0 | 0% | 0.355% | 0 | 0% | 0.355% | 0 | 0% | 100% | 0 | 0% | 100% | 0 | 0% | 100% | 0 | 0% | 100% | 0 |  |  | 0 |  |  | 0 |  |  | 0
EL CERRITO G 1113BR120 | 4.1404e-05 | 0 | 0.0067408 | 0 | 0.0067408 | 0.001267 | 0.0068633 | 0.0029971 | 0% | 99% | 0 | 0% | 99% | 0 | 0% | 99% | 0 | 0% | 99% | 0 | 0% | 63.53% | 0 | 0% | 51.47% | 0 | 0% | 51.47% | 0 | 0% | 51.47% | 0 | 0 | 0% | 3.058% | 0 | 0% | 3.058% | 0 | 0% | 3.058% | 0 | 0% | 0.3268% | 0 | 0% | 0.3268% | 0 | 0% | 0.3268% | 0 | 0% | 0.9343% | 0 | 0% | 0.9343% | 0 | 0% | 0.9343% | 0 | 0% | 0.9222% | 0 | 0% | 0.9222% | 0 | 16.16% | 0.9222% | 1.0048e-05 | 0% | 6.898% | 0 | 0% | 6.898% | 0 | 0% | 6.898% | 0 | 0% | 0.4647% | 0 | 0% | 0.4647% | 0 | 0% | 0.4647% | 0 |  |  |  | 0% | 11.8% | 0 | 0% | 11.8% | 0 | 0% | 11.8% | 0 | 0% | 0.3535% | 0 | 0% | 0.3535% | 0 | 0% | 0.3535% | 0 | 0% | 100% | 0 | 0% | 100% | 0 | 0% | 100% | 0 | 0% | 100% | 0 |  |  | 0 |  |  | 0 |  |  | 0
OAKLAND J 1118CR134 | 4.1199e-05 | 0 | 0.021587 | 0 | 0.021587 | 0.0030227 | 0.021312 | 0.0113 | 0% | 99% | 0 | 0% | 99% | 0 | 0% | 99% | 0 | 0% | 99% | 0 | 0% | 64.35% | 0 | 0% | 52.62% | 0 | 0% | 52.62% | 0 | 0% | 52.62% | 0 | 0 | 0% | 3.022% | 0 | 0% | 3.022% | 0 | 0% | 3.022% | 0 | 0% | 0.3196% | 0 | 0% | 0.3196% | 0 | 0% | 0.3196% | 0 | 0% | 0.9119% | 0 | 0% | 0.9119% | 0 | 0% | 0.9119% | 0 | 0% | 0.8978% | 0 | 0% | 0.8978% | 0 | 0% | 0.8978% | 0 | 0% | 6.725% | 0 | 0% | 6.725% | 0 | 0% | 6.725% | 0 | 0% | 0.3559% | 0 | 0% | 0.3559% | 0 | 0% | 0.3559% | 0 |  |  |  | 0% | 11.8% | 0 | 0% | 11.8% | 0 | 0% | 11.8% | 0 | 0% | 0.3549% | 0 | 0% | 0.3549% | 0 | 0% | 0.3549% | 0 | 0% | 100% | 0 | 0% | 100% | 0 | 0% | 100% | 0 | 0% | 100% | 0 |  |  | 0 |  |  | 0 |  |  | 0
MERCED 21027050 | 4.0979e-05 | 0 | 0.030256 | 0 | 0.030256 | 0.0076791 | 0.028391 | 0.013874 | 0% | 99% | 0 | 0% | 99% | 0 | 0% | 99% | 0 | 0% | 99% | 0 | 0% | 63.84% | 0 | 0% | 50.57% | 0 | 0% | 50.57% | 0 | 0% | 50.57% | 0 | 0 | 0% | 2.635% | 0 | 0% | 2.635% | 0 | 0% | 2.635% | 0 | 0% | 0.2992% | 0 | 0% | 0.2992% | 0 | 0% | 0.2992% | 0 | 0% | 0.8571% | 0 | 0% | 0.8571% | 0 | 0% | 0.8571% | 0 | 84.42% | 0.8807% | 0.00022493 | 0% | 0.8807% | 0 | 10.61% | 0.8807% | 2.8258e-05 | 0% | 6.429% | 0 | 0% | 6.429% | 0 | 0% | 6.429% | 0 | 0% | 0.7036% | 0 | 0% | 0.7036% | 0 | 0% | 0.7036% | 0 |  |  |  | 0% | 11.8% | 0 | 0% | 11.8% | 0 | 0% | 11.8% | 0 | 0% | 0.363% | 0 | 0% | 0.363% | 0 | 0% | 0.363% | 0 | 0% | 100% | 0 | 0% | 100% | 0 | 0% | 100% | 0 | 0% | 100% | 0 |  |  | 0 |  |  | 0 |  |  | 0
SF N 0406CB | 4.0831e-05 | 0 | 0.0026396 | 0 | 0.0026396 | 0.00030335 | 0.0035591 | 0.00049486 | 0% | 99% | 0 | 0% | 99% | 0 | 0% | 99% | 0 | 0% | 99% | 0 | 0% | 61.28% | 0 | 0% | 48.32% | 0 | 0% | 48.32% | 0 | 0% | 48.32% | 0 | 0 | 0% | 4.565% | 0 | 0% | 4.565% | 0 | 0% | 4.565% | 0 | 0% | 0.4966% | 0 | 0% | 0.4966% | 0 | 0% | 0.4966% | 0 | 0% | 1.256% | 0 | 0% | 1.256% | 0 | 0% | 1.256% | 0 | 0% | 1.319% | 0 | 0% | 1.319% | 0 | 0% | 1.319% | 0 | 0% | 9.478% | 0 | 0% | 9.478% | 0 | 0% | 9.478% | 0 | 0% | 0.3882% | 0 | 0% | 0.3882% | 0 | 0% | 0.3882% | 0 |  |  |  | 0% | 11.8% | 0 | 0% | 11.8% | 0 | 0% | 11.8% | 0 | 0% | 0.3595% | 0 | 0% | 0.3595% | 0 | 0% | 0.3595% | 0 | 0% | 100% | 0 | 0% | 100% | 0 | 0% | 100% | 0 | 0% | 100% | 0 |  |  | 0 |  |  | 0 |  |  | 0
BELMONT 1110CB | 4.0818e-05 | 0 | 0.015485 | 0 | 0.015485 | 0.0041761 | 0.015368 | 0.0060187 | 0% | 99% | 0 | 0% | 99% | 0 | 0% | 99% | 0 | 0% | 99% | 0 | 0% | 65.09% | 0 | 0% | 51.46% | 0 | 0% | 51.46% | 0 | 0% | 51.46% | 0 | 0 | 0% | 3.301% | 0 | 0% | 3.301% | 0 | 0% | 3.301% | 0 | 0% | 0.3675% | 0 | 0% | 0.3675% | 0 | 0% | 0.3675% | 0 | 0% | 0.9046% | 0 | 0% | 0.9046% | 0 | 0% | 0.9046% | 0 | 92.68% | 0.9446% | 0.00013557 | 7.323% | 0.9446% | 1.0711e-05 | 0% | 0.9446% | 0 | 0% | 6.798% | 0 | 0% | 6.798% | 0 | 0% | 6.798% | 0 | 0% | 0.665% | 0 | 0% | 0.665% | 0 | 0% | 0.665% | 0 |  |  |  | 0% | 11.8% | 0 | 0% | 11.8% | 0 | 0% | 11.8% | 0 | 0% | 0.365% | 0 | 0% | 0.365% | 0 | 0% | 0.365% | 0 | 0% | 100% | 0 | 0% | 100% | 0 | 0% | 100% | 0 | 0% | 100% | 0 |  |  | 0 |  |  | 0 |  |  | 0
NORIEGA 0401CB | 4.0693e-05 | 0 | 0.0085981 | 0 | 0.0085981 | 0.00070306 | 0.012307 | 0.0011832 | 0% | 99% | 0 | 0% | 99% | 0 | 0% | 99% | 0 | 0% | 99% | 0 | 0% | 61.47% | 0 | 0% | 48.71% | 0 | 0% | 48.71% | 0 | 0% | 48.71% | 0 | 0 | 0% | 4.685% | 0 | 0% | 4.685% | 0 | 0% | 4.685% | 0 | 0% | 0.5195% | 0 | 0% | 0.5195% | 0 | 0% | 0.5195% | 0 | 0% | 1.336% | 0 | 0% | 1.336% | 0 | 0% | 1.336% | 0 | 0% | 1.414% | 0 | 0% | 1.414% | 0 | 0% | 1.414% | 0 | 0% | 10.11% | 0 | 0% | 10.11% | 0 | 0% | 10.11% | 0 | 0% | 0.3371% | 0 | 0% | 0.3371% | 0 | 0% | 0.3371% | 0 |  |  |  | 0% | 11.8% | 0 | 0% | 11.8% | 0 | 0% | 11.8% | 0 | 0% | 0.3589% | 0 | 0% | 0.3589% | 0 | 0% | 0.3589% | 0 | 0% | 100% | 0 | 0% | 100% | 0 | 0% | 100% | 0 | 0% | 100% | 0 |  |  | 0 |  |  | 0 |  |  | 0
MT EDEN 1102CB | 4.0683e-05 | 0 | 0.024874 | 0 | 0.024874 | 0.0047544 | 0.024286 | 0.012021 | 0% | 99% | 0 | 0% | 99% | 0 | 0% | 99% | 0 | 0% | 99% | 0 | 0% | 64.39% | 0 | 0% | 51.56% | 0 | 0% | 51.56% | 0 | 0% | 51.56% | 0 | 0 | 0% | 3.003% | 0 | 0% | 3.003% | 0 | 0% | 3.003% | 0 | 0% | 0.3281% | 0 | 0% | 0.3281% | 0 | 0% | 0.3281% | 0 | 0% | 0.8972% | 0 | 0% | 0.8972% | 0 | 0% | 0.8972% | 0 | 0% | 0.9117% | 0 | 1.567% | 0.9117% | 3.5546e-06 | 98.26% | 0.9117% | 0.00022282 | 0% | 6.694% | 0 | 0% | 6.694% | 0 | 0% | 6.694% | 0 | 0% | 0.4204% | 0 | 0% | 0.4204% | 0 | 0% | 0.4204% | 0 |  |  |  | 0% | 11.8% | 0 | 0% | 11.8% | 0 | 0% | 11.8% | 0 | 0% | 0.361% | 0 | 0% | 0.361% | 0 | 0% | 0.361% | 0 | 0% | 100% | 0 | 0% | 100% | 0 | 0% | 100% | 0 | 0% | 100% | 0 |  |  | 0 |  |  | 0 |  |  | 0
DALY CITY 04014165 | 4.0671e-05 | 0 | 0.005812 | 0 | 0.005812 | 0.00087756 | 0.0071134 | 0.0016032 | 0% | 99% | 0 | 0% | 99% | 0 | 0% | 99% | 0 | 0% | 99% | 0 | 0% | 63.25% | 0 | 0% | 50.7% | 0 | 0% | 50.7% | 0 | 0% | 50.7% | 0 | 0 | 0% | 4.112% | 0 | 0% | 4.112% | 0 | 0% | 4.112% | 0 | 0% | 0.4482% | 0 | 0% | 0.4482% | 0 | 0% | 0.4482% | 0 | 0% | 1.133% | 0 | 0% | 1.133% | 0 | 0% | 1.133% | 0 | 100% | 1.173% | 6.818e-05 | 0% | 1.173% | 0 | 0% | 1.173% | 0 | 0% | 8.494% | 0 | 0% | 8.494% | 0 | 0% | 8.494% | 0 | 0% | 0.4486% | 0 | 0% | 0.4486% | 0 | 0% | 0.4486% | 0 |  |  |  | 0% | 11.8% | 0 | 0% | 11.8% | 0 | 0% | 11.8% | 0 | 0% | 0.3578% | 0 | 0% | 0.3578% | 0 | 0% | 0.3578% | 0 | 0% | 100% | 0 | 0% | 100% | 0 | 0% | 100% | 0 | 0% | 100% | 0 |  |  | 0 |  |  | 0 |  |  | 0
EL PATIO 1109XR054 | 4.0632e-05 | 0 | 0.026682 | 0 | 0.026682 | 0.0088902 | 0.023848 | 0.011307 | 0% | 99% | 0 | 0% | 99% | 0 | 0% | 99% | 0 | 0% | 99% | 0 | 0% | 64.53% | 0 | 0% | 50.8% | 0 | 0% | 50.8% | 0 | 0% | 50.8% | 0 | 0 | 0% | 2.782% | 0 | 0% | 2.782% | 0 | 0% | 2.782% | 0 | 0% | 0.3075% | 0 | 0% | 0.3075% | 0 | 0% | 0.3075% | 0 | 0% | 0.8161% | 0 | 0% | 0.8161% | 0 | 0% | 0.8161% | 0 | 0% | 0.8362% | 0 | 81.08% | 0.8362% | 0.0001809 | 18.92% | 0.8362% | 4.2216e-05 | 0% | 6.101% | 0 | 0% | 6.101% | 0 | 0% | 6.101% | 0 | 0% | 0.752% | 0 | 0% | 0.752% | 0 | 0% | 0.752% | 0 |  |  |  | 0% | 11.8% | 0 | 0% | 11.8% | 0 | 0% | 11.8% | 0 | 0% | 0.365% | 0 | 0% | 0.365% | 0 | 0% | 0.365% | 0 | 0% | 100% | 0 | 0% | 100% | 0 | 0% | 100% | 0 | 0% | 100% | 0 |  |  | 0 |  |  | 0 |  |  | 0
SAN LEANDRO U 1101CB | 4.0389e-05 | 0 | 0.025216 | 0 | 0.025216 | 0.0018302 | 0.025081 | 0.014715 | 0% | 99% | 0 | 0% | 99% | 0 | 0% | 99% | 0 | 0% | 99% | 0 | 0% | 66% | 0 | 0% | 53.37% | 0 | 0% | 53.37% | 0 | 0% | 53.37% | 0 | 0 | 0% | 3.207% | 0 | 0% | 3.207% | 0 | 0% | 3.207% | 0 | 0% | 0.3527% | 0 | 0% | 0.3527% | 0 | 0% | 0.3527% | 0 | 0% | 0.9127% | 0 | 0% | 0.9127% | 0 | 0% | 0.9127% | 0 | 0% | 0.9454% | 0 | 88.33% | 0.9454% | 0.00021057 | 0% | 0.9454% | 0 | 0% | 6.848% | 0 | 0% | 6.848% | 0 | 0% | 6.848% | 0 | 0% | 0.2254% | 0 | 0% | 0.2254% | 0 | 0% | 0.2254% | 0 |  |  |  | 0% | 11.8% | 0 | 0% | 11.8% | 0 | 0% | 11.8% | 0 | 0% | 0.3637% | 0 | 0% | 0.3637% | 0 | 0% | 0.3637% | 0 | 0% | 100% | 0 | 0% | 100% | 0 | 0% | 100% | 0 | 0% | 100% | 0 |  |  | 0 |  |  | 0 |  |  | 0
WOLFE 1104LC28 | 4.0345e-05 | 0 | 0.034112 | 0 | 0.034112 | 0.014873 | 0.030153 | 0.011284 | 0% | 99% | 0 | 0% | 99% | 0 | 0% | 99% | 0 | 0% | 99% | 0 | 0% | 63.21% | 0 | 0% | 50.12% | 0 | 0% | 50.12% | 0 | 0% | 50.12% | 0 | 0 | 0% | 2.499% | 0 | 0% | 2.499% | 0 | 0% | 2.499% | 0 | 0% | 0.2665% | 0 | 0% | 0.2665% | 0 | 0% | 0.2665% | 0 | 0% | 0.8138% | 0 | 0% | 0.8138% | 0 | 0% | 0.8138% | 0 | 70.48% | 0.7971% | 0.00019164 | 0.4097% | 0.7971% | 1.114e-06 | 0% | 0.7971% | 0 | 0% | 5.999% | 0 | 0% | 5.999% | 0 | 0% | 5.999% | 0 | 0% | 0.9758% | 0 | 0% | 0.9758% | 0 | 0% | 0.9758% | 0 |  |  |  | 0% | 11.8% | 0 | 0% | 11.8% | 0 | 0% | 11.8% | 0 | 0% | 0.3584% | 0 | 0% | 0.3584% | 0 | 0% | 0.3584% | 0 | 0% | 100% | 0 | 0% | 100% | 0 | 0% | 100% | 0 | 0% | 100% | 0 |  |  | 0 |  |  | 0 |  |  | 0
VALLEJO B 0415865600 | 4.0338e-05 | 0 | 0.029303 | 0 | 0.029303 | 0.0093123 | 0.029933 | 0.0091262 | 0% | 99% | 0 | 0% | 99% | 0 | 0% | 99% | 0 | 0% | 99% | 0 | 0% | 64.02% | 0 | 0% | 51.03% | 0 | 0% | 51.03% | 0 | 0% | 51.03% | 0 | 0 | 0% | 3.262% | 0 | 0% | 3.262% | 0 | 0% | 3.262% | 0 | 0% | 0.3553% | 0 | 0% | 0.3553% | 0 | 0% | 0.3553% | 0 | 0% | 0.9431% | 0 | 0% | 0.9431% | 0 | 0% | 0.9431% | 0 | 0% | 0.9692% | 0 | 0% | 0.9692% | 0 | 0.7423% | 0.9692% | 2.1081e-06 | 0% | 7.056% | 0 | 0% | 7.056% | 0 | 0% | 7.056% | 0 | 0% | 0.7809% | 0 | 0% | 0.7809% | 0 | 0% | 0.7809% | 0 |  |  |  | 0% | 11.8% | 0 | 0% | 11.8% | 0 | 0% | 11.8% | 0 | 0% | 0.3622% | 0 | 0% | 0.3622% | 0 | 0% | 0.3622% | 0 | 0% | 100% | 0 | 0% | 100% | 0 | 0% | 100% | 0 | 0% | 100% | 0 |  |  | 0 |  |  | 0 |  |  | 0
SARATOGA 11091024 | 4.0327e-05 | 0 | 0.035537 | 0 | 0.035537 | 0.013725 | 0.031867 | 0.013071 | 0% | 99% | 0 | 0% | 99% | 0 | 0% | 99% | 0 | 0% | 99% | 0 | 0% | 63.62% | 0 | 0% | 50.19% | 0 | 0% | 50.19% | 0 | 0% | 50.19% | 0 | 0 | 0% | 2.532% | 0 | 0% | 2.532% | 0 | 0% | 2.532% | 0 | 0% | 0.2805% | 0 | 0% | 0.2805% | 0 | 0% | 0.2805% | 0 | 0% | 0.8167% | 0 | 0% | 0.8167% | 0 | 0% | 0.8167% | 0 | 99.54% | 0.8151% | 0.00028834 | 0.4611% | 0.8151% | 1.3358e-06 | 0% | 0.8151% | 0 | 0% | 6.06% | 0 | 0% | 6.06% | 0 | 0% | 6.06% | 0 | 0% | 0.8468% | 0 | 0% | 0.8468% | 0 | 0% | 0.8468% | 0 |  |  |  | 0% | 11.8% | 0 | 0% | 11.8% | 0 | 0% | 11.8% | 0 | 0% | 0.3596% | 0 | 0% | 0.3596% | 0 | 0% | 0.3596% | 0 | 0% | 100% | 0 | 0% | 100% | 0 | 0% | 100% | 0 | 0% | 100% | 0 |  |  | 0 |  |  | 0 |  |  | 0
PIERCY 210917515 | 4.0325e-05 | 0 | 0.0077519 | 0 | 0.0077519 | 0.0023879 | 0.0069468 | 0.0034618 | 0% | 99% | 0 | 0% | 99% | 0 | 0% | 99% | 0 | 0% | 99% | 0 | 0% | 64.32% | 0 | 0% | 51.33% | 0 | 0% | 51.33% | 0 | 0% | 51.33% | 0 | 0 | 0% | 2.764% | 0 | 0% | 2.764% | 0 | 0% | 2.764% | 0 | 0% | 0.2953% | 0 | 0% | 0.2953% | 0 | 0% | 0.2953% | 0 | 0% | 0.8271% | 0 | 0% | 0.8271% | 0 | 0% | 0.8271% | 0 | 0% | 0.8255% | 0 | 33.74% | 0.8255% | 2.1593e-05 | 66.26% | 0.8255% | 4.24e-05 | 0% | 6.126% | 0 | 0% | 6.126% | 0 | 0% | 6.126% | 0 | 0% | 0.6911% | 0 | 0% | 0.6911% | 0 | 0% | 0.6911% | 0 |  |  |  | 0% | 11.8% | 0 | 0% | 11.8% | 0 | 0% | 11.8% | 0 | 0% | 0.3612% | 0 | 0% | 0.3612% | 0 | 0% | 0.3612% | 0 | 0% | 100% | 0 | 0% | 100% | 0 | 0% | 100% | 0 | 0% | 100% | 0 |  |  | 0 |  |  | 0 |  |  | 0
WEST SACRAMENTO 110920032 | 4.0137e-05 | 0 | 0.02581 | 0 | 0.02581 | 0.010888 | 0.024392 | 0.0073275 | 0% | 99% | 0 | 0% | 99% | 0 | 0% | 99% | 0 | 0% | 99% | 0 | 0% | 60.93% | 0 | 0% | 48.82% | 0 | 0% | 48.82% | 0 | 0% | 48.82% | 0 | 0 | 0% | 2.34% | 0 | 0% | 2.34% | 0 | 0% | 2.34% | 0 | 0% | 0.2447% | 0 | 0% | 0.2447% | 0 | 0% | 0.2447% | 0 | 0% | 0.8692% | 0 | 0% | 0.8692% | 0 | 0% | 0.8692% | 0 | 0% | 0.8193% | 0 | 0% | 0.8193% | 0 | 0% | 0.8193% | 0 | 0% | 6.339% | 0 | 0% | 6.339% | 0 | 0% | 6.339% | 0 | 0% | 1.035% | 0 | 0% | 1.035% | 0 | 0% | 1.035% | 0 |  |  |  | 0% | 11.8% | 0 | 0% | 11.8% | 0 | 0% | 11.8% | 0 | 0% | 0.3483% | 0 | 0% | 0.3483% | 0 | 0% | 0.3483% | 0 | 0% | 100% | 0 | 0% | 100% | 0 | 0% | 100% | 0 | 0% | 100% | 0 |  |  | 0 |  |  | 0 |  |  | 0
BELLE HAVEN 1103CB | 4.0087e-05 | 0 | 0.0094453 | 0 | 0.0094453 | 0.001814 | 0.0093793 | 0.0043987 | 0% | 99% | 0 | 0% | 99% | 0 | 0% | 99% | 0 | 0% | 99% | 0 | 0% | 65.23% | 0 | 0% | 51.38% | 0 | 0% | 51.38% | 0 | 0% | 51.38% | 0 | 0 | 0% | 3.323% | 0 | 0% | 3.323% | 0 | 0% | 3.323% | 0 | 0% | 0.3753% | 0 | 0% | 0.3753% | 0 | 0% | 0.3753% | 0 | 0% | 0.8906% | 0 | 0% | 0.8906% | 0 | 0% | 0.8906% | 0 | 0% | 0.9302% | 0 | 39.71% | 0.9302% | 3.4887e-05 | 35.16% | 0.9302% | 3.0893e-05 | 0% | 6.689% | 0 | 0% | 6.689% | 0 | 0% | 6.689% | 0 | 0% | 0.4816% | 0 | 0% | 0.4816% | 0 | 0% | 0.4816% | 0 |  |  |  | 0% | 11.8% | 0 | 0% | 11.8% | 0 | 0% | 11.8% | 0 | 0% | 0.3631% | 0 | 0% | 0.3631% | 0 | 0% | 0.3631% | 0 | 0% | 100% | 0 | 0% | 100% | 0 | 0% | 100% | 0 | 0% | 100% | 0 |  |  | 0 |  |  | 0 |  |  | 0
TIDEWATER 2108520863 | 4.0061e-05 | 0 | 0.028147 | 0 | 0.028147 | 0.012458 | 0.023499 | 0.010508 | 0% | 99% | 0 | 0% | 99% | 0 | 0% | 99% | 0 | 0% | 99% | 0 | 0% | 64.36% | 0 | 0% | 50.46% | 0 | 0% | 50.46% | 0 | 0% | 50.46% | 0 | 0 | 0% | 2.618% | 0 | 0% | 2.618% | 0 | 0% | 2.618% | 0 | 0% | 0.2834% | 0 | 0% | 0.2834% | 0 | 0% | 0.2834% | 0 | 0% | 0.7681% | 0 | 0% | 0.7681% | 0 | 0% | 0.7681% | 0 | 0% | 0.7775% | 0 | 0% | 0.7775% | 0 | 0% | 0.7775% | 0 | 0% | 5.716% | 0 | 0% | 5.716% | 0 | 0% | 5.716% | 0 | 0% | 0.893% | 0 | 0% | 0.893% | 0 | 0% | 0.893% | 0 |  |  |  | 0% | 11.8% | 0 | 0% | 11.8% | 0 | 0% | 11.8% | 0 | 0% | 0.3659% | 0 | 0% | 0.3659% | 0 | 0% | 0.3659% | 0 | 0% | 100% | 0 | 0% | 100% | 0 | 0% | 100% | 0 | 0% | 100% | 0 |  |  | 0 |  |  | 0 |  |  | 0
OAKLAND X 1103CR408 | 4.005e-05 | 0 | 0.0081078 | 0 | 0.0081078 | 0.0010238 | 0.0081134 | 0.0042468 | 0% | 99% | 0 | 0% | 99% | 0 | 0% | 99% | 0 | 0% | 99% | 0 | 0% | 64.64% | 0 | 0% | 52.77% | 0 | 0% | 52.77% | 0 | 0% | 52.77% | 0 | 0 | 0% | 3.074% | 0 | 0% | 3.074% | 0 | 0% | 3.074% | 0 | 0% | 0.3301% | 0 | 0% | 0.3301% | 0 | 0% | 0.3301% | 0 | 0% | 0.9208% | 0 | 0% | 0.9208% | 0 | 0% | 0.9208% | 0 | 0% | 0.9185% | 0 | 0% | 0.9185% | 0 | 100% | 0.9185% | 7.4469e-05 | 0% | 6.82% | 0 | 0% | 6.82% | 0 | 0% | 6.82% | 0 | 0% | 0.3906% | 0 | 0% | 0.3906% | 0 | 0% | 0.3906% | 0 |  |  |  | 0% | 11.8% | 0 | 0% | 11.8% | 0 | 0% | 11.8% | 0 | 0% | 0.3563% | 0 | 0% | 0.3563% | 0 | 0% | 0.3563% | 0 | 0% | 100% | 0 | 0% | 100% | 0 | 0% | 100% | 0 | 0% | 100% | 0 |  |  | 0 |  |  | 0 |  |  | 0
SF G 0406CB | 4.0011e-05 | 0 | 0.0081001 | 0 | 0.0081001 | 0.0012228 | 0.010463 | 0.0016857 | 0% | 99% | 0 | 0% | 99% | 0 | 0% | 99% | 0 | 0% | 99% | 0 | 0% | 61.8% | 0 | 0% | 49.12% | 0 | 0% | 49.12% | 0 | 0% | 49.12% | 0 | 0 | 0% | 4.391% | 0 | 0% | 4.391% | 0 | 0% | 4.391% | 0 | 0% | 0.4752% | 0 | 0% | 0.4752% | 0 | 0% | 0.4752% | 0 | 0% | 1.204% | 0 | 0% | 1.204% | 0 | 0% | 1.204% | 0 | 0% | 1.257% | 0 | 0% | 1.257% | 0 | 0% | 1.257% | 0 | 0% | 9.059% | 0 | 0% | 9.059% | 0 | 0% | 9.059% | 0 | 0% | 0.5215% | 0 | 0% | 0.5215% | 0 | 0% | 0.5215% | 0 |  |  |  | 0% | 11.8% | 0 | 0% | 11.8% | 0 | 0% | 11.8% | 0 | 0% | 0.3595% | 0 | 0% | 0.3595% | 0 | 0% | 0.3595% | 0 | 0% | 100% | 0 | 0% | 100% | 0 | 0% | 100% | 0 | 0% | 100% | 0 |  |  | 0 |  |  | 0 |  |  | 0
OAKLAND J 0401CB | 3.9876e-05 | 0 | 0.023167 | 0 | 0.023167 | 0.0042714 | 0.024275 | 0.0096959 | 0% | 99% | 0 | 0% | 99% | 0 | 0% | 99% | 0 | 0% | 99% | 0 | 0% | 63.42% | 0 | 0% | 51.49% | 0 | 0% | 51.49% | 0 | 0% | 51.49% | 0 | 0 | 0% | 3.146% | 0 | 0% | 3.146% | 0 | 0% | 3.146% | 0 | 0% | 0.3369% | 0 | 0% | 0.3369% | 0 | 0% | 0.3369% | 0 | 0% | 0.9645% | 0 | 0% | 0.9645% | 0 | 0% | 0.9645% | 0 | 0% | 0.9599% | 0 | 0% | 0.9599% | 0 | 100% | 0.9599% | 0.00022238 | 0% | 7.144% | 0 | 0% | 7.144% | 0 | 0% | 7.144% | 0 | 0% | 0.5449% | 0 | 0% | 0.5449% | 0 | 0% | 0.5449% | 0 |  |  |  | 0% | 11.8% | 0 | 0% | 11.8% | 0 | 0% | 11.8% | 0 | 0% | 0.3542% | 0 | 0% | 0.3542% | 0 | 0% | 0.3542% | 0 | 0% | 100% | 0 | 0% | 100% | 0 | 0% | 100% | 0 | 0% | 100% | 0 |  |  | 0 |  |  | 0 |  |  | 0
DALY CITY 1111CB | 3.979e-05 | 0 | 0.0057537 | 0 | 0.0057537 | 0.0006527 | 0.0073382 | 0.0015071 | 0% | 99% | 0 | 0% | 99% | 0 | 0% | 99% | 0 | 0% | 99% | 0 | 0% | 62.91% | 0 | 0% | 50.19% | 0 | 0% | 50.19% | 0 | 0% | 50.19% | 0 | 0 | 0% | 4.453% | 0 | 0% | 4.453% | 0 | 0% | 4.453% | 0 | 0% | 0.4856% | 0 | 0% | 0.4856% | 0 | 0% | 0.4856% | 0 | 0% | 1.183% | 0 | 0% | 1.183% | 0 | 0% | 1.183% | 0 | 0% | 1.239% | 0 | 6.011% | 1.239% | 4.2838e-06 | 92.33% | 1.239% | 6.5797e-05 | 0% | 8.902% | 0 | 0% | 8.902% | 0 | 0% | 8.902% | 0 | 0% | 0.4078% | 0 | 0% | 0.4078% | 0 | 0% | 0.4078% | 0 |  |  |  | 0% | 11.8% | 0 | 0% | 11.8% | 0 | 0% | 11.8% | 0 | 0% | 0.3596% | 0 | 0% | 0.3596% | 0 | 0% | 0.3596% | 0 | 0% | 100% | 0 | 0% | 100% | 0 | 0% | 100% | 0 | 0% | 100% | 0 |  |  | 0 |  |  | 0 |  |  | 0
OAKLAND J 1101CR348 | 3.9764e-05 | 0 | 0.021005 | 0 | 0.021005 | 0.0024149 | 0.023609 | 0.0086498 | 0% | 99% | 0 | 0% | 99% | 0 | 0% | 99% | 0 | 0% | 99% | 0 | 0% | 62.17% | 0 | 0% | 51.11% | 0 | 0% | 51.11% | 0 | 0% | 51.11% | 0 | 0 | 0% | 3.452% | 0 | 0% | 3.452% | 0 | 0% | 3.452% | 0 | 0% | 0.3611% | 0 | 0% | 0.3611% | 0 | 0% | 0.3611% | 0 | 0% | 1.04% | 0 | 0% | 1.04% | 0 | 0% | 1.04% | 0 | 0% | 1.014% | 0 | 0% | 1.014% | 0 | 17.79% | 1.014% | 3.7898e-05 | 0% | 7.642% | 0 | 0% | 7.642% | 0 | 0% | 7.642% | 0 | 0% | 0.3437% | 0 | 0% | 0.3437% | 0 | 0% | 0.3437% | 0 |  |  |  | 0% | 11.8% | 0 | 0% | 11.8% | 0 | 0% | 11.8% | 0 | 0% | 0.3472% | 0 | 0% | 0.3472% | 0 | 0% | 0.3472% | 0 | 0% | 100% | 0 | 0% | 100% | 0 | 0% | 100% | 0 | 0% | 100% | 0 |  |  | 0 |  |  | 0 |  |  | 0
BAY MEADOWS 1102CB | 3.9692e-05 | 0 | 0.025444 | 0 | 0.025444 | 0.0051462 | 0.025589 | 0.011266 | 0% | 99% | 0 | 0% | 99% | 0 | 0% | 99% | 0 | 0% | 99% | 0 | 0% | 64.84% | 0 | 0% | 52.05% | 0 | 0% | 52.05% | 0 | 0% | 52.05% | 0 | 0 | 0% | 3.37% | 0 | 0% | 3.37% | 0 | 0% | 3.37% | 0 | 0% | 0.3655% | 0 | 0% | 0.3655% | 0 | 0% | 0.3655% | 0 | 0% | 0.9216% | 0 | 0% | 0.9216% | 0 | 0% | 0.9216% | 0 | 81.56% | 0.9409% | 0.00019525 | 0% | 0.9409% | 0 | 0% | 0.9409% | 0 | 0% | 6.868% | 0 | 0% | 6.868% | 0 | 0% | 6.868% | 0 | 0% | 0.5324% | 0 | 0% | 0.5324% | 0 | 0% | 0.5324% | 0 |  |  |  | 0% | 11.8% | 0 | 0% | 11.8% | 0 | 0% | 11.8% | 0 | 0% | 0.3608% | 0 | 0% | 0.3608% | 0 | 0% | 0.3608% | 0 | 0% | 100% | 0 | 0% | 100% | 0 | 0% | 100% | 0 | 0% | 100% | 0 |  |  | 0 |  |  | 0 |  |  | 0
EDES 1110CB | 3.9691e-05 | 0 | 0.044498 | 0 | 0.044498 | 0.0050114 | 0.041684 | 0.026759 | 0% | 99% | 0 | 0% | 99% | 0 | 0% | 99% | 0 | 0% | 99% | 0 | 0% | 66.39% | 0 | 0% | 53.77% | 0 | 0% | 53.77% | 0 | 0% | 53.77% | 0 | 0 | 0% | 2.984% | 0 | 0% | 2.984% | 0 | 0% | 2.984% | 0 | 0% | 0.3263% | 0 | 0% | 0.3263% | 0 | 0% | 0.3263% | 0 | 0% | 0.8633% | 0 | 0% | 0.8633% | 0 | 0% | 0.8633% | 0 | 0% | 0.8903% | 0 | 0% | 0.8903% | 0 | 0% | 0.8903% | 0 | 0% | 6.469% | 0 | 0% | 6.469% | 0 | 0% | 6.469% | 0 | 0% | 0.3104% | 0 | 0% | 0.3104% | 0 | 0% | 0.3104% | 0 |  |  |  | 0% | 11.8% | 0 | 0% | 11.8% | 0 | 0% | 11.8% | 0 | 0% | 0.3653% | 0 | 0% | 0.3653% | 0 | 0% | 0.3653% | 0 | 0% | 100% | 0 | 0% | 100% | 0 | 0% | 100% | 0 | 0% | 100% | 0 |  |  | 0 |  |  | 0 |  |  | 0
SF G 0408CB | 3.9648e-05 | 0 | 0.0057669 | 0 | 0.0057669 | 0.00050741 | 0.0076246 | 0.0013878 | 0% | 99% | 0 | 0% | 99% | 0 | 0% | 99% | 0 | 0% | 99% | 0 | 0% | 61.04% | 0 | 0% | 48.91% | 0 | 0% | 48.91% | 0 | 0% | 48.91% | 0 | 0 | 0% | 4.464% | 0 | 0% | 4.464% | 0 | 0% | 4.464% | 0 | 0% | 0.4747% | 0 | 0% | 0.4747% | 0 | 0% | 0.4747% | 0 | 0% | 1.231% | 0 | 0% | 1.231% | 0 | 0% | 1.231% | 0 | 69.8% | 1.266% | 5.0949e-05 | 0% | 1.266% | 0 | 0% | 1.266% | 0 | 0% | 9.216% | 0 | 0% | 9.216% | 0 | 0% | 9.216% | 0 | 0% | 0.3703% | 0 | 0% | 0.3703% | 0 | 0% | 0.3703% | 0 |  |  |  | 0% | 11.8% | 0 | 0% | 11.8% | 0 | 0% | 11.8% | 0 | 0% | 0.3544% | 0 | 0% | 0.3544% | 0 | 0% | 0.3544% | 0 | 0% | 100% | 0 | 0% | 100% | 0 | 0% | 100% | 0 | 0% | 100% | 0 |  |  | 0 |  |  | 0 |  |  | 0
SARATOGA 1111XR536 | 3.9612e-05 | 0 | 0.0063345 | 0 | 0.0063345 | 0.0030786 | 0.0055018 | 0.0018764 | 0% | 99% | 0 | 0% | 99% | 0 | 0% | 99% | 0 | 0% | 99% | 0 | 0% | 63.17% | 0 | 0% | 49.77% | 0 | 0% | 49.77% | 0 | 0% | 49.77% | 0 | 0 | 0% | 2.367% | 0 | 0% | 2.367% | 0 | 0% | 2.367% | 0 | 0% | 0.2567% | 0 | 0% | 0.2567% | 0 | 0% | 0.2567% | 0 | 0% | 0.7987% | 0 | 0% | 0.7987% | 0 | 0% | 0.7987% | 0 | 0% | 0.7885% | 0 | 100% | 0.7885% | 4.9948e-05 | 0% | 0.7885% | 0 | 0% | 5.909% | 0 | 0% | 5.909% | 0 | 0% | 5.909% | 0 | 0% | 1.088% | 0 | 0% | 1.088% | 0 | 0% | 1.088% | 0 |  |  |  | 0% | 11.8% | 0 | 0% | 11.8% | 0 | 0% | 11.8% | 0 | 0% | 0.3601% | 0 | 0% | 0.3601% | 0 | 0% | 0.3601% | 0 | 0% | 100% | 0 | 0% | 100% | 0 | 0% | 100% | 0 | 0% | 100% | 0 |  |  | 0 |  |  | 0 |  |  | 0
BERKELEY F 1102BR156 | 3.9561e-05 | 0 | 0.0014133 | 0 | 0.0014133 | 0.00028408 | 0.0013289 | 0.0007201 | 0% | 99% | 0 | 0% | 99% | 0 | 0% | 99% | 0 | 0% | 99% | 0 | 0% | 65.5% | 0 | 0% | 52.35% | 0 | 0% | 52.35% | 0 | 0% | 52.35% | 0 | 0 | 0% | 3.265% | 0 | 0% | 3.265% | 0 | 0% | 3.265% | 0 | 0% | 0.3537% | 0 | 0% | 0.3537% | 0 | 0% | 0.3537% | 0 | 0% | 0.8679% | 0 | 0% | 0.8679% | 0 | 0% | 0.8679% | 0 | 0% | 0.9065% | 0 | 100% | 0.9065% | 1.2813e-05 | 0% | 0.9065% | 0 | 0% | 6.521% | 0 | 0% | 6.521% | 0 | 0% | 6.521% | 0 | 0% | 0.5015% | 0 | 0% | 0.5015% | 0 | 0% | 0.5015% | 0 |  |  |  | 0% | 11.8% | 0 | 0% | 11.8% | 0 | 0% | 11.8% | 0 | 0% | 0.3685% | 0 | 0% | 0.3685% | 0 | 0% | 0.3685% | 0 | 0% | 100% | 0 | 0% | 100% | 0 | 0% | 100% | 0 | 0% | 100% | 0 |  |  | 0 |  |  | 0 |  |  | 0
WHISMAN 1108LM34 | 3.9546e-05 | 0 | 0.025532 | 0 | 0.025532 | 0.012317 | 0.021464 | 0.0083661 | 0% | 99% | 0 | 0% | 99% | 0 | 0% | 99% | 0 | 0% | 99% | 0 | 0% | 64.52% | 0 | 0% | 50.58% | 0 | 0% | 50.58% | 0 | 0% | 50.58% | 0 | 0 | 0% | 2.583% | 0 | 0% | 2.583% | 0 | 0% | 2.583% | 0 | 0% | 0.283% | 0 | 0% | 0.283% | 0 | 0% | 0.283% | 0 | 0% | 0.7762% | 0 | 0% | 0.7762% | 0 | 0% | 0.7762% | 0 | 0% | 0.7946% | 0 | 0% | 0.7946% | 0 | 99.75% | 0.7946% | 0.00020236 | 0% | 5.804% | 0 | 0% | 5.804% | 0 | 0% | 5.804% | 0 | 0% | 1.093% | 0 | 0% | 1.093% | 0 | 0% | 1.093% | 0 |  |  |  | 0% | 11.8% | 0 | 0% | 11.8% | 0 | 0% | 11.8% | 0 | 0% | 0.3679% | 0 | 0% | 0.3679% | 0 | 0% | 0.3679% | 0 | 0% | 100% | 0 | 0% | 100% | 0 | 0% | 100% | 0 | 0% | 100% | 0 |  |  | 0 |  |  | 0 |  |  | 0
OAKLAND D 1105BR306 | 3.9409e-05 | 0 | 0.014146 | 0 | 0.014146 | 0.0030378 | 0.01448 | 0.0058337 | 0% | 99% | 0 | 0% | 99% | 0 | 0% | 99% | 0 | 0% | 99% | 0 | 0% | 63.39% | 0 | 0% | 51.47% | 0 | 0% | 51.47% | 0 | 0% | 51.47% | 0 | 0 | 0% | 3.133% | 0 | 0% | 3.133% | 0 | 0% | 3.133% | 0 | 0% | 0.3308% | 0 | 0% | 0.3308% | 0 | 0% | 0.3308% | 0 | 0% | 0.9487% | 0 | 0% | 0.9487% | 0 | 0% | 0.9487% | 0 | 0% | 0.9404% | 0 | 55.42% | 0.9404% | 7.3726e-05 | 44.58% | 0.9404% | 5.9304e-05 | 0% | 7.015% | 0 | 0% | 7.015% | 0 | 0% | 7.015% | 0 | 0% | 0.5578% | 0 | 0% | 0.5578% | 0 | 0% | 0.5578% | 0 |  |  |  | 0% | 11.8% | 0 | 0% | 11.8% | 0 | 0% | 11.8% | 0 | 0% | 0.3553% | 0 | 0% | 0.3553% | 0 | 0% | 0.3553% | 0 | 0% | 100% | 0 | 0% | 100% | 0 | 0% | 100% | 0 | 0% | 100% | 0 |  |  | 0 |  |  | 0 |  |  | 0
MARINA (F) 0407CB | 3.9245e-05 | 0 | 0.0063092 | 0 | 0.0063092 | 0.00049701 | 0.0083029 | 0.0016151 | 0% | 99% | 0 | 0% | 99% | 0 | 0% | 99% | 0 | 0% | 99% | 0 | 0% | 61.8% | 0 | 0% | 49.13% | 0 | 0% | 49.13% | 0 | 0% | 49.13% | 0 | 0 | 0% | 4.648% | 0 | 0% | 4.648% | 0 | 0% | 4.648% | 0 | 0% | 0.5013% | 0 | 0% | 0.5013% | 0 | 0% | 0.5013% | 0 | 0% | 1.225% | 0 | 0% | 1.225% | 0 | 0% | 1.225% | 0 | 32.41% | 1.287% | 2.6319e-05 | 0% | 1.287% | 0 | 0% | 1.287% | 0 | 0% | 9.235% | 0 | 0% | 9.235% | 0 | 0% | 9.235% | 0 | 0% | 0.3454% | 0 | 0% | 0.3454% | 0 | 0% | 0.3454% | 0 |  |  |  | 0% | 11.8% | 0 | 0% | 11.8% | 0 | 0% | 11.8% | 0 | 0% | 0.3605% | 0 | 0% | 0.3605% | 0 | 0% | 0.3605% | 0 | 0% | 100% | 0 | 0% | 100% | 0 | 0% | 100% | 0 | 0% | 100% | 0 |  |  | 0 |  |  | 0 |  |  | 0
SF K 0402CB | 3.908e-05 | 0 | 0.018097 | 0 | 0.018097 | 0.0016628 | 0.025816 | 0.0023944 | 0% | 99% | 0 | 0% | 99% | 0 | 0% | 99% | 0 | 0% | 99% | 0 | 0% | 60.28% | 0 | 0% | 48.08% | 0 | 0% | 48.08% | 0 | 0% | 48.08% | 0 | 0 | 0% | 4.628% | 0 | 0% | 4.628% | 0 | 0% | 4.628% | 0 | 0% | 0.5% | 0 | 0% | 0.5% | 0 | 0% | 0.5% | 0 | 0% | 1.333% | 0 | 0% | 1.333% | 0 | 0% | 1.333% | 0 | 0% | 1.379% | 0 | 0% | 1.379% | 0 | 0% | 1.379% | 0 | 0% | 10.01% | 0 | 0% | 10.01% | 0 | 0% | 10.01% | 0 | 0% | 0.3676% | 0 | 0% | 0.3676% | 0 | 0% | 0.3676% | 0 |  |  |  | 0% | 11.8% | 0 | 0% | 11.8% | 0 | 0% | 11.8% | 0 | 0% | 0.353% | 0 | 0% | 0.353% | 0 | 0% | 0.353% | 0 | 0% | 100% | 0 | 0% | 100% | 0 | 0% | 100% | 0 | 0% | 100% | 0 |  |  | 0 |  |  | 0 |  |  | 0
DALY CITY 111113279 | 3.9037e-05 | 0 | 0.038066 | 0 | 0.038066 | 0.0026018 | 0.053132 | 0.0071047 | 0% | 99% | 0 | 0% | 99% | 0 | 0% | 99% | 0 | 0% | 99% | 0 | 0% | 61.48% | 0 | 0% | 49.11% | 0 | 0% | 49.11% | 0 | 0% | 49.11% | 0 | 0 | 0% | 4.652% | 0 | 0% | 4.652% | 0 | 0% | 4.652% | 0 | 0% | 0.5093% | 0 | 0% | 0.5093% | 0 | 0% | 0.5093% | 0 | 0% | 1.302% | 0 | 0% | 1.302% | 0 | 0% | 1.302% | 0 | 0% | 1.364% | 0 | 0% | 1.364% | 0 | 47.97% | 1.364% | 0.00024905 | 0% | 9.817% | 0 | 0% | 9.817% | 0 | 0% | 9.817% | 0 | 0% | 0.3239% | 0 | 0% | 0.3239% | 0 | 0% | 0.3239% | 0 |  |  |  | 0% | 11.8% | 0 | 0% | 11.8% | 0 | 0% | 11.8% | 0 | 0% | 0.3569% | 0 | 0% | 0.3569% | 0 | 0% | 0.3569% | 0 | 0% | 100% | 0 | 0% | 100% | 0 | 0% | 100% | 0 | 0% | 100% | 0 |  |  | 0 |  |  | 0 |  |  | 0
EAST GRAND 0404CB | 3.9009e-05 | 0 | 0.019411 | 0 | 0.019411 | 0.0017627 | 0.02345 | 0.0068307 | 0% | 99% | 0 | 0% | 99% | 0 | 0% | 99% | 0 | 0% | 99% | 0 | 0% | 63.66% | 0 | 0% | 51.42% | 0 | 0% | 51.42% | 0 | 0% | 51.42% | 0 | 0 | 0% | 4.055% | 0 | 0% | 4.055% | 0 | 0% | 4.055% | 0 | 0% | 0.4402% | 0 | 0% | 0.4402% | 0 | 0% | 0.4402% | 0 | 0% | 1.114% | 0 | 0% | 1.114% | 0 | 0% | 1.114% | 0 | 0% | 1.146% | 0 | 0% | 1.146% | 0 | 12.55% | 1.146% | 2.7921e-05 | 0% | 8.33% | 0 | 0% | 8.33% | 0 | 0% | 8.33% | 0 | 0% | 0.3075% | 0 | 0% | 0.3075% | 0 | 0% | 0.3075% | 0 |  |  |  | 0% | 11.8% | 0 | 0% | 11.8% | 0 | 0% | 11.8% | 0 | 0% | 0.356% | 0 | 0% | 0.356% | 0 | 0% | 0.356% | 0 | 0% | 100% | 0 | 0% | 100% | 0 | 0% | 100% | 0 | 0% | 100% | 0 |  |  | 0 |  |  | 0 |  |  | 0
SF H 110947238 | 3.9006e-05 | 0 | 0.019509 | 0 | 0.019509 | 0.0047383 | 0.02143 | 0.0060371 | 0% | 99% | 0 | 0% | 99% | 0 | 0% | 99% | 0 | 0% | 99% | 0 | 0% | 63.52% | 0 | 0% | 50.84% | 0 | 0% | 50.84% | 0 | 0% | 50.84% | 0 | 0 | 0% | 3.744% | 0 | 0% | 3.744% | 0 | 0% | 3.744% | 0 | 0% | 0.404% | 0 | 0% | 0.404% | 0 | 0% | 0.404% | 0 | 0% | 1.017% | 0 | 0% | 1.017% | 0 | 0% | 1.017% | 0 | 2.772% | 1.046% | 5.6539e-06 | 53.69% | 1.046% | 0.00010952 | 43% | 1.046% | 8.7723e-05 | 0% | 7.603% | 0 | 0% | 7.603% | 0 | 0% | 7.603% | 0 | 0% | 0.7156% | 0 | 0% | 0.7156% | 0 | 0% | 0.7156% | 0 |  |  |  | 0% | 11.8% | 0 | 0% | 11.8% | 0 | 0% | 11.8% | 0 | 0% | 0.3606% | 0 | 0% | 0.3606% | 0 | 0% | 0.3606% | 0 | 0% | 100% | 0 | 0% | 100% | 0 | 0% | 100% | 0 | 0% | 100% | 0 |  |  | 0 |  |  | 0 |  |  | 0
POTRERO PP (A) 11175545 | 3.8977e-05 | 0 | 0.0018235 | 0 | 0.0018235 | 0.00035855 | 0.0020658 | 0.00058582 | 0% | 99% | 0 | 0% | 99% | 0 | 0% | 99% | 0 | 0% | 99% | 0 | 0% | 62.68% | 0 | 0% | 50.93% | 0 | 0% | 50.93% | 0 | 0% | 50.93% | 0 | 0 | 0% | 3.725% | 0 | 0% | 3.725% | 0 | 0% | 3.725% | 0 | 0% | 0.3934% | 0 | 0% | 0.3934% | 0 | 0% | 0.3934% | 0 | 0% | 1.052% | 0 | 0% | 1.052% | 0 | 0% | 1.052% | 0 | 48.93% | 1.053% | 9.3939e-06 | 5.468% | 1.053% | 1.0498e-06 | 41.92% | 1.053% | 8.0472e-06 | 0% | 7.792% | 0 | 0% | 7.792% | 0 | 0% | 7.792% | 0 | 0% | 0.644% | 0 | 0% | 0.644% | 0 | 0% | 0.644% | 0 |  |  |  | 0% | 11.8% | 0 | 0% | 11.8% | 0 | 0% | 11.8% | 0 | 0% | 0.3536% | 0 | 0% | 0.3536% | 0 | 0% | 0.3536% | 0 | 0% | 100% | 0 | 0% | 100% | 0 | 0% | 100% | 0 | 0% | 100% | 0 |  |  | 0 |  |  | 0 |  |  | 0
TIDEWATER 210837382 | 3.892e-05 | 0 | 0.0092697 | 0 | 0.0092697 | 0.0037943 | 0.0085566 | 0.002951 | 0% | 99% | 0 | 0% | 99% | 0 | 0% | 99% | 0 | 0% | 99% | 0 | 0% | 63.7% | 0 | 0% | 50.15% | 0 | 0% | 50.15% | 0 | 0% | 50.15% | 0 | 0 | 0% | 3.062% | 0 | 0% | 3.062% | 0 | 0% | 3.062% | 0 | 0% | 0.3293% | 0 | 0% | 0.3293% | 0 | 0% | 0.3293% | 0 | 0% | 0.8497% | 0 | 0% | 0.8497% | 0 | 0% | 0.8497% | 0 | 0% | 0.8613% | 0 | 0% | 0.8613% | 0 | 0% | 0.8613% | 0 | 0% | 6.318% | 0 | 0% | 6.318% | 0 | 0% | 6.318% | 0 | 0% | 0.7691% | 0 | 0% | 0.7691% | 0 | 0% | 0.7691% | 0 |  |  |  | 0% | 11.8% | 0 | 0% | 11.8% | 0 | 0% | 11.8% | 0 | 0% | 0.3632% | 0 | 0% | 0.3632% | 0 | 0% | 0.3632% | 0 | 0% | 100% | 0 | 0% | 100% | 0 | 0% | 100% | 0 | 0% | 100% | 0 |  |  | 0 |  |  | 0 |  |  | 0
HUNTERS POINT (P) 1103CB | 3.8741e-05 | 0 | 0.0082877 | 0 | 0.0082877 | 0.0012543 | 0.0091458 | 0.0032808 | 0% | 99% | 0 | 0% | 99% | 0 | 0% | 99% | 0 | 0% | 99% | 0 | 0% | 64.3% | 0 | 0% | 52.06% | 0 | 0% | 52.06% | 0 | 0% | 52.06% | 0 | 0 | 0% | 3.633% | 0 | 0% | 3.633% | 0 | 0% | 3.633% | 0 | 0% | 0.3957% | 0 | 0% | 0.3957% | 0 | 0% | 0.3957% | 0 | 0% | 1.012% | 0 | 0% | 1.012% | 0 | 0% | 1.012% | 0 | 0% | 1.028% | 0 | 100% | 1.028% | 8.5187e-05 | 0% | 1.028% | 0 | 0% | 7.532% | 0 | 0% | 7.532% | 0 | 0% | 7.532% | 0 | 0% | 0.4625% | 0 | 0% | 0.4625% | 0 | 0% | 0.4625% | 0 |  |  |  | 0% | 11.8% | 0 | 0% | 11.8% | 0 | 0% | 11.8% | 0 | 0% | 0.3558% | 0 | 0% | 0.3558% | 0 | 0% | 0.3558% | 0 | 0% | 100% | 0 | 0% | 100% | 0 | 0% | 100% | 0 | 0% | 100% | 0 |  |  | 0 |  |  | 0 |  |  | 0
CASTRO 0401CB | 3.8698e-05 | 0 | 0.015366 | 0 | 0.015366 | 0.0027963 | 0.017797 | 0.0047717 | 0% | 99% | 0 | 0% | 99% | 0 | 0% | 99% | 0 | 0% | 99% | 0 | 0% | 63.3% | 0 | 0% | 51.13% | 0 | 0% | 51.13% | 0 | 0% | 51.13% | 0 | 0 | 0% | 3.722% | 0 | 0% | 3.722% | 0 | 0% | 3.722% | 0 | 0% | 0.4027% | 0 | 0% | 0.4027% | 0 | 0% | 0.4027% | 0 | 0% | 1.072% | 0 | 0% | 1.072% | 0 | 0% | 1.072% | 0 | 36.36% | 1.094% | 6.1147e-05 | 12.82% | 1.094% | 2.1551e-05 | 21.36% | 1.094% | 3.5915e-05 | 0% | 8.003% | 0 | 0% | 8.003% | 0 | 0% | 8.003% | 0 | 0% | 0.5793% | 0 | 0% | 0.5793% | 0 | 0% | 0.5793% | 0 |  |  |  | 0% | 11.8% | 0 | 0% | 11.8% | 0 | 0% | 11.8% | 0 | 0% | 0.3564% | 0 | 0% | 0.3564% | 0 | 0% | 0.3564% | 0 | 0% | 100% | 0 | 0% | 100% | 0 | 0% | 100% | 0 | 0% | 100% | 0 |  |  | 0 |  |  | 0 |  |  | 0
MOUNTAIN VIEW 1106CB | 3.8608e-05 | 0 | 0.025352 | 0 | 0.025352 | 0.0088655 | 0.024172 | 0.008813 | 0% | 99% | 0 | 0% | 99% | 0 | 0% | 99% | 0 | 0% | 99% | 0 | 0% | 63.89% | 0 | 0% | 50.2% | 0 | 0% | 50.2% | 0 | 0% | 50.2% | 0 | 0 | 0% | 2.781% | 0 | 0% | 2.781% | 0 | 0% | 2.781% | 0 | 0% | 0.3126% | 0 | 0% | 0.3126% | 0 | 0% | 0.3126% | 0 | 0% | 0.8622% | 0 | 0% | 0.8622% | 0 | 0% | 0.8622% | 0 | 0% | 0.876% | 0 | 0% | 0.876% | 0 | 100% | 0.876% | 0.00022208 | 0% | 6.43% | 0 | 0% | 6.43% | 0 | 0% | 6.43% | 0 | 0% | 0.7821% | 0 | 0% | 0.7821% | 0 | 0% | 0.7821% | 0 |  |  |  | 0% | 11.8% | 0 | 0% | 11.8% | 0 | 0% | 11.8% | 0 | 0% | 0.3597% | 0 | 0% | 0.3597% | 0 | 0% | 0.3597% | 0 | 0% | 100% | 0 | 0% | 100% | 0 | 0% | 100% | 0 | 0% | 100% | 0 |  |  | 0 |  |  | 0 |  |  | 0
SALINAS 1101932856 | 3.8596e-05 | 0 | 0.01937 | 0 | 0.01937 | 0.00164 | 0.019676 | 0.010659 | 0% | 99% | 0 | 0% | 99% | 0 | 0% | 99% | 0 | 0% | 99% | 0 | 0% | 66.17% | 0 | 0% | 52.93% | 0 | 0% | 52.93% | 0 | 0% | 52.93% | 0 | 0 | 0% | 3.47% | 0 | 0% | 3.47% | 0 | 0% | 3.47% | 0 | 0% | 0.3849% | 0 | 0% | 0.3849% | 0 | 0% | 0.3849% | 0 | 0% | 0.9352% | 0 | 0% | 0.9352% | 0 | 0% | 0.9352% | 0 | 14.18% | 0.9925% | 2.7266e-05 | 0% | 0.9925% | 0 | 52.15% | 0.9925% | 0.00010025 | 0% | 7.073% | 0 | 0% | 7.073% | 0 | 0% | 7.073% | 0 | 0% | 0.2532% | 0 | 0% | 0.2532% | 0 | 0% | 0.2532% | 0 |  |  |  | 0% | 11.8% | 0 | 0% | 11.8% | 0 | 0% | 11.8% | 0 | 0% | 0.3688% | 0 | 0% | 0.3688% | 0 | 0% | 0.3688% | 0 | 0% | 100% | 0 | 0% | 100% | 0 | 0% | 100% | 0 | 0% | 100% | 0 |  |  | 0 |  |  | 0 |  |  | 0
REDWOOD CITY 0405CB | 3.8543e-05 | 0 | 0.019815 | 0 | 0.019815 | 0.0075173 | 0.019176 | 0.0060166 | 0% | 99% | 0 | 0% | 99% | 0 | 0% | 99% | 0 | 0% | 99% | 0 | 0% | 64.23% | 0 | 0% | 50.7% | 0 | 0% | 50.7% | 0 | 0% | 50.7% | 0 | 0 | 0% | 3.102% | 0 | 0% | 3.102% | 0 | 0% | 3.102% | 0 | 0% | 0.3404% | 0 | 0% | 0.3404% | 0 | 0% | 0.3404% | 0 | 0% | 0.8872% | 0 | 0% | 0.8872% | 0 | 0% | 0.8872% | 0 | 0% | 0.9129% | 0 | 45.56% | 0.9129% | 8.2416e-05 | 0% | 0.9129% | 0 | 0% | 6.639% | 0 | 0% | 6.639% | 0 | 0% | 6.639% | 0 | 0% | 0.9255% | 0 | 0% | 0.9255% | 0 | 0% | 0.9255% | 0 |  |  |  | 0% | 11.8% | 0 | 0% | 11.8% | 0 | 0% | 11.8% | 0 | 0% | 0.3637% | 0 | 0% | 0.3637% | 0 | 0% | 0.3637% | 0 | 0% | 100% | 0 | 0% | 100% | 0 | 0% | 100% | 0 | 0% | 100% | 0 |  |  | 0 |  |  | 0 |  |  | 0
BERKELEY F 0405CB | 3.8436e-05 | 0 | 0.0059502 | 0 | 0.0059502 | 0.0013427 | 0.0061289 | 0.0023509 | 0% | 99% | 0 | 0% | 99% | 0 | 0% | 99% | 0 | 0% | 99% | 0 | 0% | 64.49% | 0 | 0% | 51.83% | 0 | 0% | 51.83% | 0 | 0% | 51.83% | 0 | 0 | 0% | 3.275% | 0 | 0% | 3.275% | 0 | 0% | 3.275% | 0 | 0% | 0.3557% | 0 | 0% | 0.3557% | 0 | 0% | 0.3557% | 0 | 0% | 0.9472% | 0 | 0% | 0.9472% | 0 | 0% | 0.9472% | 0 | 0% | 0.9675% | 0 | 94.48% | 0.9675% | 5.4389e-05 | 0% | 0.9675% | 0 | 0% | 7.071% | 0 | 0% | 7.071% | 0 | 0% | 7.071% | 0 | 0% | 0.5589% | 0 | 0% | 0.5589% | 0 | 0% | 0.5589% | 0 |  |  |  | 0% | 11.8% | 0 | 0% | 11.8% | 0 | 0% | 11.8% | 0 | 0% | 0.3602% | 0 | 0% | 0.3602% | 0 | 0% | 0.3602% | 0 | 0% | 100% | 0 | 0% | 100% | 0 | 0% | 100% | 0 | 0% | 100% | 0 |  |  | 0 |  |  | 0 |  |  | 0
SF E 110162024 | 3.8363e-05 | 0 | 0.0068983 | 0 | 0.0068983 | 0.0014493 | 0.007545 | 0.0023931 | 0% | 99% | 0 | 0% | 99% | 0 | 0% | 99% | 0 | 0% | 99% | 0 | 0% | 64.02% | 0 | 0% | 51.61% | 0 | 0% | 51.61% | 0 | 0% | 51.61% | 0 | 0 | 0% | 3.648% | 0 | 0% | 3.648% | 0 | 0% | 3.648% | 0 | 0% | 0.3946% | 0 | 0% | 0.3946% | 0 | 0% | 0.3946% | 0 | 0% | 1.013% | 0 | 0% | 1.013% | 0 | 0% | 1.013% | 0 | 30.22% | 1.04% | 2.167e-05 | 0% | 1.04% | 0 | 0% | 1.04% | 0 | 0% | 7.569% | 0 | 0% | 7.569% | 0 | 0% | 7.569% | 0 | 0% | 0.6438% | 0 | 0% | 0.6438% | 0 | 0% | 0.6438% | 0 |  |  |  | 0% | 11.8% | 0 | 0% | 11.8% | 0 | 0% | 11.8% | 0 | 0% | 0.36% | 0 | 0% | 0.36% | 0 | 0% | 0.36% | 0 | 0% | 100% | 0 | 0% | 100% | 0 | 0% | 100% | 0 | 0% | 100% | 0 |  |  | 0 |  |  | 0 |  |  | 0
VALLEJO B 1101CB | 3.8078e-05 | 0 | 0.025004 | 0 | 0.025004 | 0.0075411 | 0.024443 | 0.0092922 | 0% | 99% | 0 | 0% | 99% | 0 | 0% | 99% | 0 | 0% | 99% | 0 | 0% | 64.62% | 0 | 0% | 51.41% | 0 | 0% | 51.41% | 0 | 0% | 51.41% | 0 | 0 | 0% | 3.151% | 0 | 0% | 3.151% | 0 | 0% | 3.151% | 0 | 0% | 0.3473% | 0 | 0% | 0.3473% | 0 | 0% | 0.3473% | 0 | 0% | 0.9007% | 0 | 0% | 0.9007% | 0 | 0% | 0.9007% | 0 | 0% | 0.9329% | 0 | 0% | 0.9329% | 0 | 5.644% | 0.9329% | 1.3166e-05 | 0% | 6.757% | 0 | 0% | 6.757% | 0 | 0% | 6.757% | 0 | 0% | 0.7724% | 0 | 0% | 0.7724% | 0 | 0% | 0.7724% | 0 |  |  |  | 0% | 11.8% | 0 | 0% | 11.8% | 0 | 0% | 11.8% | 0 | 0% | 0.3649% | 0 | 0% | 0.3649% | 0 | 0% | 0.3649% | 0 | 0% | 100% | 0 | 0% | 100% | 0 | 0% | 100% | 0 | 0% | 100% | 0 |  |  | 0 |  |  | 0 |  |  | 0
FIGARDEN 2112CB | 3.8029e-05 | 0 | 0.0078928 | 0 | 0.0078928 | 0.0037712 | 0.0058004 | 0.0034575 | 0% | 99% | 0 | 0% | 99% | 0 | 0% | 99% | 0 | 0% | 99% | 0 | 0% | 64.68% | 0 | 0% | 50.3% | 0 | 0% | 50.3% | 0 | 0% | 50.3% | 0 | 0 | 0% | 2.18% | 0 | 0% | 2.18% | 0 | 0% | 2.18% | 0 | 0% | 0.2348% | 0 | 0% | 0.2348% | 0 | 0% | 0.2348% | 0 | 0% | 0.6789% | 0 | 0% | 0.6789% | 0 | 0% | 0.6789% | 0 | 0% | 0.6931% | 0 | 0% | 0.6931% | 0 | 100% | 0.6931% | 5.4702e-05 | 0% | 5.079% | 0 | 0% | 5.079% | 0 | 0% | 5.079% | 0 | 0% | 1.286% | 0 | 0% | 1.286% | 0 | 0% | 1.286% | 0 |  |  |  | 0% | 11.8% | 0 | 0% | 11.8% | 0 | 0% | 11.8% | 0 | 0% | 0.3717% | 0 | 0% | 0.3717% | 0 | 0% | 0.3717% | 0 | 0% | 100% | 0 | 0% | 100% | 0 | 0% | 100% | 0 | 0% | 100% | 0 |  |  | 0 |  |  | 0 |  |  | 0
BERKELEY F 0406CB | 3.7844e-05 | 0 | 0.015902 | 0 | 0.015902 | 0.0039853 | 0.016358 | 0.0059076 | 0% | 99% | 0 | 0% | 99% | 0 | 0% | 99% | 0 | 0% | 99% | 0 | 0% | 62.83% | 0 | 0% | 50.92% | 0 | 0% | 50.92% | 0 | 0% | 50.92% | 0 | 0 | 0% | 3.002% | 0 | 0% | 3.002% | 0 | 0% | 3.002% | 0 | 0% | 0.3168% | 0 | 0% | 0.3168% | 0 | 0% | 0.3168% | 0 | 0% | 0.9477% | 0 | 0% | 0.9477% | 0 | 0% | 0.9477% | 0 | 0% | 0.9274% | 0 | 2.637% | 0.9274% | 3.8887e-06 | 90.15% | 0.9274% | 0.00013295 | 0% | 6.981% | 0 | 0% | 6.981% | 0 | 0% | 6.981% | 0 | 0% | 0.6035% | 0 | 0% | 0.6035% | 0 | 0% | 0.6035% | 0 |  |  |  | 0% | 11.8% | 0 | 0% | 11.8% | 0 | 0% | 11.8% | 0 | 0% | 0.3518% | 0 | 0% | 0.3518% | 0 | 0% | 0.3518% | 0 | 0% | 100% | 0 | 0% | 100% | 0 | 0% | 100% | 0 | 0% | 100% | 0 |  |  | 0 |  |  | 0 |  |  | 0
EL PATIO 1112XR588 | 3.7621e-05 | 0 | 0.035457 | 0 | 0.035457 | 0.015888 | 0.031129 | 0.011515 | 0% | 99% | 0 | 0% | 99% | 0 | 0% | 99% | 0 | 0% | 99% | 0 | 0% | 63.24% | 0 | 0% | 50.17% | 0 | 0% | 50.17% | 0 | 0% | 50.17% | 0 | 0 | 0% | 2.499% | 0 | 0% | 2.499% | 0 | 0% | 2.499% | 0 | 0% | 0.2651% | 0 | 0% | 0.2651% | 0 | 0% | 0.2651% | 0 | 0% | 0.8103% | 0 | 0% | 0.8103% | 0 | 0% | 0.8103% | 0 | 0% | 0.7943% | 0 | 2.699% | 0.7943% | 7.6005e-06 | 97.3% | 0.7943% | 0.00027405 | 0% | 5.975% | 0 | 0% | 5.975% | 0 | 0% | 5.975% | 0 | 0% | 1.028% | 0 | 0% | 1.028% | 0 | 0% | 1.028% | 0 |  |  |  | 0% | 11.8% | 0 | 0% | 11.8% | 0 | 0% | 11.8% | 0 | 0% | 0.3591% | 0 | 0% | 0.3591% | 0 | 0% | 0.3591% | 0 | 0% | 100% | 0 | 0% | 100% | 0 | 0% | 100% | 0 | 0% | 100% | 0 |  |  | 0 |  |  | 0 |  |  | 0
SARATOGA 1111XR134 | 3.7584e-05 | 0 | 0.013299 | 0 | 0.013299 | 0.0064493 | 0.011304 | 0.0042006 | 0% | 99% | 0 | 0% | 99% | 0 | 0% | 99% | 0 | 0% | 99% | 0 | 0% | 63.75% | 0 | 0% | 50.27% | 0 | 0% | 50.27% | 0 | 0% | 50.27% | 0 | 0 | 0% | 2.394% | 0 | 0% | 2.394% | 0 | 0% | 2.394% | 0 | 0% | 0.2585% | 0 | 0% | 0.2585% | 0 | 0% | 0.2585% | 0 | 0% | 0.7853% | 0 | 0% | 0.7853% | 0 | 0% | 0.7853% | 0 | 1.123% | 0.7834% | 1.1703e-06 | 98.88% | 0.7834% | 0.00010302 | 0% | 0.7834% | 0 | 0% | 5.829% | 0 | 0% | 5.829% | 0 | 0% | 5.829% | 0 | 0% | 1.082% | 0 | 0% | 1.082% | 0 | 0% | 1.082% | 0 |  |  |  | 0% | 11.8% | 0 | 0% | 11.8% | 0 | 0% | 11.8% | 0 | 0% | 0.3632% | 0 | 0% | 0.3632% | 0 | 0% | 0.3632% | 0 | 0% | 100% | 0 | 0% | 100% | 0 | 0% | 100% | 0 | 0% | 100% | 0 |  |  | 0 |  |  | 0 |  |  | 0
BERKELEY T 0402CB | 3.7566e-05 | 0 | 0.022496 | 0 | 0.022496 | 0.0061396 | 0.022769 | 0.0082261 | 0% | 99% | 0 | 0% | 99% | 0 | 0% | 99% | 0 | 0% | 99% | 0 | 0% | 63.37% | 0 | 0% | 51.19% | 0 | 0% | 51.19% | 0 | 0% | 51.19% | 0 | 0 | 0% | 2.969% | 0 | 0% | 2.969% | 0 | 0% | 2.969% | 0 | 0% | 0.3145% | 0 | 0% | 0.3145% | 0 | 0% | 0.3145% | 0 | 0% | 0.9364% | 0 | 0% | 0.9364% | 0 | 0% | 0.9364% | 0 | 32.13% | 0.9309% | 6.7286e-05 | 62.02% | 0.9309% | 0.00012988 | 0% | 0.9309% | 0 | 0% | 6.938% | 0 | 0% | 6.938% | 0 | 0% | 6.938% | 0 | 0% | 0.6699% | 0 | 0% | 0.6699% | 0 | 0% | 0.6699% | 0 |  |  |  | 0% | 11.8% | 0 | 0% | 11.8% | 0 | 0% | 11.8% | 0 | 0% | 0.3562% | 0 | 0% | 0.3562% | 0 | 0% | 0.3562% | 0 | 0% | 100% | 0 | 0% | 100% | 0 | 0% | 100% | 0 | 0% | 100% | 0 |  |  | 0 |  |  | 0 |  |  | 0
EL PATIO 1119XR124 | 3.7526e-05 | 0 | 0.034409 | 0 | 0.034409 | 0.018222 | 0.027694 | 0.010885 | 0% | 99% | 0 | 0% | 99% | 0 | 0% | 99% | 0 | 0% | 99% | 0 | 0% | 63.93% | 0 | 0% | 49.9% | 0 | 0% | 49.9% | 0 | 0% | 49.9% | 0 | 0 | 0% | 2.327% | 0 | 0% | 2.327% | 0 | 0% | 2.327% | 0 | 0% | 0.256% | 0 | 0% | 0.256% | 0 | 0% | 0.256% | 0 | 0% | 0.7372% | 0 | 0% | 0.7372% | 0 | 0% | 0.7372% | 0 | 1.948% | 0.7427% | 4.9773e-06 | 75.11% | 0.7427% | 0.00019194 | 22.84% | 0.7427% | 5.8375e-05 | 0% | 5.486% | 0 | 0% | 5.486% | 0 | 0% | 5.486% | 0 | 0% | 1.243% | 0 | 0% | 1.243% | 0 | 0% | 1.243% | 0 |  |  |  | 0% | 11.8% | 0 | 0% | 11.8% | 0 | 0% | 11.8% | 0 | 0% | 0.3659% | 0 | 0% | 0.3659% | 0 | 0% | 0.3659% | 0 | 0% | 100% | 0 | 0% | 100% | 0 | 0% | 100% | 0 | 0% | 100% | 0 |  |  | 0 |  |  | 0 |  |  | 0
OAKLAND D 1110CR152 | 3.7443e-05 | 0 | 0.012357 | 0 | 0.012357 | 0.0024331 | 0.01246 | 0.0055066 | 0% | 99% | 0 | 0% | 99% | 0 | 0% | 99% | 0 | 0% | 99% | 0 | 0% | 63.89% | 0 | 0% | 51.77% | 0 | 0% | 51.77% | 0 | 0% | 51.77% | 0 | 0 | 0% | 3.138% | 0 | 0% | 3.138% | 0 | 0% | 3.138% | 0 | 0% | 0.3357% | 0 | 0% | 0.3357% | 0 | 0% | 0.3357% | 0 | 0% | 0.9333% | 0 | 0% | 0.9333% | 0 | 0% | 0.9333% | 0 | 100% | 0.9348% | 0.00011552 | 0% | 0.9348% | 0 | 0% | 0.9348% | 0 | 0% | 6.923% | 0 | 0% | 6.923% | 0 | 0% | 6.923% | 0 | 0% | 0.5648% | 0 | 0% | 0.5648% | 0 | 0% | 0.5648% | 0 |  |  |  | 0% | 11.8% | 0 | 0% | 11.8% | 0 | 0% | 11.8% | 0 | 0% | 0.3577% | 0 | 0% | 0.3577% | 0 | 0% | 0.3577% | 0 | 0% | 100% | 0 | 0% | 100% | 0 | 0% | 100% | 0 | 0% | 100% | 0 |  |  | 0 |  |  | 0 |  |  | 0
EL PATIO 111860108 | 3.7441e-05 | 0 | 0.026816 | 0 | 0.026816 | 0.01137 | 0.023923 | 0.0089737 | 0% | 99% | 0 | 0% | 99% | 0 | 0% | 99% | 0 | 0% | 99% | 0 | 0% | 63.03% | 0 | 0% | 50.1% | 0 | 0% | 50.1% | 0 | 0% | 50.1% | 0 | 0 | 0% | 2.449% | 0 | 0% | 2.449% | 0 | 0% | 2.449% | 0 | 0% | 0.2618% | 0 | 0% | 0.2618% | 0 | 0% | 0.2618% | 0 | 0% | 0.8209% | 0 | 0% | 0.8209% | 0 | 0% | 0.8209% | 0 | 41.37% | 0.8019% | 8.8969e-05 | 55.05% | 0.8019% | 0.00011838 | 3.574% | 0.8019% | 7.6855e-06 | 0% | 6.049% | 0 | 0% | 6.049% | 0 | 0% | 6.049% | 0 | 0% | 0.9285% | 0 | 0% | 0.9285% | 0 | 0% | 0.9285% | 0 |  |  |  | 0% | 11.8% | 0 | 0% | 11.8% | 0 | 0% | 11.8% | 0 | 0% | 0.3573% | 0 | 0% | 0.3573% | 0 | 0% | 0.3573% | 0 | 0% | 100% | 0 | 0% | 100% | 0 | 0% | 100% | 0 | 0% | 100% | 0 |  |  | 0 |  |  | 0 |  |  | 0
SALINAS 1107CB | 3.7275e-05 | 0 | 0.022987 | 0 | 0.022987 | 0.0025399 | 0.022837 | 0.012569 | 0% | 99% | 0 | 0% | 99% | 0 | 0% | 99% | 0 | 0% | 99% | 0 | 0% | 65.64% | 0 | 0% | 52.5% | 0 | 0% | 52.5% | 0 | 0% | 52.5% | 0 | 0 | 0% | 3.385% | 0 | 0% | 3.385% | 0 | 0% | 3.385% | 0 | 0% | 0.3728% | 0 | 0% | 0.3728% | 0 | 0% | 0.3728% | 0 | 0% | 0.9131% | 0 | 0% | 0.9131% | 0 | 0% | 0.9131% | 0 | 2.296% | 0.9536% | 5.034e-06 | 0% | 0.9536% | 0 | 14.35% | 0.9536% | 3.1458e-05 | 0% | 6.863% | 0 | 0% | 6.863% | 0 | 0% | 6.863% | 0 | 0% | 0.2954% | 0 | 0% | 0.2954% | 0 | 0% | 0.2954% | 0 |  |  |  | 0% | 11.8% | 0 | 0% | 11.8% | 0 | 0% | 11.8% | 0 | 0% | 0.366% | 0 | 0% | 0.366% | 0 | 0% | 0.366% | 0 | 0% | 100% | 0 | 0% | 100% | 0 | 0% | 100% | 0 | 0% | 100% | 0 |  |  | 0 |  |  | 0 |  |  | 0
MOUNTAIN VIEW 1102LM80 | 3.726e-05 | 0 | 0.010396 | 0 | 0.010396 | 0.0040332 | 0.0089465 | 0.0041808 | 0% | 99% | 0 | 0% | 99% | 0 | 0% | 99% | 0 | 0% | 99% | 0 | 0% | 64.57% | 0 | 0% | 50.78% | 0 | 0% | 50.78% | 0 | 0% | 50.78% | 0 | 0 | 0% | 2.807% | 0 | 0% | 2.807% | 0 | 0% | 2.807% | 0 | 0% | 0.305% | 0 | 0% | 0.305% | 0 | 0% | 0.305% | 0 | 0% | 0.7916% | 0 | 0% | 0.7916% | 0 | 0% | 0.7916% | 0 | 0% | 0.8086% | 0 | 0% | 0.8086% | 0 | 100% | 0.8086% | 8.406e-05 | 0% | 5.907% | 0 | 0% | 5.907% | 0 | 0% | 5.907% | 0 | 0% | 0.8896% | 0 | 0% | 0.8896% | 0 | 0% | 0.8896% | 0 |  |  |  | 0% | 11.8% | 0 | 0% | 11.8% | 0 | 0% | 11.8% | 0 | 0% | 0.3668% | 0 | 0% | 0.3668% | 0 | 0% | 0.3668% | 0 | 0% | 100% | 0 | 0% | 100% | 0 | 0% | 100% | 0 | 0% | 100% | 0 |  |  | 0 |  |  | 0 |  |  | 0
DUMBARTON 1107MR448 | 3.7069e-05 | 0 | 0.0015765 | 0 | 0.0015765 | 0.000381 | 0.0015353 | 0.00068621 | 0% | 99% | 0 | 0% | 99% | 0 | 0% | 99% | 0 | 0% | 99% | 0 | 0% | 63.68% | 0 | 0% | 50.43% | 0 | 0% | 50.43% | 0 | 0% | 50.43% | 0 | 0 | 0% | 2.934% | 0 | 0% | 2.934% | 0 | 0% | 2.934% | 0 | 0% | 0.3223% | 0 | 0% | 0.3223% | 0 | 0% | 0.3223% | 0 | 0% | 0.8939% | 0 | 0% | 0.8939% | 0 | 0% | 0.8939% | 0 | 0% | 0.9121% | 0 | 33.42% | 0.9121% | 4.8052e-06 | 0% | 0.9121% | 0 | 0% | 6.682% | 0 | 0% | 6.682% | 0 | 0% | 6.682% | 0 | 0% | 0.5481% | 0 | 0% | 0.5481% | 0 | 0% | 0.5481% | 0 |  |  |  | 0% | 11.8% | 0 | 0% | 11.8% | 0 | 0% | 11.8% | 0 | 0% | 0.3619% | 0 | 0% | 0.3619% | 0 | 0% | 0.3619% | 0 | 0% | 100% | 0 | 0% | 100% | 0 | 0% | 100% | 0 | 0% | 100% | 0 |  |  | 0 |  |  | 0 |  |  | 0
SF N 0405CB | 3.7049e-05 | 0 | 0.0069331 | 0 | 0.0069331 | 0.0010982 | 0.0092258 | 0.0011208 | 0% | 99% | 0 | 0% | 99% | 0 | 0% | 99% | 0 | 0% | 99% | 0 | 0% | 61.34% | 0 | 0% | 48.81% | 0 | 0% | 48.81% | 0 | 0% | 48.81% | 0 | 0 | 0% | 4.334% | 0 | 0% | 4.334% | 0 | 0% | 4.334% | 0 | 0% | 0.4723% | 0 | 0% | 0.4723% | 0 | 0% | 0.4723% | 0 | 0% | 1.238% | 0 | 0% | 1.238% | 0 | 0% | 1.238% | 0 | 0% | 1.289% | 0 | 0% | 1.289% | 0 | 0% | 1.289% | 0 | 0% | 9.316% | 0 | 0% | 9.316% | 0 | 0% | 9.316% | 0 | 0% | 0.5483% | 0 | 0% | 0.5483% | 0 | 0% | 0.5483% | 0 |  |  |  | 0% | 11.8% | 0 | 0% | 11.8% | 0 | 0% | 11.8% | 0 | 0% | 0.3568% | 0 | 0% | 0.3568% | 0 | 0% | 0.3568% | 0 | 0% | 100% | 0 | 0% | 100% | 0 | 0% | 100% | 0 | 0% | 100% | 0 |  |  | 0 |  |  | 0 |  |  | 0
RICHMOND R 1125CB | 3.7028e-05 | 0 | 0.019131 | 0 | 0.019131 | 0.0019314 | 0.021024 | 0.0086242 | 0% | 99% | 0 | 0% | 99% | 0 | 0% | 99% | 0 | 0% | 99% | 0 | 0% | 63.99% | 0 | 0% | 51.52% | 0 | 0% | 51.52% | 0 | 0% | 51.52% | 0 | 0 | 0% | 3.482% | 0 | 0% | 3.482% | 0 | 0% | 3.482% | 0 | 0% | 0.384% | 0 | 0% | 0.384% | 0 | 0% | 0.384% | 0 | 0% | 1.008% | 0 | 0% | 1.008% | 0 | 0% | 1.008% | 0 | 0% | 1.035% | 0 | 0% | 1.035% | 0 | 0% | 1.035% | 0 | 0% | 7.54% | 0 | 0% | 7.54% | 0 | 0% | 7.54% | 0 | 0% | 0.2598% | 0 | 0% | 0.2598% | 0 | 0% | 0.2598% | 0 |  |  |  | 0% | 11.8% | 0 | 0% | 11.8% | 0 | 0% | 11.8% | 0 | 0% | 0.358% | 0 | 0% | 0.358% | 0 | 0% | 0.358% | 0 | 0% | 100% | 0 | 0% | 100% | 0 | 0% | 100% | 0 | 0% | 100% | 0 |  |  | 0 |  |  | 0 |  |  | 0
CASTRO VALLEY 1108MR581 | 3.6931e-05 | 0 | 0.0055288 | 0 | 0.0055288 | 0.0023088 | 0.0052623 | 0.0015556 | 0% | 99% | 0 | 0% | 99% | 0 | 0% | 99% | 0 | 0% | 99% | 0 | 0% | 63.23% | 0 | 0% | 49.68% | 0 | 0% | 49.68% | 0 | 0% | 49.68% | 0 | 0 | 0% | 3.038% | 0 | 0% | 3.038% | 0 | 0% | 3.038% | 0 | 0% | 0.3313% | 0 | 0% | 0.3313% | 0 | 0% | 0.3313% | 0 | 0% | 0.8739% | 0 | 0% | 0.8739% | 0 | 0% | 0.8739% | 0 | 0% | 0.8906% | 0 | 43.37% | 0.8906% | 2.1356e-05 | 0% | 0.8906% | 0 | 0% | 6.517% | 0 | 0% | 6.517% | 0 | 0% | 6.517% | 0 | 0% | 0.9393% | 0 | 0% | 0.9393% | 0 | 0% | 0.9393% | 0 |  |  |  | 0% | 11.8% | 0 | 0% | 11.8% | 0 | 0% | 11.8% | 0 | 0% | 0.3626% | 0 | 0% | 0.3626% | 0 | 0% | 0.3626% | 0 | 0% | 100% | 0 | 0% | 100% | 0 | 0% | 100% | 0 | 0% | 100% | 0 |  |  | 0 |  |  | 0 |  |  | 0
SALINAS 110122052 | 3.683e-05 | 0 | 0.026441 | 0 | 0.026441 | 0.0046134 | 0.028279 | 0.010756 | 0% | 99% | 0 | 0% | 99% | 0 | 0% | 99% | 0 | 0% | 99% | 0 | 0% | 64.55% | 0 | 0% | 51.36% | 0 | 0% | 51.36% | 0 | 0% | 51.36% | 0 | 0 | 0% | 3.215% | 0 | 0% | 3.215% | 0 | 0% | 3.215% | 0 | 0% | 0.3641% | 0 | 0% | 0.3641% | 0 | 0% | 0.3641% | 0 | 0% | 0.9842% | 0 | 0% | 0.9842% | 0 | 0% | 0.9842% | 0 | 0% | 1.033% | 0 | 0% | 1.033% | 0 | 15.81% | 1.033% | 4.3212e-05 | 0% | 7.435% | 0 | 0% | 7.435% | 0 | 0% | 7.435% | 0 | 0% | 0.4261% | 0 | 0% | 0.4261% | 0 | 0% | 0.4261% | 0 |  |  |  | 0% | 11.8% | 0 | 0% | 11.8% | 0 | 0% | 11.8% | 0 | 0% | 0.3642% | 0 | 0% | 0.3642% | 0 | 0% | 0.3642% | 0 | 0% | 100% | 0 | 0% | 100% | 0 | 0% | 100% | 0 | 0% | 100% | 0 |  |  | 0 |  |  | 0 |  |  | 0
SAN CARLOS 1104636064 | 3.6736e-05 | 0.0063015 | 0.0018124 | 0 | 0.0018124 | 0.00070898 | 0.0016605 | 0.00062239 | 0% | 99% | 0 | 0% | 99% | 0 | 0% | 99% | 0 | 0% | 99% | 0 | 0% | 64.05% | 0 | 0% | 50.17% | 0 | 0% | 50.17% | 0 | 0% | 50.17% | 0 | 0 | 0% | 3.223% | 0 | 0% | 3.223% | 0 | 100% | 3.223% | 5.8421e-05 | 0% | 0.3487% | 0 | 0% | 0.3487% | 0 | 0% | 0.3487% | 0 | 0% | 0.8432% | 0 | 0% | 0.8432% | 0 | 71.05% | 0.8432% | 1.0857e-05 | 0% | 0.8695% | 0 | 71.05% | 0.8695% | 1.1196e-05 | 0% | 0.8695% | 0 | 0% | 6.299% | 0 | 0% | 6.299% | 0 | 0% | 6.299% | 0 | 0% | 1.088% | 0 | 0% | 1.088% | 0 | 0% | 1.088% | 0 |  |  |  | 0% | 11.8% | 0 | 9.274% | 11.8% | 1.9834e-05 | 0% | 11.8% | 0 | 0% | 0.3671% | 0 | 0% | 0.3671% | 0 | 0% | 0.3671% | 0 | 0% | 100% | 0 | 0% | 100% | 0 | 0% | 100% | 0 | 0% | 100% | 0 |  |  | 0 |  |  | 0 |  |  | 0
LARKIN (Y) 1119645148 | 3.6716e-05 | 0 | 0.0052468 | 0 | 0.0052468 | 0.00056195 | 0.0065634 | 0.0015359 | 0% | 99% | 0 | 0% | 99% | 0 | 0% | 99% | 0 | 0% | 99% | 0 | 0% | 62.3% | 0 | 0% | 49.54% | 0 | 0% | 49.54% | 0 | 0% | 49.54% | 0 | 0 | 0% | 4.213% | 0 | 0% | 4.213% | 0 | 0% | 4.213% | 0 | 0% | 0.4621% | 0 | 0% | 0.4621% | 0 | 0% | 0.4621% | 0 | 0% | 1.154% | 0 | 0% | 1.154% | 0 | 0% | 1.154% | 0 | 100% | 1.208% | 6.3357e-05 | 0% | 1.208% | 0 | 0% | 1.208% | 0 | 0% | 8.69% | 0 | 0% | 8.69% | 0 | 0% | 8.69% | 0 | 0% | 0.3969% | 0 | 0% | 0.3969% | 0 | 0% | 0.3969% | 0 |  |  |  | 0% | 11.8% | 0 | 0% | 11.8% | 0 | 0% | 11.8% | 0 | 0% | 0.3591% | 0 | 0% | 0.3591% | 0 | 0% | 0.3591% | 0 | 0% | 100% | 0 | 0% | 100% | 0 | 0% | 100% | 0 | 0% | 100% | 0 |  |  | 0 |  |  | 0 |  |  | 0
LAWRENCE 1111CB | 3.6646e-05 | 0 | 0.018453 | 0 | 0.018453 | 0.0052799 | 0.01745 | 0.0077322 | 0% | 99% | 0 | 0% | 99% | 0 | 0% | 99% | 0 | 0% | 99% | 0 | 0% | 63.53% | 0 | 0% | 50.84% | 0 | 0% | 50.84% | 0 | 0% | 50.84% | 0 | 0 | 0% | 2.905% | 0 | 0% | 2.905% | 0 | 0% | 2.905% | 0 | 0% | 0.3105% | 0 | 0% | 0.3105% | 0 | 0% | 0.3105% | 0 | 0% | 0.8723% | 0 | 0% | 0.8723% | 0 | 0% | 0.8723% | 0 | 0% | 0.8669% | 0 | 0% | 0.8669% | 0 | 0% | 0.8669% | 0 | 0% | 6.454% | 0 | 0% | 6.454% | 0 | 0% | 6.454% | 0 | 0% | 0.6441% | 0 | 0% | 0.6441% | 0 | 0% | 0.6441% | 0 |  |  |  | 0% | 11.8% | 0 | 0% | 11.8% | 0 | 0% | 11.8% | 0 | 0% | 0.3586% | 0 | 0% | 0.3586% | 0 | 0% | 0.3586% | 0 | 0% | 100% | 0 | 0% | 100% | 0 | 0% | 100% | 0 | 0% | 100% | 0 |  |  | 0 |  |  | 0 |  |  | 0
SWIFT 2106XR088 | 3.661e-05 | 0 | 0.025162 | 0 | 0.025162 | 0.0083141 | 0.022827 | 0.010395 | 0% | 99% | 0 | 0% | 99% | 0 | 0% | 99% | 0 | 0% | 99% | 0 | 0% | 64.34% | 0 | 0% | 50.89% | 0 | 0% | 50.89% | 0 | 0% | 50.89% | 0 | 0 | 0% | 2.734% | 0 | 0% | 2.734% | 0 | 0% | 2.734% | 0 | 0% | 0.301% | 0 | 0% | 0.301% | 0 | 0% | 0.301% | 0 | 0% | 0.8327% | 0 | 0% | 0.8327% | 0 | 0% | 0.8327% | 0 | 0% | 0.8447% | 0 | 95.83% | 0.8447% | 0.00020369 | 4.168% | 0.8447% | 8.8597e-06 | 0% | 6.207% | 0 | 0% | 6.207% | 0 | 0% | 6.207% | 0 | 0% | 0.7173% | 0 | 0% | 0.7173% | 0 | 0% | 0.7173% | 0 |  |  |  | 0% | 11.8% | 0 | 0% | 11.8% | 0 | 0% | 11.8% | 0 | 0% | 0.3628% | 0 | 0% | 0.3628% | 0 | 0% | 0.3628% | 0 | 0% | 100% | 0 | 0% | 100% | 0 | 0% | 100% | 0 | 0% | 100% | 0 |  |  | 0 |  |  | 0 |  |  | 0
8TH AVENUE 0401CB | 3.6498e-05 | 0 | 0.021421 | 0 | 0.021421 | 0.0042796 | 0.02227 | 0.0088112 | 0% | 99% | 0 | 0% | 99% | 0 | 0% | 99% | 0 | 0% | 99% | 0 | 0% | 63.06% | 0 | 0% | 51.55% | 0 | 0% | 51.55% | 0 | 0% | 51.55% | 0 | 0 | 0% | 3.014% | 0 | 0% | 3.014% | 0 | 0% | 3.014% | 0 | 0% | 0.3177% | 0 | 0% | 0.3177% | 0 | 0% | 0.3177% | 0 | 0% | 0.9594% | 0 | 0% | 0.9594% | 0 | 0% | 0.9594% | 0 | 4.058% | 0.9356% | 8.1327e-06 | 6.584% | 0.9356% | 1.3196e-05 | 89.36% | 0.9356% | 0.00017908 | 0% | 7.06% | 0 | 0% | 7.06% | 0 | 0% | 7.06% | 0 | 0% | 0.5289% | 0 | 0% | 0.5289% | 0 | 0% | 0.5289% | 0 |  |  |  | 0% | 11.8% | 0 | 0% | 11.8% | 0 | 0% | 11.8% | 0 | 0% | 0.3506% | 0 | 0% | 0.3506% | 0 | 0% | 0.3506% | 0 | 0% | 100% | 0 | 0% | 100% | 0 | 0% | 100% | 0 | 0% | 100% | 0 |  |  | 0 |  |  | 0 |  |  | 0
SF J 0402CB | 3.6419e-05 | 0 | 0.0062885 | 0 | 0.0062885 | 0.00044514 | 0.0084536 | 0.0014821 | 0% | 99% | 0 | 0% | 99% | 0 | 0% | 99% | 0 | 0% | 99% | 0 | 0% | 61.27% | 0 | 0% | 48.43% | 0 | 0% | 48.43% | 0 | 0% | 48.43% | 0 | 0 | 0% | 4.42% | 0 | 0% | 4.42% | 0 | 0% | 4.42% | 0 | 0% | 0.4831% | 0 | 0% | 0.4831% | 0 | 0% | 0.4831% | 0 | 0% | 1.251% | 0 | 0% | 1.251% | 0 | 0% | 1.251% | 0 | 99.22% | 1.318% | 8.2238e-05 | 0% | 1.318% | 0 | 0% | 1.318% | 0 | 0% | 9.461% | 0 | 0% | 9.461% | 0 | 0% | 9.461% | 0 | 0% | 0.3367% | 0 | 0% | 0.3367% | 0 | 0% | 0.3367% | 0 |  |  |  | 0% | 11.8% | 0 | 0% | 11.8% | 0 | 0% | 11.8% | 0 | 0% | 0.3602% | 0 | 0% | 0.3602% | 0 | 0% | 0.3602% | 0 | 0% | 100% | 0 | 0% | 100% | 0 | 0% | 100% | 0 | 0% | 100% | 0 |  |  | 0 |  |  | 0 |  |  | 0
SAN JOSE B 1112XR304 | 3.6325e-05 | 0 | 0.02478 | 0 | 0.02478 | 0.0075638 | 0.02286 | 0.010483 | 0% | 99% | 0 | 0% | 99% | 0 | 0% | 99% | 0 | 0% | 99% | 0 | 0% | 64.77% | 0 | 0% | 51.7% | 0 | 0% | 51.7% | 0 | 0% | 51.7% | 0 | 0 | 0% | 2.814% | 0 | 0% | 2.814% | 0 | 0% | 2.814% | 0 | 0% | 0.306% | 0 | 0% | 0.306% | 0 | 0% | 0.306% | 0 | 0% | 0.8512% | 0 | 0% | 0.8512% | 0 | 0% | 0.8512% | 0 | 0% | 0.8654% | 0 | 0% | 0.8654% | 0 | 94.92% | 0.8654% | 0.00020355 | 0% | 6.35% | 0 | 0% | 6.35% | 0 | 0% | 6.35% | 0 | 0% | 0.7079% | 0 | 0% | 0.7079% | 0 | 0% | 0.7079% | 0 |  |  |  | 0% | 11.8% | 0 | 0% | 11.8% | 0 | 0% | 11.8% | 0 | 0% | 0.3635% | 0 | 0% | 0.3635% | 0 | 0% | 0.3635% | 0 | 0% | 100% | 0 | 0% | 100% | 0 | 0% | 100% | 0 | 0% | 100% | 0 |  |  | 0 |  |  | 0 |  |  | 0
MC KEE 1106CB | 3.6255e-05 | 0 | 0.031394 | 0 | 0.031394 | 0.0081579 | 0.02894 | 0.014725 | 0% | 99% | 0 | 0% | 99% | 0 | 0% | 99% | 0 | 0% | 99% | 0 | 0% | 65.4% | 0 | 0% | 51.84% | 0 | 0% | 51.84% | 0 | 0% | 51.84% | 0 | 0 | 0% | 2.95% | 0 | 0% | 2.95% | 0 | 0% | 2.95% | 0 | 0% | 0.3282% | 0 | 0% | 0.3282% | 0 | 0% | 0.3282% | 0 | 0% | 0.8456% | 0 | 0% | 0.8456% | 0 | 0% | 0.8456% | 0 | 0% | 0.8799% | 0 | 0% | 0.8799% | 0 | 0% | 0.8799% | 0 | 0% | 6.355% | 0 | 0% | 6.355% | 0 | 0% | 6.355% | 0 | 0% | 0.5963% | 0 | 0% | 0.5963% | 0 | 0% | 0.5963% | 0 |  |  |  | 0% | 11.8% | 0 | 0% | 11.8% | 0 | 0% | 11.8% | 0 | 0% | 0.3671% | 0 | 0% | 0.3671% | 0 | 0% | 0.3671% | 0 | 0% | 100% | 0 | 0% | 100% | 0 | 0% | 100% | 0 | 0% | 100% | 0 |  |  | 0 |  |  | 0 |  |  | 0
MISSION (X) 11083555 | 3.6243e-05 | 0 | 0.0062397 | 0 | 0.0062397 | 0.0010845 | 0.0082396 | 0.00097623 | 0% | 99% | 0 | 0% | 99% | 0 | 0% | 99% | 0 | 0% | 99% | 0 | 0% | 61.04% | 0 | 0% | 48.36% | 0 | 0% | 48.36% | 0 | 0% | 48.36% | 0 | 0 | 0% | 4.268% | 0 | 0% | 4.268% | 0 | 0% | 4.268% | 0 | 0% | 0.4665% | 0 | 0% | 0.4665% | 0 | 0% | 0.4665% | 0 | 0% | 1.228% | 0 | 0% | 1.228% | 0 | 0% | 1.228% | 0 | 0% | 1.276% | 0 | 0% | 1.276% | 0 | 0% | 1.276% | 0 | 0% | 9.238% | 0 | 0% | 9.238% | 0 | 0% | 9.238% | 0 | 0% | 0.5766% | 0 | 0% | 0.5766% | 0 | 0% | 0.5766% | 0 |  |  |  | 0% | 11.8% | 0 | 0% | 11.8% | 0 | 0% | 11.8% | 0 | 0% | 0.3565% | 0 | 0% | 0.3565% | 0 | 0% | 0.3565% | 0 | 0% | 100% | 0 | 0% | 100% | 0 | 0% | 100% | 0 | 0% | 100% | 0 |  |  | 0 |  |  | 0 |  |  | 0
HICKS 110913234 | 3.624e-05 | 0 | 0.040998 | 0 | 0.040998 | 0.017539 | 0.035065 | 0.015075 | 0% | 99% | 0 | 0% | 99% | 0 | 0% | 99% | 0 | 0% | 99% | 0 | 0% | 64.22% | 0 | 0% | 50.47% | 0 | 0% | 50.47% | 0 | 0% | 50.47% | 0 | 0 | 0% | 2.432% | 0 | 0% | 2.432% | 0 | 0% | 2.432% | 0 | 0% | 0.271% | 0 | 0% | 0.271% | 0 | 0% | 0.271% | 0 | 0% | 0.7834% | 0 | 0% | 0.7834% | 0 | 0% | 0.7834% | 0 | 0% | 0.7959% | 0 | 99.91% | 0.7959% | 0.00032599 | 0.09379% | 0.7959% | 3.0604e-07 | 0% | 5.851% | 0 | 0% | 5.851% | 0 | 0% | 5.851% | 0 | 0% | 0.9378% | 0 | 0% | 0.9378% | 0 | 0% | 0.9378% | 0 |  |  |  | 0% | 11.8% | 0 | 0% | 11.8% | 0 | 0% | 11.8% | 0 | 0% | 0.3649% | 0 | 0% | 0.3649% | 0 | 0% | 0.3649% | 0 | 0% | 100% | 0 | 0% | 100% | 0 | 0% | 100% | 0 | 0% | 100% | 0 |  |  | 0 |  |  | 0 |  |  | 0
SOLANO 0401BR320 | 3.6165e-05 | 0 | 0.0095671 | 0 | 0.0095671 | 0.0020838 | 0.0099725 | 0.0037367 | 0% | 99% | 0 | 0% | 99% | 0 | 0% | 99% | 0 | 0% | 99% | 0 | 0% | 63.1% | 0 | 0% | 50.98% | 0 | 0% | 50.98% | 0 | 0% | 50.98% | 0 | 0 | 0% | 3.225% | 0 | 0% | 3.225% | 0 | 0% | 3.225% | 0 | 0% | 0.3435% | 0 | 0% | 0.3435% | 0 | 0% | 0.3435% | 0 | 0% | 0.9604% | 0 | 0% | 0.9604% | 0 | 0% | 0.9604% | 0 | 0% | 0.9522% | 0 | 0% | 0.9522% | 0 | 27.2% | 0.9522% | 2.4776e-05 | 0% | 7.098% | 0 | 0% | 7.098% | 0 | 0% | 7.098% | 0 | 0% | 0.5262% | 0 | 0% | 0.5262% | 0 | 0% | 0.5262% | 0 |  |  |  | 0% | 11.8% | 0 | 0% | 11.8% | 0 | 0% | 11.8% | 0 | 0% | 0.3539% | 0 | 0% | 0.3539% | 0 | 0% | 0.3539% | 0 | 0% | 100% | 0 | 0% | 100% | 0 | 0% | 100% | 0 | 0% | 100% | 0 |  |  | 0 |  |  | 0 |  |  | 0
LAWRENCE 1113CB | 3.6132e-05 | 0 | 0.022942 | 0 | 0.022942 | 0.0064398 | 0.022351 | 0.0090809 | 0% | 99% | 0 | 0% | 99% | 0 | 0% | 99% | 0 | 0% | 99% | 0 | 0% | 63.06% | 0 | 0% | 50.67% | 0 | 0% | 50.67% | 0 | 0% | 50.67% | 0 | 0 | 0% | 2.944% | 0 | 0% | 2.944% | 0 | 0% | 2.944% | 0 | 0% | 0.3104% | 0 | 0% | 0.3104% | 0 | 0% | 0.3104% | 0 | 0% | 0.9008% | 0 | 0% | 0.9008% | 0 | 0% | 0.9008% | 0 | 0% | 0.8868% | 0 | 0% | 0.8868% | 0 | 3.717% | 0.8868% | 7.5619e-06 | 0% | 6.645% | 0 | 0% | 6.645% | 0 | 0% | 6.645% | 0 | 0% | 0.6279% | 0 | 0% | 0.6279% | 0 | 0% | 0.6279% | 0 |  |  |  | 0% | 11.8% | 0 | 0% | 11.8% | 0 | 0% | 11.8% | 0 | 0% | 0.3559% | 0 | 0% | 0.3559% | 0 | 0% | 0.3559% | 0 | 0% | 100% | 0 | 0% | 100% | 0 | 0% | 100% | 0 | 0% | 100% | 0 |  |  | 0 |  |  | 0 |  |  | 0
BELLE HAVEN 0402CB | 3.6093e-05 | 0 | 0.023806 | 0 | 0.023806 | 0.012437 | 0.020844 | 0.0060157 | 0% | 99% | 0 | 0% | 99% | 0 | 0% | 99% | 0 | 0% | 99% | 0 | 0% | 64.19% | 0 | 0% | 50.24% | 0 | 0% | 50.24% | 0 | 0% | 50.24% | 0 | 0 | 0% | 2.751% | 0 | 0% | 2.751% | 0 | 0% | 2.751% | 0 | 0% | 0.3001% | 0 | 0% | 0.3001% | 0 | 0% | 0.3001% | 0 | 0% | 0.8054% | 0 | 0% | 0.8054% | 0 | 0% | 0.8054% | 0 | 0% | 0.8213% | 0 | 26.01% | 0.8213% | 5.085e-05 | 73.99% | 0.8213% | 0.00014465 | 0% | 6.01% | 0 | 0% | 6.01% | 0 | 0% | 6.01% | 0 | 0% | 1.191% | 0 | 0% | 1.191% | 0 | 0% | 1.191% | 0 |  |  |  | 0% | 11.8% | 0 | 0% | 11.8% | 0 | 0% | 11.8% | 0 | 0% | 0.3658% | 0 | 0% | 0.3658% | 0 | 0% | 0.3658% | 0 | 0% | 100% | 0 | 0% | 100% | 0 | 0% | 100% | 0 | 0% | 100% | 0 |  |  | 0 |  |  | 0 |  |  | 0
POTRERO PP (A) 1115CB | 3.6061e-05 | 0 | 0.0078525 | 0 | 0.0078525 | 0.00037173 | 0.010105 | 0.0024853 | 0% | 99% | 0 | 0% | 99% | 0 | 0% | 99% | 0 | 0% | 99% | 0 | 0% | 61.94% | 0 | 0% | 49.57% | 0 | 0% | 49.57% | 0 | 0% | 49.57% | 0 | 0 | 0% | 4.474% | 0 | 0% | 4.474% | 0 | 0% | 4.474% | 0 | 0% | 0.4862% | 0 | 0% | 0.4862% | 0 | 0% | 0.4862% | 0 | 0% | 1.198% | 0 | 0% | 1.198% | 0 | 0% | 1.198% | 0 | 100% | 1.263% | 9.9157e-05 | 0% | 1.263% | 0 | 0% | 1.263% | 0 | 0% | 9.041% | 0 | 0% | 9.041% | 0 | 0% | 9.041% | 0 | 0% | 0.2649% | 0 | 0% | 0.2649% | 0 | 0% | 0.2649% | 0 |  |  |  | 0% | 11.8% | 0 | 0% | 11.8% | 0 | 0% | 11.8% | 0 | 0% | 0.3614% | 0 | 0% | 0.3614% | 0 | 0% | 0.3614% | 0 | 0% | 100% | 0 | 0% | 100% | 0 | 0% | 100% | 0 | 0% | 100% | 0 |  |  | 0 |  |  | 0 |  |  | 0
6TH AVENUE 0401CB | 3.5971e-05 | 0 | 0.0066397 | 0 | 0.0066397 | 0.00074477 | 0.0089584 | 0.0012573 | 0% | 99% | 0 | 0% | 99% | 0 | 0% | 99% | 0 | 0% | 99% | 0 | 0% | 61.54% | 0 | 0% | 49.38% | 0 | 0% | 49.38% | 0 | 0% | 49.38% | 0 | 0 | 0% | 4.651% | 0 | 0% | 4.651% | 0 | 0% | 4.651% | 0 | 0% | 0.5001% | 0 | 0% | 0.5001% | 0 | 0% | 0.5001% | 0 | 0% | 1.259% | 0 | 0% | 1.259% | 0 | 0% | 1.259% | 0 | 0% | 1.306% | 0 | 0% | 1.306% | 0 | 0% | 1.306% | 0 | 0% | 9.445% | 0 | 0% | 9.445% | 0 | 0% | 9.445% | 0 | 0% | 0.4382% | 0 | 0% | 0.4382% | 0 | 0% | 0.4382% | 0 |  |  |  | 0% | 11.8% | 0 | 0% | 11.8% | 0 | 0% | 11.8% | 0 | 0% | 0.356% | 0 | 0% | 0.356% | 0 | 0% | 0.356% | 0 | 0% | 100% | 0 | 0% | 100% | 0 | 0% | 100% | 0 | 0% | 100% | 0 |  |  | 0 |  |  | 0 |  |  | 0
BELMONT 1110330790 | 3.577e-05 | 0.12969 | 0.0023124 | 0 | 0.0023124 | 0.001173 | 0.0020022 | 0.00064204 | 0% | 99% | 0 | 0% | 99% | 0 | 0% | 99% | 0 | 0% | 99% | 0 | 0% | 64.02% | 0 | 0% | 50.41% | 0 | 0% | 50.41% | 0 | 0% | 50.41% | 0 | 0 | 0% | 2.986% | 0 | 0% | 2.986% | 0 | 0% | 2.986% | 0 | 0% | 0.3112% | 0 | 0% | 0.3112% | 0 | 0% | 0.3112% | 0 | 0% | 0.8056% | 0 | 0% | 0.8056% | 0 | 0% | 0.8056% | 0 | 75.03% | 0.8247% | 1.4307e-05 | 0% | 0.8247% | 0 | 24.97% | 0.8247% | 4.7627e-06 | 0% | 6.007% | 0 | 0% | 6.007% | 0 | 0% | 6.007% | 0 | 0% | 1.48% | 0 | 0% | 1.48% | 0 | 0% | 1.48% | 0 |  |  |  | 0% | 11.8% | 0 | 2.439% | 11.8% | 6.656e-06 | 0% | 11.8% | 0 | 0% | 0.3691% | 0 | 0% | 0.3691% | 0 | 0% | 0.3691% | 0 | 0% | 100% | 0 | 0% | 100% | 0 | 0% | 100% | 0 | 0% | 100% | 0 |  |  | 0 |  |  | 0 |  |  | 0
COTATI 1104232 | 3.5768e-05 | 0 | 0.0019472 | 0 | 0.0019472 | 0.0012113 | 0.0013481 | 0.00065493 | 0% | 99% | 0 | 0% | 99% | 0 | 0% | 99% | 0 | 0% | 99% | 0 | 0% | 64.85% | 0 | 0% | 49.81% | 0 | 0% | 49.81% | 0 | 0% | 49.81% | 0 | 0 | 0% | 2.149% | 0 | 0% | 2.149% | 0 | 0% | 2.149% | 0 | 0% | 0.2463% | 0 | 0% | 0.2463% | 0 | 0% | 0.2463% | 0 | 0% | 0.6259% | 0 | 0% | 0.6259% | 0 | 0% | 0.6259% | 0 | 0% | 0.6554% | 0 | 100% | 0.6554% | 1.2762e-05 | 0% | 0.6554% | 0 | 0% | 4.715% | 0 | 0% | 4.715% | 0 | 0% | 4.715% | 0 | 0% | 1.715% | 0 | 0% | 1.715% | 0 | 0% | 1.715% | 0 |  |  |  | 0% | 11.8% | 0 | 0% | 11.8% | 0 | 0% | 11.8% | 0 | 0% | 0.3746% | 0 | 0% | 0.3746% | 0 | 0% | 0.3746% | 0 | 0% | 100% | 0 | 0% | 100% | 0 | 0% | 100% | 0 | 0% | 100% | 0 |  |  | 0 |  |  | 0 |  |  | 0
STELLING 1104CB | 3.5755e-05 | 0 | 0.043917 | 0 | 0.043917 | 0.01811 | 0.03821 | 0.016177 | 0% | 99% | 0 | 0% | 99% | 0 | 0% | 99% | 0 | 0% | 99% | 0 | 0% | 64.17% | 0 | 0% | 50.53% | 0 | 0% | 50.53% | 0 | 0% | 50.53% | 0 | 0 | 0% | 2.572% | 0 | 0% | 2.572% | 0 | 0% | 2.572% | 0 | 0% | 0.2819% | 0 | 0% | 0.2819% | 0 | 0% | 0.2819% | 0 | 0% | 0.7994% | 0 | 0% | 0.7994% | 0 | 0% | 0.7994% | 0 | 40.62% | 0.8099% | 0.00014447 | 0% | 0.8099% | 0 | 0% | 0.8099% | 0 | 0% | 5.96% | 0 | 0% | 5.96% | 0 | 0% | 5.96% | 0 | 0% | 0.9374% | 0 | 0% | 0.9374% | 0 | 0% | 0.9374% | 0 |  |  |  | 0% | 11.8% | 0 | 0% | 11.8% | 0 | 0% | 11.8% | 0 | 0% | 0.3645% | 0 | 0% | 0.3645% | 0 | 0% | 0.3645% | 0 | 0% | 100% | 0 | 0% | 100% | 0 | 0% | 100% | 0 | 0% | 100% | 0 |  |  | 0 |  |  | 0 |  |  | 0
LARKIN (Y) 11366663 | 3.5701e-05 | 0 | 0.0036441 | 0 | 0.0036441 | 0.00046902 | 0.0045799 | 0.00096653 | 0% | 99% | 0 | 0% | 99% | 0 | 0% | 99% | 0 | 0% | 99% | 0 | 0% | 61.68% | 0 | 0% | 49.24% | 0 | 0% | 49.24% | 0 | 0% | 49.24% | 0 | 0 | 0% | 4.212% | 0 | 0% | 4.212% | 0 | 0% | 4.212% | 0 | 0% | 0.4543% | 0 | 0% | 0.4543% | 0 | 0% | 0.4543% | 0 | 0% | 1.167% | 0 | 0% | 1.167% | 0 | 0% | 1.167% | 0 | 100% | 1.21% | 4.4093e-05 | 0% | 1.21% | 0 | 0% | 1.21% | 0 | 0% | 8.761% | 0 | 0% | 8.761% | 0 | 0% | 8.761% | 0 | 0% | 0.4871% | 0 | 0% | 0.4871% | 0 | 0% | 0.4871% | 0 |  |  |  | 0% | 11.8% | 0 | 0% | 11.8% | 0 | 0% | 11.8% | 0 | 0% | 0.358% | 0 | 0% | 0.358% | 0 | 0% | 0.358% | 0 | 0% | 100% | 0 | 0% | 100% | 0 | 0% | 100% | 0 | 0% | 100% | 0 |  |  | 0 |  |  | 0 |  |  | 0
CHANNEL 110111822 | 3.5667e-05 | 0 | 0.015716 | 0 | 0.015716 | 0.0024033 | 0.013412 | 0.010127 | 0% | 99% | 0 | 0% | 99% | 0 | 0% | 99% | 0 | 0% | 99% | 0 | 0% | 65.94% | 0 | 0% | 52.37% | 0 | 0% | 52.37% | 0 | 0% | 52.37% | 0 | 0 | 0% | 2.95% | 0 | 0% | 2.95% | 0 | 0% | 2.95% | 0 | 0% | 0.33% | 0 | 0% | 0.33% | 0 | 0% | 0.33% | 0 | 0% | 0.7774% | 0 | 0% | 0.7774% | 0 | 0% | 0.7774% | 0 | 100% | 0.819% | 0.00012871 | 0% | 0.819% | 0 | 0% | 0.819% | 0 | 0% | 5.857% | 0 | 0% | 5.857% | 0 | 0% | 5.857% | 0 | 0% | 0.4214% | 0 | 0% | 0.4214% | 0 | 0% | 0.4214% | 0 |  |  |  | 0% | 11.8% | 0 | 0% | 11.8% | 0 | 0% | 11.8% | 0 | 0% | 0.3708% | 0 | 0% | 0.3708% | 0 | 0% | 0.3708% | 0 | 0% | 100% | 0 | 0% | 100% | 0 | 0% | 100% | 0 | 0% | 100% | 0 |  |  | 0 |  |  | 0 |  |  | 0
BERKELEY F 0409CB | 3.5537e-05 | 0 | 0.019467 | 0 | 0.019467 | 0.0054946 | 0.019937 | 0.0067031 | 0% | 99% | 0 | 0% | 99% | 0 | 0% | 99% | 0 | 0% | 99% | 0 | 0% | 62.53% | 0 | 0% | 50.79% | 0 | 0% | 50.79% | 0 | 0% | 50.79% | 0 | 0 | 0% | 2.916% | 0 | 0% | 2.916% | 0 | 0% | 2.916% | 0 | 0% | 0.3087% | 0 | 0% | 0.3087% | 0 | 0% | 0.3087% | 0 | 0% | 0.9447% | 0 | 0% | 0.9447% | 0 | 0% | 0.9447% | 0 | 0% | 0.9222% | 0 | 48.98% | 0.9222% | 8.7939e-05 | 51.02% | 0.9222% | 9.1587e-05 | 0% | 6.957% | 0 | 0% | 6.957% | 0 | 0% | 6.957% | 0 | 0% | 0.7545% | 0 | 0% | 0.7545% | 0 | 0% | 0.7545% | 0 |  |  |  | 0% | 11.8% | 0 | 0% | 11.8% | 0 | 0% | 11.8% | 0 | 0% | 0.3515% | 0 | 0% | 0.3515% | 0 | 0% | 0.3515% | 0 | 0% | 100% | 0 | 0% | 100% | 0 | 0% | 100% | 0 | 0% | 100% | 0 |  |  | 0 |  |  | 0 |  |  | 0
6TH AVENUE 0402CB | 3.5486e-05 | 0 | 0.0070028 | 0 | 0.0070028 | 0.0015972 | 0.0089061 | 0.0010567 | 0% | 99% | 0 | 0% | 99% | 0 | 0% | 99% | 0 | 0% | 99% | 0 | 0% | 60.49% | 0 | 0% | 48.1% | 0 | 0% | 48.1% | 0 | 0% | 48.1% | 0 | 0 | 0% | 3.938% | 0 | 0% | 3.938% | 0 | 0% | 3.938% | 0 | 0% | 0.4266% | 0 | 0% | 0.4266% | 0 | 0% | 0.4266% | 0 | 0% | 1.178% | 0 | 0% | 1.178% | 0 | 0% | 1.178% | 0 | 0% | 1.204% | 0 | 0% | 1.204% | 0 | 0% | 1.204% | 0 | 0% | 8.814% | 0 | 0% | 8.814% | 0 | 0% | 8.814% | 0 | 0% | 0.7547% | 0 | 0% | 0.7547% | 0 | 0% | 0.7547% | 0 |  |  |  | 0% | 11.8% | 0 | 0% | 11.8% | 0 | 0% | 11.8% | 0 | 0% | 0.3531% | 0 | 0% | 0.3531% | 0 | 0% | 0.3531% | 0 | 0% | 100% | 0 | 0% | 100% | 0 | 0% | 100% | 0 | 0% | 100% | 0 |  |  | 0 |  |  | 0 |  |  | 0
LAWRENCE 111360068 | 3.5386e-05 | 0 | 0.0062607 | 0 | 0.0062607 | 0.0016581 | 0.0059505 | 0.0027264 | 0% | 99% | 0 | 0% | 99% | 0 | 0% | 99% | 0 | 0% | 99% | 0 | 0% | 63.54% | 0 | 0% | 51.38% | 0 | 0% | 51.38% | 0 | 0% | 51.38% | 0 | 0 | 0% | 3.022% | 0 | 0% | 3.022% | 0 | 0% | 3.022% | 0 | 0% | 0.3134% | 0 | 0% | 0.3134% | 0 | 0% | 0.3134% | 0 | 0% | 0.8833% | 0 | 0% | 0.8833% | 0 | 0% | 0.8833% | 0 | 0% | 0.8659% | 0 | 0% | 0.8659% | 0 | 0% | 0.8659% | 0 | 0% | 6.498% | 0 | 0% | 6.498% | 0 | 0% | 6.498% | 0 | 0% | 0.5907% | 0 | 0% | 0.5907% | 0 | 0% | 0.5907% | 0 |  |  |  | 0% | 11.8% | 0 | 0% | 11.8% | 0 | 0% | 11.8% | 0 | 0% | 0.3569% | 0 | 0% | 0.3569% | 0 | 0% | 0.3569% | 0 | 0% | 100% | 0 | 0% | 100% | 0 | 0% | 100% | 0 | 0% | 100% | 0 |  |  | 0 |  |  | 0 |  |  | 0
WALDO 0401CB | 3.4717e-05 | 0.063297 | 0.015539 | 0 | 0.015539 | 0.0033968 | 0.016736 | 0.005519 | 0% | 99% | 0 | 0% | 99% | 0 | 0% | 99% | 0 | 0% | 99% | 0 | 0% | 62.04% | 0 | 0% | 50.15% | 0 | 0% | 50.15% | 0 | 0% | 50.15% | 0 | 0 | 0% | 3.248% | 0 | 0% | 3.248% | 0 | 0% | 3.248% | 0 | 0% | 0.3415% | 0 | 0% | 0.3415% | 0 | 0% | 0.3415% | 0 | 0% | 0.9946% | 0 | 0% | 0.9946% | 0 | 0% | 0.9946% | 0 | 0% | 0.9763% | 0 | 0% | 0.9763% | 0 | 1.537% | 0.9763% | 2.3318e-06 | 0% | 7.332% | 0 | 0% | 7.332% | 0 | 0% | 7.332% | 0 | 0% | 0.4854% | 0 | 0% | 0.4854% | 0 | 0% | 0.4854% | 0 |  |  |  | 0% | 11.8% | 0 | 0% | 11.8% | 0 | 0% | 11.8% | 0 | 0% | 0.3508% | 0 | 0% | 0.3508% | 0 | 0% | 0.3508% | 0 | 0% | 100% | 0 | 0% | 100% | 0 | 0% | 100% | 0 | 0% | 100% | 0 |  |  | 0 |  |  | 0 |  |  | 0
FAIRMOUNT 0402CB | 3.4682e-05 | 0 | 0.020385 | 0 | 0.020385 | 0.005219 | 0.02133 | 0.0071016 | 0% | 99% | 0 | 0% | 99% | 0 | 0% | 99% | 0 | 0% | 99% | 0 | 0% | 62.24% | 0 | 0% | 50.35% | 0 | 0% | 50.35% | 0 | 0% | 50.35% | 0 | 0 | 0% | 3.082% | 0 | 0% | 3.082% | 0 | 0% | 3.082% | 0 | 0% | 0.3232% | 0 | 0% | 0.3232% | 0 | 0% | 0.3232% | 0 | 0% | 0.9665% | 0 | 0% | 0.9665% | 0 | 0% | 0.9665% | 0 | 0% | 0.9432% | 0 | 0% | 0.9432% | 0 | 0.377% | 0.9432% | 7.2491e-07 | 0% | 7.112% | 0 | 0% | 7.112% | 0 | 0% | 7.112% | 0 | 0% | 0.5508% | 0 | 0% | 0.5508% | 0 | 0% | 0.5508% | 0 |  |  |  | 0% | 11.8% | 0 | 0% | 11.8% | 0 | 0% | 11.8% | 0 | 0% | 0.3509% | 0 | 0% | 0.3509% | 0 | 0% | 0.3509% | 0 | 0% | 100% | 0 | 0% | 100% | 0 | 0% | 100% | 0 | 0% | 100% | 0 |  |  | 0 |  |  | 0 |  |  | 0
RICHMOND R 1130BR144 | 3.4529e-05 | 0 | 0.012189 | 0 | 0.012189 | 0.0022173 | 0.012903 | 0.005001 | 0% | 99% | 0 | 0% | 99% | 0 | 0% | 99% | 0 | 0% | 99% | 0 | 0% | 62.49% | 0 | 0% | 51.25% | 0 | 0% | 51.25% | 0 | 0% | 51.25% | 0 | 0 | 0% | 3.12% | 0 | 0% | 3.12% | 0 | 0% | 3.12% | 0 | 0% | 0.3251% | 0 | 0% | 0.3251% | 0 | 0% | 0.3251% | 0 | 0% | 0.9788% | 0 | 0% | 0.9788% | 0 | 0% | 0.9788% | 0 | 0% | 0.9437% | 0 | 0% | 0.9437% | 0 | 0% | 0.9437% | 0 | 0% | 7.169% | 0 | 0% | 7.169% | 0 | 0% | 7.169% | 0 | 0% | 0.3885% | 0 | 0% | 0.3885% | 0 | 0% | 0.3885% | 0 |  |  |  | 0% | 11.8% | 0 | 0% | 11.8% | 0 | 0% | 11.8% | 0 | 0% | 0.3477% | 0 | 0% | 0.3477% | 0 | 0% | 0.3477% | 0 | 0% | 100% | 0 | 0% | 100% | 0 | 0% | 100% | 0 | 0% | 100% | 0 |  |  | 0 |  |  | 0 |  |  | 0
FREMONT 1107MR110 | 3.4471e-05 | 0 | 0.0060988 | 0 | 0.0060988 | 0.001573 | 0.0061576 | 0.0023371 | 0% | 99% | 0 | 0% | 99% | 0 | 0% | 99% | 0 | 0% | 99% | 0 | 0% | 63.64% | 0 | 0% | 50.56% | 0 | 0% | 50.56% | 0 | 0% | 50.56% | 0 | 0 | 0% | 3.015% | 0 | 0% | 3.015% | 0 | 0% | 3.015% | 0 | 0% | 0.3317% | 0 | 0% | 0.3317% | 0 | 0% | 0.3317% | 0 | 0% | 0.9301% | 0 | 0% | 0.9301% | 0 | 0% | 0.9301% | 0 | 0% | 0.9513% | 0 | 0% | 0.9513% | 0 | 100% | 0.9513% | 5.8019e-05 | 0% | 6.961% | 0 | 0% | 6.961% | 0 | 0% | 6.961% | 0 | 0% | 0.4423% | 0 | 0% | 0.4423% | 0 | 0% | 0.4423% | 0 |  |  |  | 0% | 11.8% | 0 | 0% | 11.8% | 0 | 0% | 11.8% | 0 | 0% | 0.3612% | 0 | 0% | 0.3612% | 0 | 0% | 0.3612% | 0 | 0% | 100% | 0 | 0% | 100% | 0 | 0% | 100% | 0 | 0% | 100% | 0 |  |  | 0 |  |  | 0 |  |  | 0
MISSION (X) 112441340 | 3.4376e-05 | 0 | 0.0043276 | 0 | 0.0043276 | 0.00031255 | 0.0058092 | 0.0010221 | 0% | 99% | 0 | 0% | 99% | 0 | 0% | 99% | 0 | 0% | 99% | 0 | 0% | 60.67% | 0 | 0% | 48.54% | 0 | 0% | 48.54% | 0 | 0% | 48.54% | 0 | 0 | 0% | 4.365% | 0 | 0% | 4.365% | 0 | 0% | 4.365% | 0 | 0% | 0.4699% | 0 | 0% | 0.4699% | 0 | 0% | 0.4699% | 0 | 0% | 1.252% | 0 | 0% | 1.252% | 0 | 0% | 1.252% | 0 | 95.35% | 1.293% | 5.3357e-05 | 0% | 1.293% | 0 | 0% | 1.293% | 0 | 0% | 9.398% | 0 | 0% | 9.398% | 0 | 0% | 9.398% | 0 | 0% | 0.3366% | 0 | 0% | 0.3366% | 0 | 0% | 0.3366% | 0 |  |  |  | 0% | 11.8% | 0 | 0% | 11.8% | 0 | 0% | 11.8% | 0 | 0% | 0.3548% | 0 | 0% | 0.3548% | 0 | 0% | 0.3548% | 0 | 0% | 100% | 0 | 0% | 100% | 0 | 0% | 100% | 0 | 0% | 100% | 0 |  |  | 0 |  |  | 0 |  |  | 0
BARRETT 0402CB | 3.4318e-05 | 0 | 0.026038 | 0 | 0.026038 | 0.0046267 | 0.028637 | 0.0097194 | 0% | 99% | 0 | 0% | 99% | 0 | 0% | 99% | 0 | 0% | 99% | 0 | 0% | 61.73% | 0 | 0% | 50.66% | 0 | 0% | 50.66% | 0 | 0% | 50.66% | 0 | 0 | 0% | 3.236% | 0 | 0% | 3.236% | 0 | 0% | 3.236% | 0 | 0% | 0.334% | 0 | 0% | 0.334% | 0 | 0% | 0.334% | 0 | 0% | 1.019% | 0 | 0% | 1.019% | 0 | 0% | 1.019% | 0 | 0% | 0.978% | 0 | 0% | 0.978% | 0 | 0% | 0.978% | 0 | 0% | 7.452% | 0 | 0% | 7.452% | 0 | 0% | 7.452% | 0 | 0% | 0.4035% | 0 | 0% | 0.4035% | 0 | 0% | 0.4035% | 0 |  |  |  | 0% | 11.8% | 0 | 0% | 11.8% | 0 | 0% | 11.8% | 0 | 0% | 0.3453% | 0 | 0% | 0.3453% | 0 | 0% | 0.3453% | 0 | 0% | 100% | 0 | 0% | 100% | 0 | 0% | 100% | 0 | 0% | 100% | 0 |  |  | 0 |  |  | 0 |  |  | 0
RICHMOND Q 0402895422 | 3.4204e-05 | 0 | 0.015595 | 0 | 0.015595 | 0.0022273 | 0.0181 | 0.0054156 | 0% | 99% | 0 | 0% | 99% | 0 | 0% | 99% | 0 | 0% | 99% | 0 | 0% | 61.61% | 0 | 0% | 49.78% | 0 | 0% | 49.78% | 0 | 0% | 49.78% | 0 | 0 | 0% | 3.208% | 0 | 0% | 3.208% | 0 | 0% | 3.208% | 0 | 0% | 0.3511% | 0 | 0% | 0.3511% | 0 | 0% | 0.3511% | 0 | 0% | 1.053% | 0 | 0% | 1.053% | 0 | 0% | 1.053% | 0 | 0% | 1.035% | 0 | 0% | 1.035% | 0 | 0% | 1.035% | 0 | 0% | 7.772% | 0 | 0% | 7.772% | 0 | 0% | 7.772% | 0 | 0% | 0.3163% | 0 | 0% | 0.3163% | 0 | 0% | 0.3163% | 0 |  |  |  | 0% | 11.8% | 0 | 0% | 11.8% | 0 | 0% | 11.8% | 0 | 0% | 0.3441% | 0 | 0% | 0.3441% | 0 | 0% | 0.3441% | 0 | 0% | 100% | 0 | 0% | 100% | 0 | 0% | 100% | 0 | 0% | 100% | 0 |  |  | 0 |  |  | 0 |  |  | 0
SAN CARLOS 0403CB | 3.4158e-05 | 0 | 0.02316 | 0 | 0.02316 | 0.011356 | 0.021186 | 0.0056898 | 0% | 99% | 0 | 0% | 99% | 0 | 0% | 99% | 0 | 0% | 99% | 0 | 0% | 63.85% | 0 | 0% | 49.87% | 0 | 0% | 49.87% | 0 | 0% | 49.87% | 0 | 0 | 0% | 2.789% | 0 | 0% | 2.789% | 0 | 0% | 2.789% | 0 | 0% | 0.3084% | 0 | 0% | 0.3084% | 0 | 0% | 0.3084% | 0 | 0% | 0.8334% | 0 | 0% | 0.8334% | 0 | 0% | 0.8334% | 0 | 0% | 0.8494% | 0 | 44.52% | 0.8494% | 8.7577e-05 | 0% | 0.8494% | 0 | 0% | 6.219% | 0 | 0% | 6.219% | 0 | 0% | 6.219% | 0 | 0% | 1.111% | 0 | 0% | 1.111% | 0 | 0% | 1.111% | 0 |  |  |  | 0% | 11.8% | 0 | 0% | 11.8% | 0 | 0% | 11.8% | 0 | 0% | 0.3631% | 0 | 0% | 0.3631% | 0 | 0% | 0.3631% | 0 | 0% | 100% | 0 | 0% | 100% | 0 | 0% | 100% | 0 | 0% | 100% | 0 |  |  | 0 |  |  | 0 |  |  | 0
GRANT 1105MR362 | 3.4026e-05 | 0 | 0.01725 | 0 | 0.01725 | 0.0022195 | 0.017838 | 0.0084182 | 0% | 99% | 0 | 0% | 99% | 0 | 0% | 99% | 0 | 0% | 99% | 0 | 0% | 63.29% | 0 | 0% | 51.45% | 0 | 0% | 51.45% | 0 | 0% | 51.45% | 0 | 0 | 0% | 3.079% | 0 | 0% | 3.079% | 0 | 0% | 3.079% | 0 | 0% | 0.3266% | 0 | 0% | 0.3266% | 0 | 0% | 0.3266% | 0 | 0% | 0.9544% | 0 | 0% | 0.9544% | 0 | 0% | 0.9544% | 0 | 0% | 0.9425% | 0 | 100% | 0.9425% | 0.00016257 | 0% | 0.9425% | 0 | 0% | 7.052% | 0 | 0% | 7.052% | 0 | 0% | 7.052% | 0 | 0% | 0.317% | 0 | 0% | 0.317% | 0 | 0% | 0.317% | 0 |  |  |  | 0% | 11.8% | 0 | 0% | 11.8% | 0 | 0% | 11.8% | 0 | 0% | 0.3535% | 0 | 0% | 0.3535% | 0 | 0% | 0.3535% | 0 | 0% | 100% | 0 | 0% | 100% | 0 | 0% | 100% | 0 | 0% | 100% | 0 |  |  | 0 |  |  | 0 |  |  | 0
SAN LEANDRO U 1108MR566 | 3.3965e-05 | 0 | 0.015832 | 0 | 0.015832 | 0.00236 | 0.015328 | 0.0084467 | 0% | 99% | 0 | 0% | 99% | 0 | 0% | 99% | 0 | 0% | 99% | 0 | 0% | 64.95% | 0 | 0% | 52.69% | 0 | 0% | 52.69% | 0 | 0% | 52.69% | 0 | 0 | 0% | 2.996% | 0 | 0% | 2.996% | 0 | 0% | 2.996% | 0 | 0% | 0.3216% | 0 | 0% | 0.3216% | 0 | 0% | 0.3216% | 0 | 0% | 0.8949% | 0 | 0% | 0.8949% | 0 | 0% | 0.8949% | 0 | 0% | 0.9015% | 0 | 100% | 0.9015% | 0.00014273 | 0% | 0.9015% | 0 | 0% | 6.654% | 0 | 0% | 6.654% | 0 | 0% | 6.654% | 0 | 0% | 0.3805% | 0 | 0% | 0.3805% | 0 | 0% | 0.3805% | 0 |  |  |  | 0% | 11.8% | 0 | 0% | 11.8% | 0 | 0% | 11.8% | 0 | 0% | 0.3602% | 0 | 0% | 0.3602% | 0 | 0% | 0.3602% | 0 | 0% | 100% | 0 | 0% | 100% | 0 | 0% | 100% | 0 | 0% | 100% | 0 |  |  | 0 |  |  | 0 |  |  | 0
BERKELEY F 0410CB | 3.3866e-05 | 0 | 0.013222 | 0 | 0.013222 | 0.004817 | 0.013344 | 0.0036651 | 0% | 99% | 0 | 0% | 99% | 0 | 0% | 99% | 0 | 0% | 99% | 0 | 0% | 62.09% | 0 | 0% | 49.93% | 0 | 0% | 49.93% | 0 | 0% | 49.93% | 0 | 0 | 0% | 2.995% | 0 | 0% | 2.995% | 0 | 0% | 2.995% | 0 | 0% | 0.3148% | 0 | 0% | 0.3148% | 0 | 0% | 0.3148% | 0 | 0% | 0.9302% | 0 | 0% | 0.9302% | 0 | 0% | 0.9302% | 0 | 0% | 0.9062% | 0 | 61.06% | 0.9062% | 7.3169e-05 | 38.94% | 0.9062% | 4.6654e-05 | 0% | 6.838% | 0 | 0% | 6.838% | 0 | 0% | 6.838% | 0 | 0% | 0.8668% | 0 | 0% | 0.8668% | 0 | 0% | 0.8668% | 0 |  |  |  | 0% | 11.8% | 0 | 0% | 11.8% | 0 | 0% | 11.8% | 0 | 0% | 0.352% | 0 | 0% | 0.352% | 0 | 0% | 0.352% | 0 | 0% | 100% | 0 | 0% | 100% | 0 | 0% | 100% | 0 | 0% | 100% | 0 |  |  | 0 |  |  | 0 |  |  | 0
HUNTERS POINT (P) 110810569 | 3.3788e-05 | 0 | 0.01963 | 0 | 0.01963 | 0.0025749 | 0.02312 | 0.0067092 | 0% | 99% | 0 | 0% | 99% | 0 | 0% | 99% | 0 | 0% | 99% | 0 | 0% | 63.22% | 0 | 0% | 51.16% | 0 | 0% | 51.16% | 0 | 0% | 51.16% | 0 | 0 | 0% | 3.829% | 0 | 0% | 3.829% | 0 | 0% | 3.829% | 0 | 0% | 0.4157% | 0 | 0% | 0.4157% | 0 | 0% | 0.4157% | 0 | 0% | 1.087% | 0 | 0% | 1.087% | 0 | 0% | 1.087% | 0 | 53.89% | 1.109% | 0.00011735 | 45.67% | 1.109% | 9.9452e-05 | 0.1678% | 1.109% | 3.6546e-07 | 0% | 8.109% | 0 | 0% | 8.109% | 0 | 0% | 8.109% | 0 | 0% | 0.4493% | 0 | 0% | 0.4493% | 0 | 0% | 0.4493% | 0 |  |  |  | 0% | 11.8% | 0 | 0% | 11.8% | 0 | 0% | 11.8% | 0 | 0% | 0.3551% | 0 | 0% | 0.3551% | 0 | 0% | 0.3551% | 0 | 0% | 100% | 0 | 0% | 100% | 0 | 0% | 100% | 0 | 0% | 100% | 0 |  |  | 0 |  |  | 0 |  |  | 0
SF H 110857238 | 3.3652e-05 | 0 | 0.013637 | 0 | 0.013637 | 0.0012317 | 0.016922 | 0.0043577 | 0% | 99% | 0 | 0% | 99% | 0 | 0% | 99% | 0 | 0% | 99% | 0 | 0% | 62.33% | 0 | 0% | 50.79% | 0 | 0% | 50.79% | 0 | 0% | 50.79% | 0 | 0 | 0% | 4.158% | 0 | 0% | 4.158% | 0 | 0% | 4.158% | 0 | 0% | 0.4415% | 0 | 0% | 0.4415% | 0 | 0% | 0.4415% | 0 | 0% | 1.154% | 0 | 0% | 1.154% | 0 | 0% | 1.154% | 0 | 0% | 1.165% | 0 | 99.45% | 1.165% | 0.00015805 | 0% | 1.165% | 0 | 0% | 8.575% | 0 | 0% | 8.575% | 0 | 0% | 8.575% | 0 | 0% | 0.315% | 0 | 0% | 0.315% | 0 | 0% | 0.315% | 0 |  |  |  | 0% | 11.8% | 0 | 0% | 11.8% | 0 | 0% | 11.8% | 0 | 0% | 0.3518% | 0 | 0% | 0.3518% | 0 | 0% | 0.3518% | 0 | 0% | 100% | 0 | 0% | 100% | 0 | 0% | 100% | 0 | 0% | 100% | 0 |  |  | 0 |  |  | 0 |  |  | 0
CARQUINEZ 110369014 | 3.3486e-05 | 0 | 0.032414 | 0 | 0.032414 | 0.0095193 | 0.03191 | 0.012079 | 0% | 99% | 0 | 0% | 99% | 0 | 0% | 99% | 0 | 0% | 99% | 0 | 0% | 64.52% | 0 | 0% | 51.39% | 0 | 0% | 51.39% | 0 | 0% | 51.39% | 0 | 0 | 0% | 3.265% | 0 | 0% | 3.265% | 0 | 0% | 3.265% | 0 | 0% | 0.3552% | 0 | 0% | 0.3552% | 0 | 0% | 0.3552% | 0 | 0% | 0.9089% | 0 | 0% | 0.9089% | 0 | 0% | 0.9089% | 0 | 0% | 0.9363% | 0 | 2.388% | 0.9363% | 7.2477e-06 | 0% | 0.9363% | 0 | 0% | 6.799% | 0 | 0% | 6.799% | 0 | 0% | 6.799% | 0 | 0% | 0.7343% | 0 | 0% | 0.7343% | 0 | 0% | 0.7343% | 0 |  |  |  | 0% | 11.8% | 0 | 0% | 11.8% | 0 | 0% | 11.8% | 0 | 0% | 0.3641% | 0 | 0% | 0.3641% | 0 | 0% | 0.3641% | 0 | 0% | 100% | 0 | 0% | 100% | 0 | 0% | 100% | 0 | 0% | 100% | 0 |  |  | 0 |  |  | 0 |  |  | 0
SAN LEANDRO U 1106MR630 | 3.346e-05 | 0 | 0.021744 | 0 | 0.021744 | 0.002259 | 0.023808 | 0.009828 | 0% | 99% | 0 | 0% | 99% | 0 | 0% | 99% | 0 | 0% | 99% | 0 | 0% | 64.25% | 0 | 0% | 51.59% | 0 | 0% | 51.59% | 0 | 0% | 51.59% | 0 | 0 | 0% | 3.568% | 0 | 0% | 3.568% | 0 | 0% | 3.568% | 0 | 0% | 0.3949% | 0 | 0% | 0.3949% | 0 | 0% | 0.3949% | 0 | 0% | 1.004% | 0 | 0% | 1.004% | 0 | 0% | 1.004% | 0 | 0% | 1.042% | 0 | 100% | 1.042% | 0.00022663 | 0% | 1.042% | 0 | 0% | 7.537% | 0 | 0% | 7.537% | 0 | 0% | 7.537% | 0 | 0% | 0.3222% | 0 | 0% | 0.3222% | 0 | 0% | 0.3222% | 0 |  |  |  | 0% | 11.8% | 0 | 0% | 11.8% | 0 | 0% | 11.8% | 0 | 0% | 0.3606% | 0 | 0% | 0.3606% | 0 | 0% | 0.3606% | 0 | 0% | 100% | 0 | 0% | 100% | 0 | 0% | 100% | 0 | 0% | 100% | 0 |  |  | 0 |  |  | 0 |  |  | 0
JARVIS 1112CB | 3.3445e-05 | 0 | 0.010185 | 0 | 0.010185 | 0.0023775 | 0.0091238 | 0.0053113 | 0% | 99% | 0 | 0% | 99% | 0 | 0% | 99% | 0 | 0% | 99% | 0 | 0% | 65.87% | 0 | 0% | 51.43% | 0 | 0% | 51.43% | 0 | 0% | 51.43% | 0 | 0 | 0% | 3.098% | 0 | 0% | 3.098% | 0 | 0% | 3.098% | 0 | 0% | 0.3466% | 0 | 0% | 0.3466% | 0 | 0% | 0.3466% | 0 | 0% | 0.8156% | 0 | 0% | 0.8156% | 0 | 0% | 0.8156% | 0 | 0% | 0.8711% | 0 | 19.03% | 0.8711% | 1.6884e-05 | 0% | 0.8711% | 0 | 0% | 6.179% | 0 | 0% | 6.179% | 0 | 0% | 6.179% | 0 | 0% | 0.5537% | 0 | 0% | 0.5537% | 0 | 0% | 0.5537% | 0 |  |  |  | 0% | 11.8% | 0 | 0% | 11.8% | 0 | 0% | 11.8% | 0 | 0% | 0.3726% | 0 | 0% | 0.3726% | 0 | 0% | 0.3726% | 0 | 0% | 100% | 0 | 0% | 100% | 0 | 0% | 100% | 0 | 0% | 100% | 0 |  |  | 0 |  |  | 0 |  |  | 0
MT EDEN 110211986 | 3.3356e-05 | 0 | 0.0072634 | 0 | 0.0072634 | 0.0015445 | 0.0069392 | 0.0035064 | 0% | 99% | 0 | 0% | 99% | 0 | 0% | 99% | 0 | 0% | 99% | 0 | 0% | 65.05% | 0 | 0% | 52.6% | 0 | 0% | 52.6% | 0 | 0% | 52.6% | 0 | 0 | 0% | 2.947% | 0 | 0% | 2.947% | 0 | 0% | 2.947% | 0 | 0% | 0.3159% | 0 | 0% | 0.3159% | 0 | 0% | 0.3159% | 0 | 0% | 0.8862% | 0 | 0% | 0.8862% | 0 | 0% | 0.8862% | 0 | 0% | 0.8976% | 0 | 0% | 0.8976% | 0 | 100% | 0.8976% | 6.5195e-05 | 0% | 6.602% | 0 | 0% | 6.602% | 0 | 0% | 6.602% | 0 | 0% | 0.5032% | 0 | 0% | 0.5032% | 0 | 0% | 0.5032% | 0 |  |  |  | 0% | 11.8% | 0 | 0% | 11.8% | 0 | 0% | 11.8% | 0 | 0% | 0.3621% | 0 | 0% | 0.3621% | 0 | 0% | 0.3621% | 0 | 0% | 100% | 0 | 0% | 100% | 0 | 0% | 100% | 0 | 0% | 100% | 0 |  |  | 0 |  |  | 0 |  |  | 0
RUSSELL 0402CB | 3.3323e-05 | 0 | 0.016156 | 0 | 0.016156 | 0.002931 | 0.017364 | 0.006375 | 0% | 99% | 0 | 0% | 99% | 0 | 0% | 99% | 0 | 0% | 99% | 0 | 0% | 62.78% | 0 | 0% | 51.27% | 0 | 0% | 51.27% | 0 | 0% | 51.27% | 0 | 0 | 0% | 3.211% | 0 | 0% | 3.211% | 0 | 0% | 3.211% | 0 | 0% | 0.337% | 0 | 0% | 0.337% | 0 | 0% | 0.337% | 0 | 0% | 0.9958% | 0 | 0% | 0.9958% | 0 | 0% | 0.9958% | 0 | 0% | 0.9785% | 0 | 100% | 0.9785% | 0.00015809 | 0% | 0.9785% | 0 | 0% | 7.344% | 0 | 0% | 7.344% | 0 | 0% | 7.344% | 0 | 0% | 0.4953% | 0 | 0% | 0.4953% | 0 | 0% | 0.4953% | 0 |  |  |  | 0% | 11.8% | 0 | 0% | 11.8% | 0 | 0% | 11.8% | 0 | 0% | 0.3513% | 0 | 0% | 0.3513% | 0 | 0% | 0.3513% | 0 | 0% | 100% | 0 | 0% | 100% | 0 | 0% | 100% | 0 | 0% | 100% | 0 |  |  | 0 |  |  | 0 |  |  | 0
SANTA MARIA 1108M120 | 3.3213e-05 | 0 | 0.037235 | 0 | 0.037235 | 0.0048125 | 0.043034 | 0.013619 | 0% | 99% | 0 | 0% | 99% | 0 | 0% | 99% | 0 | 0% | 99% | 0 | 0% | 63.3% | 0 | 0% | 50.63% | 0 | 0% | 50.63% | 0 | 0% | 50.63% | 0 | 0 | 0% | 3.213% | 0 | 0% | 3.213% | 0 | 0% | 3.213% | 0 | 0% | 0.3656% | 0 | 0% | 0.3656% | 0 | 0% | 0.3656% | 0 | 0% | 1.069% | 0 | 0% | 1.069% | 0 | 0% | 1.069% | 0 | 0% | 1.112% | 0 | 0% | 1.112% | 0 | 0% | 1.112% | 0 | 0% | 8.063% | 0 | 0% | 8.063% | 0 | 0% | 8.063% | 0 | 0% | 0.3705% | 0 | 0% | 0.3705% | 0 | 0% | 0.3705% | 0 |  |  |  | 0% | 11.8% | 0 | 0% | 11.8% | 0 | 0% | 11.8% | 0 | 0% | 0.3595% | 0 | 0% | 0.3595% | 0 | 0% | 0.3595% | 0 | 0% | 100% | 0 | 0% | 100% | 0 | 0% | 100% | 0 | 0% | 100% | 0 |  |  | 0 |  |  | 0 |  |  | 0
BRITTON 1106CB | 3.3007e-05 | 0 | 0.021675 | 0 | 0.021675 | 0.0065571 | 0.020269 | 0.008954 | 0% | 99% | 0 | 0% | 99% | 0 | 0% | 99% | 0 | 0% | 99% | 0 | 0% | 64.45% | 0 | 0% | 51.18% | 0 | 0% | 51.18% | 0 | 0% | 51.18% | 0 | 0 | 0% | 2.931% | 0 | 0% | 2.931% | 0 | 0% | 2.931% | 0 | 0% | 0.3201% | 0 | 0% | 0.3201% | 0 | 0% | 0.3201% | 0 | 0% | 0.8628% | 0 | 0% | 0.8628% | 0 | 0% | 0.8628% | 0 | 0% | 0.8833% | 0 | 0% | 0.8833% | 0 | 20.3% | 0.8833% | 3.8864e-05 | 0% | 6.449% | 0 | 0% | 6.449% | 0 | 0% | 6.449% | 0 | 0% | 0.6925% | 0 | 0% | 0.6925% | 0 | 0% | 0.6925% | 0 |  |  |  | 0% | 11.8% | 0 | 0% | 11.8% | 0 | 0% | 11.8% | 0 | 0% | 0.3644% | 0 | 0% | 0.3644% | 0 | 0% | 0.3644% | 0 | 0% | 100% | 0 | 0% | 100% | 0 | 0% | 100% | 0 | 0% | 100% | 0 |  |  | 0 |  |  | 0 |  |  | 0
BELLE HAVEN 0409CB | 3.2922e-05 | 0 | 0.020919 | 0 | 0.020919 | 0.010448 | 0.018607 | 0.0054774 | 0% | 99% | 0 | 0% | 99% | 0 | 0% | 99% | 0 | 0% | 99% | 0 | 0% | 63.97% | 0 | 0% | 50.05% | 0 | 0% | 50.05% | 0 | 0% | 50.05% | 0 | 0 | 0% | 2.79% | 0 | 0% | 2.79% | 0 | 0% | 2.79% | 0 | 0% | 0.3055% | 0 | 0% | 0.3055% | 0 | 0% | 0.3055% | 0 | 0% | 0.8174% | 0 | 0% | 0.8174% | 0 | 0% | 0.8174% | 0 | 0% | 0.835% | 0 | 42.44% | 0.835% | 7.4139e-05 | 57.56% | 0.835% | 0.00010054 | 0% | 6.103% | 0 | 0% | 6.103% | 0 | 0% | 6.103% | 0 | 0% | 1.144% | 0 | 0% | 1.144% | 0 | 0% | 1.144% | 0 |  |  |  | 0% | 11.8% | 0 | 0% | 11.8% | 0 | 0% | 11.8% | 0 | 0% | 0.3655% | 0 | 0% | 0.3655% | 0 | 0% | 0.3655% | 0 | 0% | 100% | 0 | 0% | 100% | 0 | 0% | 100% | 0 | 0% | 100% | 0 |  |  | 0 |  |  | 0 |  |  | 0
SF M 0403CB | 3.2788e-05 | 0 | 0.01732 | 0 | 0.01732 | 0.0045563 | 0.020294 | 0.0037398 | 0% | 99% | 0 | 0% | 99% | 0 | 0% | 99% | 0 | 0% | 99% | 0 | 0% | 62.08% | 0 | 0% | 49.71% | 0 | 0% | 49.71% | 0 | 0% | 49.71% | 0 | 0 | 0% | 3.761% | 0 | 0% | 3.761% | 0 | 0% | 3.761% | 0 | 0% | 0.4027% | 0 | 0% | 0.4027% | 0 | 0% | 0.4027% | 0 | 0% | 1.09% | 0 | 0% | 1.09% | 0 | 0% | 1.09% | 0 | 0% | 1.105% | 0 | 39.43% | 1.105% | 7.548e-05 | 0% | 1.105% | 0 | 0% | 8.12% | 0 | 0% | 8.12% | 0 | 0% | 8.12% | 0 | 0% | 0.7008% | 0 | 0% | 0.7008% | 0 | 0% | 0.7008% | 0 |  |  |  | 0% | 11.8% | 0 | 0% | 11.8% | 0 | 0% | 11.8% | 0 | 0% | 0.3555% | 0 | 0% | 0.3555% | 0 | 0% | 0.3555% | 0 | 0% | 100% | 0 | 0% | 100% | 0 | 0% | 100% | 0 | 0% | 100% | 0 |  |  | 0 |  |  | 0 |  |  | 0
HIGHWAY 1101992028 | 3.2726e-05 | 0 | 0.0087964 | 0 | 0.0087964 | 0.0021449 | 0.008657 | 0.0037188 | 0% | 99% | 0 | 0% | 99% | 0 | 0% | 99% | 0 | 0% | 99% | 0 | 0% | 64.77% | 0 | 0% | 51.73% | 0 | 0% | 51.73% | 0 | 0% | 51.73% | 0 | 0 | 0% | 3.354% | 0 | 0% | 3.354% | 0 | 0% | 3.354% | 0 | 0% | 0.3639% | 0 | 0% | 0.3639% | 0 | 0% | 0.3639% | 0 | 0% | 0.9034% | 0 | 0% | 0.9034% | 0 | 0% | 0.9034% | 0 | 0% | 0.9266% | 0 | 100% | 0.9266% | 8.1505e-05 | 0% | 0.9266% | 0 | 0% | 6.74% | 0 | 0% | 6.74% | 0 | 0% | 6.74% | 0 | 0% | 0.6088% | 0 | 0% | 0.6088% | 0 | 0% | 0.6088% | 0 |  |  |  | 0% | 11.8% | 0 | 0% | 11.8% | 0 | 0% | 11.8% | 0 | 0% | 0.3627% | 0 | 0% | 0.3627% | 0 | 0% | 0.3627% | 0 | 0% | 100% | 0 | 0% | 100% | 0 | 0% | 100% | 0 | 0% | 100% | 0 |  |  | 0 |  |  | 0 |  |  | 0
SF G 1101CB | 3.2682e-05 | 0 | 0.0056989 | 0 | 0.0056989 | 0.0008788 | 0.0072923 | 0.0012365 | 0% | 99% | 0 | 0% | 99% | 0 | 0% | 99% | 0 | 0% | 99% | 0 | 0% | 61.89% | 0 | 0% | 49.36% | 0 | 0% | 49.36% | 0 | 0% | 49.36% | 0 | 0 | 0% | 4.172% | 0 | 0% | 4.172% | 0 | 0% | 4.172% | 0 | 0% | 0.4553% | 0 | 0% | 0.4553% | 0 | 0% | 0.4553% | 0 | 0% | 1.192% | 0 | 0% | 1.192% | 0 | 0% | 1.192% | 0 | 0% | 1.242% | 0 | 0% | 1.242% | 0 | 0% | 1.242% | 0 | 0% | 8.969% | 0 | 0% | 8.969% | 0 | 0% | 8.969% | 0 | 0% | 0.5369% | 0 | 0% | 0.5369% | 0 | 0% | 0.5369% | 0 |  |  |  | 0% | 11.8% | 0 | 0% | 11.8% | 0 | 0% | 11.8% | 0 | 0% | 0.3586% | 0 | 0% | 0.3586% | 0 | 0% | 0.3586% | 0 | 0% | 100% | 0 | 0% | 100% | 0 | 0% | 100% | 0 | 0% | 100% | 0 |  |  | 0 |  |  | 0 |  |  | 0
SAN LORENZO 0402CB | 3.2615e-05 | 0 | 0.016812 | 0 | 0.016812 | 0.0075312 | 0.015664 | 0.0045573 | 0% | 99% | 0 | 0% | 99% | 0 | 0% | 99% | 0 | 0% | 99% | 0 | 0% | 62.04% | 0 | 0% | 49.73% | 0 | 0% | 49.73% | 0 | 0% | 49.73% | 0 | 0 | 0% | 2.585% | 0 | 0% | 2.585% | 0 | 0% | 2.585% | 0 | 0% | 0.2666% | 0 | 0% | 0.2666% | 0 | 0% | 0.2666% | 0 | 0% | 0.8636% | 0 | 0% | 0.8636% | 0 | 0% | 0.8636% | 0 | 0% | 0.8261% | 0 | 100% | 0.8261% | 0.00013888 | 0% | 0.8261% | 0 | 0% | 6.318% | 0 | 0% | 6.318% | 0 | 0% | 6.318% | 0 | 0% | 1.052% | 0 | 0% | 1.052% | 0 | 0% | 1.052% | 0 |  |  |  | 0% | 11.8% | 0 | 0% | 11.8% | 0 | 0% | 11.8% | 0 | 0% | 0.3529% | 0 | 0% | 0.3529% | 0 | 0% | 0.3529% | 0 | 0% | 100% | 0 | 0% | 100% | 0 | 0% | 100% | 0 | 0% | 100% | 0 |  |  | 0 |  |  | 0 |  |  | 0
BERKELEY F 0411CB | 3.2597e-05 | 0 | 0.019769 | 0 | 0.019769 | 0.0060723 | 0.020545 | 0.0060168 | 0% | 99% | 0 | 0% | 99% | 0 | 0% | 99% | 0 | 0% | 99% | 0 | 0% | 61.62% | 0 | 0% | 49.99% | 0 | 0% | 49.99% | 0 | 0% | 49.99% | 0 | 0 | 0% | 2.962% | 0 | 0% | 2.962% | 0 | 0% | 2.962% | 0 | 0% | 0.3083% | 0 | 0% | 0.3083% | 0 | 0% | 0.3083% | 0 | 0% | 0.9577% | 0 | 0% | 0.9577% | 0 | 0% | 0.9577% | 0 | 0% | 0.9178% | 0 | 2.388% | 0.9178% | 4.3321e-06 | 97.61% | 0.9178% | 0.00017711 | 0% | 7.006% | 0 | 0% | 7.006% | 0 | 0% | 7.006% | 0 | 0% | 0.7361% | 0 | 0% | 0.7361% | 0 | 0% | 0.7361% | 0 |  |  |  | 0% | 11.8% | 0 | 0% | 11.8% | 0 | 0% | 11.8% | 0 | 0% | 0.3473% | 0 | 0% | 0.3473% | 0 | 0% | 0.3473% | 0 | 0% | 100% | 0 | 0% | 100% | 0 | 0% | 100% | 0 | 0% | 100% | 0 |  |  | 0 |  |  | 0 |  |  | 0
SF M 0401CB | 3.2272e-05 | 0 | 0.016179 | 0 | 0.016179 | 0.0026827 | 0.019426 | 0.0045998 | 0% | 99% | 0 | 0% | 99% | 0 | 0% | 99% | 0 | 0% | 99% | 0 | 0% | 61.98% | 0 | 0% | 50.45% | 0 | 0% | 50.45% | 0 | 0% | 50.45% | 0 | 0 | 0% | 3.773% | 0 | 0% | 3.773% | 0 | 0% | 3.773% | 0 | 0% | 0.4011% | 0 | 0% | 0.4011% | 0 | 0% | 0.4011% | 0 | 0% | 1.114% | 0 | 0% | 1.114% | 0 | 0% | 1.114% | 0 | 0% | 1.11% | 0 | 100% | 1.11% | 0.00017953 | 0% | 1.11% | 0 | 0% | 8.247% | 0 | 0% | 8.247% | 0 | 0% | 8.247% | 0 | 0% | 0.4986% | 0 | 0% | 0.4986% | 0 | 0% | 0.4986% | 0 |  |  |  | 0% | 11.8% | 0 | 0% | 11.8% | 0 | 0% | 11.8% | 0 | 0% | 0.3494% | 0 | 0% | 0.3494% | 0 | 0% | 0.3494% | 0 | 0% | 100% | 0 | 0% | 100% | 0 | 0% | 100% | 0 | 0% | 100% | 0 |  |  | 0 |  |  | 0 |  |  | 0
PARSONS 0402CB | 3.2163e-05 | 0 | 0.014125 | 0 | 0.014125 | 0.0061876 | 0.013752 | 0.0033775 | 0% | 99% | 0 | 0% | 99% | 0 | 0% | 99% | 0 | 0% | 99% | 0 | 0% | 62.75% | 0 | 0% | 49.59% | 0 | 0% | 49.59% | 0 | 0% | 49.59% | 0 | 0 | 0% | 3.06% | 0 | 0% | 3.06% | 0 | 0% | 3.06% | 0 | 0% | 0.3279% | 0 | 0% | 0.3279% | 0 | 0% | 0.3279% | 0 | 0% | 0.9015% | 0 | 0% | 0.9015% | 0 | 0% | 0.9015% | 0 | 0% | 0.908% | 0 | 74.97% | 0.908% | 9.6152e-05 | 0% | 0.908% | 0 | 0% | 6.699% | 0 | 0% | 6.699% | 0 | 0% | 6.699% | 0 | 0% | 0.9021% | 0 | 0% | 0.9021% | 0 | 0% | 0.9021% | 0 |  |  |  | 0% | 11.8% | 0 | 0% | 11.8% | 0 | 0% | 11.8% | 0 | 0% | 0.3606% | 0 | 0% | 0.3606% | 0 | 0% | 0.3606% | 0 | 0% | 100% | 0 | 0% | 100% | 0 | 0% | 100% | 0 | 0% | 100% | 0 |  |  | 0 |  |  | 0 |  |  | 0
ATWATER 110411860 | 3.1989e-05 | 0 | 0.024108 | 0 | 0.024108 | 0.0054082 | 0.024981 | 0.0094073 | 0% | 99% | 0 | 0% | 99% | 0 | 0% | 99% | 0 | 0% | 99% | 0 | 0% | 61.78% | 0 | 0% | 49.39% | 0 | 0% | 49.39% | 0 | 0% | 49.39% | 0 | 0 | 0% | 2.628% | 0 | 0% | 2.628% | 0 | 0% | 2.628% | 0 | 0% | 0.29% | 0 | 0% | 0.29% | 0 | 0% | 0.29% | 0 | 0% | 0.9518% | 0 | 0% | 0.9518% | 0 | 0% | 0.9518% | 0 | 0% | 0.9462% | 0 | 60.75% | 0.9462% | 0.00013859 | 0% | 0.9462% | 0 | 0% | 7.074% | 0 | 0% | 7.074% | 0 | 0% | 7.074% | 0 | 0% | 0.6302% | 0 | 0% | 0.6302% | 0 | 0% | 0.6302% | 0 |  |  |  | 0% | 11.8% | 0 | 0% | 11.8% | 0 | 0% | 11.8% | 0 | 0% | 0.3535% | 0 | 0% | 0.3535% | 0 | 0% | 0.3535% | 0 | 0% | 100% | 0 | 0% | 100% | 0 | 0% | 100% | 0 | 0% | 100% | 0 |  |  | 0 |  |  | 0 |  |  | 0
BAY MEADOWS 1104714234 | 3.1811e-05 | 0 | 0.006927 | 0 | 0.006927 | 0.0018164 | 0.0071174 | 0.002501 | 0% | 99% | 0 | 0% | 99% | 0 | 0% | 99% | 0 | 0% | 99% | 0 | 0% | 63.24% | 0 | 0% | 51% | 0 | 0% | 51% | 0 | 0% | 51% | 0 | 0 | 0% | 3.052% | 0 | 0% | 3.052% | 0 | 0% | 3.052% | 0 | 0% | 0.3281% | 0 | 0% | 0.3281% | 0 | 0% | 0.3281% | 0 | 0% | 0.9425% | 0 | 0% | 0.9425% | 0 | 0% | 0.9425% | 0 | 0% | 0.931% | 0 | 0% | 0.931% | 0 | 0% | 0.931% | 0 | 0% | 6.96% | 0 | 0% | 6.96% | 0 | 0% | 6.96% | 0 | 0% | 0.6559% | 0 | 0% | 0.6559% | 0 | 0% | 0.6559% | 0 |  |  |  | 0% | 11.8% | 0 | 0% | 11.8% | 0 | 0% | 11.8% | 0 | 0% | 0.353% | 0 | 0% | 0.353% | 0 | 0% | 0.353% | 0 | 0% | 100% | 0 | 0% | 100% | 0 | 0% | 100% | 0 | 0% | 100% | 0 |  |  | 0 |  |  | 0 |  |  | 0
SAN JOSE B 110749542 | 3.1717e-05 | 0 | 0.0016457 | 0 | 0.0016457 | 0.00045953 | 0.0015391 | 0.00071807 | 0% | 99% | 0 | 0% | 99% | 0 | 0% | 99% | 0 | 0% | 99% | 0 | 0% | 64.9% | 0 | 0% | 51.39% | 0 | 0% | 51.39% | 0 | 0% | 51.39% | 0 | 0 | 0% | 2.806% | 0 | 0% | 2.806% | 0 | 0% | 2.806% | 0 | 0% | 0.3158% | 0 | 0% | 0.3158% | 0 | 0% | 0.3158% | 0 | 0% | 0.8545% | 0 | 0% | 0.8545% | 0 | 0% | 0.8545% | 0 | 0% | 0.8831% | 0 | 0% | 0.8831% | 0 | 2.21% | 0.8831% | 3.2122e-07 | 0% | 6.415% | 0 | 0% | 6.415% | 0 | 0% | 6.415% | 0 | 0% | 0.642% | 0 | 0% | 0.642% | 0 | 0% | 0.642% | 0 |  |  |  | 0% | 11.8% | 0 | 0% | 11.8% | 0 | 0% | 11.8% | 0 | 0% | 0.3647% | 0 | 0% | 0.3647% | 0 | 0% | 0.3647% | 0 | 0% | 100% | 0 | 0% | 100% | 0 | 0% | 100% | 0 | 0% | 100% | 0 |  |  | 0 |  |  | 0 |  |  | 0
NEWARK 12KV 1106MR118 | 3.142e-05 | 0 | 0.044365 | 0 | 0.044365 | 0.010863 | 0.042344 | 0.020029 | 0% | 99% | 0 | 0% | 99% | 0 | 0% | 99% | 0 | 0% | 99% | 0 | 0% | 64.44% | 0 | 0% | 51.43% | 0 | 0% | 51.43% | 0 | 0% | 51.43% | 0 | 0 | 0% | 2.996% | 0 | 0% | 2.996% | 0 | 0% | 2.996% | 0 | 0% | 0.3277% | 0 | 0% | 0.3277% | 0 | 0% | 0.3277% | 0 | 0% | 0.8814% | 0 | 0% | 0.8814% | 0 | 0% | 0.8814% | 0 | 0% | 0.9042% | 0 | 34.59% | 0.9042% | 0.00013875 | 36.64% | 0.9042% | 0.00014697 | 0% | 6.594% | 0 | 0% | 6.594% | 0 | 0% | 6.594% | 0 | 0% | 0.4983% | 0 | 0% | 0.4983% | 0 | 0% | 0.4983% | 0 |  |  |  | 0% | 11.8% | 0 | 0% | 11.8% | 0 | 0% | 11.8% | 0 | 0% | 0.3641% | 0 | 0% | 0.3641% | 0 | 0% | 0.3641% | 0 | 0% | 100% | 0 | 0% | 100% | 0 | 0% | 100% | 0 | 0% | 100% | 0 |  |  | 0 |  |  | 0 |  |  | 0
WEST FRESNO 1104D9804 | 3.1254e-05 | 0 | 0.011112 | 0 | 0.011112 | 0.0036156 | 0.010108 | 0.0046199 | 0% | 99% | 0 | 0% | 99% | 0 | 0% | 99% | 0 | 0% | 99% | 0 | 0% | 62.24% | 0 | 0% | 49.59% | 0 | 0% | 49.59% | 0 | 0% | 49.59% | 0 | 0 | 0% | 2.44% | 0 | 0% | 2.44% | 0 | 0% | 2.44% | 0 | 0% | 0.2634% | 0 | 0% | 0.2634% | 0 | 0% | 0.2634% | 0 | 0% | 0.8386% | 0 | 0% | 0.8386% | 0 | 0% | 0.8386% | 0 | 0% | 0.8226% | 0 | 0% | 0.8226% | 0 | 0% | 0.8226% | 0 | 0% | 6.194% | 0 | 0% | 6.194% | 0 | 0% | 6.194% | 0 | 0% | 0.854% | 0 | 0% | 0.854% | 0 | 0% | 0.854% | 0 |  |  |  | 0% | 11.8% | 0 | 0% | 11.8% | 0 | 0% | 11.8% | 0 | 0% | 0.3572% | 0 | 0% | 0.3572% | 0 | 0% | 0.3572% | 0 | 0% | 100% | 0 | 0% | 100% | 0 | 0% | 100% | 0 | 0% | 100% | 0 |  |  | 0 |  |  | 0 |  |  | 0
21ST AVENUE 0403CB | 3.0805e-05 | 0 | 0.010796 | 0 | 0.010796 | 0.0018366 | 0.014267 | 0.0017178 | 0% | 99% | 0 | 0% | 99% | 0 | 0% | 99% | 0 | 0% | 99% | 0 | 0% | 61.23% | 0 | 0% | 48.95% | 0 | 0% | 48.95% | 0 | 0% | 48.95% | 0 | 0 | 0% | 4.242% | 0 | 0% | 4.242% | 0 | 0% | 4.242% | 0 | 0% | 0.462% | 0 | 0% | 0.462% | 0 | 0% | 0.462% | 0 | 0% | 1.23% | 0 | 0% | 1.23% | 0 | 0% | 1.23% | 0 | 0% | 1.268% | 0 | 0% | 1.268% | 0 | 3.029% | 1.268% | 4.1452e-06 | 0% | 9.223% | 0 | 0% | 9.223% | 0 | 0% | 9.223% | 0 | 0% | 0.5376% | 0 | 0% | 0.5376% | 0 | 0% | 0.5376% | 0 |  |  |  | 0% | 11.8% | 0 | 0% | 11.8% | 0 | 0% | 11.8% | 0 | 0% | 0.3541% | 0 | 0% | 0.3541% | 0 | 0% | 0.3541% | 0 | 0% | 100% | 0 | 0% | 100% | 0 | 0% | 100% | 0 | 0% | 100% | 0 |  |  | 0 |  |  | 0 |  |  | 0
INDUSTRIAL ACRES 0415CB | 3.0014e-05 | 0 | 0.0047997 | 0 | 0.0047997 | 0.00085003 | 0.0048776 | 0.0021956 | 0% | 99% | 0 | 0% | 99% | 0 | 0% | 99% | 0 | 0% | 99% | 0 | 0% | 65.29% | 0 | 0% | 52.49% | 0 | 0% | 52.49% | 0 | 0% | 52.49% | 0 | 0 | 0% | 3.276% | 0 | 0% | 3.276% | 0 | 0% | 3.276% | 0 | 0% | 0.3575% | 0 | 0% | 0.3575% | 0 | 0% | 0.3575% | 0 | 0% | 0.9358% | 0 | 0% | 0.9358% | 0 | 0% | 0.9358% | 0 | 62.87% | 0.9675% | 2.9194e-05 | 0% | 0.9675% | 0 | 36.26% | 0.9675% | 1.6838e-05 | 0% | 7.015% | 0 | 0% | 7.015% | 0 | 0% | 7.015% | 0 | 0% | 0.4061% | 0 | 0% | 0.4061% | 0 | 0% | 0.4061% | 0 |  |  |  | 0% | 11.8% | 0 | 0% | 11.8% | 0 | 0% | 11.8% | 0 | 0% | 0.3633% | 0 | 0% | 0.3633% | 0 | 0% | 0.3633% | 0 | 0% | 100% | 0 | 0% | 100% | 0 | 0% | 100% | 0 | 0% | 100% | 0 |  |  | 0 |  |  | 0 |  |  | 0
HAYWARD O 0401CB | 2.9735e-05 | 0 | 0.013936 | 0 | 0.013936 | 0.0044649 | 0.013392 | 0.0051485 | 0% | 99% | 0 | 0% | 99% | 0 | 0% | 99% | 0 | 0% | 99% | 0 | 0% | 63.54% | 0 | 0% | 50.82% | 0 | 0% | 50.82% | 0 | 0% | 50.82% | 0 | 0 | 0% | 2.793% | 0 | 0% | 2.793% | 0 | 0% | 2.793% | 0 | 0% | 0.2993% | 0 | 0% | 0.2993% | 0 | 0% | 0.2993% | 0 | 0% | 0.8887% | 0 | 0% | 0.8887% | 0 | 0% | 0.8887% | 0 | 0% | 0.8875% | 0 | 97.79% | 0.8875% | 0.00012095 | 2.118% | 0.8875% | 2.6201e-06 | 0% | 6.597% | 0 | 0% | 6.597% | 0 | 0% | 6.597% | 0 | 0% | 0.7719% | 0 | 0% | 0.7719% | 0 | 0% | 0.7719% | 0 |  |  |  | 0% | 11.8% | 0 | 0% | 11.8% | 0 | 0% | 11.8% | 0 | 0% | 0.3591% | 0 | 0% | 0.3591% | 0 | 0% | 0.3591% | 0 | 0% | 100% | 0 | 0% | 100% | 0 | 0% | 100% | 0 | 0% | 100% | 0 |  |  | 0 |  |  | 0 |  |  | 0
SF L 0404CB | 2.9728e-05 | 0 | 0.0051079 | 0 | 0.0051079 | 0.0016498 | 0.0059454 | 0.00083672 | 0% | 99% | 0 | 0% | 99% | 0 | 0% | 99% | 0 | 0% | 99% | 0 | 0% | 63.37% | 0 | 0% | 49.79% | 0 | 0% | 49.79% | 0 | 0% | 49.79% | 0 | 0 | 0% | 3.657% | 0 | 0% | 3.657% | 0 | 0% | 3.657% | 0 | 0% | 0.4129% | 0 | 0% | 0.4129% | 0 | 0% | 0.4129% | 0 | 0% | 1.08% | 0 | 0% | 1.08% | 0 | 0% | 1.08% | 0 | 0% | 1.147% | 0 | 0% | 1.147% | 0 | 7.293% | 1.147% | 4.2715e-06 | 0% | 8.187% | 0 | 0% | 8.187% | 0 | 0% | 8.187% | 0 | 0% | 0.8418% | 0 | 0% | 0.8418% | 0 | 0% | 0.8418% | 0 |  |  |  | 0% | 11.8% | 0 | 0% | 11.8% | 0 | 0% | 11.8% | 0 | 0% | 0.3655% | 0 | 0% | 0.3655% | 0 | 0% | 0.3655% | 0 | 0% | 100% | 0 | 0% | 100% | 0 | 0% | 100% | 0 | 0% | 100% | 0 |  |  | 0 |  |  | 0 |  |  | 0
SAN LEANDRO U 1151CB | 2.8828e-05 | 0 | 0.017018 | 0 | 0.017018 | 0.0043952 | 0.01605 | 0.0076475 | 0% | 99% | 0 | 0% | 99% | 0 | 0% | 99% | 0 | 0% | 99% | 0 | 0% | 64.56% | 0 | 0% | 51.85% | 0 | 0% | 51.85% | 0 | 0% | 51.85% | 0 | 0 | 0% | 2.758% | 0 | 0% | 2.758% | 0 | 0% | 2.758% | 0 | 0% | 0.3007% | 0 | 0% | 0.3007% | 0 | 0% | 0.3007% | 0 | 0% | 0.8681% | 0 | 0% | 0.8681% | 0 | 0% | 0.8681% | 0 | 0% | 0.874% | 0 | 98.73% | 0.874% | 0.00014684 | 0% | 0.874% | 0 | 0% | 6.459% | 0 | 0% | 6.459% | 0 | 0% | 6.459% | 0 | 0% | 0.6482% | 0 | 0% | 0.6482% | 0 | 0% | 0.6482% | 0 |  |  |  | 0% | 11.8% | 0 | 0% | 11.8% | 0 | 0% | 11.8% | 0 | 0% | 0.3604% | 0 | 0% | 0.3604% | 0 | 0% | 0.3604% | 0 | 0% | 100% | 0 | 0% | 100% | 0 | 0% | 100% | 0 | 0% | 100% | 0 |  |  | 0 |  |  | 0 |  |  | 0
SAN LEANDRO U 1107MR596 | 2.8721e-05 | 0 | 0.0049348 | 0 | 0.0049348 | 0.00080131 | 0.0050993 | 0.0022456 | 0% | 99% | 0 | 0% | 99% | 0 | 0% | 99% | 0 | 0% | 99% | 0 | 0% | 63.15% | 0 | 0% | 51.89% | 0 | 0% | 51.89% | 0 | 0% | 51.89% | 0 | 0 | 0% | 2.962% | 0 | 0% | 2.962% | 0 | 0% | 2.962% | 0 | 0% | 0.3083% | 0 | 0% | 0.3083% | 0 | 0% | 0.3083% | 0 | 0% | 0.9599% | 0 | 0% | 0.9599% | 0 | 0% | 0.9599% | 0 | 0% | 0.9341% | 0 | 100% | 0.9341% | 4.6099e-05 | 0% | 0.9341% | 0 | 0% | 7.06% | 0 | 0% | 7.06% | 0 | 0% | 7.06% | 0 | 0% | 0.4342% | 0 | 0% | 0.4342% | 0 | 0% | 0.4342% | 0 |  |  |  | 0% | 11.8% | 0 | 0% | 11.8% | 0 | 0% | 11.8% | 0 | 0% | 0.3512% | 0 | 0% | 0.3512% | 0 | 0% | 0.3512% | 0 | 0% | 100% | 0 | 0% | 100% | 0 | 0% | 100% | 0 | 0% | 100% | 0 |  |  | 0 |  |  | 0 |  |  | 0
FREMONT 1108CB | 2.8572e-05 | 0 | 0.024158 | 0 | 0.024158 | 0.0068112 | 0.022693 | 0.010375 | 0% | 99% | 0 | 0% | 99% | 0 | 0% | 99% | 0 | 0% | 99% | 0 | 0% | 64.46% | 0 | 0% | 51.17% | 0 | 0% | 51.17% | 0 | 0% | 51.17% | 0 | 0 | 0% | 2.965% | 0 | 0% | 2.965% | 0 | 0% | 2.965% | 0 | 0% | 0.3248% | 0 | 0% | 0.3248% | 0 | 0% | 0.3248% | 0 | 0% | 0.8667% | 0 | 0% | 0.8667% | 0 | 0% | 0.8667% | 0 | 0% | 0.891% | 0 | 0% | 0.891% | 0 | 29.07% | 0.891% | 6.258e-05 | 0% | 6.488% | 0 | 0% | 6.488% | 0 | 0% | 6.488% | 0 | 0% | 0.5933% | 0 | 0% | 0.5933% | 0 | 0% | 0.5933% | 0 |  |  |  | 0% | 11.8% | 0 | 0% | 11.8% | 0 | 0% | 11.8% | 0 | 0% | 0.365% | 0 | 0% | 0.365% | 0 | 0% | 0.365% | 0 | 0% | 100% | 0 | 0% | 100% | 0 | 0% | 100% | 0 | 0% | 100% | 0 |  |  | 0 |  |  | 0 |  |  | 0
LARKIN (Y) 1120CB | 2.4838e-05 | 0 | 0.001162 | 0 | 0.001162 | 9.7187e-05 | 0.0014429 | 0.00037815 | 0% | 99% | 0 | 0% | 99% | 0 | 0% | 99% | 0 | 0% | 99% | 0 | 0% | 62.18% | 0 | 0% | 49.66% | 0 | 0% | 49.66% | 0 | 0% | 49.66% | 0 | 0 | 0% | 4.144% | 0 | 0% | 4.144% | 0 | 0% | 4.144% | 0 | 0% | 0.4505% | 0 | 0% | 0.4505% | 0 | 0% | 0.4505% | 0 | 0% | 1.16% | 0 | 0% | 1.16% | 0 | 0% | 1.16% | 0 | 33.51% | 1.23% | 4.7875e-06 | 0% | 1.23% | 0 | 0% | 1.23% | 0 | 0% | 8.786% | 0 | 0% | 8.786% | 0 | 0% | 8.786% | 0 | 0% | 0.3651% | 0 | 0% | 0.3651% | 0 | 0% | 0.3651% | 0 |  |  |  | 0% | 11.8% | 0 | 0% | 11.8% | 0 | 0% | 11.8% | 0 | 0% | 0.3648% | 0 | 0% | 0.3648% | 0 | 0% | 0.3648% | 0 | 0% | 100% | 0 | 0% | 100% | 0 | 0% | 100% | 0 | 0% | 100% | 0 |  |  | 0 |  |  | 0 |  |  | 0
EMBARCADERO (Z) 1123CB | 2.1989e-05 | 0 | 0.0026186 | 0 | 0.0026186 | 0.00029914 | 0.0034786 | 0.0005449 | 0% | 99% | 0 | 0% | 99% | 0 | 0% | 99% | 0 | 0% | 99% | 0 | 0% | 60.34% | 0 | 0% | 48.71% | 0 | 0% | 48.71% | 0 | 0% | 48.71% | 0 | 0 | 0% | 4.052% | 0 | 0% | 4.052% | 0 | 0% | 4.052% | 0 | 0% | 0.4368% | 0 | 0% | 0.4368% | 0 | 0% | 0.4368% | 0 | 0% | 1.237% | 0 | 0% | 1.237% | 0 | 0% | 1.237% | 0 | 100% | 1.26% | 3.2986e-05 | 0% | 1.26% | 0 | 0% | 1.26% | 0 | 0% | 9.244% | 0 | 0% | 9.244% | 0 | 0% | 9.244% | 0 | 0% | 0.4844% | 0 | 0% | 0.4844% | 0 | 0% | 0.4844% | 0 |  |  |  | 0% | 11.8% | 0 | 0% | 11.8% | 0 | 0% | 11.8% | 0 | 0% | 0.3506% | 0 | 0% | 0.3506% | 0 | 0% | 0.3506% | 0 | 0% | 100% | 0 | 0% | 100% | 0 | 0% | 100% | 0 | 0% | 100% | 0 |  |  | 0 |  |  | 0 |  |  | 0
MISSION (X) 1128CB | 1.9861e-05 | 0 | 0.0016387 | 0 | 0.0016387 | 0.00017844 | 0.0022346 | 0.00029205 | 0% | 99% | 0 | 0% | 99% | 0 | 0% | 99% | 0 | 0% | 99% | 0 | 0% | 58.93% | 0 | 0% | 47.5% | 0 | 0% | 47.5% | 0 | 0% | 47.5% | 0 | 0 | 0% | 3.744% | 0 | 0% | 3.744% | 0 | 0% | 3.744% | 0 | 0% | 0.4083% | 0 | 0% | 0.4083% | 0 | 0% | 0.4083% | 0 | 0% | 1.264% | 0 | 0% | 1.264% | 0 | 0% | 1.264% | 0 | 95.69% | 1.27% | 1.9912e-05 | 0% | 1.27% | 0 | 0% | 1.27% | 0 | 0% | 9.426% | 0 | 0% | 9.426% | 0 | 0% | 9.426% | 0 | 0% | 0.468% | 0 | 0% | 0.468% | 0 | 0% | 0.468% | 0 |  |  |  | 0% | 11.8% | 0 | 0% | 11.8% | 0 | 0% | 11.8% | 0 | 0% | 0.3446% | 0 | 0% | 0.3446% | 0 | 0% | 0.3446% | 0 | 0% | 100% | 0 | 0% | 100% | 0 | 0% | 100% | 0 | 0% | 100% | 0 |  |  | 0 |  |  | 0 |  |  | 0
MORRO BAY 1101W02 | 5.5395e-06 | 0 | 0.0028931 | 0 | 0.0028931 | 0.00024714 | 0.0041409 | 0.00038786 | 0% | 99% | 0 | 0% | 99% | 0 | 0% | 99% | 0 | 0% | 99% | 0 | 0% | 52.15% | 0 | 0% | 47.37% | 0 | 0% | 47.37% | 0 | 0% | 47.37% | 0 | 0 | 0% | 2.797% | 0 | 0% | 2.797% | 0 | 0% | 2.797% | 0 | 0% | 0.2032% | 0 | 0% | 0.2032% | 0 | 0% | 0.2032% | 0 | 0% | 1.351% | 0 | 0% | 1.351% | 0 | 0% | 1.351% | 0 | 69.88% | 1.084% | 2.1924e-05 | 0% | 1.084% | 0 | 0% | 1.084% | 0 | 0% | 9.387% | 0 | 0% | 9.387% | 0 | 0% | 9.387% | 0 | 0% | 0.2436% | 0 | 0% | 0.2436% | 0 | 0% | 0.2436% | 0 |  |  |  | 0% | 11.8% | 0 | 0% | 11.8% | 0 | 0% | 11.8% | 0 | 0% | 0.2884% | 0 | 0% | 0.2884% | 0 | 0% | 0.2884% | 0 | 0% | 100% | 0 | 0% | 100% | 0 | 0% | 100% | 0 | 0% | 100% | 0 |  |  | 0 |  |  | 0 |  |  | 0
BARTON 1110CB | 6.2074e-05 | 0 | 0.040815 | 0 | 0.040815 | 0.0071149 | 0.03963 | 0.020631 | 0% | 99% | 0 | 0% | 99% | 0 | 0% | 99% | 0 | 0% | 99% | 0 | 0% | 63.62% | 0 | 0% | 49.99% | 0 | 0% | 49.99% | 0 | 0% | 49.99% | 0 | 0 | 0% | 2.746% | 0 | 0% | 2.746% | 0 | 0% | 2.746% | 0 | 0% | 0.3113% | 0 | 0% | 0.3113% | 0 | 0% | 0.3113% | 0 | 0% | 0.8893% | 0 | 0% | 0.8893% | 0 | 0% | 0.8893% | 0 | 100% | 0.9253% | 0.00037765 | 0% | 0.9253% | 0 | 0% | 0.9253% | 0 | 0% | 6.71% | 0 | 0% | 6.71% | 0 | 0% | 6.71% | 0 | 0% | 0.4982% | 0 | 0% | 0.4982% | 0 | 0% | 0.4982% | 0 |  |  |  | 0% | 11.8% | 0 | 0% | 11.8% | 0 | 0% | 11.8% | 0 | 0% | 0.3651% | 0 | 0% | 0.3651% | 0 | 0% | 0.3651% | 0 | 0% | 100% | 0 | 0% | 100% | 0 | 0% | 100% | 0 | 0% | 100% | 0 |  |  | 0 |  |  | 0 |  |  | 0
ASHLAN AVE 1108CB | 5.9873e-05 | 0 | 0.040559 | 0 | 0.040559 | 0.0060916 | 0.039134 | 0.021729 | 0% | 99% | 0 | 0% | 99% | 0 | 0% | 99% | 0 | 0% | 99% | 0 | 0% | 63.4% | 0 | 0% | 49.82% | 0 | 0% | 49.82% | 0 | 0% | 49.82% | 0 | 0 | 0% | 2.765% | 0 | 0% | 2.765% | 0 | 0% | 2.765% | 0 | 0% | 0.3114% | 0 | 0% | 0.3114% | 0 | 0% | 0.3114% | 0 | 0% | 0.887% | 0 | 0% | 0.887% | 0 | 0% | 0.887% | 0 | 0% | 0.9237% | 0 | 0% | 0.9237% | 0 | 2.563% | 0.9237% | 9.6034e-06 | 0% | 6.697% | 0 | 0% | 6.697% | 0 | 0% | 6.697% | 0 | 0% | 0.4118% | 0 | 0% | 0.4118% | 0 | 0% | 0.4118% | 0 |  |  |  | 0% | 11.8% | 0 | 0% | 11.8% | 0 | 0% | 11.8% | 0 | 0% | 0.3662% | 0 | 0% | 0.3662% | 0 | 0% | 0.3662% | 0 | 0% | 100% | 0 | 0% | 100% | 0 | 0% | 100% | 0 | 0% | 100% | 0 |  |  | 0 |  |  | 0 |  |  | 0
ASHLAN AVE 1106CB | 5.7307e-05 | 0 | 0.040722 | 0 | 0.040722 | 0.0086687 | 0.039978 | 0.018576 | 0% | 99% | 0 | 0% | 99% | 0 | 0% | 99% | 0 | 0% | 99% | 0 | 0% | 62.9% | 0 | 0% | 49.72% | 0 | 0% | 49.72% | 0 | 0% | 49.72% | 0 | 0 | 0% | 2.63% | 0 | 0% | 2.63% | 0 | 0% | 2.63% | 0 | 0% | 0.2941% | 0 | 0% | 0.2941% | 0 | 0% | 0.2941% | 0 | 0% | 0.9042% | 0 | 0% | 0.9042% | 0 | 0% | 0.9042% | 0 | 0% | 0.9232% | 0 | 0% | 0.9232% | 0 | 1.896% | 0.9232% | 7.1288e-06 | 0% | 6.784% | 0 | 0% | 6.784% | 0 | 0% | 6.784% | 0 | 0% | 0.5647% | 0 | 0% | 0.5647% | 0 | 0% | 0.5647% | 0 |  |  |  | 0% | 11.8% | 0 | 0% | 11.8% | 0 | 0% | 11.8% | 0 | 0% | 0.3617% | 0 | 0% | 0.3617% | 0 | 0% | 0.3617% | 0 | 0% | 100% | 0 | 0% | 100% | 0 | 0% | 100% | 0 | 0% | 100% | 0 |  |  | 0 |  |  | 0 |  |  | 0
STOCKTON A 1104CB | 5.6096e-05 | 0 | 0.028019 | 0 | 0.028019 | 0.0043144 | 0.030613 | 0.011325 | 0% | 99% | 0 | 0% | 99% | 0 | 0% | 99% | 0 | 0% | 99% | 0 | 0% | 63.25% | 0 | 0% | 49.94% | 0 | 0% | 49.94% | 0 | 0% | 49.94% | 0 | 0 | 0% | 2.752% | 0 | 0% | 2.752% | 0 | 0% | 2.752% | 0 | 0% | 0.3351% | 0 | 0% | 0.3351% | 0 | 0% | 0.3351% | 0 | 0% | 0.9716% | 0 | 0% | 0.9716% | 0 | 0% | 0.9716% | 0 | 99.36% | 1.012% | 0.00028172 | 0% | 1.012% | 0 | 0% | 1.012% | 0 | 0% | 7.335% | 0 | 0% | 7.335% | 0 | 0% | 7.335% | 0 | 0% | 0.4283% | 0 | 0% | 0.4283% | 0 | 0% | 0.4283% | 0 |  |  |  | 0% | 11.8% | 0 | 0% | 11.8% | 0 | 0% | 11.8% | 0 | 0% | 0.3557% | 0 | 0% | 0.3557% | 0 | 0% | 0.3557% | 0 | 0% | 100% | 0 | 0% | 100% | 0 | 0% | 100% | 0 | 0% | 100% | 0 |  |  | 0 |  |  | 0 |  |  | 0
OAKLAND L 1102CB | 5.1124e-05 | 0 | 0.0076536 | 0 | 0.0076536 | 0.00047913 | 0.0094962 | 0.002659 | 0% | 99% | 0 | 0% | 99% | 0 | 0% | 99% | 0 | 0% | 99% | 0 | 0% | 61.17% | 0 | 0% | 48.21% | 0 | 0% | 48.21% | 0 | 0% | 48.21% | 0 | 0 | 0% | 3.806% | 0 | 0% | 3.806% | 0 | 0% | 3.806% | 0 | 0% | 0.4166% | 0 | 0% | 0.4166% | 0 | 0% | 0.4166% | 0 | 0% | 1.149% | 0 | 0% | 1.149% | 0 | 0% | 1.149% | 0 | 98.3% | 1.196% | 9.0007e-05 | 0% | 1.196% | 0 | 0% | 1.196% | 0 | 0% | 8.672% | 0 | 0% | 8.672% | 0 | 0% | 8.672% | 0 | 0% | 0.269% | 0 | 0% | 0.269% | 0 | 0% | 0.269% | 0 |  |  |  | 0% | 11.8% | 0 | 0% | 11.8% | 0 | 0% | 11.8% | 0 | 0% | 0.3592% | 0 | 0% | 0.3592% | 0 | 0% | 0.3592% | 0 | 0% | 100% | 0 | 0% | 100% | 0 | 0% | 100% | 0 | 0% | 100% | 0 |  |  | 0 |  |  | 0 |  |  | 0
OAKLAND D 1106CR390 | 5.0048e-05 | 0 | 0.038143 | 0 | 0.038143 | 0.0061427 | 0.039715 | 0.017108 | 0% | 99% | 0 | 0% | 99% | 0 | 0% | 99% | 0 | 0% | 99% | 0 | 0% | 64.15% | 0 | 0% | 51.73% | 0 | 0% | 51.73% | 0 | 0% | 51.73% | 0 | 0 | 0% | 3.18% | 0 | 0% | 3.18% | 0 | 0% | 3.18% | 0 | 0% | 0.345% | 0 | 0% | 0.345% | 0 | 0% | 0.345% | 0 | 0% | 0.962% | 0 | 0% | 0.962% | 0 | 0% | 0.962% | 0 | 3.21% | 0.9814% | 1.2017e-05 | 50.29% | 0.9814% | 0.00018826 | 0% | 0.9814% | 0 | 0% | 7.19% | 0 | 0% | 7.19% | 0 | 0% | 7.19% | 0 | 0% | 0.3918% | 0 | 0% | 0.3918% | 0 | 0% | 0.3918% | 0 |  |  |  | 0% | 11.8% | 0 | 0% | 11.8% | 0 | 0% | 11.8% | 0 | 0% | 0.3599% | 0 | 0% | 0.3599% | 0 | 0% | 0.3599% | 0 | 0% | 100% | 0 | 0% | 100% | 0 | 0% | 100% | 0 | 0% | 100% | 0 |  |  | 0 |  |  | 0 |  |  | 0
ALMADEN 1102CB | 4.866e-05 | 0 | 0.006043 | 0 | 0.006043 | 0.0022599 | 0.005529 | 0.0021866 | 0% | 99% | 0 | 0% | 99% | 0 | 0% | 99% | 0 | 0% | 99% | 0 | 0% | 63.28% | 0 | 0% | 50.09% | 0 | 0% | 50.09% | 0 | 0% | 50.09% | 0 | 0 | 0% | 2.573% | 0 | 0% | 2.573% | 0 | 0% | 2.573% | 0 | 0% | 0.2803% | 0 | 0% | 0.2803% | 0 | 0% | 0.2803% | 0 | 0% | 0.8375% | 0 | 0% | 0.8375% | 0 | 0% | 0.8375% | 0 | 0% | 0.8312% | 0 | 46.17% | 0.8312% | 2.3189e-05 | 53.83% | 0.8312% | 2.7038e-05 | 0% | 6.204% | 0 | 0% | 6.204% | 0 | 0% | 6.204% | 0 | 0% | 0.8219% | 0 | 0% | 0.8219% | 0 | 0% | 0.8219% | 0 |  |  |  | 0% | 11.8% | 0 | 0% | 11.8% | 0 | 0% | 11.8% | 0 | 0% | 0.3586% | 0 | 0% | 0.3586% | 0 | 0% | 0.3586% | 0 | 0% | 100% | 0 | 0% | 100% | 0 | 0% | 100% | 0 | 0% | 100% | 0 |  |  | 0 |  |  | 0 |  |  | 0
MT EDEN 1106CB | 4.7402e-05 | 0 | 0.034498 | 0 | 0.034498 | 0.0043952 | 0.035722 | 0.016832 | 0% | 99% | 0 | 0% | 99% | 0 | 0% | 99% | 0 | 0% | 99% | 0 | 0% | 64.57% | 0 | 0% | 51.23% | 0 | 0% | 51.23% | 0 | 0% | 51.23% | 0 | 0 | 0% | 3.362% | 0 | 0% | 3.362% | 0 | 0% | 3.362% | 0 | 0% | 0.3741% | 0 | 0% | 0.3741% | 0 | 0% | 0.3741% | 0 | 0% | 0.9481% | 0 | 0% | 0.9481% | 0 | 0% | 0.9481% | 0 | 0% | 0.9925% | 0 | 35.87% | 0.9925% | 0.00012282 | 63.96% | 0.9925% | 0.00021898 | 0% | 7.145% | 0 | 0% | 7.145% | 0 | 0% | 7.145% | 0 | 0% | 0.2934% | 0 | 0% | 0.2934% | 0 | 0% | 0.2934% | 0 |  |  |  | 0% | 11.8% | 0 | 0% | 11.8% | 0 | 0% | 11.8% | 0 | 0% | 0.3647% | 0 | 0% | 0.3647% | 0 | 0% | 0.3647% | 0 | 0% | 100% | 0 | 0% | 100% | 0 | 0% | 100% | 0 | 0% | 100% | 0 |  |  | 0 |  |  | 0 |  |  | 0
GILL 0401CB | 4.7014e-05 | 0 | 0.023075 | 0 | 0.023075 | 0.010602 | 0.022167 | 0.0053222 | 0% | 99% | 0 | 0% | 99% | 0 | 0% | 99% | 0 | 0% | 99% | 0 | 0% | 62.62% | 0 | 0% | 48.98% | 0 | 0% | 48.98% | 0 | 0% | 48.98% | 0 | 0 | 0% | 2.779% | 0 | 0% | 2.779% | 0 | 0% | 2.779% | 0 | 0% | 0.3091% | 0 | 0% | 0.3091% | 0 | 0% | 0.3091% | 0 | 0% | 0.872% | 0 | 0% | 0.872% | 0 | 0% | 0.872% | 0 | 100% | 0.872% | 0.0002012 | 0% | 0.872% | 0 | 0% | 0.872% | 0 | 0% | 6.47% | 0 | 0% | 6.47% | 0 | 0% | 6.47% | 0 | 0% | 0.6115% | 0 | 0% | 0.6115% | 0 | 0% | 0.6115% | 0 |  |  |  | 0% | 11.8% | 0 | 0% | 11.8% | 0 | 0% | 11.8% | 0 | 0% | 0.3568% | 0 | 0% | 0.3568% | 0 | 0% | 0.3568% | 0 | 0% | 100% | 0 | 0% | 100% | 0 | 0% | 100% | 0 | 0% | 100% | 0 |  |  | 0 |  |  | 0 |  |  | 0
SALINAS 110422050 | 4.5892e-05 | 0 | 0.0083927 | 0 | 0.0083927 | 0.0008493 | 0.0093049 | 0.0037 | 0% | 99% | 0 | 0% | 99% | 0 | 0% | 99% | 0 | 0% | 99% | 0 | 0% | 64.63% | 0 | 0% | 51.87% | 0 | 0% | 51.87% | 0 | 0% | 51.87% | 0 | 0 | 0% | 3.287% | 0 | 0% | 3.287% | 0 | 0% | 3.287% | 0 | 0% | 0.368% | 0 | 0% | 0.368% | 0 | 0% | 0.368% | 0 | 0% | 1.019% | 0 | 0% | 1.019% | 0 | 0% | 1.019% | 0 | 0% | 1.063% | 0 | 0% | 1.063% | 0 | 49.44% | 1.063% | 4.4112e-05 | 0% | 7.685% | 0 | 0% | 7.685% | 0 | 0% | 7.685% | 0 | 0% | 0.2936% | 0 | 0% | 0.2936% | 0 | 0% | 0.2936% | 0 |  |  |  | 0% | 11.8% | 0 | 0% | 11.8% | 0 | 0% | 11.8% | 0 | 0% | 0.3614% | 0 | 0% | 0.3614% | 0 | 0% | 0.3614% | 0 | 0% | 100% | 0 | 0% | 100% | 0 | 0% | 100% | 0 | 0% | 100% | 0 |  |  | 0 |  |  | 0 |  |  | 0
BAY MEADOWS 110439402 | 4.5338e-05 | 0 | 0.025646 | 0 | 0.025646 | 0.0048108 | 0.026156 | 0.011368 | 0% | 99% | 0 | 0% | 99% | 0 | 0% | 99% | 0 | 0% | 99% | 0 | 0% | 64.76% | 0 | 0% | 52.08% | 0 | 0% | 52.08% | 0 | 0% | 52.08% | 0 | 0 | 0% | 3.299% | 0 | 0% | 3.299% | 0 | 0% | 3.299% | 0 | 0% | 0.3586% | 0 | 0% | 0.3586% | 0 | 0% | 0.3586% | 0 | 0% | 0.9334% | 0 | 0% | 0.9334% | 0 | 0% | 0.9334% | 0 | 0% | 0.9476% | 0 | 0% | 0.9476% | 0 | 0% | 0.9476% | 0 | 0% | 6.948% | 0 | 0% | 6.948% | 0 | 0% | 6.948% | 0 | 0% | 0.4859% | 0 | 0% | 0.4859% | 0 | 0% | 0.4859% | 0 |  |  |  | 0% | 11.8% | 0 | 0% | 11.8% | 0 | 0% | 11.8% | 0 | 0% | 0.3589% | 0 | 0% | 0.3589% | 0 | 0% | 0.3589% | 0 | 0% | 100% | 0 | 0% | 100% | 0 | 0% | 100% | 0 | 0% | 100% | 0 |  |  | 0 |  |  | 0 |  |  | 0
SAN JOSE B 1105CB | 4.5135e-05 | 0 | 0.018812 | 0 | 0.018812 | 0.0062226 | 0.016774 | 0.008058 | 0% | 99% | 0 | 0% | 99% | 0 | 0% | 99% | 0 | 0% | 99% | 0 | 0% | 65.58% | 0 | 0% | 51.7% | 0 | 0% | 51.7% | 0 | 0% | 51.7% | 0 | 0 | 0% | 2.849% | 0 | 0% | 2.849% | 0 | 0% | 2.849% | 0 | 0% | 0.3173% | 0 | 0% | 0.3173% | 0 | 0% | 0.3173% | 0 | 0% | 0.8186% | 0 | 0% | 0.8186% | 0 | 0% | 0.8186% | 0 | 0% | 0.8555% | 0 | 0% | 0.8555% | 0 | 2.468% | 0.8555% | 3.9721e-06 | 0% | 6.163% | 0 | 0% | 6.163% | 0 | 0% | 6.163% | 0 | 0% | 0.7568% | 0 | 0% | 0.7568% | 0 | 0% | 0.7568% | 0 |  |  |  | 0% | 11.8% | 0 | 0% | 11.8% | 0 | 0% | 11.8% | 0 | 0% | 0.3692% | 0 | 0% | 0.3692% | 0 | 0% | 0.3692% | 0 | 0% | 100% | 0 | 0% | 100% | 0 | 0% | 100% | 0 | 0% | 100% | 0 |  |  | 0 |  |  | 0 |  |  | 0
MISSION (X) 111012451 | 4.3093e-05 | 0 | 0.022873 | 0 | 0.022873 | 0.0015468 | 0.031884 | 0.0043267 | 0% | 99% | 0 | 0% | 99% | 0 | 0% | 99% | 0 | 0% | 99% | 0 | 0% | 61.06% | 0 | 0% | 48.71% | 0 | 0% | 48.71% | 0 | 0% | 48.71% | 0 | 0 | 0% | 4.662% | 0 | 0% | 4.662% | 0 | 0% | 4.662% | 0 | 0% | 0.5058% | 0 | 0% | 0.5058% | 0 | 0% | 0.5058% | 0 | 0% | 1.302% | 0 | 0% | 1.302% | 0 | 0% | 1.302% | 0 | 0% | 1.358% | 0 | 0% | 1.358% | 0 | 0% | 1.358% | 0 | 0% | 9.804% | 0 | 0% | 9.804% | 0 | 0% | 9.804% | 0 | 0% | 0.3141% | 0 | 0% | 0.3141% | 0 | 0% | 0.3141% | 0 |  |  |  | 0% | 11.8% | 0 | 0% | 11.8% | 0 | 0% | 11.8% | 0 | 0% | 0.3564% | 0 | 0% | 0.3564% | 0 | 0% | 0.3564% | 0 | 0% | 100% | 0 | 0% | 100% | 0 | 0% | 100% | 0 | 0% | 100% | 0 |  |  | 0 |  |  | 0 |  |  | 0
OAKLAND D 0408CB | 4.2937e-05 | 0 | 0.020087 | 0 | 0.020087 | 0.0036109 | 0.020901 | 0.0086477 | 0% | 99% | 0 | 0% | 99% | 0 | 0% | 99% | 0 | 0% | 99% | 0 | 0% | 63.44% | 0 | 0% | 51.56% | 0 | 0% | 51.56% | 0 | 0% | 51.56% | 0 | 0 | 0% | 3.177% | 0 | 0% | 3.177% | 0 | 0% | 3.177% | 0 | 0% | 0.3369% | 0 | 0% | 0.3369% | 0 | 0% | 0.3369% | 0 | 0% | 0.9609% | 0 | 0% | 0.9609% | 0 | 0% | 0.9609% | 0 | 79.41% | 0.9524% | 0.00015191 | 0% | 0.9524% | 0 | 0% | 0.9524% | 0 | 0% | 7.105% | 0 | 0% | 7.105% | 0 | 0% | 7.105% | 0 | 0% | 0.4521% | 0 | 0% | 0.4521% | 0 | 0% | 0.4521% | 0 |  |  |  | 0% | 11.8% | 0 | 0% | 11.8% | 0 | 0% | 11.8% | 0 | 0% | 0.3542% | 0 | 0% | 0.3542% | 0 | 0% | 0.3542% | 0 | 0% | 100% | 0 | 0% | 100% | 0 | 0% | 100% | 0 | 0% | 100% | 0 |  |  | 0 |  |  | 0 |  |  | 0
SARATOGA 1111XR538 | 4.2418e-05 | 0 | 0.020349 | 0 | 0.020349 | 0.0082163 | 0.017562 | 0.0078135 | 0% | 99% | 0 | 0% | 99% | 0 | 0% | 99% | 0 | 0% | 99% | 0 | 0% | 64.6% | 0 | 0% | 50.73% | 0 | 0% | 50.73% | 0 | 0% | 50.73% | 0 | 0 | 0% | 2.588% | 0 | 0% | 2.588% | 0 | 0% | 2.588% | 0 | 0% | 0.2859% | 0 | 0% | 0.2859% | 0 | 0% | 0.2859% | 0 | 0% | 0.7905% | 0 | 0% | 0.7905% | 0 | 0% | 0.7905% | 0 | 11.29% | 0.8083% | 1.8571e-05 | 88.71% | 0.8083% | 0.00014592 | 0% | 0.8083% | 0 | 0% | 5.912% | 0 | 0% | 5.912% | 0 | 0% | 5.912% | 0 | 0% | 0.912% | 0 | 0% | 0.912% | 0 | 0% | 0.912% | 0 |  |  |  | 0% | 11.8% | 0 | 0% | 11.8% | 0 | 0% | 11.8% | 0 | 0% | 0.3661% | 0 | 0% | 0.3661% | 0 | 0% | 0.3661% | 0 | 0% | 100% | 0 | 0% | 100% | 0 | 0% | 100% | 0 | 0% | 100% | 0 |  |  | 0 |  |  | 0 |  |  | 0
BRITTON 1108CB | 4.1018e-05 | 0 | 0.006699 | 0 | 0.006699 | 0.0015611 | 0.0061861 | 0.0033112 | 0% | 99% | 0 | 0% | 99% | 0 | 0% | 99% | 0 | 0% | 99% | 0 | 0% | 65.11% | 0 | 0% | 51.12% | 0 | 0% | 51.12% | 0 | 0% | 51.12% | 0 | 0 | 0% | 3.187% | 0 | 0% | 3.187% | 0 | 0% | 3.187% | 0 | 0% | 0.3555% | 0 | 0% | 0.3555% | 0 | 0% | 0.3555% | 0 | 0% | 0.8357% | 0 | 0% | 0.8357% | 0 | 0% | 0.8357% | 0 | 0% | 0.8729% | 0 | 0% | 0.8729% | 0 | 0% | 0.8729% | 0 | 0% | 6.275% | 0 | 0% | 6.275% | 0 | 0% | 6.275% | 0 | 0% | 0.5402% | 0 | 0% | 0.5402% | 0 | 0% | 0.5402% | 0 |  |  |  | 0% | 11.8% | 0 | 0% | 11.8% | 0 | 0% | 11.8% | 0 | 0% | 0.3667% | 0 | 0% | 0.3667% | 0 | 0% | 0.3667% | 0 | 0% | 100% | 0 | 0% | 100% | 0 | 0% | 100% | 0 | 0% | 100% | 0 |  |  | 0 |  |  | 0 |  |  | 0
SAN CARLOS 0402CB | 4.0586e-05 | 0 | 0.02524 | 0 | 0.02524 | 0.011266 | 0.023099 | 0.0073 | 0% | 99% | 0 | 0% | 99% | 0 | 0% | 99% | 0 | 0% | 99% | 0 | 0% | 64.31% | 0 | 0% | 50.42% | 0 | 0% | 50.42% | 0 | 0% | 50.42% | 0 | 0 | 0% | 2.944% | 0 | 0% | 2.944% | 0 | 0% | 2.944% | 0 | 0% | 0.3234% | 0 | 0% | 0.3234% | 0 | 0% | 0.3234% | 0 | 0% | 0.836% | 0 | 0% | 0.836% | 0 | 0% | 0.836% | 0 | 0% | 0.8572% | 0 | 100% | 0.8572% | 0.00021635 | 0% | 0.8572% | 0 | 0% | 6.246% | 0 | 0% | 6.246% | 0 | 0% | 6.246% | 0 | 0% | 1.034% | 0 | 0% | 1.034% | 0 | 0% | 1.034% | 0 |  |  |  | 0% | 11.8% | 0 | 0% | 11.8% | 0 | 0% | 11.8% | 0 | 0% | 0.3646% | 0 | 0% | 0.3646% | 0 | 0% | 0.3646% | 0 | 0% | 100% | 0 | 0% | 100% | 0 | 0% | 100% | 0 | 0% | 100% | 0 |  |  | 0 |  |  | 0 |  |  | 0
RICHMOND R 1126BR242 | 4.0467e-05 | 0 | 0.019689 | 0 | 0.019689 | 0.0030279 | 0.019525 | 0.009949 | 0% | 99% | 0 | 0% | 99% | 0 | 0% | 99% | 0 | 0% | 99% | 0 | 0% | 64.97% | 0 | 0% | 52.3% | 0 | 0% | 52.3% | 0 | 0% | 52.3% | 0 | 0 | 0% | 3.233% | 0 | 0% | 3.233% | 0 | 0% | 3.233% | 0 | 0% | 0.3526% | 0 | 0% | 0.3526% | 0 | 0% | 0.3526% | 0 | 0% | 0.9061% | 0 | 0% | 0.9061% | 0 | 0% | 0.9061% | 0 | 0% | 0.9231% | 0 | 0% | 0.9231% | 0 | 0% | 0.9231% | 0 | 0% | 6.751% | 0 | 0% | 6.751% | 0 | 0% | 6.751% | 0 | 0% | 0.3286% | 0 | 0% | 0.3286% | 0 | 0% | 0.3286% | 0 |  |  |  | 0% | 11.8% | 0 | 0% | 11.8% | 0 | 0% | 11.8% | 0 | 0% | 0.3601% | 0 | 0% | 0.3601% | 0 | 0% | 0.3601% | 0 | 0% | 100% | 0 | 0% | 100% | 0 | 0% | 100% | 0 | 0% | 100% | 0 |  |  | 0 |  |  | 0 |  |  | 0
OAKLAND D 1105CB | 4.0179e-05 | 0 | 0.017874 | 0 | 0.017874 | 0.0028043 | 0.018145 | 0.0085566 | 0% | 99% | 0 | 0% | 99% | 0 | 0% | 99% | 0 | 0% | 99% | 0 | 0% | 64.23% | 0 | 0% | 52.16% | 0 | 0% | 52.16% | 0 | 0% | 52.16% | 0 | 0 | 0% | 3.109% | 0 | 0% | 3.109% | 0 | 0% | 3.109% | 0 | 0% | 0.3331% | 0 | 0% | 0.3331% | 0 | 0% | 0.3331% | 0 | 0% | 0.9366% | 0 | 0% | 0.9366% | 0 | 0% | 0.9366% | 0 | 54.02% | 0.9373% | 9.0495e-05 | 37.57% | 0.9373% | 6.2945e-05 | 0% | 0.9373% | 0 | 0% | 6.949% | 0 | 0% | 6.949% | 0 | 0% | 6.949% | 0 | 0% | 0.4079% | 0 | 0% | 0.4079% | 0 | 0% | 0.4079% | 0 |  |  |  | 0% | 11.8% | 0 | 0% | 11.8% | 0 | 0% | 11.8% | 0 | 0% | 0.3569% | 0 | 0% | 0.3569% | 0 | 0% | 0.3569% | 0 | 0% | 100% | 0 | 0% | 100% | 0 | 0% | 100% | 0 | 0% | 100% | 0 |  |  | 0 |  |  | 0 |  |  | 0
OAKLAND I 0402CB | 4.0067e-05 | 0 | 0.028083 | 0 | 0.028083 | 0.0045756 | 0.028082 | 0.013701 | 0% | 99% | 0 | 0% | 99% | 0 | 0% | 99% | 0 | 0% | 99% | 0 | 0% | 64.14% | 0 | 0% | 52.14% | 0 | 0% | 52.14% | 0 | 0% | 52.14% | 0 | 0 | 0% | 3.062% | 0 | 0% | 3.062% | 0 | 0% | 3.062% | 0 | 0% | 0.3277% | 0 | 0% | 0.3277% | 0 | 0% | 0.3277% | 0 | 0% | 0.921% | 0 | 0% | 0.921% | 0 | 0% | 0.921% | 0 | 0% | 0.9145% | 0 | 0% | 0.9145% | 0 | 0% | 0.9145% | 0 | 0% | 6.813% | 0 | 0% | 6.813% | 0 | 0% | 6.813% | 0 | 0% | 0.3926% | 0 | 0% | 0.3926% | 0 | 0% | 0.3926% | 0 |  |  |  | 0% | 11.8% | 0 | 0% | 11.8% | 0 | 0% | 11.8% | 0 | 0% | 0.3557% | 0 | 0% | 0.3557% | 0 | 0% | 0.3557% | 0 | 0% | 100% | 0 | 0% | 100% | 0 | 0% | 100% | 0 | 0% | 100% | 0 |  |  | 0 |  |  | 0 |  |  | 0
WALDO 0402CB | 3.9781e-05 | 0.015433 | 0.0069097 | 0 | 0.0069097 | 0.0013475 | 0.0072473 | 0.0028114 | 0% | 99% | 0 | 0% | 99% | 0 | 0% | 99% | 0 | 0% | 99% | 0 | 0% | 63.05% | 0 | 0% | 50.69% | 0 | 0% | 50.69% | 0 | 0% | 50.69% | 0 | 0 | 0% | 3.156% | 0 | 0% | 3.156% | 0 | 0% | 3.156% | 0 | 0% | 0.3378% | 0 | 0% | 0.3378% | 0 | 0% | 0.3378% | 0 | 0% | 0.9635% | 0 | 0% | 0.9635% | 0 | 0% | 0.9635% | 0 | 0% | 0.9591% | 0 | 0% | 0.9591% | 0 | 0% | 0.9591% | 0 | 0% | 7.138% | 0 | 0% | 7.138% | 0 | 0% | 7.138% | 0 | 0% | 0.4581% | 0 | 0% | 0.4581% | 0 | 0% | 0.4581% | 0 |  |  |  | 0% | 11.8% | 0 | 0% | 11.8% | 0 | 0% | 11.8% | 0 | 0% | 0.3542% | 0 | 0% | 0.3542% | 0 | 0% | 0.3542% | 0 | 0% | 100% | 0 | 0% | 100% | 0 | 0% | 100% | 0 | 0% | 100% | 0 |  |  | 0 |  |  | 0 |  |  | 0
STUART 0402CB | 3.9316e-05 | 0 | 0.017992 | 0 | 0.017992 | 0.0034489 | 0.01887 | 0.0073817 | 0% | 99% | 0 | 0% | 99% | 0 | 0% | 99% | 0 | 0% | 99% | 0 | 0% | 63.5% | 0 | 0% | 51.54% | 0 | 0% | 51.54% | 0 | 0% | 51.54% | 0 | 0 | 0% | 3.236% | 0 | 0% | 3.236% | 0 | 0% | 3.236% | 0 | 0% | 0.3424% | 0 | 0% | 0.3424% | 0 | 0% | 0.3424% | 0 | 0% | 0.9707% | 0 | 0% | 0.9707% | 0 | 0% | 0.9707% | 0 | 81.09% | 0.967% | 0.00014109 | 18.91% | 0.967% | 3.29e-05 | 0% | 0.967% | 0 | 0% | 7.191% | 0 | 0% | 7.191% | 0 | 0% | 7.191% | 0 | 0% | 0.5047% | 0 | 0% | 0.5047% | 0 | 0% | 0.5047% | 0 |  |  |  | 0% | 11.8% | 0 | 0% | 11.8% | 0 | 0% | 11.8% | 0 | 0% | 0.3553% | 0 | 0% | 0.3553% | 0 | 0% | 0.3553% | 0 | 0% | 100% | 0 | 0% | 100% | 0 | 0% | 100% | 0 | 0% | 100% | 0 |  |  | 0 |  |  | 0 |  |  | 0
OAKLAND J 0408CB | 3.9038e-05 | 0 | 0.021219 | 0 | 0.021219 | 0.0028385 | 0.022878 | 0.0093107 | 0% | 99% | 0 | 0% | 99% | 0 | 0% | 99% | 0 | 0% | 99% | 0 | 0% | 63.19% | 0 | 0% | 51.55% | 0 | 0% | 51.55% | 0 | 0% | 51.55% | 0 | 0 | 0% | 3.2% | 0 | 0% | 3.2% | 0 | 0% | 3.2% | 0 | 0% | 0.3425% | 0 | 0% | 0.3425% | 0 | 0% | 0.3425% | 0 | 0% | 0.9916% | 0 | 0% | 0.9916% | 0 | 0% | 0.9916% | 0 | 0% | 0.9805% | 0 | 0% | 0.9805% | 0 | 99.45% | 0.9805% | 0.0002069 | 0% | 7.328% | 0 | 0% | 7.328% | 0 | 0% | 7.328% | 0 | 0% | 0.389% | 0 | 0% | 0.389% | 0 | 0% | 0.389% | 0 |  |  |  | 0% | 11.8% | 0 | 0% | 11.8% | 0 | 0% | 11.8% | 0 | 0% | 0.3512% | 0 | 0% | 0.3512% | 0 | 0% | 0.3512% | 0 | 0% | 100% | 0 | 0% | 100% | 0 | 0% | 100% | 0 | 0% | 100% | 0 |  |  | 0 |  |  | 0 |  |  | 0
DALY CITY 1109CB | 3.6842e-05 | 0 | 0.021498 | 0 | 0.021498 | 0.0027244 | 0.026173 | 0.0065904 | 0% | 99% | 0 | 0% | 99% | 0 | 0% | 99% | 0 | 0% | 99% | 0 | 0% | 63.27% | 0 | 0% | 50.97% | 0 | 0% | 50.97% | 0 | 0% | 50.97% | 0 | 0 | 0% | 4.193% | 0 | 0% | 4.193% | 0 | 0% | 4.193% | 0 | 0% | 0.452% | 0 | 0% | 0.452% | 0 | 0% | 0.452% | 0 | 0% | 1.131% | 0 | 0% | 1.131% | 0 | 0% | 1.131% | 0 | 42.51% | 1.168% | 0.00010675 | 18.03% | 1.168% | 4.5263e-05 | 39.46% | 1.168% | 9.9075e-05 | 0% | 8.468% | 0 | 0% | 8.468% | 0 | 0% | 8.468% | 0 | 0% | 0.4232% | 0 | 0% | 0.4232% | 0 | 0% | 0.4232% | 0 |  |  |  | 0% | 11.8% | 0 | 0% | 11.8% | 0 | 0% | 11.8% | 0 | 0% | 0.3581% | 0 | 0% | 0.3581% | 0 | 0% | 0.3581% | 0 | 0% | 100% | 0 | 0% | 100% | 0 | 0% | 100% | 0 | 0% | 100% | 0 |  |  | 0 |  |  | 0 |  |  | 0
SAN LEANDRO U 1116MR212 | 3.6547e-05 | 0 | 0.0031709 | 0 | 0.0031709 | 0.00042924 | 0.0030379 | 0.0017673 | 0% | 99% | 0 | 0% | 99% | 0 | 0% | 99% | 0 | 0% | 99% | 0 | 0% | 66.95% | 0 | 0% | 53.65% | 0 | 0% | 53.65% | 0 | 0% | 53.65% | 0 | 0 | 0% | 3.021% | 0 | 0% | 3.021% | 0 | 0% | 3.021% | 0 | 0% | 0.3441% | 0 | 0% | 0.3441% | 0 | 0% | 0.3441% | 0 | 0% | 0.8798% | 0 | 0% | 0.8798% | 0 | 0% | 0.8798% | 0 | 0% | 0.937% | 0 | 0% | 0.937% | 0 | 0% | 0.937% | 0 | 0% | 6.672% | 0 | 0% | 6.672% | 0 | 0% | 6.672% | 0 | 0% | 0.3845% | 0 | 0% | 0.3845% | 0 | 0% | 0.3845% | 0 |  |  |  | 0% | 11.8% | 0 | 0% | 11.8% | 0 | 0% | 11.8% | 0 | 0% | 0.37% | 0 | 0% | 0.37% | 0 | 0% | 0.37% | 0 | 0% | 100% | 0 | 0% | 100% | 0 | 0% | 100% | 0 | 0% | 100% | 0 |  |  | 0 |  |  | 0 |  |  | 0
SAN LEANDRO U 1105CB | 3.5992e-05 | 0 | 0.016685 | 0 | 0.016685 | 0.0021496 | 0.015707 | 0.0096868 | 0% | 99% | 0 | 0% | 99% | 0 | 0% | 99% | 0 | 0% | 99% | 0 | 0% | 66.63% | 0 | 0% | 53.62% | 0 | 0% | 53.62% | 0 | 0% | 53.62% | 0 | 0 | 0% | 3.084% | 0 | 0% | 3.084% | 0 | 0% | 3.084% | 0 | 0% | 0.3431% | 0 | 0% | 0.3431% | 0 | 0% | 0.3431% | 0 | 0% | 0.8664% | 0 | 0% | 0.8664% | 0 | 0% | 0.8664% | 0 | 0% | 0.9085% | 0 | 96.08% | 0.9085% | 0.00014565 | 0% | 0.9085% | 0 | 0% | 6.527% | 0 | 0% | 6.527% | 0 | 0% | 6.527% | 0 | 0% | 0.3483% | 0 | 0% | 0.3483% | 0 | 0% | 0.3483% | 0 |  |  |  | 0% | 11.8% | 0 | 0% | 11.8% | 0 | 0% | 11.8% | 0 | 0% | 0.3681% | 0 | 0% | 0.3681% | 0 | 0% | 0.3681% | 0 | 0% | 100% | 0 | 0% | 100% | 0 | 0% | 100% | 0 | 0% | 100% | 0 |  |  | 0 |  |  | 0 |  |  | 0
LAWRENCE 1112CB | 3.5905e-05 | 0 | 0.056287 | 0 | 0.056287 | 0.015137 | 0.054471 | 0.023309 | 0% | 99% | 0 | 0% | 99% | 0 | 0% | 99% | 0 | 0% | 99% | 0 | 0% | 63.21% | 0 | 0% | 50.86% | 0 | 0% | 50.86% | 0 | 0% | 50.86% | 0 | 0 | 0% | 2.926% | 0 | 0% | 2.926% | 0 | 0% | 2.926% | 0 | 0% | 0.309% | 0 | 0% | 0.309% | 0 | 0% | 0.309% | 0 | 0% | 0.8932% | 0 | 0% | 0.8932% | 0 | 0% | 0.8932% | 0 | 0% | 0.8778% | 0 | 0% | 0.8778% | 0 | 0% | 0.8778% | 0 | 0% | 6.583% | 0 | 0% | 6.583% | 0 | 0% | 6.583% | 0 | 0% | 0.6092% | 0 | 0% | 0.6092% | 0 | 0% | 0.6092% | 0 |  |  |  | 0% | 11.8% | 0 | 0% | 11.8% | 0 | 0% | 11.8% | 0 | 0% | 0.3557% | 0 | 0% | 0.3557% | 0 | 0% | 0.3557% | 0 | 0% | 100% | 0 | 0% | 100% | 0 | 0% | 100% | 0 | 0% | 100% | 0 |  |  | 0 |  |  | 0 |  |  | 0
SF H 110713525 | 3.4442e-05 | 0 | 0.014824 | 0 | 0.014824 | 0.0011057 | 0.01867 | 0.0046951 | 0% | 99% | 0 | 0% | 99% | 0 | 0% | 99% | 0 | 0% | 99% | 0 | 0% | 62.46% | 0 | 0% | 50.64% | 0 | 0% | 50.64% | 0 | 0% | 50.64% | 0 | 0 | 0% | 4.186% | 0 | 0% | 4.186% | 0 | 0% | 4.186% | 0 | 0% | 0.4479% | 0 | 0% | 0.4479% | 0 | 0% | 0.4479% | 0 | 0% | 1.173% | 0 | 0% | 1.173% | 0 | 0% | 1.173% | 0 | 20.86% | 1.196% | 3.6991e-05 | 67.05% | 1.196% | 0.00011888 | 12.08% | 1.196% | 2.1425e-05 | 0% | 8.75% | 0 | 0% | 8.75% | 0 | 0% | 8.75% | 0 | 0% | 0.2782% | 0 | 0% | 0.2782% | 0 | 0% | 0.2782% | 0 |  |  |  | 0% | 11.8% | 0 | 0% | 11.8% | 0 | 0% | 11.8% | 0 | 0% | 0.3539% | 0 | 0% | 0.3539% | 0 | 0% | 0.3539% | 0 | 0% | 100% | 0 | 0% | 100% | 0 | 0% | 100% | 0 | 0% | 100% | 0 |  |  | 0 |  |  | 0 |  |  | 0
SALINAS 1104895672 | 3.4088e-05 | 0 | 0.011743 | 0 | 0.011743 | 0.0019521 | 0.013338 | 0.0040953 | 0% | 99% | 0 | 0% | 99% | 0 | 0% | 99% | 0 | 0% | 99% | 0 | 0% | 63.63% | 0 | 0% | 50.38% | 0 | 0% | 50.38% | 0 | 0% | 50.38% | 0 | 0 | 0% | 3.507% | 0 | 0% | 3.507% | 0 | 0% | 3.507% | 0 | 0% | 0.3935% | 0 | 0% | 0.3935% | 0 | 0% | 0.3935% | 0 | 0% | 1.043% | 0 | 0% | 1.043% | 0 | 0% | 1.043% | 0 | 0% | 1.095% | 0 | 0% | 1.095% | 0 | 100% | 1.095% | 0.00012861 | 0% | 7.877% | 0 | 0% | 7.877% | 0 | 0% | 7.877% | 0 | 0% | 0.4344% | 0 | 0% | 0.4344% | 0 | 0% | 0.4344% | 0 |  |  |  | 0% | 11.8% | 0 | 0% | 11.8% | 0 | 0% | 11.8% | 0 | 0% | 0.3622% | 0 | 0% | 0.3622% | 0 | 0% | 0.3622% | 0 | 0% | 100% | 0 | 0% | 100% | 0 | 0% | 100% | 0 | 0% | 100% | 0 |  |  | 0 |  |  | 0 |  |  | 0
SAN LEANDRO U 1107CB | 3.3877e-05 | 0 | 0.019537 | 0 | 0.019537 | 0.0039564 | 0.018063 | 0.010231 | 0% | 99% | 0 | 0% | 99% | 0 | 0% | 99% | 0 | 0% | 99% | 0 | 0% | 65.52% | 0 | 0% | 52.49% | 0 | 0% | 52.49% | 0 | 0% | 52.49% | 0 | 0 | 0% | 2.938% | 0 | 0% | 2.938% | 0 | 0% | 2.938% | 0 | 0% | 0.3196% | 0 | 0% | 0.3196% | 0 | 0% | 0.3196% | 0 | 0% | 0.8526% | 0 | 0% | 0.8526% | 0 | 0% | 0.8526% | 0 | 0% | 0.877% | 0 | 100% | 0.877% | 0.00017135 | 0% | 0.877% | 0 | 0% | 6.385% | 0 | 0% | 6.385% | 0 | 0% | 6.385% | 0 | 0% | 0.5276% | 0 | 0% | 0.5276% | 0 | 0% | 0.5276% | 0 |  |  |  | 0% | 11.8% | 0 | 0% | 11.8% | 0 | 0% | 11.8% | 0 | 0% | 0.3657% | 0 | 0% | 0.3657% | 0 | 0% | 0.3657% | 0 | 0% | 100% | 0 | 0% | 100% | 0 | 0% | 100% | 0 | 0% | 100% | 0 |  |  | 0 |  |  | 0 |  |  | 0
HAYWARD O 0402CB | 3.3789e-05 | 0 | 0.020492 | 0 | 0.020492 | 0.0057427 | 0.020071 | 0.0080142 | 0% | 99% | 0 | 0% | 99% | 0 | 0% | 99% | 0 | 0% | 99% | 0 | 0% | 64.15% | 0 | 0% | 51.09% | 0 | 0% | 51.09% | 0 | 0% | 51.09% | 0 | 0 | 0% | 2.909% | 0 | 0% | 2.909% | 0 | 0% | 2.909% | 0 | 0% | 0.3208% | 0 | 0% | 0.3208% | 0 | 0% | 0.3208% | 0 | 0% | 0.8998% | 0 | 0% | 0.8998% | 0 | 0% | 0.8998% | 0 | 0% | 0.9196% | 0 | 94.04% | 0.9196% | 0.00017721 | 5.361% | 0.9196% | 1.0102e-05 | 0% | 6.731% | 0 | 0% | 6.731% | 0 | 0% | 6.731% | 0 | 0% | 0.7017% | 0 | 0% | 0.7017% | 0 | 0% | 0.7017% | 0 |  |  |  | 0% | 11.8% | 0 | 0% | 11.8% | 0 | 0% | 11.8% | 0 | 0% | 0.3618% | 0 | 0% | 0.3618% | 0 | 0% | 0.3618% | 0 | 0% | 100% | 0 | 0% | 100% | 0 | 0% | 100% | 0 | 0% | 100% | 0 |  |  | 0 |  |  | 0 |  |  | 0
SF M 0404CB | 3.3512e-05 | 0 | 0.021077 | 0 | 0.021077 | 0.0023209 | 0.026338 | 0.0061336 | 0% | 99% | 0 | 0% | 99% | 0 | 0% | 99% | 0 | 0% | 99% | 0 | 0% | 62.57% | 0 | 0% | 50.54% | 0 | 0% | 50.54% | 0 | 0% | 50.54% | 0 | 0 | 0% | 4.187% | 0 | 0% | 4.187% | 0 | 0% | 4.187% | 0 | 0% | 0.4516% | 0 | 0% | 0.4516% | 0 | 0% | 0.4516% | 0 | 0% | 1.156% | 0 | 0% | 1.156% | 0 | 0% | 1.156% | 0 | 0% | 1.18% | 0 | 99.62% | 1.18% | 0.00024771 | 0% | 1.18% | 0 | 0% | 8.618% | 0 | 0% | 8.618% | 0 | 0% | 8.618% | 0 | 0% | 0.3628% | 0 | 0% | 0.3628% | 0 | 0% | 0.3628% | 0 |  |  |  | 0% | 11.8% | 0 | 0% | 11.8% | 0 | 0% | 11.8% | 0 | 0% | 0.3532% | 0 | 0% | 0.3532% | 0 | 0% | 0.3532% | 0 | 0% | 100% | 0 | 0% | 100% | 0 | 0% | 100% | 0 | 0% | 100% | 0 |  |  | 0 |  |  | 0 |  |  | 0
OAKLAND X 1115CB | 3.316e-05 | 0 | 0.018165 | 0 | 0.018165 | 0.0056066 | 0.017435 | 0.0069444 | 0% | 99% | 0 | 0% | 99% | 0 | 0% | 99% | 0 | 0% | 99% | 0 | 0% | 63.2% | 0 | 0% | 51.05% | 0 | 0% | 51.05% | 0 | 0% | 51.05% | 0 | 0 | 0% | 2.887% | 0 | 0% | 2.887% | 0 | 0% | 2.887% | 0 | 0% | 0.3034% | 0 | 0% | 0.3034% | 0 | 0% | 0.3034% | 0 | 0% | 0.8879% | 0 | 0% | 0.8879% | 0 | 0% | 0.8879% | 0 | 85.73% | 0.8697% | 0.00013544 | 14.27% | 0.8697% | 2.2541e-05 | 0% | 0.8697% | 0 | 0% | 6.538% | 0 | 0% | 6.538% | 0 | 0% | 6.538% | 0 | 0% | 0.8063% | 0 | 0% | 0.8063% | 0 | 0% | 0.8063% | 0 |  |  |  | 0% | 11.8% | 0 | 0% | 11.8% | 0 | 0% | 11.8% | 0 | 0% | 0.3556% | 0 | 0% | 0.3556% | 0 | 0% | 0.3556% | 0 | 0% | 100% | 0 | 0% | 100% | 0 | 0% | 100% | 0 | 0% | 100% | 0 |  |  | 0 |  |  | 0 |  |  | 0
INDUSTRIAL ACRES 0413CB | 3.2221e-05 | 0 | 0.018308 | 0 | 0.018308 | 0.0027301 | 0.019012 | 0.0084796 | 0% | 99% | 0 | 0% | 99% | 0 | 0% | 99% | 0 | 0% | 99% | 0 | 0% | 64.83% | 0 | 0% | 52.51% | 0 | 0% | 52.51% | 0 | 0% | 52.51% | 0 | 0 | 0% | 3.225% | 0 | 0% | 3.225% | 0 | 0% | 3.225% | 0 | 0% | 0.3505% | 0 | 0% | 0.3505% | 0 | 0% | 0.3505% | 0 | 0% | 0.9594% | 0 | 0% | 0.9594% | 0 | 0% | 0.9594% | 0 | 78.3% | 0.9804% | 0.00014054 | 0% | 0.9804% | 0 | 3.875% | 0.9804% | 6.956e-06 | 0% | 7.169% | 0 | 0% | 7.169% | 0 | 0% | 7.169% | 0 | 0% | 0.3746% | 0 | 0% | 0.3746% | 0 | 0% | 0.3746% | 0 |  |  |  | 0% | 11.8% | 0 | 0% | 11.8% | 0 | 0% | 11.8% | 0 | 0% | 0.3603% | 0 | 0% | 0.3603% | 0 | 0% | 0.3603% | 0 | 0% | 100% | 0 | 0% | 100% | 0 | 0% | 100% | 0 | 0% | 100% | 0 |  |  | 0 |  |  | 0 |  |  | 0
PLYMOUTH 0401CB | 2.864e-05 | 0 | 0.02016 | 0 | 0.02016 | 0.0026059 | 0.026198 | 0.0044745 | 0% | 99% | 0 | 0% | 99% | 0 | 0% | 99% | 0 | 0% | 99% | 0 | 0% | 61.41% | 0 | 0% | 49.82% | 0 | 0% | 49.82% | 0 | 0% | 49.82% | 0 | 0 | 0% | 4.152% | 0 | 0% | 4.152% | 0 | 0% | 4.152% | 0 | 0% | 0.4445% | 0 | 0% | 0.4445% | 0 | 0% | 0.4445% | 0 | 0% | 1.21% | 0 | 0% | 1.21% | 0 | 0% | 1.21% | 0 | 39.01% | 1.222% | 9.6088e-05 | 14.24% | 1.222% | 3.5071e-05 | 46.75% | 1.222% | 0.00011515 | 0% | 8.998% | 0 | 0% | 8.998% | 0 | 0% | 8.998% | 0 | 0% | 0.4118% | 0 | 0% | 0.4118% | 0 | 0% | 0.4118% | 0 |  |  |  | 0% | 11.8% | 0 | 0% | 11.8% | 0 | 0% | 11.8% | 0 | 0% | 0.3495% | 0 | 0% | 0.3495% | 0 | 0% | 0.3495% | 0 | 0% | 100% | 0 | 0% | 100% | 0 | 0% | 100% | 0 | 0% | 100% | 0 |  |  | 0 |  |  | 0 |  |  | 0
POTRERO PP (A) 1118CB | 4.9003e-05 | 0 | 0.022296 | 0 | 0.022296 | 0.0025365 | 0.026752 | 0.0075172 | 0% | 99% | 0 | 0% | 99% | 0 | 0% | 99% | 0 | 0% | 99% | 0 | 0% | 62.92% | 0 | 0% | 50.36% | 0 | 0% | 50.36% | 0 | 0% | 50.36% | 0 | 0 | 0% | 4.049% | 0 | 0% | 4.049% | 0 | 0% | 4.049% | 0 | 0% | 0.4396% | 0 | 0% | 0.4396% | 0 | 0% | 0.4396% | 0 | 0% | 1.109% | 0 | 0% | 1.109% | 0 | 0% | 1.109% | 0 | 55.29% | 1.15% | 0.00014171 | 0% | 1.15% | 0 | 0% | 1.15% | 0 | 0% | 8.322% | 0 | 0% | 8.322% | 0 | 0% | 8.322% | 0 | 0% | 0.4002% | 0 | 0% | 0.4002% | 0 | 0% | 0.4002% | 0 |  |  |  | 0% | 11.8% | 0 | 0% | 11.8% | 0 | 0% | 11.8% | 0 | 0% | 0.3589% | 0 | 0% | 0.3589% | 0 | 0% | 0.3589% | 0 | 0% | 100% | 0 | 0% | 100% | 0 | 0% | 100% | 0 | 0% | 100% | 0 |  |  | 0 |  |  | 0 |  |  | 0
SILVER 0401CB | 3.9836e-05 | 0 | 0.024702 | 0 | 0.024702 | 0.0045516 | 0.028112 | 0.0081141 | 0% | 99% | 0 | 0% | 99% | 0 | 0% | 99% | 0 | 0% | 99% | 0 | 0% | 63.61% | 0 | 0% | 51.26% | 0 | 0% | 51.26% | 0 | 0% | 51.26% | 0 | 0 | 0% | 3.828% | 0 | 0% | 3.828% | 0 | 0% | 3.828% | 0 | 0% | 0.4136% | 0 | 0% | 0.4136% | 0 | 0% | 0.4136% | 0 | 0% | 1.05% | 0 | 0% | 1.05% | 0 | 0% | 1.05% | 0 | 0% | 1.072% | 0 | 99.87% | 1.072% | 0.00026437 | 0% | 1.072% | 0 | 0% | 7.828% | 0 | 0% | 7.828% | 0 | 0% | 7.828% | 0 | 0% | 0.5612% | 0 | 0% | 0.5612% | 0 | 0% | 0.5612% | 0 |  |  |  | 0% | 11.8% | 0 | 0% | 11.8% | 0 | 0% | 11.8% | 0 | 0% | 0.3568% | 0 | 0% | 0.3568% | 0 | 0% | 0.3568% | 0 | 0% | 100% | 0 | 0% | 100% | 0 | 0% | 100% | 0 | 0% | 100% | 0 |  |  | 0 |  |  | 0 |  |  | 0
REDWOOD CITY 0410CB | 3.8752e-05 | 0 | 0.01874 | 0 | 0.01874 | 0.0064326 | 0.01763 | 0.0068721 | 0% | 99% | 0 | 0% | 99% | 0 | 0% | 99% | 0 | 0% | 99% | 0 | 0% | 64.97% | 0 | 0% | 51.67% | 0 | 0% | 51.67% | 0 | 0% | 51.67% | 0 | 0 | 0% | 3.104% | 0 | 0% | 3.104% | 0 | 0% | 3.104% | 0 | 0% | 0.3346% | 0 | 0% | 0.3346% | 0 | 0% | 0.3346% | 0 | 0% | 0.8665% | 0 | 0% | 0.8665% | 0 | 0% | 0.8665% | 0 | 0% | 0.8876% | 0 | 98.14% | 0.8876% | 0.00016325 | 0% | 0.8876% | 0 | 0% | 6.469% | 0 | 0% | 6.469% | 0 | 0% | 6.469% | 0 | 0% | 0.7867% | 0 | 0% | 0.7867% | 0 | 0% | 0.7867% | 0 |  |  |  | 0% | 11.8% | 0 | 0% | 11.8% | 0 | 0% | 11.8% | 0 | 0% | 0.3646% | 0 | 0% | 0.3646% | 0 | 0% | 0.3646% | 0 | 0% | 100% | 0 | 0% | 100% | 0 | 0% | 100% | 0 | 0% | 100% | 0 |  |  | 0 |  |  | 0 |  |  | 0
GRASS VALLEY 1103CB | 0 | 0.14874 | 0 | 0.011905 | 0.011905 | 0.00021508 | 0.00042174 | 0.00010129 | 0% |  | 0 | 0% |  | 0 | 0% |  | 0 | 0% |  | 0 | 0% |  | 0 | 0% |  | 0 | 0% |  | 0 | 0% |  | 0 | 0.011905 | 0% |  | 0 | 0% |  | 0 | 0% |  | 0 | 0% |  | 0 | 0% |  | 0 | 0% |  | 0 | 0% |  | 0 | 0% |  | 0 | 0% |  | 0 | 0% |  | 0 | 0% |  | 0 | 7.501% |  | 0 | 0% |  | 0 | 0% |  | 0 | 0% |  | 0 | 0% |  | 0 | 0% |  | 0 | 0% |  | 0 |  |  |  | 0% |  | 0 | 0% |  | 0 | 0% |  | 0 | 0% |  | 0 | 0% |  | 0 | 0% |  | 0 | 0% |  | 0 | 0% |  | 0 | 0% |  | 0 | 0% |  | 0 |  |  | 0 |  |  | 0 |  |  | 0
0 | 0 | 0 | 0 | 0 | 0 | 0 | 0 | 0 | 0% | 0% | 0 | 0% | 0% | 0 | 0% | 0% | 0 | 0% | 0% | 0 | 0% | 0% | 0 | 0% | 0% | 0 | 0% | 0% | 0 | 0% | 0% | 0 | 8.427 | 0% | 0% | 0 | 0% | 0% | 0 | 0% | 0% | 0 | 0% | 0% | 0 | 0% | 0% | 0 | 0% | 0% | 0 | 0% | 0% | 0 | 0% | 0% | 0 | 0% | 0% | 0 | 0% | 0% | 0 | 0% | 0% | 0 | 0% | 0% | 0 | 0% | 0% | 0 | 0% | 0% | 0 | 0% | 0% | 0 | 0% | 0% | 0 | 0% | 0% | 0 | 0% | 0% | 0 |  |  |  | 0% | 0% | 0 | 0% | 0% | 0 | 0% | 0% | 0 | 0% | 0% | 0 | 0% | 0% | 0 | 0% | 0% | 0 | 0% | 0% | 0 | 0% | 0% | 0 | 0% | 0% | 0 | 0% | 0% | 0 |  |  | 0 |  |  | 0 |  |  | 0

## Mit_Formatting
|  |  |  | 1. UG |  |  | 2. Covered Conductor |  |  | 3. Expulsion Fuses |  |  | 3. Surge Arrestors |  |  | 4. Dx Aerial Inspections |  |  | 4. Dx Ground Inspections |  |  | 5. Non-Pole Backlog |  |  | 8. Tree Removal |  |  | 10. DCD |  |  | 10. Line Sensors |  |  | 1. Line Removal |  |  | 5. Pole Backlog | [11 empty] | 1. UG | 1. Line Removal | 2. Covered Conductor
| EPSS |  |  | Undergrounding |  |  | Overhead Hardening |  |  | Expulsion Fuse Replacement |  |  | Surge Arrestor Replacement |  |  | Aerial Inspection |  |  | Ground Inspection |  |  | Non-Pole Backlog |  |  | Tree Removal |  |  | Down Conductor Detection (DCD) |  |  | Line Sensors |  |  | Line Removal |  |  | Pole Backlog | [11 empty] | Undergrounding | Line Removal | Overhead Hardening
Circuit Segment | 2023 | 2024 | 2025 | 2023 | 2024 | 2025 | 2023 | 2024 | 2025 | 2023 | 2024 | 2025 | 2023 | 2024 | 2025 | 2023 | 2024 | 2025 | 2023 | 2024 | 2025 | 2023 | 2024 | 2025 | 2023 | 2024 | 2025 | 2023 | 2024 | 2025 | 2023 | 2024 | 2025 | 2023 | 2024 | 2025 | 2023 | 2024 | 2025 | 2023 |  |  | 2024 |  |  | 2025 |  |  | 2022 | 2022 | 2022 | 2022
PLACERVILLE 210658118 | EPSS | EPSS | EPSS | [13 empty] | Aerial Inspection |  | Ground Inspection |  | Ground Inspection | [18 empty] | EPSS,Ground Inspection, | EPSS Ground Inspection | EPSS Ground Inspection | EPSS,Aerial Inspection, | EPSS Aerial Inspection | EPSS Aerial Inspection | EPSS,Ground Inspection, | EPSS Ground Inspection | EPSS Ground Inspection |  |  |  | , | FALSE
APPLE HILL 2102CB | EPSS | EPSS | EPSS | [13 empty] | Aerial Inspection |  | Ground Inspection |  | Ground Inspection | Non-Pole Backlog | [17 empty] | EPSS,Ground Inspection,Non-Pole Backlog, | EPSS Ground Inspection Non-Pole Backlog | EPSS Ground Inspection Non-Pole Backlog | EPSS,Aerial Inspection, | EPSS Aerial Inspection | EPSS Aerial Inspection | EPSS,Ground Inspection, | EPSS Ground Inspection | EPSS Ground Inspection |  |  |  | , | FALSE
CALPINE 1144304 | EPSS | EPSS | EPSS | [36 empty] | EPSS, | EPSS | EPSS | EPSS, | EPSS | EPSS | EPSS, | EPSS | EPSS |  |  |  | , | FALSE
ALLEGHANY 11021101/2 | EPSS | EPSS | EPSS | [12 empty] | Aerial Inspection |  | Aerial Inspection |  | Ground Inspection | [19 empty] | EPSS,Aerial Inspection, | EPSS Aerial Inspection | EPSS Aerial Inspection | EPSS,Ground Inspection, | EPSS Ground Inspection | EPSS Ground Inspection | EPSS,Aerial Inspection, | EPSS Aerial Inspection | EPSS Aerial Inspection |  |  |  | , | FALSE
BALCH NO 1 1101CB | EPSS | EPSS | EPSS | [12 empty] | Aerial Inspection | Aerial Inspection | Aerial Inspection | Ground Inspection | Ground Inspection | Ground Inspection | [18 empty] | EPSS,Aerial Inspection,Ground Inspection, | EPSS Aerial Inspection Ground Inspection | EPSS Aerial Inspection Ground Inspection | EPSS,Aerial Inspection,Ground Inspection, | EPSS Aerial Inspection Ground Inspection | EPSS Aerial Inspection Ground Inspection | EPSS,Aerial Inspection,Ground Inspection, | EPSS Aerial Inspection Ground Inspection | EPSS Aerial Inspection Ground Inspection |  |  |  | , | FALSE
PINE GROVE 1101CB | EPSS | EPSS | EPSS | [13 empty] | Aerial Inspection | Aerial Inspection | Ground Inspection |  | Ground Inspection | Non-Pole Backlog | Non-Pole Backlog | Non-Pole Backlog | [12 empty] | Pole Backlog | Pole Backlog | Pole Backlog | EPSS,Ground Inspection,Non-Pole Backlog,Pole Backlog, | EPSS Ground Inspection Non-Pole Backlog Pole Backlog | EPSS Ground Inspection Non-Pole Backlog Pole Backlog | EPSS,Aerial Inspection,Non-Pole Backlog,Pole Backlog, | EPSS Aerial Inspection Non-Pole Backlog Pole Backlog | EPSS Aerial Inspection Non-Pole Backlog Pole Backlog | EPSS,Aerial Inspection,Ground Inspection,Non-Pole Backlog,Pole Backlog, | EPSS Aerial Inspection Ground Inspection Non-Pole Backlog Pole Backlog | EPSS Aerial Inspection Ground Inspection Non-Pole Backlog Pole Backlog |  |  |  | , | FALSE
CAMP EVERS 2105BL 2101 | EPSS | EPSS | EPSS | [36 empty] | EPSS, | EPSS | EPSS | EPSS, | EPSS | EPSS | EPSS, | EPSS | EPSS |  |  |  | , | FALSE
TIGER CREEK 0201CB | EPSS | EPSS | EPSS |  | Undergrounding | [10 empty] | Aerial Inspection |  | Aerial Inspection |  | Ground Inspection | [17 empty] | Pole Backlog |  | EPSS,Aerial Inspection, | EPSS Aerial Inspection | EPSS Aerial Inspection | EPSS,Undergrounding,Ground Inspection,Pole Backlog, | EPSS Undergrounding Ground Inspection Pole Backlog | EPSS Undergrounding Ground Inspection Pole Backlog | EPSS,Aerial Inspection, | EPSS Aerial Inspection | EPSS Aerial Inspection |  |  |  | , | FALSE
MONTICELLO 1101630 | EPSS | EPSS | EPSS | [6 empty] | Expulsion Fuse Replacement | [5 empty] | Aerial Inspection | Aerial Inspection | Aerial Inspection | Ground Inspection | Ground Inspection | Ground Inspection | Non-Pole Backlog | Non-Pole Backlog | [5 empty] | Down Conductor Detection (DCD) | [8 empty] | Pole Backlog |  | EPSS,Expulsion Fuse Replacement,Aerial Inspection,Ground Inspection,Non-Pole Backlog, | EPSS Expulsion Fuse Replacement Aerial Inspection Ground Inspection Non-Pole Backlog | EPSS Expulsion Fuse Replacement Aerial Inspection Ground Inspection Non-Pole Backlog | EPSS,Aerial Inspection,Ground Inspection,Non-Pole Backlog,Down Conductor Detection (DCD),Pole Backlog, | EPSS Aerial Inspection Ground Inspection Non-Pole Backlog Down Conductor Detection (DCD) Pole Backlog | EPSS Aerial Inspection Ground Inspection Non-Pole Backlog Down Conductor Detection (DCD) Pole Backlog | EPSS,Aerial Inspection,Ground Inspection, | EPSS Aerial Inspection Ground Inspection | EPSS Aerial Inspection Ground Inspection |  |  |  | , | FALSE
INDIAN FLAT 1104CB | EPSS | EPSS | EPSS | [6 empty] | Expulsion Fuse Replacement | [5 empty] | Aerial Inspection | Aerial Inspection | Aerial Inspection | Ground Inspection | Ground Inspection | Ground Inspection | Non-Pole Backlog | Non-Pole Backlog | Non-Pole Backlog | [13 empty] | Pole Backlog | Pole Backlog | EPSS,Expulsion Fuse Replacement,Aerial Inspection,Ground Inspection,Non-Pole Backlog, | EPSS Expulsion Fuse Replacement Aerial Inspection Ground Inspection Non-Pole Backlog | EPSS Expulsion Fuse Replacement Aerial Inspection Ground Inspection Non-Pole Backlog | EPSS,Aerial Inspection,Ground Inspection,Non-Pole Backlog,Pole Backlog, | EPSS Aerial Inspection Ground Inspection Non-Pole Backlog Pole Backlog | EPSS Aerial Inspection Ground Inspection Non-Pole Backlog Pole Backlog | EPSS,Aerial Inspection,Ground Inspection,Non-Pole Backlog,Pole Backlog, | EPSS Aerial Inspection Ground Inspection Non-Pole Backlog Pole Backlog | EPSS Aerial Inspection Ground Inspection Non-Pole Backlog Pole Backlog |  |  |  | , | FALSE
ANTLER 11011384 | EPSS | EPSS | EPSS | [8 empty] | Expulsion Fuse Replacement |  |  |  |  | Aerial Inspection | Aerial Inspection | Ground Inspection |  | Ground Inspection | Non-Pole Backlog | Non-Pole Backlog |  |  |  | Tree Removal | Down Conductor Detection (DCD) |  |  | Line Sensors | [5 empty] | Pole Backlog |  |  | EPSS,Ground Inspection,Non-Pole Backlog,Down Conductor Detection (DCD),Line Sensors,Pole Backlog, | EPSS Ground Inspection Non-Pole Backlog Down Conductor Detection (DCD) Line Sensors Pole Backlog | EPSS Ground Inspection Non-Pole Backlog Down Conductor Detection (DCD) Line Sensors Pole Backlog | EPSS,Aerial Inspection,Non-Pole Backlog, | EPSS Aerial Inspection Non-Pole Backlog | EPSS Aerial Inspection Non-Pole Backlog | EPSS,Expulsion Fuse Replacement,Aerial Inspection,Ground Inspection,Tree Removal, | EPSS Expulsion Fuse Replacement Aerial Inspection Ground Inspection Tree Removal | EPSS Expulsion Fuse Replacement Aerial Inspection Ground Inspection Tree Removal |  |  |  | , | FALSE
INDIAN FLAT 11044440 | EPSS | EPSS | EPSS | [36 empty] | EPSS, | EPSS | EPSS | EPSS, | EPSS | EPSS | EPSS, | EPSS | EPSS |  |  |  | , | FALSE
MIDDLETOWN 110148212 | EPSS | EPSS | EPSS | Undergrounding | Undergrounding |  | Overhead Hardening | Overhead Hardening | Overhead Hardening |  |  |  |  | Surge Arrestor Replacement | [12 empty] | Tree Removal | [12 empty] | EPSS,Undergrounding,Overhead Hardening, | EPSS Undergrounding Overhead Hardening | EPSS Undergrounding Overhead Hardening | EPSS,Undergrounding,Overhead Hardening,Surge Arrestor Replacement, | EPSS Undergrounding Overhead Hardening Surge Arrestor Replacement | EPSS Undergrounding Overhead Hardening Surge Arrestor Replacement | EPSS,Overhead Hardening,Tree Removal, | EPSS Overhead Hardening Tree Removal | EPSS Overhead Hardening Tree Removal |  |  | Overhead Hardening | ,Overhead Hardening, | Overhead Hardening | Overhead Hardening
SILVERADO 2104646776 | EPSS | EPSS | EPSS | [7 empty] | Expulsion Fuse Replacement | Expulsion Fuse Replacement |  |  |  | Aerial Inspection | Aerial Inspection | Aerial Inspection | Ground Inspection | Ground Inspection | Ground Inspection | Non-Pole Backlog | Non-Pole Backlog | [13 empty] | Pole Backlog |  |  | EPSS,Aerial Inspection,Ground Inspection,Non-Pole Backlog,Pole Backlog, | EPSS Aerial Inspection Ground Inspection Non-Pole Backlog Pole Backlog | EPSS Aerial Inspection Ground Inspection Non-Pole Backlog Pole Backlog | EPSS,Expulsion Fuse Replacement,Aerial Inspection,Ground Inspection,Non-Pole Backlog, | EPSS Expulsion Fuse Replacement Aerial Inspection Ground Inspection Non-Pole Backlog | EPSS Expulsion Fuse Replacement Aerial Inspection Ground Inspection Non-Pole Backlog | EPSS,Expulsion Fuse Replacement,Aerial Inspection,Ground Inspection, | EPSS Expulsion Fuse Replacement Aerial Inspection Ground Inspection | EPSS Expulsion Fuse Replacement Aerial Inspection Ground Inspection |  |  |  | , | FALSE
CLAYTON 221296224 | EPSS | EPSS | EPSS | Undergrounding |  |  |  |  | Overhead Hardening | Expulsion Fuse Replacement | [5 empty] | Aerial Inspection | Aerial Inspection | Aerial Inspection | Ground Inspection | Ground Inspection | Ground Inspection | Non-Pole Backlog | Non-Pole Backlog | [7 empty] | Line Sensors | [5 empty] | Pole Backlog | Pole Backlog | Pole Backlog | EPSS,Undergrounding,Expulsion Fuse Replacement,Aerial Inspection,Ground Inspection,Non-Pole Backlog,Line Sensors,Pole Backlog, | EPSS Undergrounding Expulsion Fuse Replacement Aerial Inspection Ground Inspection Non-Pole Backlog Line Sensors Pole Backlog | EPSS Undergrounding Expulsion Fuse Replacement Aerial Inspection Ground Inspection Non-Pole Backlog Line Sensors Pole Backlog | EPSS,Aerial Inspection,Ground Inspection,Non-Pole Backlog,Pole Backlog, | EPSS Aerial Inspection Ground Inspection Non-Pole Backlog Pole Backlog | EPSS Aerial Inspection Ground Inspection Non-Pole Backlog Pole Backlog | EPSS,Overhead Hardening,Aerial Inspection,Ground Inspection,Pole Backlog, | EPSS Overhead Hardening Aerial Inspection Ground Inspection Pole Backlog | EPSS Overhead Hardening Aerial Inspection Ground Inspection Pole Backlog |  |  |  | , | FALSE
MARIPOSA 2101929360 | EPSS | EPSS | EPSS | [36 empty] | EPSS, | EPSS | EPSS | EPSS, | EPSS | EPSS | EPSS, | EPSS | EPSS |  |  |  | , | FALSE
ORO FINO 1102CB | EPSS | EPSS | EPSS | [12 empty] | Aerial Inspection | Aerial Inspection | Aerial Inspection |  | Ground Inspection | Ground Inspection | Non-Pole Backlog | Non-Pole Backlog | [13 empty] | Pole Backlog | Pole Backlog |  | EPSS,Aerial Inspection,Non-Pole Backlog,Pole Backlog, | EPSS Aerial Inspection Non-Pole Backlog Pole Backlog | EPSS Aerial Inspection Non-Pole Backlog Pole Backlog | EPSS,Aerial Inspection,Ground Inspection,Non-Pole Backlog,Pole Backlog, | EPSS Aerial Inspection Ground Inspection Non-Pole Backlog Pole Backlog | EPSS Aerial Inspection Ground Inspection Non-Pole Backlog Pole Backlog | EPSS,Aerial Inspection,Ground Inspection, | EPSS Aerial Inspection Ground Inspection | EPSS Aerial Inspection Ground Inspection |  |  |  | , | FALSE
BALCH NO 1 1101105414 | EPSS | EPSS | EPSS | [12 empty] | Aerial Inspection | Aerial Inspection | Aerial Inspection | Ground Inspection | Ground Inspection | Ground Inspection | Non-Pole Backlog | [5 empty] | Down Conductor Detection (DCD) | [8 empty] | Pole Backlog | Pole Backlog | Pole Backlog | EPSS,Aerial Inspection,Ground Inspection,Non-Pole Backlog,Down Conductor Detection (DCD),Pole Backlog, | EPSS Aerial Inspection Ground Inspection Non-Pole Backlog Down Conductor Detection (DCD) Pole Backlog | EPSS Aerial Inspection Ground Inspection Non-Pole Backlog Down Conductor Detection (DCD) Pole Backlog | EPSS,Aerial Inspection,Ground Inspection,Pole Backlog, | EPSS Aerial Inspection Ground Inspection Pole Backlog | EPSS Aerial Inspection Ground Inspection Pole Backlog | EPSS,Aerial Inspection,Ground Inspection,Pole Backlog, | EPSS Aerial Inspection Ground Inspection Pole Backlog | EPSS Aerial Inspection Ground Inspection Pole Backlog |  |  |  | , | FALSE
MONTICELLO 1101CB | EPSS | EPSS | EPSS | [12 empty] | Aerial Inspection |  | Aerial Inspection |  | Ground Inspection |  | Non-Pole Backlog | Non-Pole Backlog | [14 empty] | Pole Backlog |  | EPSS,Aerial Inspection,Non-Pole Backlog, | EPSS Aerial Inspection Non-Pole Backlog | EPSS Aerial Inspection Non-Pole Backlog | EPSS,Ground Inspection,Non-Pole Backlog,Pole Backlog, | EPSS Ground Inspection Non-Pole Backlog Pole Backlog | EPSS Ground Inspection Non-Pole Backlog Pole Backlog | EPSS,Aerial Inspection, | EPSS Aerial Inspection | EPSS Aerial Inspection |  |  |  | , | FALSE
BONNIE NOOK 1101CB | EPSS | EPSS | EPSS |  |  | Undergrounding |  |  |  |  | Expulsion Fuse Replacement |  |  |  |  | Aerial Inspection | Aerial Inspection | Aerial Inspection | Ground Inspection | Ground Inspection | Ground Inspection | Non-Pole Backlog | Non-Pole Backlog | Non-Pole Backlog |  | Tree Removal | Tree Removal | [8 empty] | Line Removal | Pole Backlog | Pole Backlog | Pole Backlog | EPSS,Aerial Inspection,Ground Inspection,Non-Pole Backlog,Pole Backlog, | EPSS Aerial Inspection Ground Inspection Non-Pole Backlog Pole Backlog | EPSS Aerial Inspection Ground Inspection Non-Pole Backlog Pole Backlog | EPSS,Expulsion Fuse Replacement,Aerial Inspection,Ground Inspection,Non-Pole Backlog,Tree Removal,Pole Backlog, | EPSS Expulsion Fuse Replacement Aerial Inspection Ground Inspection Non-Pole Backlog Tree Removal Pole Backlog | EPSS Expulsion Fuse Replacement Aerial Inspection Ground Inspection Non-Pole Backlog Tree Removal Pole Backlog | EPSS,Undergrounding,Aerial Inspection,Ground Inspection,Non-Pole Backlog,Tree Removal,Line Removal,Pole Backlog, | EPSS Undergrounding Aerial Inspection Ground Inspection Non-Pole Backlog Tree Removal Line Removal Pole Backlog | EPSS Undergrounding Aerial Inspection Ground Inspection Non-Pole Backlog Tree Removal Line Removal Pole Backlog |  |  |  | , | FALSE
BUCKS CREEK 1101CB | EPSS | EPSS | EPSS | Undergrounding |  |  | Overhead Hardening | [32 empty] | EPSS,Undergrounding,Overhead Hardening, | EPSS Undergrounding Overhead Hardening | EPSS Undergrounding Overhead Hardening | EPSS, | EPSS | EPSS | EPSS, | EPSS | EPSS |  |  |  | , | FALSE
OAKHURST 110310140 | EPSS | EPSS | EPSS | [6 empty] | Expulsion Fuse Replacement | Expulsion Fuse Replacement |  |  |  |  | Aerial Inspection | Aerial Inspection | Aerial Inspection | Ground Inspection | Ground Inspection | Ground Inspection | Non-Pole Backlog | Non-Pole Backlog | Non-Pole Backlog | Tree Removal | Tree Removal | Tree Removal | Down Conductor Detection (DCD) |  |  | Line Sensors | [5 empty] | Pole Backlog | Pole Backlog | Pole Backlog | EPSS,Expulsion Fuse Replacement,Aerial Inspection,Ground Inspection,Non-Pole Backlog,Tree Removal,Down Conductor Detection (DCD),Line Sensors,Pole Backlog, | EPSS Expulsion Fuse Replacement Aerial Inspection Ground Inspection Non-Pole Backlog Tree Removal Down Conductor Detection (DCD) Line Sensors Pole Backlog | EPSS Expulsion Fuse Replacement Aerial Inspection Ground Inspection Non-Pole Backlog Tree Removal Down Conductor Detection (DCD) Line Sensors Pole Backlog | EPSS,Expulsion Fuse Replacement,Aerial Inspection,Ground Inspection,Non-Pole Backlog,Tree Removal,Pole Backlog, | EPSS Expulsion Fuse Replacement Aerial Inspection Ground Inspection Non-Pole Backlog Tree Removal Pole Backlog | EPSS Expulsion Fuse Replacement Aerial Inspection Ground Inspection Non-Pole Backlog Tree Removal Pole Backlog | EPSS,Aerial Inspection,Ground Inspection,Non-Pole Backlog,Tree Removal,Pole Backlog, | EPSS Aerial Inspection Ground Inspection Non-Pole Backlog Tree Removal Pole Backlog | EPSS Aerial Inspection Ground Inspection Non-Pole Backlog Tree Removal Pole Backlog |  |  |  | , | FALSE
PARADISE 1103283794 | EPSS | EPSS | EPSS | [13 empty] | Aerial Inspection |  |  |  | Ground Inspection | [18 empty] | EPSS, | EPSS | EPSS | EPSS,Aerial Inspection, | EPSS Aerial Inspection | EPSS Aerial Inspection | EPSS,Ground Inspection, | EPSS Ground Inspection | EPSS Ground Inspection |  |  |  | , | FALSE
CALISTOGA 1102131531 | EPSS | EPSS | EPSS | [7 empty] | Expulsion Fuse Replacement | [5 empty] | Aerial Inspection |  |  | Ground Inspection | Ground Inspection | Non-Pole Backlog |  | Non-Pole Backlog |  |  | Tree Removal | [9 empty] | Pole Backlog |  | Pole Backlog | EPSS,Non-Pole Backlog,Pole Backlog, | EPSS Non-Pole Backlog Pole Backlog | EPSS Non-Pole Backlog Pole Backlog | EPSS,Expulsion Fuse Replacement,Aerial Inspection,Ground Inspection, | EPSS Expulsion Fuse Replacement Aerial Inspection Ground Inspection | EPSS Expulsion Fuse Replacement Aerial Inspection Ground Inspection | EPSS,Ground Inspection,Non-Pole Backlog,Tree Removal,Pole Backlog, | EPSS Ground Inspection Non-Pole Backlog Tree Removal Pole Backlog | EPSS Ground Inspection Non-Pole Backlog Tree Removal Pole Backlog |  |  |  | , | FALSE
MIDDLETOWN 1103CB | EPSS | EPSS | EPSS | [12 empty] | Aerial Inspection |  | Aerial Inspection |  | Ground Inspection | [19 empty] | EPSS,Aerial Inspection, | EPSS Aerial Inspection | EPSS Aerial Inspection | EPSS,Ground Inspection, | EPSS Ground Inspection | EPSS Ground Inspection | EPSS,Aerial Inspection, | EPSS Aerial Inspection | EPSS Aerial Inspection |  |  |  | , | FALSE
PARADISE 11061212 | EPSS | EPSS | EPSS | [12 empty] | Aerial Inspection | Aerial Inspection | Aerial Inspection |  | Ground Inspection | Ground Inspection | [18 empty] | EPSS,Aerial Inspection, | EPSS Aerial Inspection | EPSS Aerial Inspection | EPSS,Aerial Inspection,Ground Inspection, | EPSS Aerial Inspection Ground Inspection | EPSS Aerial Inspection Ground Inspection | EPSS,Aerial Inspection,Ground Inspection, | EPSS Aerial Inspection Ground Inspection | EPSS Aerial Inspection Ground Inspection |  |  |  | , | FALSE
MONTICELLO 1101654 | EPSS | EPSS | EPSS | [12 empty] | Aerial Inspection | Aerial Inspection | Aerial Inspection | Ground Inspection | Ground Inspection | Ground Inspection |  | Non-Pole Backlog | Non-Pole Backlog |  |  |  |  | Down Conductor Detection (DCD) | [9 empty] | Pole Backlog | EPSS,Aerial Inspection,Ground Inspection, | EPSS Aerial Inspection Ground Inspection | EPSS Aerial Inspection Ground Inspection | EPSS,Aerial Inspection,Ground Inspection,Non-Pole Backlog,Down Conductor Detection (DCD), | EPSS Aerial Inspection Ground Inspection Non-Pole Backlog Down Conductor Detection (DCD) | EPSS Aerial Inspection Ground Inspection Non-Pole Backlog Down Conductor Detection (DCD) | EPSS,Aerial Inspection,Ground Inspection,Non-Pole Backlog,Pole Backlog, | EPSS Aerial Inspection Ground Inspection Non-Pole Backlog Pole Backlog | EPSS Aerial Inspection Ground Inspection Non-Pole Backlog Pole Backlog |  |  |  | , | FALSE
ELECTRA 1102CB | EPSS | EPSS | EPSS | [12 empty] | Aerial Inspection | Aerial Inspection | Aerial Inspection | Ground Inspection | Ground Inspection | Ground Inspection |  | Non-Pole Backlog | [15 empty] | Pole Backlog | EPSS,Aerial Inspection,Ground Inspection, | EPSS Aerial Inspection Ground Inspection | EPSS Aerial Inspection Ground Inspection | EPSS,Aerial Inspection,Ground Inspection,Non-Pole Backlog, | EPSS Aerial Inspection Ground Inspection Non-Pole Backlog | EPSS Aerial Inspection Ground Inspection Non-Pole Backlog | EPSS,Aerial Inspection,Ground Inspection,Pole Backlog, | EPSS Aerial Inspection Ground Inspection Pole Backlog | EPSS Aerial Inspection Ground Inspection Pole Backlog |  |  |  | , | FALSE
HIGHLANDS 1102628 | EPSS | EPSS | EPSS | Undergrounding |  |  | Overhead Hardening |  |  | Expulsion Fuse Replacement |  |  |  | Surge Arrestor Replacement |  | Aerial Inspection | Aerial Inspection | Aerial Inspection | Ground Inspection | Ground Inspection | Ground Inspection | Non-Pole Backlog | Non-Pole Backlog |  |  |  |  | Down Conductor Detection (DCD) | [5 empty] | Line Removal | Line Removal | Line Removal | Pole Backlog | Pole Backlog |  | EPSS,Undergrounding,Overhead Hardening,Expulsion Fuse Replacement,Aerial Inspection,Ground Inspection,Non-Pole Backlog,Down Conductor Detection (DCD),Line Removal,Pole Backlog, | EPSS Undergrounding Overhead Hardening Expulsion Fuse Replacement Aerial Inspection Ground Inspection Non-Pole Backlog Down Conductor Detection (DCD) Line Removal Pole Backlog | EPSS Undergrounding Overhead Hardening Expulsion Fuse Replacement Aerial Inspection Ground Inspection Non-Pole Backlog Down Conductor Detection (DCD) Line Removal Pole Backlog | EPSS,Surge Arrestor Replacement,Aerial Inspection,Ground Inspection,Non-Pole Backlog,Line Removal,Pole Backlog, | EPSS Surge Arrestor Replacement Aerial Inspection Ground Inspection Non-Pole Backlog Line Removal Pole Backlog | EPSS Surge Arrestor Replacement Aerial Inspection Ground Inspection Non-Pole Backlog Line Removal Pole Backlog | EPSS,Aerial Inspection,Ground Inspection,Line Removal, | EPSS Aerial Inspection Ground Inspection Line Removal | EPSS Aerial Inspection Ground Inspection Line Removal |  | Line Removal | Overhead Hardening | ,Line Removal,Overhead Hardening, | Line Removal Overhead Hardening | Line Removal Overhead Hardening
APPLE HILL 1104CB | EPSS | EPSS | EPSS |  | Undergrounding | [11 empty] | Aerial Inspection |  | Ground Inspection |  | Ground Inspection | Non-Pole Backlog | Non-Pole Backlog | Non-Pole Backlog | [6 empty] | Line Sensors | [5 empty] | Pole Backlog | Pole Backlog |  | EPSS,Ground Inspection,Non-Pole Backlog,Line Sensors,Pole Backlog, | EPSS Ground Inspection Non-Pole Backlog Line Sensors Pole Backlog | EPSS Ground Inspection Non-Pole Backlog Line Sensors Pole Backlog | EPSS,Undergrounding,Aerial Inspection,Non-Pole Backlog,Pole Backlog, | EPSS Undergrounding Aerial Inspection Non-Pole Backlog Pole Backlog | EPSS Undergrounding Aerial Inspection Non-Pole Backlog Pole Backlog | EPSS,Ground Inspection,Non-Pole Backlog, | EPSS Ground Inspection Non-Pole Backlog | EPSS Ground Inspection Non-Pole Backlog |  |  |  | , | FALSE
CRESTA 1101546650 | EPSS | EPSS | EPSS | [12 empty] | Aerial Inspection |  | Aerial Inspection |  | Ground Inspection |  |  | Non-Pole Backlog |  |  |  |  | Down Conductor Detection (DCD) | [11 empty] | EPSS,Aerial Inspection,Down Conductor Detection (DCD), | EPSS Aerial Inspection Down Conductor Detection (DCD) | EPSS Aerial Inspection Down Conductor Detection (DCD) | EPSS,Ground Inspection,Non-Pole Backlog, | EPSS Ground Inspection Non-Pole Backlog | EPSS Ground Inspection Non-Pole Backlog | EPSS,Aerial Inspection, | EPSS Aerial Inspection | EPSS Aerial Inspection |  |  |  | , | FALSE
APPLE HILL 21026552 | EPSS | EPSS | EPSS |  | Undergrounding |  |  |  |  | Expulsion Fuse Replacement | [5 empty] | Aerial Inspection | Aerial Inspection | Aerial Inspection | Ground Inspection | Ground Inspection | Ground Inspection | Non-Pole Backlog | Non-Pole Backlog | Non-Pole Backlog |  | Tree Removal | Tree Removal | Down Conductor Detection (DCD) | [8 empty] | Pole Backlog | Pole Backlog | Pole Backlog | EPSS,Expulsion Fuse Replacement,Aerial Inspection,Ground Inspection,Non-Pole Backlog,Down Conductor Detection (DCD),Pole Backlog, | EPSS Expulsion Fuse Replacement Aerial Inspection Ground Inspection Non-Pole Backlog Down Conductor Detection (DCD) Pole Backlog | EPSS Expulsion Fuse Replacement Aerial Inspection Ground Inspection Non-Pole Backlog Down Conductor Detection (DCD) Pole Backlog | EPSS,Undergrounding,Aerial Inspection,Ground Inspection,Non-Pole Backlog,Tree Removal,Pole Backlog, | EPSS Undergrounding Aerial Inspection Ground Inspection Non-Pole Backlog Tree Removal Pole Backlog | EPSS Undergrounding Aerial Inspection Ground Inspection Non-Pole Backlog Tree Removal Pole Backlog | EPSS,Aerial Inspection,Ground Inspection,Non-Pole Backlog,Tree Removal,Pole Backlog, | EPSS Aerial Inspection Ground Inspection Non-Pole Backlog Tree Removal Pole Backlog | EPSS Aerial Inspection Ground Inspection Non-Pole Backlog Tree Removal Pole Backlog |  |  |  | , | FALSE
SILVERADO 2104515946 | EPSS | EPSS | EPSS | [13 empty] | Aerial Inspection | Aerial Inspection |  | Ground Inspection | Ground Inspection | Non-Pole Backlog |  |  |  | Tree Removal | Tree Removal | [12 empty] | EPSS,Non-Pole Backlog, | EPSS Non-Pole Backlog | EPSS Non-Pole Backlog | EPSS,Aerial Inspection,Ground Inspection,Tree Removal, | EPSS Aerial Inspection Ground Inspection Tree Removal | EPSS Aerial Inspection Ground Inspection Tree Removal | EPSS,Aerial Inspection,Ground Inspection,Tree Removal, | EPSS Aerial Inspection Ground Inspection Tree Removal | EPSS Aerial Inspection Ground Inspection Tree Removal |  |  |  | , | FALSE
CURTIS 170356972 | EPSS | EPSS | EPSS | [12 empty] | Aerial Inspection | Aerial Inspection | Aerial Inspection | Ground Inspection | Ground Inspection | Ground Inspection | Non-Pole Backlog | [17 empty] | EPSS,Aerial Inspection,Ground Inspection,Non-Pole Backlog, | EPSS Aerial Inspection Ground Inspection Non-Pole Backlog | EPSS Aerial Inspection Ground Inspection Non-Pole Backlog | EPSS,Aerial Inspection,Ground Inspection, | EPSS Aerial Inspection Ground Inspection | EPSS Aerial Inspection Ground Inspection | EPSS,Aerial Inspection,Ground Inspection, | EPSS Aerial Inspection Ground Inspection | EPSS Aerial Inspection Ground Inspection |  |  |  | , | FALSE
UPPER LAKE 11011276 | EPSS | EPSS | EPSS | Undergrounding |  | Undergrounding | Overhead Hardening |  | Overhead Hardening |  |  |  |  | Surge Arrestor Replacement |  |  | Aerial Inspection |  | Ground Inspection |  | Ground Inspection | Non-Pole Backlog | Non-Pole Backlog | Non-Pole Backlog |  |  | Tree Removal | [9 empty] | Pole Backlog | Pole Backlog | Pole Backlog | EPSS,Undergrounding,Overhead Hardening,Ground Inspection,Non-Pole Backlog,Pole Backlog, | EPSS Undergrounding Overhead Hardening Ground Inspection Non-Pole Backlog Pole Backlog | EPSS Undergrounding Overhead Hardening Ground Inspection Non-Pole Backlog Pole Backlog | EPSS,Surge Arrestor Replacement,Aerial Inspection,Non-Pole Backlog,Pole Backlog, | EPSS Surge Arrestor Replacement Aerial Inspection Non-Pole Backlog Pole Backlog | EPSS Surge Arrestor Replacement Aerial Inspection Non-Pole Backlog Pole Backlog | EPSS,Undergrounding,Overhead Hardening,Ground Inspection,Non-Pole Backlog,Tree Removal,Pole Backlog, | EPSS Undergrounding Overhead Hardening Ground Inspection Non-Pole Backlog Tree Removal Pole Backlog | EPSS Undergrounding Overhead Hardening Ground Inspection Non-Pole Backlog Tree Removal Pole Backlog |  |  |  | , | FALSE
FRENCH GULCH 1101CB | EPSS | EPSS | EPSS | [7 empty] | Expulsion Fuse Replacement |  |  |  |  | Aerial Inspection | Aerial Inspection | Aerial Inspection | Ground Inspection | Ground Inspection | Ground Inspection | Non-Pole Backlog | [14 empty] | Pole Backlog |  |  | EPSS,Aerial Inspection,Ground Inspection,Non-Pole Backlog,Pole Backlog, | EPSS Aerial Inspection Ground Inspection Non-Pole Backlog Pole Backlog | EPSS Aerial Inspection Ground Inspection Non-Pole Backlog Pole Backlog | EPSS,Expulsion Fuse Replacement,Aerial Inspection,Ground Inspection, | EPSS Expulsion Fuse Replacement Aerial Inspection Ground Inspection | EPSS Expulsion Fuse Replacement Aerial Inspection Ground Inspection | EPSS,Aerial Inspection,Ground Inspection, | EPSS Aerial Inspection Ground Inspection | EPSS Aerial Inspection Ground Inspection |  |  |  | , | FALSE
NOTRE DAME 11042028 | EPSS | EPSS | EPSS | [12 empty] | Aerial Inspection | Aerial Inspection | Aerial Inspection | Ground Inspection | Ground Inspection | Ground Inspection | Non-Pole Backlog | Non-Pole Backlog | Non-Pole Backlog |  |  |  | Down Conductor Detection (DCD) | [9 empty] | Pole Backlog | Pole Backlog | EPSS,Aerial Inspection,Ground Inspection,Non-Pole Backlog,Down Conductor Detection (DCD), | EPSS Aerial Inspection Ground Inspection Non-Pole Backlog Down Conductor Detection (DCD) | EPSS Aerial Inspection Ground Inspection Non-Pole Backlog Down Conductor Detection (DCD) | EPSS,Aerial Inspection,Ground Inspection,Non-Pole Backlog,Pole Backlog, | EPSS Aerial Inspection Ground Inspection Non-Pole Backlog Pole Backlog | EPSS Aerial Inspection Ground Inspection Non-Pole Backlog Pole Backlog | EPSS,Aerial Inspection,Ground Inspection,Non-Pole Backlog,Pole Backlog, | EPSS Aerial Inspection Ground Inspection Non-Pole Backlog Pole Backlog | EPSS Aerial Inspection Ground Inspection Non-Pole Backlog Pole Backlog |  |  |  | , | FALSE
MIDDLETOWN 1101171414 | EPSS | EPSS | EPSS | [12 empty] | Aerial Inspection | Aerial Inspection | Aerial Inspection |  | Ground Inspection | Ground Inspection | Non-Pole Backlog | Non-Pole Backlog | Non-Pole Backlog |  |  |  | Down Conductor Detection (DCD) | [8 empty] | Pole Backlog |  | Pole Backlog | EPSS,Aerial Inspection,Non-Pole Backlog,Down Conductor Detection (DCD),Pole Backlog, | EPSS Aerial Inspection Non-Pole Backlog Down Conductor Detection (DCD) Pole Backlog | EPSS Aerial Inspection Non-Pole Backlog Down Conductor Detection (DCD) Pole Backlog | EPSS,Aerial Inspection,Ground Inspection,Non-Pole Backlog, | EPSS Aerial Inspection Ground Inspection Non-Pole Backlog | EPSS Aerial Inspection Ground Inspection Non-Pole Backlog | EPSS,Aerial Inspection,Ground Inspection,Non-Pole Backlog,Pole Backlog, | EPSS Aerial Inspection Ground Inspection Non-Pole Backlog Pole Backlog | EPSS Aerial Inspection Ground Inspection Non-Pole Backlog Pole Backlog |  |  |  | , | FALSE
CALPINE 1144962 | EPSS | EPSS | EPSS | [36 empty] | EPSS, | EPSS | EPSS | EPSS, | EPSS | EPSS | EPSS, | EPSS | EPSS |  |  |  | , | FALSE
CRESTA 1101103126 | EPSS | EPSS | EPSS | [12 empty] | Aerial Inspection |  | Aerial Inspection |  | Ground Inspection |  |  | Non-Pole Backlog |  |  |  |  | Down Conductor Detection (DCD) | [11 empty] | EPSS,Aerial Inspection,Down Conductor Detection (DCD), | EPSS Aerial Inspection Down Conductor Detection (DCD) | EPSS Aerial Inspection Down Conductor Detection (DCD) | EPSS,Ground Inspection,Non-Pole Backlog, | EPSS Ground Inspection Non-Pole Backlog | EPSS Ground Inspection Non-Pole Backlog | EPSS,Aerial Inspection, | EPSS Aerial Inspection | EPSS Aerial Inspection |  |  |  | , | FALSE
ALLEGHANY 1102CB | EPSS | EPSS | EPSS |  |  | Undergrounding |  |  |  |  | Expulsion Fuse Replacement |  | Surge Arrestor Replacement |  |  | Aerial Inspection | Aerial Inspection | Aerial Inspection |  | Ground Inspection | Ground Inspection | Non-Pole Backlog | Non-Pole Backlog | Non-Pole Backlog | [9 empty] | Line Removal |  |  | Pole Backlog | Pole Backlog | Pole Backlog | EPSS,Surge Arrestor Replacement,Aerial Inspection,Non-Pole Backlog,Line Removal,Pole Backlog, | EPSS Surge Arrestor Replacement Aerial Inspection Non-Pole Backlog Line Removal Pole Backlog | EPSS Surge Arrestor Replacement Aerial Inspection Non-Pole Backlog Line Removal Pole Backlog | EPSS,Expulsion Fuse Replacement,Aerial Inspection,Ground Inspection,Non-Pole Backlog,Pole Backlog, | EPSS Expulsion Fuse Replacement Aerial Inspection Ground Inspection Non-Pole Backlog Pole Backlog | EPSS Expulsion Fuse Replacement Aerial Inspection Ground Inspection Non-Pole Backlog Pole Backlog | EPSS,Undergrounding,Aerial Inspection,Ground Inspection,Non-Pole Backlog,Pole Backlog, | EPSS Undergrounding Aerial Inspection Ground Inspection Non-Pole Backlog Pole Backlog | EPSS Undergrounding Aerial Inspection Ground Inspection Non-Pole Backlog Pole Backlog |  |  |  | , | FALSE
FRENCH GULCH 1102CB | EPSS | EPSS | EPSS | [13 empty] | Aerial Inspection |  | Ground Inspection |  | Ground Inspection | [18 empty] | EPSS,Ground Inspection, | EPSS Ground Inspection | EPSS Ground Inspection | EPSS,Aerial Inspection, | EPSS Aerial Inspection | EPSS Aerial Inspection | EPSS,Ground Inspection, | EPSS Ground Inspection | EPSS Ground Inspection |  |  |  | , | FALSE
KESWICK 11019712 | EPSS | EPSS | EPSS | [6 empty] | Expulsion Fuse Replacement | [5 empty] | Aerial Inspection | Aerial Inspection | Aerial Inspection | Ground Inspection | Ground Inspection | Ground Inspection | Non-Pole Backlog | Non-Pole Backlog | Non-Pole Backlog |  | Tree Removal | Tree Removal | Down Conductor Detection (DCD) | [8 empty] | Pole Backlog | Pole Backlog | Pole Backlog | EPSS,Expulsion Fuse Replacement,Aerial Inspection,Ground Inspection,Non-Pole Backlog,Down Conductor Detection (DCD),Pole Backlog, | EPSS Expulsion Fuse Replacement Aerial Inspection Ground Inspection Non-Pole Backlog Down Conductor Detection (DCD) Pole Backlog | EPSS Expulsion Fuse Replacement Aerial Inspection Ground Inspection Non-Pole Backlog Down Conductor Detection (DCD) Pole Backlog | EPSS,Aerial Inspection,Ground Inspection,Non-Pole Backlog,Tree Removal,Pole Backlog, | EPSS Aerial Inspection Ground Inspection Non-Pole Backlog Tree Removal Pole Backlog | EPSS Aerial Inspection Ground Inspection Non-Pole Backlog Tree Removal Pole Backlog | EPSS,Aerial Inspection,Ground Inspection,Non-Pole Backlog,Tree Removal,Pole Backlog, | EPSS Aerial Inspection Ground Inspection Non-Pole Backlog Tree Removal Pole Backlog | EPSS Aerial Inspection Ground Inspection Non-Pole Backlog Tree Removal Pole Backlog |  |  |  | , | FALSE
REDBUD 1101454 | EPSS | EPSS | EPSS | Undergrounding | Undergrounding |  |  |  |  | Expulsion Fuse Replacement | [5 empty] | Aerial Inspection | Aerial Inspection | Aerial Inspection | Ground Inspection | Ground Inspection | Ground Inspection | Non-Pole Backlog | Non-Pole Backlog |  |  |  |  | Down Conductor Detection (DCD) | [8 empty] | Pole Backlog | Pole Backlog |  | EPSS,Undergrounding,Expulsion Fuse Replacement,Aerial Inspection,Ground Inspection,Non-Pole Backlog,Down Conductor Detection (DCD),Pole Backlog, | EPSS Undergrounding Expulsion Fuse Replacement Aerial Inspection Ground Inspection Non-Pole Backlog Down Conductor Detection (DCD) Pole Backlog | EPSS Undergrounding Expulsion Fuse Replacement Aerial Inspection Ground Inspection Non-Pole Backlog Down Conductor Detection (DCD) Pole Backlog | EPSS,Undergrounding,Aerial Inspection,Ground Inspection,Non-Pole Backlog,Pole Backlog, | EPSS Undergrounding Aerial Inspection Ground Inspection Non-Pole Backlog Pole Backlog | EPSS Undergrounding Aerial Inspection Ground Inspection Non-Pole Backlog Pole Backlog | EPSS,Aerial Inspection,Ground Inspection, | EPSS Aerial Inspection Ground Inspection | EPSS Aerial Inspection Ground Inspection |  |  |  | , | FALSE
BUCKS CREEK 1102CB | EPSS | EPSS | EPSS | Undergrounding | [5 empty] | Expulsion Fuse Replacement | Expulsion Fuse Replacement | Expulsion Fuse Replacement |  |  |  | Aerial Inspection | Aerial Inspection | Aerial Inspection | Ground Inspection | Ground Inspection | Ground Inspection | Non-Pole Backlog | [8 empty] | Line Sensors | [8 empty] | EPSS,Undergrounding,Expulsion Fuse Replacement,Aerial Inspection,Ground Inspection,Non-Pole Backlog,Line Sensors, | EPSS Undergrounding Expulsion Fuse Replacement Aerial Inspection Ground Inspection Non-Pole Backlog Line Sensors | EPSS Undergrounding Expulsion Fuse Replacement Aerial Inspection Ground Inspection Non-Pole Backlog Line Sensors | EPSS,Expulsion Fuse Replacement,Aerial Inspection,Ground Inspection, | EPSS Expulsion Fuse Replacement Aerial Inspection Ground Inspection | EPSS Expulsion Fuse Replacement Aerial Inspection Ground Inspection | EPSS,Expulsion Fuse Replacement,Aerial Inspection,Ground Inspection, | EPSS Expulsion Fuse Replacement Aerial Inspection Ground Inspection | EPSS Expulsion Fuse Replacement Aerial Inspection Ground Inspection |  |  |  | , | FALSE
NARROWS 2102CB | EPSS | EPSS | EPSS | [13 empty] | Aerial Inspection | Aerial Inspection | Ground Inspection |  |  | Non-Pole Backlog | Non-Pole Backlog | [16 empty] | EPSS,Ground Inspection,Non-Pole Backlog, | EPSS Ground Inspection Non-Pole Backlog | EPSS Ground Inspection Non-Pole Backlog | EPSS,Aerial Inspection,Non-Pole Backlog, | EPSS Aerial Inspection Non-Pole Backlog | EPSS Aerial Inspection Non-Pole Backlog | EPSS,Aerial Inspection, | EPSS Aerial Inspection | EPSS Aerial Inspection |  |  |  | , | FALSE
CLARK ROAD 110247006 | EPSS | EPSS | EPSS | Undergrounding | [6 empty] | Expulsion Fuse Replacement |  |  | Surge Arrestor Replacement |  | Aerial Inspection | Aerial Inspection | Aerial Inspection | Ground Inspection | Ground Inspection | Ground Inspection | Non-Pole Backlog | Non-Pole Backlog | Non-Pole Backlog |  |  |  | Down Conductor Detection (DCD) | [10 empty] | Pole Backlog | EPSS,Undergrounding,Aerial Inspection,Ground Inspection,Non-Pole Backlog,Down Conductor Detection (DCD), | EPSS Undergrounding Aerial Inspection Ground Inspection Non-Pole Backlog Down Conductor Detection (DCD) | EPSS Undergrounding Aerial Inspection Ground Inspection Non-Pole Backlog Down Conductor Detection (DCD) | EPSS,Expulsion Fuse Replacement,Surge Arrestor Replacement,Aerial Inspection,Ground Inspection,Non-Pole Backlog, | EPSS Expulsion Fuse Replacement Surge Arrestor Replacement Aerial Inspection Ground Inspection Non-Pole Backlog | EPSS Expulsion Fuse Replacement Surge Arrestor Replacement Aerial Inspection Ground Inspection Non-Pole Backlog | EPSS,Aerial Inspection,Ground Inspection,Non-Pole Backlog,Pole Backlog, | EPSS Aerial Inspection Ground Inspection Non-Pole Backlog Pole Backlog | EPSS Aerial Inspection Ground Inspection Non-Pole Backlog Pole Backlog |  |  |  | , | FALSE
KESWICK 11011586 | EPSS | EPSS | EPSS | Undergrounding | [11 empty] | Aerial Inspection | Aerial Inspection | Aerial Inspection | Ground Inspection | Ground Inspection | Ground Inspection | Non-Pole Backlog |  | Non-Pole Backlog |  |  |  | Down Conductor Detection (DCD) | [8 empty] | Pole Backlog |  |  | EPSS,Undergrounding,Aerial Inspection,Ground Inspection,Non-Pole Backlog,Down Conductor Detection (DCD),Pole Backlog, | EPSS Undergrounding Aerial Inspection Ground Inspection Non-Pole Backlog Down Conductor Detection (DCD) Pole Backlog | EPSS Undergrounding Aerial Inspection Ground Inspection Non-Pole Backlog Down Conductor Detection (DCD) Pole Backlog | EPSS,Aerial Inspection,Ground Inspection, | EPSS Aerial Inspection Ground Inspection | EPSS Aerial Inspection Ground Inspection | EPSS,Aerial Inspection,Ground Inspection,Non-Pole Backlog, | EPSS Aerial Inspection Ground Inspection Non-Pole Backlog | EPSS Aerial Inspection Ground Inspection Non-Pole Backlog | Undergrounding | Line Removal | Overhead Hardening | Undergrounding,Line Removal,Overhead Hardening, | Undergrounding Line Removal Overhead Hardening | Undergrounding Line Removal Overhead Hardening
EL DORADO PH 210119752 | EPSS | EPSS | EPSS | Undergrounding | Undergrounding |  | Overhead Hardening | Overhead Hardening |  |  | Expulsion Fuse Replacement | Expulsion Fuse Replacement |  |  |  | Aerial Inspection | Aerial Inspection | Aerial Inspection | Ground Inspection | Ground Inspection | Ground Inspection | Non-Pole Backlog | Non-Pole Backlog | Non-Pole Backlog | Tree Removal | Tree Removal | Tree Removal | Down Conductor Detection (DCD) |  |  | Line Sensors | [5 empty] | Pole Backlog | Pole Backlog |  | EPSS,Undergrounding,Overhead Hardening,Aerial Inspection,Ground Inspection,Non-Pole Backlog,Tree Removal,Down Conductor Detection (DCD),Line Sensors,Pole Backlog, | EPSS Undergrounding Overhead Hardening Aerial Inspection Ground Inspection Non-Pole Backlog Tree Removal Down Conductor Detection (DCD) Line Sensors Pole Backlog | EPSS Undergrounding Overhead Hardening Aerial Inspection Ground Inspection Non-Pole Backlog Tree Removal Down Conductor Detection (DCD) Line Sensors Pole Backlog | EPSS,Undergrounding,Overhead Hardening,Expulsion Fuse Replacement,Aerial Inspection,Ground Inspection,Non-Pole Backlog,Tree Removal,Pole Backlog, | EPSS Undergrounding Overhead Hardening Expulsion Fuse Replacement Aerial Inspection Ground Inspection Non-Pole Backlog Tree Removal Pole Backlog | EPSS Undergrounding Overhead Hardening Expulsion Fuse Replacement Aerial Inspection Ground Inspection Non-Pole Backlog Tree Removal Pole Backlog | EPSS,Expulsion Fuse Replacement,Aerial Inspection,Ground Inspection,Non-Pole Backlog,Tree Removal, | EPSS Expulsion Fuse Replacement Aerial Inspection Ground Inspection Non-Pole Backlog Tree Removal | EPSS Expulsion Fuse Replacement Aerial Inspection Ground Inspection Non-Pole Backlog Tree Removal | Undergrounding |  | Overhead Hardening | Undergrounding,Overhead Hardening, | Undergrounding Overhead Hardening | Undergrounding Overhead Hardening
MIWUK 170236888 | EPSS | EPSS | EPSS | [12 empty] | Aerial Inspection |  | Aerial Inspection |  | Ground Inspection | Ground Inspection | Non-Pole Backlog | Non-Pole Backlog | [13 empty] | Pole Backlog |  |  | EPSS,Aerial Inspection,Non-Pole Backlog,Pole Backlog, | EPSS Aerial Inspection Non-Pole Backlog Pole Backlog | EPSS Aerial Inspection Non-Pole Backlog Pole Backlog | EPSS,Ground Inspection,Non-Pole Backlog, | EPSS Ground Inspection Non-Pole Backlog | EPSS Ground Inspection Non-Pole Backlog | EPSS,Aerial Inspection,Ground Inspection, | EPSS Aerial Inspection Ground Inspection | EPSS Aerial Inspection Ground Inspection |  |  |  | , | FALSE
KONOCTI 11022293 | EPSS | EPSS | EPSS | [13 empty] | Aerial Inspection | Aerial Inspection | Ground Inspection |  | Ground Inspection | Non-Pole Backlog | Non-Pole Backlog |  |  |  |  | Down Conductor Detection (DCD) | [9 empty] | Pole Backlog |  | EPSS,Ground Inspection,Non-Pole Backlog,Down Conductor Detection (DCD), | EPSS Ground Inspection Non-Pole Backlog Down Conductor Detection (DCD) | EPSS Ground Inspection Non-Pole Backlog Down Conductor Detection (DCD) | EPSS,Aerial Inspection,Non-Pole Backlog,Pole Backlog, | EPSS Aerial Inspection Non-Pole Backlog Pole Backlog | EPSS Aerial Inspection Non-Pole Backlog Pole Backlog | EPSS,Aerial Inspection,Ground Inspection, | EPSS Aerial Inspection Ground Inspection | EPSS Aerial Inspection Ground Inspection |  |  |  | , | FALSE
PIKE CITY 11011720 | EPSS | EPSS | EPSS |  |  | Undergrounding | [9 empty] | Aerial Inspection |  | Aerial Inspection |  | Ground Inspection |  | Non-Pole Backlog | Non-Pole Backlog |  |  |  |  | Down Conductor Detection (DCD) | [8 empty] | Pole Backlog | Pole Backlog |  | EPSS,Aerial Inspection,Non-Pole Backlog,Down Conductor Detection (DCD),Pole Backlog, | EPSS Aerial Inspection Non-Pole Backlog Down Conductor Detection (DCD) Pole Backlog | EPSS Aerial Inspection Non-Pole Backlog Down Conductor Detection (DCD) Pole Backlog | EPSS,Ground Inspection,Non-Pole Backlog,Pole Backlog, | EPSS Ground Inspection Non-Pole Backlog Pole Backlog | EPSS Ground Inspection Non-Pole Backlog Pole Backlog | EPSS,Undergrounding,Aerial Inspection, | EPSS Undergrounding Aerial Inspection | EPSS Undergrounding Aerial Inspection |  |  |  | , | FALSE
BEAR VALLEY 2105CB | EPSS | EPSS | EPSS | [12 empty] | Aerial Inspection | Aerial Inspection | Aerial Inspection | Ground Inspection | Ground Inspection | Ground Inspection |  | Non-Pole Backlog | Non-Pole Backlog | [15 empty] | EPSS,Aerial Inspection,Ground Inspection, | EPSS Aerial Inspection Ground Inspection | EPSS Aerial Inspection Ground Inspection | EPSS,Aerial Inspection,Ground Inspection,Non-Pole Backlog, | EPSS Aerial Inspection Ground Inspection Non-Pole Backlog | EPSS Aerial Inspection Ground Inspection Non-Pole Backlog | EPSS,Aerial Inspection,Ground Inspection,Non-Pole Backlog, | EPSS Aerial Inspection Ground Inspection Non-Pole Backlog | EPSS Aerial Inspection Ground Inspection Non-Pole Backlog |  |  |  | , | FALSE
STANISLAUS 1702CB | EPSS | EPSS | EPSS | Undergrounding |  |  | Overhead Hardening |  |  |  |  | Expulsion Fuse Replacement |  | Surge Arrestor Replacement |  | Aerial Inspection | Aerial Inspection | Aerial Inspection | Ground Inspection | Ground Inspection | Ground Inspection | Non-Pole Backlog | Non-Pole Backlog | Non-Pole Backlog | [9 empty] | Line Removal |  |  | Pole Backlog | Pole Backlog | Pole Backlog | EPSS,Undergrounding,Overhead Hardening,Aerial Inspection,Ground Inspection,Non-Pole Backlog,Line Removal,Pole Backlog, | EPSS Undergrounding Overhead Hardening Aerial Inspection Ground Inspection Non-Pole Backlog Line Removal Pole Backlog | EPSS Undergrounding Overhead Hardening Aerial Inspection Ground Inspection Non-Pole Backlog Line Removal Pole Backlog | EPSS,Surge Arrestor Replacement,Aerial Inspection,Ground Inspection,Non-Pole Backlog,Pole Backlog, | EPSS Surge Arrestor Replacement Aerial Inspection Ground Inspection Non-Pole Backlog Pole Backlog | EPSS Surge Arrestor Replacement Aerial Inspection Ground Inspection Non-Pole Backlog Pole Backlog | EPSS,Expulsion Fuse Replacement,Aerial Inspection,Ground Inspection,Non-Pole Backlog,Pole Backlog, | EPSS Expulsion Fuse Replacement Aerial Inspection Ground Inspection Non-Pole Backlog Pole Backlog | EPSS Expulsion Fuse Replacement Aerial Inspection Ground Inspection Non-Pole Backlog Pole Backlog |  |  |  | , | FALSE
APPLE HILL 210289934 | EPSS | EPSS | EPSS | [12 empty] | Aerial Inspection | Aerial Inspection | Aerial Inspection | Ground Inspection | Ground Inspection | Ground Inspection | Non-Pole Backlog | Non-Pole Backlog | Non-Pole Backlog |  |  |  | Down Conductor Detection (DCD) | [8 empty] | Pole Backlog | Pole Backlog | Pole Backlog | EPSS,Aerial Inspection,Ground Inspection,Non-Pole Backlog,Down Conductor Detection (DCD),Pole Backlog, | EPSS Aerial Inspection Ground Inspection Non-Pole Backlog Down Conductor Detection (DCD) Pole Backlog | EPSS Aerial Inspection Ground Inspection Non-Pole Backlog Down Conductor Detection (DCD) Pole Backlog | EPSS,Aerial Inspection,Ground Inspection,Non-Pole Backlog,Pole Backlog, | EPSS Aerial Inspection Ground Inspection Non-Pole Backlog Pole Backlog | EPSS Aerial Inspection Ground Inspection Non-Pole Backlog Pole Backlog | EPSS,Aerial Inspection,Ground Inspection,Non-Pole Backlog,Pole Backlog, | EPSS Aerial Inspection Ground Inspection Non-Pole Backlog Pole Backlog | EPSS Aerial Inspection Ground Inspection Non-Pole Backlog Pole Backlog |  |  |  | , | FALSE
MIDDLETOWN 11011314 | EPSS | EPSS | EPSS | [6 empty] | Expulsion Fuse Replacement | [5 empty] | Aerial Inspection |  | Aerial Inspection |  | Ground Inspection |  | Non-Pole Backlog | Non-Pole Backlog | Non-Pole Backlog |  |  |  | Down Conductor Detection (DCD) | [9 empty] | Pole Backlog |  | EPSS,Expulsion Fuse Replacement,Aerial Inspection,Non-Pole Backlog,Down Conductor Detection (DCD), | EPSS Expulsion Fuse Replacement Aerial Inspection Non-Pole Backlog Down Conductor Detection (DCD) | EPSS Expulsion Fuse Replacement Aerial Inspection Non-Pole Backlog Down Conductor Detection (DCD) | EPSS,Ground Inspection,Non-Pole Backlog,Pole Backlog, | EPSS Ground Inspection Non-Pole Backlog Pole Backlog | EPSS Ground Inspection Non-Pole Backlog Pole Backlog | EPSS,Aerial Inspection,Non-Pole Backlog, | EPSS Aerial Inspection Non-Pole Backlog | EPSS Aerial Inspection Non-Pole Backlog |  |  |  | , | FALSE
SYCAMORE CREEK 11112268 | EPSS | EPSS | EPSS |  |  | Undergrounding | [5 empty] | Expulsion Fuse Replacement |  |  |  | Aerial Inspection | Aerial Inspection | Aerial Inspection | Ground Inspection | Ground Inspection | Ground Inspection | Non-Pole Backlog | Non-Pole Backlog | Non-Pole Backlog |  |  |  | Down Conductor Detection (DCD) | [8 empty] | Pole Backlog | Pole Backlog | Pole Backlog | EPSS,Aerial Inspection,Ground Inspection,Non-Pole Backlog,Down Conductor Detection (DCD),Pole Backlog, | EPSS Aerial Inspection Ground Inspection Non-Pole Backlog Down Conductor Detection (DCD) Pole Backlog | EPSS Aerial Inspection Ground Inspection Non-Pole Backlog Down Conductor Detection (DCD) Pole Backlog | EPSS,Aerial Inspection,Ground Inspection,Non-Pole Backlog,Pole Backlog, | EPSS Aerial Inspection Ground Inspection Non-Pole Backlog Pole Backlog | EPSS Aerial Inspection Ground Inspection Non-Pole Backlog Pole Backlog | EPSS,Undergrounding,Expulsion Fuse Replacement,Aerial Inspection,Ground Inspection,Non-Pole Backlog,Pole Backlog, | EPSS Undergrounding Expulsion Fuse Replacement Aerial Inspection Ground Inspection Non-Pole Backlog Pole Backlog | EPSS Undergrounding Expulsion Fuse Replacement Aerial Inspection Ground Inspection Non-Pole Backlog Pole Backlog |  |  |  | , | FALSE
PLACERVILLE 2106935216 | EPSS | EPSS | EPSS |  |  | Undergrounding |  |  |  | Expulsion Fuse Replacement | Expulsion Fuse Replacement |  |  |  |  | Aerial Inspection | Aerial Inspection | Aerial Inspection | Ground Inspection | Ground Inspection | Ground Inspection | Non-Pole Backlog | Non-Pole Backlog | Non-Pole Backlog | Tree Removal | Tree Removal | Tree Removal | Down Conductor Detection (DCD) | [8 empty] | Pole Backlog | Pole Backlog | Pole Backlog | EPSS,Expulsion Fuse Replacement,Aerial Inspection,Ground Inspection,Non-Pole Backlog,Tree Removal,Down Conductor Detection (DCD),Pole Backlog, | EPSS Expulsion Fuse Replacement Aerial Inspection Ground Inspection Non-Pole Backlog Tree Removal Down Conductor Detection (DCD) Pole Backlog | EPSS Expulsion Fuse Replacement Aerial Inspection Ground Inspection Non-Pole Backlog Tree Removal Down Conductor Detection (DCD) Pole Backlog | EPSS,Expulsion Fuse Replacement,Aerial Inspection,Ground Inspection,Non-Pole Backlog,Tree Removal,Pole Backlog, | EPSS Expulsion Fuse Replacement Aerial Inspection Ground Inspection Non-Pole Backlog Tree Removal Pole Backlog | EPSS Expulsion Fuse Replacement Aerial Inspection Ground Inspection Non-Pole Backlog Tree Removal Pole Backlog | EPSS,Undergrounding,Aerial Inspection,Ground Inspection,Non-Pole Backlog,Tree Removal,Pole Backlog, | EPSS Undergrounding Aerial Inspection Ground Inspection Non-Pole Backlog Tree Removal Pole Backlog | EPSS Undergrounding Aerial Inspection Ground Inspection Non-Pole Backlog Tree Removal Pole Backlog |  | Line Removal |  | ,Line Removal, | Line Removal | Line Removal
SILVERADO 2104632 | EPSS | EPSS | EPSS |  |  | Undergrounding | Overhead Hardening |  |  | Expulsion Fuse Replacement | [5 empty] | Aerial Inspection | Aerial Inspection | Aerial Inspection | Ground Inspection | Ground Inspection | Ground Inspection | Non-Pole Backlog | Non-Pole Backlog | Non-Pole Backlog | Tree Removal | Tree Removal | Tree Removal | [9 empty] | Pole Backlog | Pole Backlog | Pole Backlog | EPSS,Overhead Hardening,Expulsion Fuse Replacement,Aerial Inspection,Ground Inspection,Non-Pole Backlog,Tree Removal,Pole Backlog, | EPSS Overhead Hardening Expulsion Fuse Replacement Aerial Inspection Ground Inspection Non-Pole Backlog Tree Removal Pole Backlog | EPSS Overhead Hardening Expulsion Fuse Replacement Aerial Inspection Ground Inspection Non-Pole Backlog Tree Removal Pole Backlog | EPSS,Aerial Inspection,Ground Inspection,Non-Pole Backlog,Tree Removal,Pole Backlog, | EPSS Aerial Inspection Ground Inspection Non-Pole Backlog Tree Removal Pole Backlog | EPSS Aerial Inspection Ground Inspection Non-Pole Backlog Tree Removal Pole Backlog | EPSS,Undergrounding,Aerial Inspection,Ground Inspection,Non-Pole Backlog,Tree Removal,Pole Backlog, | EPSS Undergrounding Aerial Inspection Ground Inspection Non-Pole Backlog Tree Removal Pole Backlog | EPSS Undergrounding Aerial Inspection Ground Inspection Non-Pole Backlog Tree Removal Pole Backlog |  |  |  | , | FALSE
STANISLAUS 17026028 | EPSS | EPSS | EPSS |  |  | Undergrounding |  |  |  |  | Expulsion Fuse Replacement | Expulsion Fuse Replacement |  |  |  |  | Aerial Inspection | Aerial Inspection |  | Ground Inspection | Ground Inspection | Non-Pole Backlog |  | Non-Pole Backlog |  |  |  | Down Conductor Detection (DCD) | [8 empty] | Pole Backlog | Pole Backlog | Pole Backlog | EPSS,Non-Pole Backlog,Down Conductor Detection (DCD),Pole Backlog, | EPSS Non-Pole Backlog Down Conductor Detection (DCD) Pole Backlog | EPSS Non-Pole Backlog Down Conductor Detection (DCD) Pole Backlog | EPSS,Expulsion Fuse Replacement,Aerial Inspection,Ground Inspection,Pole Backlog, | EPSS Expulsion Fuse Replacement Aerial Inspection Ground Inspection Pole Backlog | EPSS Expulsion Fuse Replacement Aerial Inspection Ground Inspection Pole Backlog | EPSS,Undergrounding,Expulsion Fuse Replacement,Aerial Inspection,Ground Inspection,Non-Pole Backlog,Pole Backlog, | EPSS Undergrounding Expulsion Fuse Replacement Aerial Inspection Ground Inspection Non-Pole Backlog Pole Backlog | EPSS Undergrounding Expulsion Fuse Replacement Aerial Inspection Ground Inspection Non-Pole Backlog Pole Backlog |  |  |  | , | FALSE
ORO FINO 110276008 | EPSS | EPSS | EPSS | [7 empty] | Expulsion Fuse Replacement | Expulsion Fuse Replacement |  |  |  | Aerial Inspection | Aerial Inspection | Aerial Inspection | Ground Inspection | Ground Inspection | Ground Inspection | Non-Pole Backlog | Non-Pole Backlog | Non-Pole Backlog | Tree Removal | Tree Removal | Tree Removal | Down Conductor Detection (DCD) | [8 empty] | Pole Backlog | Pole Backlog | Pole Backlog | EPSS,Aerial Inspection,Ground Inspection,Non-Pole Backlog,Tree Removal,Down Conductor Detection (DCD),Pole Backlog, | EPSS Aerial Inspection Ground Inspection Non-Pole Backlog Tree Removal Down Conductor Detection (DCD) Pole Backlog | EPSS Aerial Inspection Ground Inspection Non-Pole Backlog Tree Removal Down Conductor Detection (DCD) Pole Backlog | EPSS,Expulsion Fuse Replacement,Aerial Inspection,Ground Inspection,Non-Pole Backlog,Tree Removal,Pole Backlog, | EPSS Expulsion Fuse Replacement Aerial Inspection Ground Inspection Non-Pole Backlog Tree Removal Pole Backlog | EPSS Expulsion Fuse Replacement Aerial Inspection Ground Inspection Non-Pole Backlog Tree Removal Pole Backlog | EPSS,Expulsion Fuse Replacement,Aerial Inspection,Ground Inspection,Non-Pole Backlog,Tree Removal,Pole Backlog, | EPSS Expulsion Fuse Replacement Aerial Inspection Ground Inspection Non-Pole Backlog Tree Removal Pole Backlog | EPSS Expulsion Fuse Replacement Aerial Inspection Ground Inspection Non-Pole Backlog Tree Removal Pole Backlog |  |  |  | , | FALSE
ELECTRA 11017104 | EPSS | EPSS | EPSS | [7 empty] | Expulsion Fuse Replacement |  |  |  |  | Aerial Inspection | Aerial Inspection | Aerial Inspection | Ground Inspection | Ground Inspection | Ground Inspection | Non-Pole Backlog | Non-Pole Backlog |  |  | Tree Removal | Tree Removal | Down Conductor Detection (DCD) | [8 empty] | Pole Backlog | Pole Backlog |  | EPSS,Aerial Inspection,Ground Inspection,Non-Pole Backlog,Down Conductor Detection (DCD),Pole Backlog, | EPSS Aerial Inspection Ground Inspection Non-Pole Backlog Down Conductor Detection (DCD) Pole Backlog | EPSS Aerial Inspection Ground Inspection Non-Pole Backlog Down Conductor Detection (DCD) Pole Backlog | EPSS,Expulsion Fuse Replacement,Aerial Inspection,Ground Inspection,Non-Pole Backlog,Tree Removal,Pole Backlog, | EPSS Expulsion Fuse Replacement Aerial Inspection Ground Inspection Non-Pole Backlog Tree Removal Pole Backlog | EPSS Expulsion Fuse Replacement Aerial Inspection Ground Inspection Non-Pole Backlog Tree Removal Pole Backlog | EPSS,Aerial Inspection,Ground Inspection,Tree Removal, | EPSS Aerial Inspection Ground Inspection Tree Removal | EPSS Aerial Inspection Ground Inspection Tree Removal |  |  |  | , | FALSE
APPLE HILL 21027502 | EPSS | EPSS | EPSS |  | Undergrounding |  |  |  |  | Expulsion Fuse Replacement | Expulsion Fuse Replacement |  |  |  |  | Aerial Inspection | Aerial Inspection | Aerial Inspection | Ground Inspection | Ground Inspection | Ground Inspection | Non-Pole Backlog | Non-Pole Backlog | Non-Pole Backlog | Tree Removal | Tree Removal | Tree Removal | [9 empty] | Pole Backlog | Pole Backlog | Pole Backlog | EPSS,Expulsion Fuse Replacement,Aerial Inspection,Ground Inspection,Non-Pole Backlog,Tree Removal,Pole Backlog, | EPSS Expulsion Fuse Replacement Aerial Inspection Ground Inspection Non-Pole Backlog Tree Removal Pole Backlog | EPSS Expulsion Fuse Replacement Aerial Inspection Ground Inspection Non-Pole Backlog Tree Removal Pole Backlog | EPSS,Undergrounding,Expulsion Fuse Replacement,Aerial Inspection,Ground Inspection,Non-Pole Backlog,Tree Removal,Pole Backlog, | EPSS Undergrounding Expulsion Fuse Replacement Aerial Inspection Ground Inspection Non-Pole Backlog Tree Removal Pole Backlog | EPSS Undergrounding Expulsion Fuse Replacement Aerial Inspection Ground Inspection Non-Pole Backlog Tree Removal Pole Backlog | EPSS,Aerial Inspection,Ground Inspection,Non-Pole Backlog,Tree Removal,Pole Backlog, | EPSS Aerial Inspection Ground Inspection Non-Pole Backlog Tree Removal Pole Backlog | EPSS Aerial Inspection Ground Inspection Non-Pole Backlog Tree Removal Pole Backlog |  |  |  | , | FALSE
OREGON TRAIL 11021584 | EPSS | EPSS | EPSS | [6 empty] | Expulsion Fuse Replacement | Expulsion Fuse Replacement |  |  |  |  | Aerial Inspection | Aerial Inspection | Aerial Inspection | Ground Inspection | Ground Inspection | Ground Inspection | Non-Pole Backlog | Non-Pole Backlog | Non-Pole Backlog |  |  |  | Down Conductor Detection (DCD) | [9 empty] | Pole Backlog | Pole Backlog | EPSS,Expulsion Fuse Replacement,Aerial Inspection,Ground Inspection,Non-Pole Backlog,Down Conductor Detection (DCD), | EPSS Expulsion Fuse Replacement Aerial Inspection Ground Inspection Non-Pole Backlog Down Conductor Detection (DCD) | EPSS Expulsion Fuse Replacement Aerial Inspection Ground Inspection Non-Pole Backlog Down Conductor Detection (DCD) | EPSS,Expulsion Fuse Replacement,Aerial Inspection,Ground Inspection,Non-Pole Backlog,Pole Backlog, | EPSS Expulsion Fuse Replacement Aerial Inspection Ground Inspection Non-Pole Backlog Pole Backlog | EPSS Expulsion Fuse Replacement Aerial Inspection Ground Inspection Non-Pole Backlog Pole Backlog | EPSS,Aerial Inspection,Ground Inspection,Non-Pole Backlog,Pole Backlog, | EPSS Aerial Inspection Ground Inspection Non-Pole Backlog Pole Backlog | EPSS Aerial Inspection Ground Inspection Non-Pole Backlog Pole Backlog |  | Line Removal |  | ,Line Removal, | Line Removal | Line Removal
MARIPOSA REMOTE 0001CB | EPSS | EPSS | EPSS | [36 empty] | EPSS, | EPSS | EPSS | EPSS, | EPSS | EPSS | EPSS, | EPSS | EPSS |  |  |  | , | FALSE
STANISLAUS 17011812 | EPSS | EPSS | EPSS |  |  | Undergrounding |  |  |  |  | Expulsion Fuse Replacement | Expulsion Fuse Replacement |  |  |  | Aerial Inspection | Aerial Inspection | Aerial Inspection |  | Ground Inspection | Ground Inspection | Non-Pole Backlog | Non-Pole Backlog | Non-Pole Backlog | Tree Removal | Tree Removal | Tree Removal | Down Conductor Detection (DCD) |  |  | Line Sensors | [5 empty] | Pole Backlog | Pole Backlog | Pole Backlog | EPSS,Aerial Inspection,Non-Pole Backlog,Tree Removal,Down Conductor Detection (DCD),Line Sensors,Pole Backlog, | EPSS Aerial Inspection Non-Pole Backlog Tree Removal Down Conductor Detection (DCD) Line Sensors Pole Backlog | EPSS Aerial Inspection Non-Pole Backlog Tree Removal Down Conductor Detection (DCD) Line Sensors Pole Backlog | EPSS,Expulsion Fuse Replacement,Aerial Inspection,Ground Inspection,Non-Pole Backlog,Tree Removal,Pole Backlog, | EPSS Expulsion Fuse Replacement Aerial Inspection Ground Inspection Non-Pole Backlog Tree Removal Pole Backlog | EPSS Expulsion Fuse Replacement Aerial Inspection Ground Inspection Non-Pole Backlog Tree Removal Pole Backlog | EPSS,Undergrounding,Expulsion Fuse Replacement,Aerial Inspection,Ground Inspection,Non-Pole Backlog,Tree Removal,Pole Backlog, | EPSS Undergrounding Expulsion Fuse Replacement Aerial Inspection Ground Inspection Non-Pole Backlog Tree Removal Pole Backlog | EPSS Undergrounding Expulsion Fuse Replacement Aerial Inspection Ground Inspection Non-Pole Backlog Tree Removal Pole Backlog |  |  |  | , | FALSE
CURTIS 17039240 | EPSS | EPSS | EPSS | [6 empty] | Expulsion Fuse Replacement | Expulsion Fuse Replacement |  |  |  |  | Aerial Inspection | Aerial Inspection | Aerial Inspection | Ground Inspection | Ground Inspection | Ground Inspection | Non-Pole Backlog | Non-Pole Backlog | Non-Pole Backlog |  |  |  | Down Conductor Detection (DCD) | [9 empty] | Pole Backlog | Pole Backlog | EPSS,Expulsion Fuse Replacement,Aerial Inspection,Ground Inspection,Non-Pole Backlog,Down Conductor Detection (DCD), | EPSS Expulsion Fuse Replacement Aerial Inspection Ground Inspection Non-Pole Backlog Down Conductor Detection (DCD) | EPSS Expulsion Fuse Replacement Aerial Inspection Ground Inspection Non-Pole Backlog Down Conductor Detection (DCD) | EPSS,Expulsion Fuse Replacement,Aerial Inspection,Ground Inspection,Non-Pole Backlog,Pole Backlog, | EPSS Expulsion Fuse Replacement Aerial Inspection Ground Inspection Non-Pole Backlog Pole Backlog | EPSS Expulsion Fuse Replacement Aerial Inspection Ground Inspection Non-Pole Backlog Pole Backlog | EPSS,Aerial Inspection,Ground Inspection,Non-Pole Backlog,Pole Backlog, | EPSS Aerial Inspection Ground Inspection Non-Pole Backlog Pole Backlog | EPSS Aerial Inspection Ground Inspection Non-Pole Backlog Pole Backlog |  |  |  | , | FALSE
PLACERVILLE 210611132 | EPSS | EPSS | EPSS |  | Undergrounding | Undergrounding |  |  |  | Expulsion Fuse Replacement | Expulsion Fuse Replacement |  |  |  |  | Aerial Inspection | Aerial Inspection | Aerial Inspection | Ground Inspection | Ground Inspection | Ground Inspection | Non-Pole Backlog | Non-Pole Backlog | Non-Pole Backlog |  |  |  | Down Conductor Detection (DCD) | [5 empty] | Line Removal |  |  | Pole Backlog | Pole Backlog | Pole Backlog | EPSS,Expulsion Fuse Replacement,Aerial Inspection,Ground Inspection,Non-Pole Backlog,Down Conductor Detection (DCD),Line Removal,Pole Backlog, | EPSS Expulsion Fuse Replacement Aerial Inspection Ground Inspection Non-Pole Backlog Down Conductor Detection (DCD) Line Removal Pole Backlog | EPSS Expulsion Fuse Replacement Aerial Inspection Ground Inspection Non-Pole Backlog Down Conductor Detection (DCD) Line Removal Pole Backlog | EPSS,Undergrounding,Expulsion Fuse Replacement,Aerial Inspection,Ground Inspection,Non-Pole Backlog,Pole Backlog, | EPSS Undergrounding Expulsion Fuse Replacement Aerial Inspection Ground Inspection Non-Pole Backlog Pole Backlog | EPSS Undergrounding Expulsion Fuse Replacement Aerial Inspection Ground Inspection Non-Pole Backlog Pole Backlog | EPSS,Undergrounding,Aerial Inspection,Ground Inspection,Non-Pole Backlog,Pole Backlog, | EPSS Undergrounding Aerial Inspection Ground Inspection Non-Pole Backlog Pole Backlog | EPSS Undergrounding Aerial Inspection Ground Inspection Non-Pole Backlog Pole Backlog |  | Line Removal |  | ,Line Removal, | Line Removal | Line Removal
PARADISE 11032534 | EPSS | EPSS | EPSS | Undergrounding | [7 empty] | Expulsion Fuse Replacement |  |  |  |  | Aerial Inspection |  |  | Ground Inspection | Ground Inspection | [16 empty] | Pole Backlog |  | EPSS,Undergrounding, | EPSS Undergrounding | EPSS Undergrounding | EPSS,Aerial Inspection,Ground Inspection,Pole Backlog, | EPSS Aerial Inspection Ground Inspection Pole Backlog | EPSS Aerial Inspection Ground Inspection Pole Backlog | EPSS,Expulsion Fuse Replacement,Ground Inspection, | EPSS Expulsion Fuse Replacement Ground Inspection | EPSS Expulsion Fuse Replacement Ground Inspection |  |  |  | , | FALSE
MOUNTAIN QUARRIES 210135466 | EPSS | EPSS | EPSS | [6 empty] | Expulsion Fuse Replacement | [6 empty] | Aerial Inspection | Aerial Inspection | Ground Inspection |  | Ground Inspection | Non-Pole Backlog | Non-Pole Backlog | Non-Pole Backlog |  |  |  | Down Conductor Detection (DCD) | [8 empty] | Pole Backlog | Pole Backlog | Pole Backlog | EPSS,Expulsion Fuse Replacement,Ground Inspection,Non-Pole Backlog,Down Conductor Detection (DCD),Pole Backlog, | EPSS Expulsion Fuse Replacement Ground Inspection Non-Pole Backlog Down Conductor Detection (DCD) Pole Backlog | EPSS Expulsion Fuse Replacement Ground Inspection Non-Pole Backlog Down Conductor Detection (DCD) Pole Backlog | EPSS,Aerial Inspection,Non-Pole Backlog,Pole Backlog, | EPSS Aerial Inspection Non-Pole Backlog Pole Backlog | EPSS Aerial Inspection Non-Pole Backlog Pole Backlog | EPSS,Aerial Inspection,Ground Inspection,Non-Pole Backlog,Pole Backlog, | EPSS Aerial Inspection Ground Inspection Non-Pole Backlog Pole Backlog | EPSS Aerial Inspection Ground Inspection Non-Pole Backlog Pole Backlog |  |  |  | , | FALSE
SHADY GLEN 110132726 | EPSS | EPSS | EPSS |  | Undergrounding | [6 empty] | Expulsion Fuse Replacement |  |  |  | Aerial Inspection | Aerial Inspection | Aerial Inspection | Ground Inspection | Ground Inspection | Ground Inspection | Non-Pole Backlog | Non-Pole Backlog | Non-Pole Backlog |  | Tree Removal | Tree Removal |  | Down Conductor Detection (DCD) |  | Line Sensors | [5 empty] | Pole Backlog | Pole Backlog | Pole Backlog | EPSS,Aerial Inspection,Ground Inspection,Non-Pole Backlog,Line Sensors,Pole Backlog, | EPSS Aerial Inspection Ground Inspection Non-Pole Backlog Line Sensors Pole Backlog | EPSS Aerial Inspection Ground Inspection Non-Pole Backlog Line Sensors Pole Backlog | EPSS,Undergrounding,Aerial Inspection,Ground Inspection,Non-Pole Backlog,Tree Removal,Down Conductor Detection (DCD),Pole Backlog, | EPSS Undergrounding Aerial Inspection Ground Inspection Non-Pole Backlog Tree Removal Down Conductor Detection (DCD) Pole Backlog | EPSS Undergrounding Aerial Inspection Ground Inspection Non-Pole Backlog Tree Removal Down Conductor Detection (DCD) Pole Backlog | EPSS,Expulsion Fuse Replacement,Aerial Inspection,Ground Inspection,Non-Pole Backlog,Tree Removal,Pole Backlog, | EPSS Expulsion Fuse Replacement Aerial Inspection Ground Inspection Non-Pole Backlog Tree Removal Pole Backlog | EPSS Expulsion Fuse Replacement Aerial Inspection Ground Inspection Non-Pole Backlog Tree Removal Pole Backlog | Undergrounding | Line Removal |  | Undergrounding,Line Removal, | Undergrounding Line Removal | Undergrounding Line Removal
TEJON 11022455 | EPSS | EPSS | EPSS |  | Undergrounding |  |  |  |  | Expulsion Fuse Replacement | [6 empty] | Aerial Inspection | Aerial Inspection | Ground Inspection | Ground Inspection | Ground Inspection |  |  | Non-Pole Backlog |  |  |  | Down Conductor Detection (DCD) | [8 empty] | Pole Backlog | Pole Backlog | Pole Backlog | EPSS,Expulsion Fuse Replacement,Ground Inspection,Down Conductor Detection (DCD),Pole Backlog, | EPSS Expulsion Fuse Replacement Ground Inspection Down Conductor Detection (DCD) Pole Backlog | EPSS Expulsion Fuse Replacement Ground Inspection Down Conductor Detection (DCD) Pole Backlog | EPSS,Undergrounding,Aerial Inspection,Ground Inspection,Pole Backlog, | EPSS Undergrounding Aerial Inspection Ground Inspection Pole Backlog | EPSS Undergrounding Aerial Inspection Ground Inspection Pole Backlog | EPSS,Aerial Inspection,Ground Inspection,Non-Pole Backlog,Pole Backlog, | EPSS Aerial Inspection Ground Inspection Non-Pole Backlog Pole Backlog | EPSS Aerial Inspection Ground Inspection Non-Pole Backlog Pole Backlog |  |  |  | , | FALSE
GIRVAN 11029012 | EPSS | EPSS | EPSS | [6 empty] | Expulsion Fuse Replacement | Expulsion Fuse Replacement |  |  |  |  | Aerial Inspection | Aerial Inspection | Aerial Inspection | Ground Inspection | Ground Inspection | Ground Inspection | Non-Pole Backlog | Non-Pole Backlog | Non-Pole Backlog |  |  | Tree Removal | Down Conductor Detection (DCD) | [8 empty] | Pole Backlog | Pole Backlog | Pole Backlog | EPSS,Expulsion Fuse Replacement,Aerial Inspection,Ground Inspection,Non-Pole Backlog,Down Conductor Detection (DCD),Pole Backlog, | EPSS Expulsion Fuse Replacement Aerial Inspection Ground Inspection Non-Pole Backlog Down Conductor Detection (DCD) Pole Backlog | EPSS Expulsion Fuse Replacement Aerial Inspection Ground Inspection Non-Pole Backlog Down Conductor Detection (DCD) Pole Backlog | EPSS,Expulsion Fuse Replacement,Aerial Inspection,Ground Inspection,Non-Pole Backlog,Pole Backlog, | EPSS Expulsion Fuse Replacement Aerial Inspection Ground Inspection Non-Pole Backlog Pole Backlog | EPSS Expulsion Fuse Replacement Aerial Inspection Ground Inspection Non-Pole Backlog Pole Backlog | EPSS,Aerial Inspection,Ground Inspection,Non-Pole Backlog,Tree Removal,Pole Backlog, | EPSS Aerial Inspection Ground Inspection Non-Pole Backlog Tree Removal Pole Backlog | EPSS Aerial Inspection Ground Inspection Non-Pole Backlog Tree Removal Pole Backlog |  |  |  | , | FALSE
BRUNSWICK 1103639148 | EPSS | EPSS | EPSS | [7 empty] | Expulsion Fuse Replacement |  |  |  |  | Aerial Inspection | Aerial Inspection | Aerial Inspection | Ground Inspection | Ground Inspection | Ground Inspection | Non-Pole Backlog | Non-Pole Backlog | Non-Pole Backlog |  |  | Tree Removal | [10 empty] | Pole Backlog | Pole Backlog | EPSS,Aerial Inspection,Ground Inspection,Non-Pole Backlog, | EPSS Aerial Inspection Ground Inspection Non-Pole Backlog | EPSS Aerial Inspection Ground Inspection Non-Pole Backlog | EPSS,Expulsion Fuse Replacement,Aerial Inspection,Ground Inspection,Non-Pole Backlog,Pole Backlog, | EPSS Expulsion Fuse Replacement Aerial Inspection Ground Inspection Non-Pole Backlog Pole Backlog | EPSS Expulsion Fuse Replacement Aerial Inspection Ground Inspection Non-Pole Backlog Pole Backlog | EPSS,Aerial Inspection,Ground Inspection,Non-Pole Backlog,Tree Removal,Pole Backlog, | EPSS Aerial Inspection Ground Inspection Non-Pole Backlog Tree Removal Pole Backlog | EPSS Aerial Inspection Ground Inspection Non-Pole Backlog Tree Removal Pole Backlog |  |  |  | , | FALSE
COLUMBIA HILL 110190730 | EPSS | EPSS | EPSS | [6 empty] | Expulsion Fuse Replacement | [5 empty] | Aerial Inspection | Aerial Inspection | Aerial Inspection | Ground Inspection | Ground Inspection | Ground Inspection | Non-Pole Backlog |  | Non-Pole Backlog |  |  |  |  | Down Conductor Detection (DCD) | [7 empty] | Pole Backlog |  | Pole Backlog | EPSS,Expulsion Fuse Replacement,Aerial Inspection,Ground Inspection,Non-Pole Backlog,Pole Backlog, | EPSS Expulsion Fuse Replacement Aerial Inspection Ground Inspection Non-Pole Backlog Pole Backlog | EPSS Expulsion Fuse Replacement Aerial Inspection Ground Inspection Non-Pole Backlog Pole Backlog | EPSS,Aerial Inspection,Ground Inspection,Down Conductor Detection (DCD), | EPSS Aerial Inspection Ground Inspection Down Conductor Detection (DCD) | EPSS Aerial Inspection Ground Inspection Down Conductor Detection (DCD) | EPSS,Aerial Inspection,Ground Inspection,Non-Pole Backlog,Pole Backlog, | EPSS Aerial Inspection Ground Inspection Non-Pole Backlog Pole Backlog | EPSS Aerial Inspection Ground Inspection Non-Pole Backlog Pole Backlog |  |  |  | , | FALSE
BEAR VALLEY 210576694 | EPSS | EPSS | EPSS | [12 empty] | Aerial Inspection | Aerial Inspection | Aerial Inspection | Ground Inspection | Ground Inspection | Ground Inspection | Non-Pole Backlog |  | Non-Pole Backlog |  |  |  | Down Conductor Detection (DCD) | [8 empty] | Pole Backlog | Pole Backlog | Pole Backlog | EPSS,Aerial Inspection,Ground Inspection,Non-Pole Backlog,Down Conductor Detection (DCD),Pole Backlog, | EPSS Aerial Inspection Ground Inspection Non-Pole Backlog Down Conductor Detection (DCD) Pole Backlog | EPSS Aerial Inspection Ground Inspection Non-Pole Backlog Down Conductor Detection (DCD) Pole Backlog | EPSS,Aerial Inspection,Ground Inspection,Pole Backlog, | EPSS Aerial Inspection Ground Inspection Pole Backlog | EPSS Aerial Inspection Ground Inspection Pole Backlog | EPSS,Aerial Inspection,Ground Inspection,Non-Pole Backlog,Pole Backlog, | EPSS Aerial Inspection Ground Inspection Non-Pole Backlog Pole Backlog | EPSS Aerial Inspection Ground Inspection Non-Pole Backlog Pole Backlog |  |  |  | , | FALSE
MARIPOSA 2102CB | EPSS | EPSS | EPSS | [12 empty] | Aerial Inspection | Aerial Inspection | Aerial Inspection | Ground Inspection | Ground Inspection | Ground Inspection | Non-Pole Backlog |  | Non-Pole Backlog | [15 empty] | EPSS,Aerial Inspection,Ground Inspection,Non-Pole Backlog, | EPSS Aerial Inspection Ground Inspection Non-Pole Backlog | EPSS Aerial Inspection Ground Inspection Non-Pole Backlog | EPSS,Aerial Inspection,Ground Inspection, | EPSS Aerial Inspection Ground Inspection | EPSS Aerial Inspection Ground Inspection | EPSS,Aerial Inspection,Ground Inspection,Non-Pole Backlog, | EPSS Aerial Inspection Ground Inspection Non-Pole Backlog | EPSS Aerial Inspection Ground Inspection Non-Pole Backlog |  |  | Overhead Hardening | ,Overhead Hardening, | Overhead Hardening | Overhead Hardening
CALISTOGA 1102141073 | EPSS | EPSS | EPSS | [13 empty] | Aerial Inspection |  |  |  | Ground Inspection | Non-Pole Backlog | [17 empty] | EPSS,Non-Pole Backlog, | EPSS Non-Pole Backlog | EPSS Non-Pole Backlog | EPSS,Aerial Inspection, | EPSS Aerial Inspection | EPSS Aerial Inspection | EPSS,Ground Inspection, | EPSS Ground Inspection | EPSS Ground Inspection |  |  |  | , | FALSE
CALPINE 1146CB | EPSS | EPSS | EPSS | [36 empty] | EPSS, | EPSS | EPSS | EPSS, | EPSS | EPSS | EPSS, | EPSS | EPSS |  |  |  | , | FALSE
WEST POINT 11021341 | EPSS | EPSS | EPSS |  |  | Undergrounding |  |  |  |  | Expulsion Fuse Replacement |  |  |  |  | Aerial Inspection |  | Aerial Inspection |  | Ground Inspection |  | Non-Pole Backlog | Non-Pole Backlog | Non-Pole Backlog |  |  | Tree Removal | [9 empty] | Pole Backlog | Pole Backlog | Pole Backlog | EPSS,Aerial Inspection,Non-Pole Backlog,Pole Backlog, | EPSS Aerial Inspection Non-Pole Backlog Pole Backlog | EPSS Aerial Inspection Non-Pole Backlog Pole Backlog | EPSS,Expulsion Fuse Replacement,Ground Inspection,Non-Pole Backlog,Pole Backlog, | EPSS Expulsion Fuse Replacement Ground Inspection Non-Pole Backlog Pole Backlog | EPSS Expulsion Fuse Replacement Ground Inspection Non-Pole Backlog Pole Backlog | EPSS,Undergrounding,Aerial Inspection,Non-Pole Backlog,Tree Removal,Pole Backlog, | EPSS Undergrounding Aerial Inspection Non-Pole Backlog Tree Removal Pole Backlog | EPSS Undergrounding Aerial Inspection Non-Pole Backlog Tree Removal Pole Backlog |  |  |  | , | FALSE
EL DORADO PH 2101CB | EPSS | EPSS | EPSS |  | Undergrounding | [10 empty] | Aerial Inspection |  | Aerial Inspection |  | Ground Inspection | Ground Inspection | Non-Pole Backlog | Non-Pole Backlog | Non-Pole Backlog | [6 empty] | Line Sensors | [7 empty] | Pole Backlog | EPSS,Aerial Inspection,Non-Pole Backlog,Line Sensors, | EPSS Aerial Inspection Non-Pole Backlog Line Sensors | EPSS Aerial Inspection Non-Pole Backlog Line Sensors | EPSS,Undergrounding,Ground Inspection,Non-Pole Backlog, | EPSS Undergrounding Ground Inspection Non-Pole Backlog | EPSS Undergrounding Ground Inspection Non-Pole Backlog | EPSS,Aerial Inspection,Ground Inspection,Non-Pole Backlog,Pole Backlog, | EPSS Aerial Inspection Ground Inspection Non-Pole Backlog Pole Backlog | EPSS Aerial Inspection Ground Inspection Non-Pole Backlog Pole Backlog |  |  |  | , | FALSE
MARIPOSA 2101CB | EPSS | EPSS | EPSS |  |  |  | Overhead Hardening | [8 empty] | Aerial Inspection | Aerial Inspection | Aerial Inspection | Ground Inspection | Ground Inspection | Ground Inspection | Non-Pole Backlog | Non-Pole Backlog | Non-Pole Backlog | [13 empty] | Pole Backlog |  | EPSS,Overhead Hardening,Aerial Inspection,Ground Inspection,Non-Pole Backlog, | EPSS Overhead Hardening Aerial Inspection Ground Inspection Non-Pole Backlog | EPSS Overhead Hardening Aerial Inspection Ground Inspection Non-Pole Backlog | EPSS,Aerial Inspection,Ground Inspection,Non-Pole Backlog,Pole Backlog, | EPSS Aerial Inspection Ground Inspection Non-Pole Backlog Pole Backlog | EPSS Aerial Inspection Ground Inspection Non-Pole Backlog Pole Backlog | EPSS,Aerial Inspection,Ground Inspection,Non-Pole Backlog, | EPSS Aerial Inspection Ground Inspection Non-Pole Backlog | EPSS Aerial Inspection Ground Inspection Non-Pole Backlog |  |  |  | , | FALSE
KESWICK 11011588 | EPSS | EPSS | EPSS | [6 empty] | Expulsion Fuse Replacement | [5 empty] | Aerial Inspection | Aerial Inspection | Aerial Inspection | Ground Inspection | Ground Inspection | Ground Inspection | Non-Pole Backlog | Non-Pole Backlog | Non-Pole Backlog |  |  |  | Down Conductor Detection (DCD) | [5 empty] | Line Removal |  |  | Pole Backlog | Pole Backlog |  | EPSS,Expulsion Fuse Replacement,Aerial Inspection,Ground Inspection,Non-Pole Backlog,Down Conductor Detection (DCD),Line Removal,Pole Backlog, | EPSS Expulsion Fuse Replacement Aerial Inspection Ground Inspection Non-Pole Backlog Down Conductor Detection (DCD) Line Removal Pole Backlog | EPSS Expulsion Fuse Replacement Aerial Inspection Ground Inspection Non-Pole Backlog Down Conductor Detection (DCD) Line Removal Pole Backlog | EPSS,Aerial Inspection,Ground Inspection,Non-Pole Backlog,Pole Backlog, | EPSS Aerial Inspection Ground Inspection Non-Pole Backlog Pole Backlog | EPSS Aerial Inspection Ground Inspection Non-Pole Backlog Pole Backlog | EPSS,Aerial Inspection,Ground Inspection,Non-Pole Backlog, | EPSS Aerial Inspection Ground Inspection Non-Pole Backlog | EPSS Aerial Inspection Ground Inspection Non-Pole Backlog |  |  |  | , | FALSE
BALCH NO 1 1101406582 | EPSS | EPSS | EPSS | [12 empty] | Aerial Inspection | Aerial Inspection | Aerial Inspection | Ground Inspection | Ground Inspection | Ground Inspection | Non-Pole Backlog | Non-Pole Backlog |  |  |  |  | Down Conductor Detection (DCD) | [8 empty] | Pole Backlog | Pole Backlog |  | EPSS,Aerial Inspection,Ground Inspection,Non-Pole Backlog,Down Conductor Detection (DCD),Pole Backlog, | EPSS Aerial Inspection Ground Inspection Non-Pole Backlog Down Conductor Detection (DCD) Pole Backlog | EPSS Aerial Inspection Ground Inspection Non-Pole Backlog Down Conductor Detection (DCD) Pole Backlog | EPSS,Aerial Inspection,Ground Inspection,Non-Pole Backlog,Pole Backlog, | EPSS Aerial Inspection Ground Inspection Non-Pole Backlog Pole Backlog | EPSS Aerial Inspection Ground Inspection Non-Pole Backlog Pole Backlog | EPSS,Aerial Inspection,Ground Inspection, | EPSS Aerial Inspection Ground Inspection | EPSS Aerial Inspection Ground Inspection |  |  |  | , | FALSE
ELK CREEK 11012032 | EPSS | EPSS | EPSS | [12 empty] | Aerial Inspection | Aerial Inspection | Aerial Inspection | Ground Inspection | Ground Inspection | Ground Inspection | Non-Pole Backlog |  | Non-Pole Backlog |  |  |  | Down Conductor Detection (DCD) | [10 empty] | Pole Backlog | EPSS,Aerial Inspection,Ground Inspection,Non-Pole Backlog,Down Conductor Detection (DCD), | EPSS Aerial Inspection Ground Inspection Non-Pole Backlog Down Conductor Detection (DCD) | EPSS Aerial Inspection Ground Inspection Non-Pole Backlog Down Conductor Detection (DCD) | EPSS,Aerial Inspection,Ground Inspection, | EPSS Aerial Inspection Ground Inspection | EPSS Aerial Inspection Ground Inspection | EPSS,Aerial Inspection,Ground Inspection,Non-Pole Backlog,Pole Backlog, | EPSS Aerial Inspection Ground Inspection Non-Pole Backlog Pole Backlog | EPSS Aerial Inspection Ground Inspection Non-Pole Backlog Pole Backlog |  |  |  | , | FALSE
WILDWOOD 11011454 | EPSS | EPSS | EPSS |  |  |  | Overhead Hardening |  |  | Expulsion Fuse Replacement | [5 empty] | Aerial Inspection | Aerial Inspection | Aerial Inspection | Ground Inspection | Ground Inspection | Ground Inspection | Non-Pole Backlog | [5 empty] | Down Conductor Detection (DCD) | [5 empty] | Line Removal |  |  | Pole Backlog | Pole Backlog |  | EPSS,Overhead Hardening,Expulsion Fuse Replacement,Aerial Inspection,Ground Inspection,Non-Pole Backlog,Down Conductor Detection (DCD),Line Removal,Pole Backlog, | EPSS Overhead Hardening Expulsion Fuse Replacement Aerial Inspection Ground Inspection Non-Pole Backlog Down Conductor Detection (DCD) Line Removal Pole Backlog | EPSS Overhead Hardening Expulsion Fuse Replacement Aerial Inspection Ground Inspection Non-Pole Backlog Down Conductor Detection (DCD) Line Removal Pole Backlog | EPSS,Aerial Inspection,Ground Inspection,Pole Backlog, | EPSS Aerial Inspection Ground Inspection Pole Backlog | EPSS Aerial Inspection Ground Inspection Pole Backlog | EPSS,Aerial Inspection,Ground Inspection, | EPSS Aerial Inspection Ground Inspection | EPSS Aerial Inspection Ground Inspection |  |  | Overhead Hardening | ,Overhead Hardening, | Overhead Hardening | Overhead Hardening
SILVERADO 2105658898 | EPSS | EPSS | EPSS | [7 empty] | Expulsion Fuse Replacement | [5 empty] | Aerial Inspection |  |  | Ground Inspection | Ground Inspection | Non-Pole Backlog | Non-Pole Backlog |  | Tree Removal | Tree Removal | Tree Removal | [9 empty] | Pole Backlog | Pole Backlog | Pole Backlog | EPSS,Non-Pole Backlog,Tree Removal,Pole Backlog, | EPSS Non-Pole Backlog Tree Removal Pole Backlog | EPSS Non-Pole Backlog Tree Removal Pole Backlog | EPSS,Expulsion Fuse Replacement,Aerial Inspection,Ground Inspection,Non-Pole Backlog,Tree Removal,Pole Backlog, | EPSS Expulsion Fuse Replacement Aerial Inspection Ground Inspection Non-Pole Backlog Tree Removal Pole Backlog | EPSS Expulsion Fuse Replacement Aerial Inspection Ground Inspection Non-Pole Backlog Tree Removal Pole Backlog | EPSS,Ground Inspection,Tree Removal,Pole Backlog, | EPSS Ground Inspection Tree Removal Pole Backlog | EPSS Ground Inspection Tree Removal Pole Backlog |  |  |  | , | FALSE
FRENCH GULCH 11011464 | EPSS | EPSS | EPSS | [12 empty] | Aerial Inspection | Aerial Inspection | Aerial Inspection | Ground Inspection | Ground Inspection | Ground Inspection | [6 empty] | Down Conductor Detection (DCD) | [11 empty] | EPSS,Aerial Inspection,Ground Inspection,Down Conductor Detection (DCD), | EPSS Aerial Inspection Ground Inspection Down Conductor Detection (DCD) | EPSS Aerial Inspection Ground Inspection Down Conductor Detection (DCD) | EPSS,Aerial Inspection,Ground Inspection, | EPSS Aerial Inspection Ground Inspection | EPSS Aerial Inspection Ground Inspection | EPSS,Aerial Inspection,Ground Inspection, | EPSS Aerial Inspection Ground Inspection | EPSS Aerial Inspection Ground Inspection |  |  |  | , | FALSE
SHADY GLEN 110248894 | EPSS | EPSS | EPSS |  |  | Undergrounding |  |  |  |  | Expulsion Fuse Replacement |  |  |  |  | Aerial Inspection | Aerial Inspection | Aerial Inspection | Ground Inspection | Ground Inspection | Ground Inspection | Non-Pole Backlog | Non-Pole Backlog |  |  |  | Tree Removal |  | Down Conductor Detection (DCD) | [7 empty] | Pole Backlog |  |  | EPSS,Aerial Inspection,Ground Inspection,Non-Pole Backlog,Pole Backlog, | EPSS Aerial Inspection Ground Inspection Non-Pole Backlog Pole Backlog | EPSS Aerial Inspection Ground Inspection Non-Pole Backlog Pole Backlog | EPSS,Expulsion Fuse Replacement,Aerial Inspection,Ground Inspection,Non-Pole Backlog,Down Conductor Detection (DCD), | EPSS Expulsion Fuse Replacement Aerial Inspection Ground Inspection Non-Pole Backlog Down Conductor Detection (DCD) | EPSS Expulsion Fuse Replacement Aerial Inspection Ground Inspection Non-Pole Backlog Down Conductor Detection (DCD) | EPSS,Undergrounding,Aerial Inspection,Ground Inspection,Tree Removal, | EPSS Undergrounding Aerial Inspection Ground Inspection Tree Removal | EPSS Undergrounding Aerial Inspection Ground Inspection Tree Removal | Undergrounding |  |  | Undergrounding, | Undergrounding | Undergrounding
SILVERADO 2105900104 | EPSS | EPSS | EPSS |  | Undergrounding | [11 empty] | Aerial Inspection |  |  |  | Ground Inspection | [18 empty] | EPSS, | EPSS | EPSS | EPSS,Undergrounding,Aerial Inspection, | EPSS Undergrounding Aerial Inspection | EPSS Undergrounding Aerial Inspection | EPSS,Ground Inspection, | EPSS Ground Inspection | EPSS Ground Inspection |  |  |  | , | FALSE
ANTLER 11011520 | EPSS | EPSS | EPSS | [8 empty] | Expulsion Fuse Replacement |  |  |  |  | Aerial Inspection | Aerial Inspection | Ground Inspection | Ground Inspection | Ground Inspection | Non-Pole Backlog |  | Non-Pole Backlog | [6 empty] | Line Sensors |  |  | Line Removal |  |  | Pole Backlog |  | Pole Backlog | EPSS,Ground Inspection,Non-Pole Backlog,Line Sensors,Line Removal,Pole Backlog, | EPSS Ground Inspection Non-Pole Backlog Line Sensors Line Removal Pole Backlog | EPSS Ground Inspection Non-Pole Backlog Line Sensors Line Removal Pole Backlog | EPSS,Aerial Inspection,Ground Inspection, | EPSS Aerial Inspection Ground Inspection | EPSS Aerial Inspection Ground Inspection | EPSS,Expulsion Fuse Replacement,Aerial Inspection,Ground Inspection,Non-Pole Backlog,Pole Backlog, | EPSS Expulsion Fuse Replacement Aerial Inspection Ground Inspection Non-Pole Backlog Pole Backlog | EPSS Expulsion Fuse Replacement Aerial Inspection Ground Inspection Non-Pole Backlog Pole Backlog |  |  |  | , | FALSE
MIWUK 170111800 | EPSS | EPSS | EPSS | [7 empty] | Expulsion Fuse Replacement | Expulsion Fuse Replacement |  |  |  | Aerial Inspection | Aerial Inspection | Aerial Inspection |  | Ground Inspection | Ground Inspection | Non-Pole Backlog | Non-Pole Backlog | Non-Pole Backlog | [6 empty] | Line Sensors | [5 empty] | Pole Backlog | Pole Backlog | Pole Backlog | EPSS,Aerial Inspection,Non-Pole Backlog,Line Sensors,Pole Backlog, | EPSS Aerial Inspection Non-Pole Backlog Line Sensors Pole Backlog | EPSS Aerial Inspection Non-Pole Backlog Line Sensors Pole Backlog | EPSS,Expulsion Fuse Replacement,Aerial Inspection,Ground Inspection,Non-Pole Backlog,Pole Backlog, | EPSS Expulsion Fuse Replacement Aerial Inspection Ground Inspection Non-Pole Backlog Pole Backlog | EPSS Expulsion Fuse Replacement Aerial Inspection Ground Inspection Non-Pole Backlog Pole Backlog | EPSS,Expulsion Fuse Replacement,Aerial Inspection,Ground Inspection,Non-Pole Backlog,Pole Backlog, | EPSS Expulsion Fuse Replacement Aerial Inspection Ground Inspection Non-Pole Backlog Pole Backlog | EPSS Expulsion Fuse Replacement Aerial Inspection Ground Inspection Non-Pole Backlog Pole Backlog |  |  |  | , | FALSE
SHADY GLEN 11022232 | EPSS | EPSS | EPSS |  |  | Undergrounding |  |  |  | Expulsion Fuse Replacement | Expulsion Fuse Replacement |  | Surge Arrestor Replacement |  |  | Aerial Inspection | Aerial Inspection | Aerial Inspection | Ground Inspection | Ground Inspection | Ground Inspection | Non-Pole Backlog | Non-Pole Backlog | Non-Pole Backlog | Tree Removal | Tree Removal | Tree Removal |  | Down Conductor Detection (DCD) | [7 empty] | Pole Backlog | Pole Backlog | Pole Backlog | EPSS,Expulsion Fuse Replacement,Surge Arrestor Replacement,Aerial Inspection,Ground Inspection,Non-Pole Backlog,Tree Removal,Pole Backlog, | EPSS Expulsion Fuse Replacement Surge Arrestor Replacement Aerial Inspection Ground Inspection Non-Pole Backlog Tree Removal Pole Backlog | EPSS Expulsion Fuse Replacement Surge Arrestor Replacement Aerial Inspection Ground Inspection Non-Pole Backlog Tree Removal Pole Backlog | EPSS,Expulsion Fuse Replacement,Aerial Inspection,Ground Inspection,Non-Pole Backlog,Tree Removal,Down Conductor Detection (DCD),Pole Backlog, | EPSS Expulsion Fuse Replacement Aerial Inspection Ground Inspection Non-Pole Backlog Tree Removal Down Conductor Detection (DCD) Pole Backlog | EPSS Expulsion Fuse Replacement Aerial Inspection Ground Inspection Non-Pole Backlog Tree Removal Down Conductor Detection (DCD) Pole Backlog | EPSS,Undergrounding,Aerial Inspection,Ground Inspection,Non-Pole Backlog,Tree Removal,Pole Backlog, | EPSS Undergrounding Aerial Inspection Ground Inspection Non-Pole Backlog Tree Removal Pole Backlog | EPSS Undergrounding Aerial Inspection Ground Inspection Non-Pole Backlog Tree Removal Pole Backlog |  | Line Removal |  | ,Line Removal, | Line Removal | Line Removal
ANTLER 1101CB | EPSS | EPSS | EPSS | [7 empty] | Expulsion Fuse Replacement | [5 empty] | Aerial Inspection | Aerial Inspection | Ground Inspection |  | Ground Inspection |  |  | Non-Pole Backlog | [6 empty] | Line Sensors | [7 empty] | Pole Backlog | EPSS,Ground Inspection,Line Sensors, | EPSS Ground Inspection Line Sensors | EPSS Ground Inspection Line Sensors | EPSS,Expulsion Fuse Replacement,Aerial Inspection, | EPSS Expulsion Fuse Replacement Aerial Inspection | EPSS Expulsion Fuse Replacement Aerial Inspection | EPSS,Aerial Inspection,Ground Inspection,Non-Pole Backlog,Pole Backlog, | EPSS Aerial Inspection Ground Inspection Non-Pole Backlog Pole Backlog | EPSS Aerial Inspection Ground Inspection Non-Pole Backlog Pole Backlog |  |  |  | , | FALSE
STANISLAUS 1701CB | EPSS | EPSS | EPSS | Undergrounding |  | Undergrounding | Overhead Hardening |  |  | Expulsion Fuse Replacement | Expulsion Fuse Replacement | Expulsion Fuse Replacement |  | Surge Arrestor Replacement |  | Aerial Inspection | Aerial Inspection | Aerial Inspection | Ground Inspection | Ground Inspection | Ground Inspection | Non-Pole Backlog | Non-Pole Backlog | Non-Pole Backlog |  | Tree Removal | Tree Removal |  |  |  | Line Sensors | [5 empty] | Pole Backlog | Pole Backlog | Pole Backlog | EPSS,Undergrounding,Overhead Hardening,Expulsion Fuse Replacement,Aerial Inspection,Ground Inspection,Non-Pole Backlog,Line Sensors,Pole Backlog, | EPSS Undergrounding Overhead Hardening Expulsion Fuse Replacement Aerial Inspection Ground Inspection Non-Pole Backlog Line Sensors Pole Backlog | EPSS Undergrounding Overhead Hardening Expulsion Fuse Replacement Aerial Inspection Ground Inspection Non-Pole Backlog Line Sensors Pole Backlog | EPSS,Expulsion Fuse Replacement,Surge Arrestor Replacement,Aerial Inspection,Ground Inspection,Non-Pole Backlog,Tree Removal,Pole Backlog, | EPSS Expulsion Fuse Replacement Surge Arrestor Replacement Aerial Inspection Ground Inspection Non-Pole Backlog Tree Removal Pole Backlog | EPSS Expulsion Fuse Replacement Surge Arrestor Replacement Aerial Inspection Ground Inspection Non-Pole Backlog Tree Removal Pole Backlog | EPSS,Undergrounding,Expulsion Fuse Replacement,Aerial Inspection,Ground Inspection,Non-Pole Backlog,Tree Removal,Pole Backlog, | EPSS Undergrounding Expulsion Fuse Replacement Aerial Inspection Ground Inspection Non-Pole Backlog Tree Removal Pole Backlog | EPSS Undergrounding Expulsion Fuse Replacement Aerial Inspection Ground Inspection Non-Pole Backlog Tree Removal Pole Backlog |  |  |  | , | FALSE
PLACERVILLE 210692012 | EPSS | EPSS | EPSS | [6 empty] | Expulsion Fuse Replacement | Expulsion Fuse Replacement |  |  |  |  | Aerial Inspection | Aerial Inspection | Aerial Inspection |  | Ground Inspection | Ground Inspection | Non-Pole Backlog | Non-Pole Backlog | Non-Pole Backlog |  |  |  | Down Conductor Detection (DCD) | [8 empty] | Pole Backlog | Pole Backlog | Pole Backlog | EPSS,Expulsion Fuse Replacement,Aerial Inspection,Non-Pole Backlog,Down Conductor Detection (DCD),Pole Backlog, | EPSS Expulsion Fuse Replacement Aerial Inspection Non-Pole Backlog Down Conductor Detection (DCD) Pole Backlog | EPSS Expulsion Fuse Replacement Aerial Inspection Non-Pole Backlog Down Conductor Detection (DCD) Pole Backlog | EPSS,Expulsion Fuse Replacement,Aerial Inspection,Ground Inspection,Non-Pole Backlog,Pole Backlog, | EPSS Expulsion Fuse Replacement Aerial Inspection Ground Inspection Non-Pole Backlog Pole Backlog | EPSS Expulsion Fuse Replacement Aerial Inspection Ground Inspection Non-Pole Backlog Pole Backlog | EPSS,Aerial Inspection,Ground Inspection,Non-Pole Backlog,Pole Backlog, | EPSS Aerial Inspection Ground Inspection Non-Pole Backlog Pole Backlog | EPSS Aerial Inspection Ground Inspection Non-Pole Backlog Pole Backlog |  |  |  | , | FALSE
FORESTHILL 11022106 | EPSS | EPSS | EPSS |  |  | Undergrounding |  |  |  | Expulsion Fuse Replacement | Expulsion Fuse Replacement |  |  |  |  | Aerial Inspection | Aerial Inspection | Aerial Inspection | Ground Inspection | Ground Inspection | Ground Inspection | Non-Pole Backlog | Non-Pole Backlog | Non-Pole Backlog | Tree Removal | Tree Removal | Tree Removal |  | Down Conductor Detection (DCD) | [7 empty] | Pole Backlog | Pole Backlog | Pole Backlog | EPSS,Expulsion Fuse Replacement,Aerial Inspection,Ground Inspection,Non-Pole Backlog,Tree Removal,Pole Backlog, | EPSS Expulsion Fuse Replacement Aerial Inspection Ground Inspection Non-Pole Backlog Tree Removal Pole Backlog | EPSS Expulsion Fuse Replacement Aerial Inspection Ground Inspection Non-Pole Backlog Tree Removal Pole Backlog | EPSS,Expulsion Fuse Replacement,Aerial Inspection,Ground Inspection,Non-Pole Backlog,Tree Removal,Down Conductor Detection (DCD),Pole Backlog, | EPSS Expulsion Fuse Replacement Aerial Inspection Ground Inspection Non-Pole Backlog Tree Removal Down Conductor Detection (DCD) Pole Backlog | EPSS Expulsion Fuse Replacement Aerial Inspection Ground Inspection Non-Pole Backlog Tree Removal Down Conductor Detection (DCD) Pole Backlog | EPSS,Undergrounding,Aerial Inspection,Ground Inspection,Non-Pole Backlog,Tree Removal,Pole Backlog, | EPSS Undergrounding Aerial Inspection Ground Inspection Non-Pole Backlog Tree Removal Pole Backlog | EPSS Undergrounding Aerial Inspection Ground Inspection Non-Pole Backlog Tree Removal Pole Backlog |  |  |  | , | FALSE
STANISLAUS 170237278 | EPSS | EPSS | EPSS |  |  | Undergrounding |  |  |  |  | Expulsion Fuse Replacement | Expulsion Fuse Replacement |  |  |  | Aerial Inspection |  | Aerial Inspection |  | Ground Inspection | Ground Inspection | Non-Pole Backlog | Non-Pole Backlog | Non-Pole Backlog |  |  |  | Down Conductor Detection (DCD) | [5 empty] | Line Removal |  |  | Pole Backlog |  | Pole Backlog | EPSS,Aerial Inspection,Non-Pole Backlog,Down Conductor Detection (DCD),Line Removal,Pole Backlog, | EPSS Aerial Inspection Non-Pole Backlog Down Conductor Detection (DCD) Line Removal Pole Backlog | EPSS Aerial Inspection Non-Pole Backlog Down Conductor Detection (DCD) Line Removal Pole Backlog | EPSS,Expulsion Fuse Replacement,Ground Inspection,Non-Pole Backlog, | EPSS Expulsion Fuse Replacement Ground Inspection Non-Pole Backlog | EPSS Expulsion Fuse Replacement Ground Inspection Non-Pole Backlog | EPSS,Undergrounding,Expulsion Fuse Replacement,Aerial Inspection,Ground Inspection,Non-Pole Backlog,Pole Backlog, | EPSS Undergrounding Expulsion Fuse Replacement Aerial Inspection Ground Inspection Non-Pole Backlog Pole Backlog | EPSS Undergrounding Expulsion Fuse Replacement Aerial Inspection Ground Inspection Non-Pole Backlog Pole Backlog |  |  |  | , | FALSE
MIDDLETOWN 1101433160 | EPSS | EPSS | EPSS | [12 empty] | Aerial Inspection |  | Aerial Inspection |  | Ground Inspection |  | Non-Pole Backlog | Non-Pole Backlog |  |  |  |  | Down Conductor Detection (DCD) | [9 empty] | Pole Backlog |  | EPSS,Aerial Inspection,Non-Pole Backlog,Down Conductor Detection (DCD), | EPSS Aerial Inspection Non-Pole Backlog Down Conductor Detection (DCD) | EPSS Aerial Inspection Non-Pole Backlog Down Conductor Detection (DCD) | EPSS,Ground Inspection,Non-Pole Backlog,Pole Backlog, | EPSS Ground Inspection Non-Pole Backlog Pole Backlog | EPSS Ground Inspection Non-Pole Backlog Pole Backlog | EPSS,Aerial Inspection, | EPSS Aerial Inspection | EPSS Aerial Inspection |  |  |  | , | FALSE
CLAYTON 2212614950 | EPSS | EPSS | EPSS | [12 empty] | Aerial Inspection | Aerial Inspection | Aerial Inspection | Ground Inspection | Ground Inspection | Ground Inspection | Non-Pole Backlog | [8 empty] | Line Sensors | [5 empty] | Pole Backlog | Pole Backlog |  | EPSS,Aerial Inspection,Ground Inspection,Non-Pole Backlog,Line Sensors,Pole Backlog, | EPSS Aerial Inspection Ground Inspection Non-Pole Backlog Line Sensors Pole Backlog | EPSS Aerial Inspection Ground Inspection Non-Pole Backlog Line Sensors Pole Backlog | EPSS,Aerial Inspection,Ground Inspection,Pole Backlog, | EPSS Aerial Inspection Ground Inspection Pole Backlog | EPSS Aerial Inspection Ground Inspection Pole Backlog | EPSS,Aerial Inspection,Ground Inspection, | EPSS Aerial Inspection Ground Inspection | EPSS Aerial Inspection Ground Inspection |  |  |  | , | FALSE
SILVERADO 210478268 | EPSS | EPSS | EPSS |  | Undergrounding | Undergrounding |  |  |  | Expulsion Fuse Replacement | Expulsion Fuse Replacement | [5 empty] | Aerial Inspection | Aerial Inspection |  | Ground Inspection | Ground Inspection | Non-Pole Backlog | Non-Pole Backlog | Non-Pole Backlog |  |  | Tree Removal | [9 empty] | Pole Backlog | Pole Backlog | Pole Backlog | EPSS,Expulsion Fuse Replacement,Non-Pole Backlog,Pole Backlog, | EPSS Expulsion Fuse Replacement Non-Pole Backlog Pole Backlog | EPSS Expulsion Fuse Replacement Non-Pole Backlog Pole Backlog | EPSS,Undergrounding,Expulsion Fuse Replacement,Aerial Inspection,Ground Inspection,Non-Pole Backlog,Pole Backlog, | EPSS Undergrounding Expulsion Fuse Replacement Aerial Inspection Ground Inspection Non-Pole Backlog Pole Backlog | EPSS Undergrounding Expulsion Fuse Replacement Aerial Inspection Ground Inspection Non-Pole Backlog Pole Backlog | EPSS,Undergrounding,Aerial Inspection,Ground Inspection,Non-Pole Backlog,Tree Removal,Pole Backlog, | EPSS Undergrounding Aerial Inspection Ground Inspection Non-Pole Backlog Tree Removal Pole Backlog | EPSS Undergrounding Aerial Inspection Ground Inspection Non-Pole Backlog Tree Removal Pole Backlog |  |  |  | , | FALSE
MIDDLETOWN 1101548 | EPSS | EPSS | EPSS | Undergrounding | Undergrounding |  | Overhead Hardening |  | Overhead Hardening | Expulsion Fuse Replacement | Expulsion Fuse Replacement |  |  | Surge Arrestor Replacement |  | Aerial Inspection | Aerial Inspection | Aerial Inspection | Ground Inspection | Ground Inspection | Ground Inspection | Non-Pole Backlog | Non-Pole Backlog | Non-Pole Backlog |  |  | Tree Removal | Down Conductor Detection (DCD) | [5 empty] | Line Removal | Line Removal |  | Pole Backlog | Pole Backlog | Pole Backlog | EPSS,Undergrounding,Overhead Hardening,Expulsion Fuse Replacement,Aerial Inspection,Ground Inspection,Non-Pole Backlog,Down Conductor Detection (DCD),Line Removal,Pole Backlog, | EPSS Undergrounding Overhead Hardening Expulsion Fuse Replacement Aerial Inspection Ground Inspection Non-Pole Backlog Down Conductor Detection (DCD) Line Removal Pole Backlog | EPSS Undergrounding Overhead Hardening Expulsion Fuse Replacement Aerial Inspection Ground Inspection Non-Pole Backlog Down Conductor Detection (DCD) Line Removal Pole Backlog | EPSS,Undergrounding,Expulsion Fuse Replacement,Surge Arrestor Replacement,Aerial Inspection,Ground Inspection,Non-Pole Backlog,Line Removal,Pole Backlog, | EPSS Undergrounding Expulsion Fuse Replacement Surge Arrestor Replacement Aerial Inspection Ground Inspection Non-Pole Backlog Line Removal Pole Backlog | EPSS Undergrounding Expulsion Fuse Replacement Surge Arrestor Replacement Aerial Inspection Ground Inspection Non-Pole Backlog Line Removal Pole Backlog | EPSS,Overhead Hardening,Aerial Inspection,Ground Inspection,Non-Pole Backlog,Tree Removal,Pole Backlog, | EPSS Overhead Hardening Aerial Inspection Ground Inspection Non-Pole Backlog Tree Removal Pole Backlog | EPSS Overhead Hardening Aerial Inspection Ground Inspection Non-Pole Backlog Tree Removal Pole Backlog | Undergrounding |  | Overhead Hardening | Undergrounding,Overhead Hardening, | Undergrounding Overhead Hardening | Undergrounding Overhead Hardening
DRUM 1101CB | EPSS | EPSS | EPSS | [6 empty] | Expulsion Fuse Replacement | [5 empty] | Aerial Inspection | Aerial Inspection | Aerial Inspection |  | Ground Inspection | Ground Inspection | Non-Pole Backlog | Non-Pole Backlog | Non-Pole Backlog | [13 empty] | Pole Backlog | Pole Backlog | EPSS,Expulsion Fuse Replacement,Aerial Inspection,Non-Pole Backlog, | EPSS Expulsion Fuse Replacement Aerial Inspection Non-Pole Backlog | EPSS Expulsion Fuse Replacement Aerial Inspection Non-Pole Backlog | EPSS,Aerial Inspection,Ground Inspection,Non-Pole Backlog,Pole Backlog, | EPSS Aerial Inspection Ground Inspection Non-Pole Backlog Pole Backlog | EPSS Aerial Inspection Ground Inspection Non-Pole Backlog Pole Backlog | EPSS,Aerial Inspection,Ground Inspection,Non-Pole Backlog,Pole Backlog, | EPSS Aerial Inspection Ground Inspection Non-Pole Backlog Pole Backlog | EPSS Aerial Inspection Ground Inspection Non-Pole Backlog Pole Backlog |  |  |  | , | FALSE
PIT NO 5 1101CB | EPSS | EPSS | EPSS | [16 empty] | Ground Inspection | [19 empty] | EPSS, | EPSS | EPSS | EPSS,Ground Inspection, | EPSS Ground Inspection | EPSS Ground Inspection | EPSS, | EPSS | EPSS |  |  |  | , | FALSE
CALISTOGA 110143924 | EPSS | EPSS | EPSS | [6 empty] | Expulsion Fuse Replacement | Expulsion Fuse Replacement | [5 empty] | Aerial Inspection |  |  | Ground Inspection | Ground Inspection | Non-Pole Backlog | Non-Pole Backlog | Non-Pole Backlog |  |  | Tree Removal | [9 empty] | Pole Backlog | Pole Backlog | Pole Backlog | EPSS,Expulsion Fuse Replacement,Non-Pole Backlog,Pole Backlog, | EPSS Expulsion Fuse Replacement Non-Pole Backlog Pole Backlog | EPSS Expulsion Fuse Replacement Non-Pole Backlog Pole Backlog | EPSS,Expulsion Fuse Replacement,Aerial Inspection,Ground Inspection,Non-Pole Backlog,Pole Backlog, | EPSS Expulsion Fuse Replacement Aerial Inspection Ground Inspection Non-Pole Backlog Pole Backlog | EPSS Expulsion Fuse Replacement Aerial Inspection Ground Inspection Non-Pole Backlog Pole Backlog | EPSS,Ground Inspection,Non-Pole Backlog,Tree Removal,Pole Backlog, | EPSS Ground Inspection Non-Pole Backlog Tree Removal Pole Backlog | EPSS Ground Inspection Non-Pole Backlog Tree Removal Pole Backlog |  |  |  | , | FALSE
MOUNTAIN QUARRIES 2101CB | EPSS | EPSS | EPSS | Undergrounding |  |  | Overhead Hardening | Overhead Hardening | [5 empty] | Surge Arrestor Replacement |  |  | Aerial Inspection |  | Ground Inspection |  | Ground Inspection | [18 empty] | EPSS,Undergrounding,Overhead Hardening,Ground Inspection, | EPSS Undergrounding Overhead Hardening Ground Inspection | EPSS Undergrounding Overhead Hardening Ground Inspection | EPSS,Overhead Hardening,Surge Arrestor Replacement,Aerial Inspection, | EPSS Overhead Hardening Surge Arrestor Replacement Aerial Inspection | EPSS Overhead Hardening Surge Arrestor Replacement Aerial Inspection | EPSS,Ground Inspection, | EPSS Ground Inspection | EPSS Ground Inspection |  |  |  | , | FALSE
WEST POINT 11014706 | EPSS | EPSS | EPSS | [7 empty] | Expulsion Fuse Replacement |  |  |  |  | Aerial Inspection | Aerial Inspection | Aerial Inspection |  | Ground Inspection | Ground Inspection | Non-Pole Backlog | Non-Pole Backlog | Non-Pole Backlog |  |  | Tree Removal | Down Conductor Detection (DCD) |  |  | Line Sensors | [5 empty] | Pole Backlog | Pole Backlog | Pole Backlog | EPSS,Aerial Inspection,Non-Pole Backlog,Down Conductor Detection (DCD),Line Sensors,Pole Backlog, | EPSS Aerial Inspection Non-Pole Backlog Down Conductor Detection (DCD) Line Sensors Pole Backlog | EPSS Aerial Inspection Non-Pole Backlog Down Conductor Detection (DCD) Line Sensors Pole Backlog | EPSS,Expulsion Fuse Replacement,Aerial Inspection,Ground Inspection,Non-Pole Backlog,Pole Backlog, | EPSS Expulsion Fuse Replacement Aerial Inspection Ground Inspection Non-Pole Backlog Pole Backlog | EPSS Expulsion Fuse Replacement Aerial Inspection Ground Inspection Non-Pole Backlog Pole Backlog | EPSS,Aerial Inspection,Ground Inspection,Non-Pole Backlog,Tree Removal,Pole Backlog, | EPSS Aerial Inspection Ground Inspection Non-Pole Backlog Tree Removal Pole Backlog | EPSS Aerial Inspection Ground Inspection Non-Pole Backlog Tree Removal Pole Backlog |  |  |  | , | FALSE
BIG BEND 1101180398 | EPSS | EPSS | EPSS | [7 empty] | Expulsion Fuse Replacement |  |  |  |  | Aerial Inspection | Aerial Inspection | Aerial Inspection | Ground Inspection | Ground Inspection | Ground Inspection | Non-Pole Backlog | Non-Pole Backlog |  |  |  |  | Down Conductor Detection (DCD) |  |  | Line Sensors | [5 empty] | Pole Backlog |  | Pole Backlog | EPSS,Aerial Inspection,Ground Inspection,Non-Pole Backlog,Down Conductor Detection (DCD),Line Sensors,Pole Backlog, | EPSS Aerial Inspection Ground Inspection Non-Pole Backlog Down Conductor Detection (DCD) Line Sensors Pole Backlog | EPSS Aerial Inspection Ground Inspection Non-Pole Backlog Down Conductor Detection (DCD) Line Sensors Pole Backlog | EPSS,Expulsion Fuse Replacement,Aerial Inspection,Ground Inspection,Non-Pole Backlog, | EPSS Expulsion Fuse Replacement Aerial Inspection Ground Inspection Non-Pole Backlog | EPSS Expulsion Fuse Replacement Aerial Inspection Ground Inspection Non-Pole Backlog | EPSS,Aerial Inspection,Ground Inspection,Pole Backlog, | EPSS Aerial Inspection Ground Inspection Pole Backlog | EPSS Aerial Inspection Ground Inspection Pole Backlog |  |  |  | , | FALSE
WILDWOOD 110198896 | EPSS | EPSS | EPSS | [12 empty] | Aerial Inspection | Aerial Inspection | Aerial Inspection | Ground Inspection | Ground Inspection | Ground Inspection | Non-Pole Backlog |  | Non-Pole Backlog |  |  |  | Down Conductor Detection (DCD) | [10 empty] | Pole Backlog | EPSS,Aerial Inspection,Ground Inspection,Non-Pole Backlog,Down Conductor Detection (DCD), | EPSS Aerial Inspection Ground Inspection Non-Pole Backlog Down Conductor Detection (DCD) | EPSS Aerial Inspection Ground Inspection Non-Pole Backlog Down Conductor Detection (DCD) | EPSS,Aerial Inspection,Ground Inspection, | EPSS Aerial Inspection Ground Inspection | EPSS Aerial Inspection Ground Inspection | EPSS,Aerial Inspection,Ground Inspection,Non-Pole Backlog,Pole Backlog, | EPSS Aerial Inspection Ground Inspection Non-Pole Backlog Pole Backlog | EPSS Aerial Inspection Ground Inspection Non-Pole Backlog Pole Backlog |  |  |  | , | FALSE
WEST POINT 110277204 | EPSS | EPSS | EPSS | [7 empty] | Expulsion Fuse Replacement |  |  |  |  | Aerial Inspection | Aerial Inspection | Aerial Inspection | Ground Inspection | Ground Inspection | Ground Inspection | Non-Pole Backlog | Non-Pole Backlog | Non-Pole Backlog | [13 empty] | Pole Backlog | Pole Backlog | EPSS,Aerial Inspection,Ground Inspection,Non-Pole Backlog, | EPSS Aerial Inspection Ground Inspection Non-Pole Backlog | EPSS Aerial Inspection Ground Inspection Non-Pole Backlog | EPSS,Expulsion Fuse Replacement,Aerial Inspection,Ground Inspection,Non-Pole Backlog,Pole Backlog, | EPSS Expulsion Fuse Replacement Aerial Inspection Ground Inspection Non-Pole Backlog Pole Backlog | EPSS Expulsion Fuse Replacement Aerial Inspection Ground Inspection Non-Pole Backlog Pole Backlog | EPSS,Aerial Inspection,Ground Inspection,Non-Pole Backlog,Pole Backlog, | EPSS Aerial Inspection Ground Inspection Non-Pole Backlog Pole Backlog | EPSS Aerial Inspection Ground Inspection Non-Pole Backlog Pole Backlog |  |  |  | , | FALSE
WILDWOOD 1101384582 | EPSS | EPSS | EPSS | [12 empty] | Aerial Inspection | Aerial Inspection | Aerial Inspection | Ground Inspection | Ground Inspection | Ground Inspection | [6 empty] | Down Conductor Detection (DCD) | [11 empty] | EPSS,Aerial Inspection,Ground Inspection,Down Conductor Detection (DCD), | EPSS Aerial Inspection Ground Inspection Down Conductor Detection (DCD) | EPSS Aerial Inspection Ground Inspection Down Conductor Detection (DCD) | EPSS,Aerial Inspection,Ground Inspection, | EPSS Aerial Inspection Ground Inspection | EPSS Aerial Inspection Ground Inspection | EPSS,Aerial Inspection,Ground Inspection, | EPSS Aerial Inspection Ground Inspection | EPSS Aerial Inspection Ground Inspection |  |  |  | , | FALSE
COLUMBIA HILL 110135424 | EPSS | EPSS | EPSS | [7 empty] | Expulsion Fuse Replacement |  |  |  |  | Aerial Inspection |  | Aerial Inspection |  | Ground Inspection |  | Non-Pole Backlog | Non-Pole Backlog | Non-Pole Backlog |  |  |  |  | Down Conductor Detection (DCD) | [7 empty] | Pole Backlog | Pole Backlog | Pole Backlog | EPSS,Aerial Inspection,Non-Pole Backlog,Pole Backlog, | EPSS Aerial Inspection Non-Pole Backlog Pole Backlog | EPSS Aerial Inspection Non-Pole Backlog Pole Backlog | EPSS,Expulsion Fuse Replacement,Ground Inspection,Non-Pole Backlog,Down Conductor Detection (DCD),Pole Backlog, | EPSS Expulsion Fuse Replacement Ground Inspection Non-Pole Backlog Down Conductor Detection (DCD) Pole Backlog | EPSS Expulsion Fuse Replacement Ground Inspection Non-Pole Backlog Down Conductor Detection (DCD) Pole Backlog | EPSS,Aerial Inspection,Non-Pole Backlog,Pole Backlog, | EPSS Aerial Inspection Non-Pole Backlog Pole Backlog | EPSS Aerial Inspection Non-Pole Backlog Pole Backlog |  |  |  | , | FALSE
SO. CAL. EDISON #3 1101CB | EPSS | EPSS | EPSS | [6 empty] | Expulsion Fuse Replacement | [5 empty] | Aerial Inspection | Aerial Inspection | Aerial Inspection | Ground Inspection | Ground Inspection | Ground Inspection | Non-Pole Backlog |  | Non-Pole Backlog | [13 empty] | Pole Backlog |  | EPSS,Expulsion Fuse Replacement,Aerial Inspection,Ground Inspection,Non-Pole Backlog, | EPSS Expulsion Fuse Replacement Aerial Inspection Ground Inspection Non-Pole Backlog | EPSS Expulsion Fuse Replacement Aerial Inspection Ground Inspection Non-Pole Backlog | EPSS,Aerial Inspection,Ground Inspection,Pole Backlog, | EPSS Aerial Inspection Ground Inspection Pole Backlog | EPSS Aerial Inspection Ground Inspection Pole Backlog | EPSS,Aerial Inspection,Ground Inspection,Non-Pole Backlog, | EPSS Aerial Inspection Ground Inspection Non-Pole Backlog | EPSS Aerial Inspection Ground Inspection Non-Pole Backlog |  |  |  | , | FALSE
FORESTHILL 110150486 | EPSS | EPSS | EPSS | Undergrounding | Undergrounding | [5 empty] | Expulsion Fuse Replacement |  |  |  |  | Aerial Inspection | Aerial Inspection | Aerial Inspection | Ground Inspection | Ground Inspection | Ground Inspection | Non-Pole Backlog | Non-Pole Backlog |  |  |  | Tree Removal |  | Down Conductor Detection (DCD) | [7 empty] | Pole Backlog | Pole Backlog | Pole Backlog | EPSS,Undergrounding,Aerial Inspection,Ground Inspection,Non-Pole Backlog,Pole Backlog, | EPSS Undergrounding Aerial Inspection Ground Inspection Non-Pole Backlog Pole Backlog | EPSS Undergrounding Aerial Inspection Ground Inspection Non-Pole Backlog Pole Backlog | EPSS,Undergrounding,Expulsion Fuse Replacement,Aerial Inspection,Ground Inspection,Non-Pole Backlog,Down Conductor Detection (DCD),Pole Backlog, | EPSS Undergrounding Expulsion Fuse Replacement Aerial Inspection Ground Inspection Non-Pole Backlog Down Conductor Detection (DCD) Pole Backlog | EPSS Undergrounding Expulsion Fuse Replacement Aerial Inspection Ground Inspection Non-Pole Backlog Down Conductor Detection (DCD) Pole Backlog | EPSS,Aerial Inspection,Ground Inspection,Tree Removal,Pole Backlog, | EPSS Aerial Inspection Ground Inspection Tree Removal Pole Backlog | EPSS Aerial Inspection Ground Inspection Tree Removal Pole Backlog |  |  |  | , | FALSE
CLAYTON 2212681608 | EPSS | EPSS | EPSS | [6 empty] | Expulsion Fuse Replacement | [5 empty] | Aerial Inspection | Aerial Inspection | Aerial Inspection | Ground Inspection | Ground Inspection | Ground Inspection | Non-Pole Backlog | Non-Pole Backlog | Non-Pole Backlog | [6 empty] | Line Sensors | [5 empty] | Pole Backlog | Pole Backlog | Pole Backlog | EPSS,Expulsion Fuse Replacement,Aerial Inspection,Ground Inspection,Non-Pole Backlog,Line Sensors,Pole Backlog, | EPSS Expulsion Fuse Replacement Aerial Inspection Ground Inspection Non-Pole Backlog Line Sensors Pole Backlog | EPSS Expulsion Fuse Replacement Aerial Inspection Ground Inspection Non-Pole Backlog Line Sensors Pole Backlog | EPSS,Aerial Inspection,Ground Inspection,Non-Pole Backlog,Pole Backlog, | EPSS Aerial Inspection Ground Inspection Non-Pole Backlog Pole Backlog | EPSS Aerial Inspection Ground Inspection Non-Pole Backlog Pole Backlog | EPSS,Aerial Inspection,Ground Inspection,Non-Pole Backlog,Pole Backlog, | EPSS Aerial Inspection Ground Inspection Non-Pole Backlog Pole Backlog | EPSS Aerial Inspection Ground Inspection Non-Pole Backlog Pole Backlog |  |  |  | , | FALSE
PIKE CITY 1101CB | EPSS | EPSS | EPSS | [12 empty] | Aerial Inspection |  | Aerial Inspection |  | Ground Inspection |  | Non-Pole Backlog | Non-Pole Backlog |  | Tree Removal | Tree Removal | Tree Removal | [12 empty] | EPSS,Aerial Inspection,Non-Pole Backlog,Tree Removal, | EPSS Aerial Inspection Non-Pole Backlog Tree Removal | EPSS Aerial Inspection Non-Pole Backlog Tree Removal | EPSS,Ground Inspection,Non-Pole Backlog,Tree Removal, | EPSS Ground Inspection Non-Pole Backlog Tree Removal | EPSS Ground Inspection Non-Pole Backlog Tree Removal | EPSS,Aerial Inspection,Tree Removal, | EPSS Aerial Inspection Tree Removal | EPSS Aerial Inspection Tree Removal |  |  |  | , | FALSE
SILVERADO 2105990552 | EPSS | EPSS | EPSS | [7 empty] | Expulsion Fuse Replacement | [5 empty] | Aerial Inspection |  | Ground Inspection |  | Ground Inspection | Non-Pole Backlog |  | Non-Pole Backlog | [12 empty] | Pole Backlog |  | Pole Backlog | EPSS,Ground Inspection,Non-Pole Backlog,Pole Backlog, | EPSS Ground Inspection Non-Pole Backlog Pole Backlog | EPSS Ground Inspection Non-Pole Backlog Pole Backlog | EPSS,Expulsion Fuse Replacement,Aerial Inspection, | EPSS Expulsion Fuse Replacement Aerial Inspection | EPSS Expulsion Fuse Replacement Aerial Inspection | EPSS,Ground Inspection,Non-Pole Backlog,Pole Backlog, | EPSS Ground Inspection Non-Pole Backlog Pole Backlog | EPSS Ground Inspection Non-Pole Backlog Pole Backlog |  |  |  | , | FALSE
ELECTRA 1101L1697 | EPSS | EPSS | EPSS |  |  | Undergrounding | [5 empty] | Expulsion Fuse Replacement |  |  |  | Aerial Inspection | Aerial Inspection | Aerial Inspection | Ground Inspection | Ground Inspection | Ground Inspection | Non-Pole Backlog | Non-Pole Backlog |  |  |  |  | Down Conductor Detection (DCD) | [7 empty] | Line Removal | Pole Backlog | Pole Backlog | Pole Backlog | EPSS,Aerial Inspection,Ground Inspection,Non-Pole Backlog,Down Conductor Detection (DCD),Pole Backlog, | EPSS Aerial Inspection Ground Inspection Non-Pole Backlog Down Conductor Detection (DCD) Pole Backlog | EPSS Aerial Inspection Ground Inspection Non-Pole Backlog Down Conductor Detection (DCD) Pole Backlog | EPSS,Aerial Inspection,Ground Inspection,Non-Pole Backlog,Pole Backlog, | EPSS Aerial Inspection Ground Inspection Non-Pole Backlog Pole Backlog | EPSS Aerial Inspection Ground Inspection Non-Pole Backlog Pole Backlog | EPSS,Undergrounding,Expulsion Fuse Replacement,Aerial Inspection,Ground Inspection,Line Removal,Pole Backlog, | EPSS Undergrounding Expulsion Fuse Replacement Aerial Inspection Ground Inspection Line Removal Pole Backlog | EPSS Undergrounding Expulsion Fuse Replacement Aerial Inspection Ground Inspection Line Removal Pole Backlog |  |  |  | , | FALSE
KESWICK 110148480 | EPSS | EPSS | EPSS | [6 empty] | Expulsion Fuse Replacement | [5 empty] | Aerial Inspection | Aerial Inspection | Aerial Inspection |  | Ground Inspection | Ground Inspection | Non-Pole Backlog | Non-Pole Backlog | [13 empty] | Pole Backlog |  |  | EPSS,Expulsion Fuse Replacement,Aerial Inspection,Non-Pole Backlog,Pole Backlog, | EPSS Expulsion Fuse Replacement Aerial Inspection Non-Pole Backlog Pole Backlog | EPSS Expulsion Fuse Replacement Aerial Inspection Non-Pole Backlog Pole Backlog | EPSS,Aerial Inspection,Ground Inspection,Non-Pole Backlog, | EPSS Aerial Inspection Ground Inspection Non-Pole Backlog | EPSS Aerial Inspection Ground Inspection Non-Pole Backlog | EPSS,Aerial Inspection,Ground Inspection, | EPSS Aerial Inspection Ground Inspection | EPSS Aerial Inspection Ground Inspection |  |  |  | , | FALSE
SHADY GLEN 11012768 | EPSS | EPSS | EPSS | [7 empty] | Expulsion Fuse Replacement |  |  |  |  | Aerial Inspection | Aerial Inspection | Aerial Inspection | Ground Inspection | Ground Inspection | Ground Inspection | Non-Pole Backlog | Non-Pole Backlog | [7 empty] | Line Sensors | [5 empty] | Pole Backlog | Pole Backlog |  | EPSS,Aerial Inspection,Ground Inspection,Non-Pole Backlog,Line Sensors,Pole Backlog, | EPSS Aerial Inspection Ground Inspection Non-Pole Backlog Line Sensors Pole Backlog | EPSS Aerial Inspection Ground Inspection Non-Pole Backlog Line Sensors Pole Backlog | EPSS,Expulsion Fuse Replacement,Aerial Inspection,Ground Inspection,Non-Pole Backlog,Pole Backlog, | EPSS Expulsion Fuse Replacement Aerial Inspection Ground Inspection Non-Pole Backlog Pole Backlog | EPSS Expulsion Fuse Replacement Aerial Inspection Ground Inspection Non-Pole Backlog Pole Backlog | EPSS,Aerial Inspection,Ground Inspection, | EPSS Aerial Inspection Ground Inspection | EPSS Aerial Inspection Ground Inspection | Undergrounding |  |  | Undergrounding, | Undergrounding | Undergrounding
EL DORADO PH 2102542272 | EPSS | EPSS | EPSS | [13 empty] | Aerial Inspection | Aerial Inspection | Ground Inspection | Ground Inspection | Ground Inspection | Non-Pole Backlog | Non-Pole Backlog |  |  |  |  | Down Conductor Detection (DCD) | [9 empty] | Pole Backlog |  | EPSS,Ground Inspection,Non-Pole Backlog,Down Conductor Detection (DCD), | EPSS Ground Inspection Non-Pole Backlog Down Conductor Detection (DCD) | EPSS Ground Inspection Non-Pole Backlog Down Conductor Detection (DCD) | EPSS,Aerial Inspection,Ground Inspection,Non-Pole Backlog,Pole Backlog, | EPSS Aerial Inspection Ground Inspection Non-Pole Backlog Pole Backlog | EPSS Aerial Inspection Ground Inspection Non-Pole Backlog Pole Backlog | EPSS,Aerial Inspection,Ground Inspection, | EPSS Aerial Inspection Ground Inspection | EPSS Aerial Inspection Ground Inspection |  |  |  | , | FALSE
PEORIA 170190090 | EPSS | EPSS | EPSS | [6 empty] | Expulsion Fuse Replacement | Expulsion Fuse Replacement |  |  |  |  | Aerial Inspection | Aerial Inspection | Aerial Inspection | Ground Inspection | Ground Inspection | Ground Inspection | Non-Pole Backlog | Non-Pole Backlog | Non-Pole Backlog |  |  |  | Down Conductor Detection (DCD) |  |  | Line Sensors |  |  | Line Removal |  |  | Pole Backlog | Pole Backlog | Pole Backlog | EPSS,Expulsion Fuse Replacement,Aerial Inspection,Ground Inspection,Non-Pole Backlog,Down Conductor Detection (DCD),Line Sensors,Line Removal,Pole Backlog, | EPSS Expulsion Fuse Replacement Aerial Inspection Ground Inspection Non-Pole Backlog Down Conductor Detection (DCD) Line Sensors Line Removal Pole Backlog | EPSS Expulsion Fuse Replacement Aerial Inspection Ground Inspection Non-Pole Backlog Down Conductor Detection (DCD) Line Sensors Line Removal Pole Backlog | EPSS,Expulsion Fuse Replacement,Aerial Inspection,Ground Inspection,Non-Pole Backlog,Pole Backlog, | EPSS Expulsion Fuse Replacement Aerial Inspection Ground Inspection Non-Pole Backlog Pole Backlog | EPSS Expulsion Fuse Replacement Aerial Inspection Ground Inspection Non-Pole Backlog Pole Backlog | EPSS,Aerial Inspection,Ground Inspection,Non-Pole Backlog,Pole Backlog, | EPSS Aerial Inspection Ground Inspection Non-Pole Backlog Pole Backlog | EPSS Aerial Inspection Ground Inspection Non-Pole Backlog Pole Backlog |  |  |  | , | FALSE
FROGTOWN 1702815616 | EPSS | EPSS | EPSS | [16 empty] | Ground Inspection |  | Non-Pole Backlog |  | Non-Pole Backlog | [14 empty] | Pole Backlog | EPSS,Non-Pole Backlog, | EPSS Non-Pole Backlog | EPSS Non-Pole Backlog | EPSS,Ground Inspection, | EPSS Ground Inspection | EPSS Ground Inspection | EPSS,Non-Pole Backlog,Pole Backlog, | EPSS Non-Pole Backlog Pole Backlog | EPSS Non-Pole Backlog Pole Backlog |  |  |  | , | FALSE
APPLE HILL 110413512 | EPSS | EPSS | EPSS |  | Undergrounding | Undergrounding |  |  |  | Expulsion Fuse Replacement | Expulsion Fuse Replacement | Expulsion Fuse Replacement |  |  |  | Aerial Inspection | Aerial Inspection | Aerial Inspection | Ground Inspection | Ground Inspection | Ground Inspection | Non-Pole Backlog | Non-Pole Backlog | Non-Pole Backlog | Tree Removal | Tree Removal | Tree Removal | Down Conductor Detection (DCD) |  |  | Line Sensors | [5 empty] | Pole Backlog | Pole Backlog | Pole Backlog | EPSS,Expulsion Fuse Replacement,Aerial Inspection,Ground Inspection,Non-Pole Backlog,Tree Removal,Down Conductor Detection (DCD),Line Sensors,Pole Backlog, | EPSS Expulsion Fuse Replacement Aerial Inspection Ground Inspection Non-Pole Backlog Tree Removal Down Conductor Detection (DCD) Line Sensors Pole Backlog | EPSS Expulsion Fuse Replacement Aerial Inspection Ground Inspection Non-Pole Backlog Tree Removal Down Conductor Detection (DCD) Line Sensors Pole Backlog | EPSS,Undergrounding,Expulsion Fuse Replacement,Aerial Inspection,Ground Inspection,Non-Pole Backlog,Tree Removal,Pole Backlog, | EPSS Undergrounding Expulsion Fuse Replacement Aerial Inspection Ground Inspection Non-Pole Backlog Tree Removal Pole Backlog | EPSS Undergrounding Expulsion Fuse Replacement Aerial Inspection Ground Inspection Non-Pole Backlog Tree Removal Pole Backlog | EPSS,Undergrounding,Expulsion Fuse Replacement,Aerial Inspection,Ground Inspection,Non-Pole Backlog,Tree Removal,Pole Backlog, | EPSS Undergrounding Expulsion Fuse Replacement Aerial Inspection Ground Inspection Non-Pole Backlog Tree Removal Pole Backlog | EPSS Undergrounding Expulsion Fuse Replacement Aerial Inspection Ground Inspection Non-Pole Backlog Tree Removal Pole Backlog |  |  |  | , | FALSE
BEAR VALLEY 21059570 | EPSS | EPSS | EPSS | [12 empty] | Aerial Inspection | Aerial Inspection | Aerial Inspection | Ground Inspection | Ground Inspection | Ground Inspection | Non-Pole Backlog | [5 empty] | Down Conductor Detection (DCD) | [11 empty] | EPSS,Aerial Inspection,Ground Inspection,Non-Pole Backlog,Down Conductor Detection (DCD), | EPSS Aerial Inspection Ground Inspection Non-Pole Backlog Down Conductor Detection (DCD) | EPSS Aerial Inspection Ground Inspection Non-Pole Backlog Down Conductor Detection (DCD) | EPSS,Aerial Inspection,Ground Inspection, | EPSS Aerial Inspection Ground Inspection | EPSS Aerial Inspection Ground Inspection | EPSS,Aerial Inspection,Ground Inspection, | EPSS Aerial Inspection Ground Inspection | EPSS Aerial Inspection Ground Inspection |  |  |  | , | FALSE
MARIPOSA 210110240 | EPSS | EPSS | EPSS | Undergrounding | Undergrounding | Undergrounding |  |  |  | Expulsion Fuse Replacement |  |  | Surge Arrestor Replacement |  |  | Aerial Inspection | Aerial Inspection | Aerial Inspection | Ground Inspection | Ground Inspection | Ground Inspection | Non-Pole Backlog | Non-Pole Backlog | Non-Pole Backlog |  |  | Tree Removal | [9 empty] | Pole Backlog | Pole Backlog | Pole Backlog | EPSS,Undergrounding,Expulsion Fuse Replacement,Surge Arrestor Replacement,Aerial Inspection,Ground Inspection,Non-Pole Backlog,Pole Backlog, | EPSS Undergrounding Expulsion Fuse Replacement Surge Arrestor Replacement Aerial Inspection Ground Inspection Non-Pole Backlog Pole Backlog | EPSS Undergrounding Expulsion Fuse Replacement Surge Arrestor Replacement Aerial Inspection Ground Inspection Non-Pole Backlog Pole Backlog | EPSS,Undergrounding,Aerial Inspection,Ground Inspection,Non-Pole Backlog,Pole Backlog, | EPSS Undergrounding Aerial Inspection Ground Inspection Non-Pole Backlog Pole Backlog | EPSS Undergrounding Aerial Inspection Ground Inspection Non-Pole Backlog Pole Backlog | EPSS,Undergrounding,Aerial Inspection,Ground Inspection,Non-Pole Backlog,Tree Removal,Pole Backlog, | EPSS Undergrounding Aerial Inspection Ground Inspection Non-Pole Backlog Tree Removal Pole Backlog | EPSS Undergrounding Aerial Inspection Ground Inspection Non-Pole Backlog Tree Removal Pole Backlog |  |  |  | , | FALSE
REDBUD 1101323962 | EPSS | EPSS | EPSS | Undergrounding | Undergrounding |  |  |  | Overhead Hardening | Expulsion Fuse Replacement | [5 empty] | Aerial Inspection | Aerial Inspection | Aerial Inspection | Ground Inspection | Ground Inspection | Ground Inspection | Non-Pole Backlog | Non-Pole Backlog | Non-Pole Backlog |  |  | Tree Removal | Down Conductor Detection (DCD) | [6 empty] | Line Removal |  | Pole Backlog | Pole Backlog | Pole Backlog | EPSS,Undergrounding,Expulsion Fuse Replacement,Aerial Inspection,Ground Inspection,Non-Pole Backlog,Down Conductor Detection (DCD),Pole Backlog, | EPSS Undergrounding Expulsion Fuse Replacement Aerial Inspection Ground Inspection Non-Pole Backlog Down Conductor Detection (DCD) Pole Backlog | EPSS Undergrounding Expulsion Fuse Replacement Aerial Inspection Ground Inspection Non-Pole Backlog Down Conductor Detection (DCD) Pole Backlog | EPSS,Undergrounding,Aerial Inspection,Ground Inspection,Non-Pole Backlog,Line Removal,Pole Backlog, | EPSS Undergrounding Aerial Inspection Ground Inspection Non-Pole Backlog Line Removal Pole Backlog | EPSS Undergrounding Aerial Inspection Ground Inspection Non-Pole Backlog Line Removal Pole Backlog | EPSS,Overhead Hardening,Aerial Inspection,Ground Inspection,Non-Pole Backlog,Tree Removal,Pole Backlog, | EPSS Overhead Hardening Aerial Inspection Ground Inspection Non-Pole Backlog Tree Removal Pole Backlog | EPSS Overhead Hardening Aerial Inspection Ground Inspection Non-Pole Backlog Tree Removal Pole Backlog |  | Line Removal |  | ,Line Removal, | Line Removal | Line Removal
ALLEGHANY 1101VR816 | EPSS | EPSS | EPSS | [11 empty] | Surge Arrestor Replacement |  | Aerial Inspection |  |  | Ground Inspection | Ground Inspection | Non-Pole Backlog | Non-Pole Backlog |  |  |  |  | Down Conductor Detection (DCD) | [8 empty] | Pole Backlog |  |  | EPSS,Non-Pole Backlog,Down Conductor Detection (DCD),Pole Backlog, | EPSS Non-Pole Backlog Down Conductor Detection (DCD) Pole Backlog | EPSS Non-Pole Backlog Down Conductor Detection (DCD) Pole Backlog | EPSS,Aerial Inspection,Ground Inspection,Non-Pole Backlog, | EPSS Aerial Inspection Ground Inspection Non-Pole Backlog | EPSS Aerial Inspection Ground Inspection Non-Pole Backlog | EPSS,Surge Arrestor Replacement,Ground Inspection, | EPSS Surge Arrestor Replacement Ground Inspection | EPSS Surge Arrestor Replacement Ground Inspection |  |  |  | , | FALSE
ORO FINO 11022236 | EPSS | EPSS | EPSS | [12 empty] | Aerial Inspection | Aerial Inspection | Aerial Inspection | Ground Inspection | Ground Inspection | Ground Inspection |  | Non-Pole Backlog | Non-Pole Backlog |  |  |  | Down Conductor Detection (DCD) | [11 empty] | EPSS,Aerial Inspection,Ground Inspection,Down Conductor Detection (DCD), | EPSS Aerial Inspection Ground Inspection Down Conductor Detection (DCD) | EPSS Aerial Inspection Ground Inspection Down Conductor Detection (DCD) | EPSS,Aerial Inspection,Ground Inspection,Non-Pole Backlog, | EPSS Aerial Inspection Ground Inspection Non-Pole Backlog | EPSS Aerial Inspection Ground Inspection Non-Pole Backlog | EPSS,Aerial Inspection,Ground Inspection,Non-Pole Backlog, | EPSS Aerial Inspection Ground Inspection Non-Pole Backlog | EPSS Aerial Inspection Ground Inspection Non-Pole Backlog |  |  |  | , | FALSE
MONTICELLO 11011780 | EPSS | EPSS | EPSS | [8 empty] | Expulsion Fuse Replacement |  |  |  | Aerial Inspection |  | Aerial Inspection | Ground Inspection | Ground Inspection |  | Non-Pole Backlog | [6 empty] | Down Conductor Detection (DCD) | [10 empty] | EPSS,Aerial Inspection,Ground Inspection,Non-Pole Backlog, | EPSS Aerial Inspection Ground Inspection Non-Pole Backlog | EPSS Aerial Inspection Ground Inspection Non-Pole Backlog | EPSS,Ground Inspection,Down Conductor Detection (DCD), | EPSS Ground Inspection Down Conductor Detection (DCD) | EPSS Ground Inspection Down Conductor Detection (DCD) | EPSS,Expulsion Fuse Replacement,Aerial Inspection, | EPSS Expulsion Fuse Replacement Aerial Inspection | EPSS Expulsion Fuse Replacement Aerial Inspection |  |  |  | , | FALSE
PINE GROVE 11026080 | EPSS | EPSS | EPSS |  | Undergrounding |  |  |  |  | Expulsion Fuse Replacement | Expulsion Fuse Replacement |  |  |  |  | Aerial Inspection | Aerial Inspection | Aerial Inspection | Ground Inspection | Ground Inspection | Ground Inspection | Non-Pole Backlog | Non-Pole Backlog | Non-Pole Backlog |  |  |  | Down Conductor Detection (DCD) | [8 empty] | Pole Backlog | Pole Backlog | Pole Backlog | EPSS,Expulsion Fuse Replacement,Aerial Inspection,Ground Inspection,Non-Pole Backlog,Down Conductor Detection (DCD),Pole Backlog, | EPSS Expulsion Fuse Replacement Aerial Inspection Ground Inspection Non-Pole Backlog Down Conductor Detection (DCD) Pole Backlog | EPSS Expulsion Fuse Replacement Aerial Inspection Ground Inspection Non-Pole Backlog Down Conductor Detection (DCD) Pole Backlog | EPSS,Undergrounding,Expulsion Fuse Replacement,Aerial Inspection,Ground Inspection,Non-Pole Backlog,Pole Backlog, | EPSS Undergrounding Expulsion Fuse Replacement Aerial Inspection Ground Inspection Non-Pole Backlog Pole Backlog | EPSS Undergrounding Expulsion Fuse Replacement Aerial Inspection Ground Inspection Non-Pole Backlog Pole Backlog | EPSS,Aerial Inspection,Ground Inspection,Non-Pole Backlog,Pole Backlog, | EPSS Aerial Inspection Ground Inspection Non-Pole Backlog Pole Backlog | EPSS Aerial Inspection Ground Inspection Non-Pole Backlog Pole Backlog |  |  |  | , | FALSE
APPLE HILL 2102836878 | EPSS | EPSS | EPSS |  | Undergrounding | Undergrounding |  |  |  | Expulsion Fuse Replacement | Expulsion Fuse Replacement |  |  |  |  | Aerial Inspection | Aerial Inspection | Aerial Inspection | Ground Inspection | Ground Inspection | Ground Inspection | Non-Pole Backlog | Non-Pole Backlog | Non-Pole Backlog | Tree Removal | Tree Removal | Tree Removal | [9 empty] | Pole Backlog | Pole Backlog | Pole Backlog | EPSS,Expulsion Fuse Replacement,Aerial Inspection,Ground Inspection,Non-Pole Backlog,Tree Removal,Pole Backlog, | EPSS Expulsion Fuse Replacement Aerial Inspection Ground Inspection Non-Pole Backlog Tree Removal Pole Backlog | EPSS Expulsion Fuse Replacement Aerial Inspection Ground Inspection Non-Pole Backlog Tree Removal Pole Backlog | EPSS,Undergrounding,Expulsion Fuse Replacement,Aerial Inspection,Ground Inspection,Non-Pole Backlog,Tree Removal,Pole Backlog, | EPSS Undergrounding Expulsion Fuse Replacement Aerial Inspection Ground Inspection Non-Pole Backlog Tree Removal Pole Backlog | EPSS Undergrounding Expulsion Fuse Replacement Aerial Inspection Ground Inspection Non-Pole Backlog Tree Removal Pole Backlog | EPSS,Undergrounding,Aerial Inspection,Ground Inspection,Non-Pole Backlog,Tree Removal,Pole Backlog, | EPSS Undergrounding Aerial Inspection Ground Inspection Non-Pole Backlog Tree Removal Pole Backlog | EPSS Undergrounding Aerial Inspection Ground Inspection Non-Pole Backlog Tree Removal Pole Backlog |  |  |  | , | FALSE
SALT SPRINGS 210297924 | EPSS | EPSS | EPSS | [13 empty] | Aerial Inspection | Aerial Inspection |  | Ground Inspection | Ground Inspection | Non-Pole Backlog | Non-Pole Backlog | [13 empty] | Pole Backlog | Pole Backlog |  | EPSS,Non-Pole Backlog,Pole Backlog, | EPSS Non-Pole Backlog Pole Backlog | EPSS Non-Pole Backlog Pole Backlog | EPSS,Aerial Inspection,Ground Inspection,Non-Pole Backlog,Pole Backlog, | EPSS Aerial Inspection Ground Inspection Non-Pole Backlog Pole Backlog | EPSS Aerial Inspection Ground Inspection Non-Pole Backlog Pole Backlog | EPSS,Aerial Inspection,Ground Inspection, | EPSS Aerial Inspection Ground Inspection | EPSS Aerial Inspection Ground Inspection |  |  |  | , | FALSE
CALISTOGA 1101122350 | EPSS | EPSS | EPSS | [6 empty] | Expulsion Fuse Replacement | [6 empty] | Aerial Inspection |  |  | Ground Inspection | Ground Inspection | Non-Pole Backlog |  | Non-Pole Backlog |  | Tree Removal | Tree Removal |  | Down Conductor Detection (DCD) | [7 empty] | Pole Backlog | Pole Backlog | Pole Backlog | EPSS,Expulsion Fuse Replacement,Non-Pole Backlog,Pole Backlog, | EPSS Expulsion Fuse Replacement Non-Pole Backlog Pole Backlog | EPSS Expulsion Fuse Replacement Non-Pole Backlog Pole Backlog | EPSS,Aerial Inspection,Ground Inspection,Tree Removal,Down Conductor Detection (DCD),Pole Backlog, | EPSS Aerial Inspection Ground Inspection Tree Removal Down Conductor Detection (DCD) Pole Backlog | EPSS Aerial Inspection Ground Inspection Tree Removal Down Conductor Detection (DCD) Pole Backlog | EPSS,Ground Inspection,Non-Pole Backlog,Tree Removal,Pole Backlog, | EPSS Ground Inspection Non-Pole Backlog Tree Removal Pole Backlog | EPSS Ground Inspection Non-Pole Backlog Tree Removal Pole Backlog |  |  |  | , | FALSE
KESWICK 11011590 | EPSS | EPSS | EPSS | [6 empty] | Expulsion Fuse Replacement | Expulsion Fuse Replacement |  |  |  |  | Aerial Inspection | Aerial Inspection | Aerial Inspection | Ground Inspection | Ground Inspection | Ground Inspection | Non-Pole Backlog | Non-Pole Backlog |  |  |  |  | Down Conductor Detection (DCD) | [9 empty] | Pole Backlog |  | EPSS,Expulsion Fuse Replacement,Aerial Inspection,Ground Inspection,Non-Pole Backlog,Down Conductor Detection (DCD), | EPSS Expulsion Fuse Replacement Aerial Inspection Ground Inspection Non-Pole Backlog Down Conductor Detection (DCD) | EPSS Expulsion Fuse Replacement Aerial Inspection Ground Inspection Non-Pole Backlog Down Conductor Detection (DCD) | EPSS,Expulsion Fuse Replacement,Aerial Inspection,Ground Inspection,Non-Pole Backlog,Pole Backlog, | EPSS Expulsion Fuse Replacement Aerial Inspection Ground Inspection Non-Pole Backlog Pole Backlog | EPSS Expulsion Fuse Replacement Aerial Inspection Ground Inspection Non-Pole Backlog Pole Backlog | EPSS,Aerial Inspection,Ground Inspection, | EPSS Aerial Inspection Ground Inspection | EPSS Aerial Inspection Ground Inspection |  |  |  | , | FALSE
NARROWS 2104CB | EPSS | EPSS | EPSS | [14 empty] | Aerial Inspection | [21 empty] | EPSS, | EPSS | EPSS | EPSS, | EPSS | EPSS | EPSS,Aerial Inspection, | EPSS Aerial Inspection | EPSS Aerial Inspection |  |  |  | , | FALSE
MARIPOSA 210110170 | EPSS | EPSS | EPSS | Undergrounding | [5 empty] | Expulsion Fuse Replacement | Expulsion Fuse Replacement |  |  |  |  | Aerial Inspection | Aerial Inspection | Aerial Inspection |  | Ground Inspection | Ground Inspection | Non-Pole Backlog | Non-Pole Backlog | Non-Pole Backlog |  |  | Tree Removal | [9 empty] | Pole Backlog | Pole Backlog | Pole Backlog | EPSS,Undergrounding,Expulsion Fuse Replacement,Aerial Inspection,Non-Pole Backlog,Pole Backlog, | EPSS Undergrounding Expulsion Fuse Replacement Aerial Inspection Non-Pole Backlog Pole Backlog | EPSS Undergrounding Expulsion Fuse Replacement Aerial Inspection Non-Pole Backlog Pole Backlog | EPSS,Expulsion Fuse Replacement,Aerial Inspection,Ground Inspection,Non-Pole Backlog,Pole Backlog, | EPSS Expulsion Fuse Replacement Aerial Inspection Ground Inspection Non-Pole Backlog Pole Backlog | EPSS Expulsion Fuse Replacement Aerial Inspection Ground Inspection Non-Pole Backlog Pole Backlog | EPSS,Aerial Inspection,Ground Inspection,Non-Pole Backlog,Tree Removal,Pole Backlog, | EPSS Aerial Inspection Ground Inspection Non-Pole Backlog Tree Removal Pole Backlog | EPSS Aerial Inspection Ground Inspection Non-Pole Backlog Tree Removal Pole Backlog |  |  |  | , | FALSE
COLUMBIA HILL 1101CB | EPSS | EPSS | EPSS | [6 empty] | Expulsion Fuse Replacement | Expulsion Fuse Replacement |  |  |  |  | Aerial Inspection | Aerial Inspection | Aerial Inspection | Ground Inspection | Ground Inspection | Ground Inspection | Non-Pole Backlog | Non-Pole Backlog | Non-Pole Backlog | Tree Removal | Tree Removal | Tree Removal | [9 empty] | Pole Backlog | Pole Backlog | Pole Backlog | EPSS,Expulsion Fuse Replacement,Aerial Inspection,Ground Inspection,Non-Pole Backlog,Tree Removal,Pole Backlog, | EPSS Expulsion Fuse Replacement Aerial Inspection Ground Inspection Non-Pole Backlog Tree Removal Pole Backlog | EPSS Expulsion Fuse Replacement Aerial Inspection Ground Inspection Non-Pole Backlog Tree Removal Pole Backlog | EPSS,Expulsion Fuse Replacement,Aerial Inspection,Ground Inspection,Non-Pole Backlog,Tree Removal,Pole Backlog, | EPSS Expulsion Fuse Replacement Aerial Inspection Ground Inspection Non-Pole Backlog Tree Removal Pole Backlog | EPSS Expulsion Fuse Replacement Aerial Inspection Ground Inspection Non-Pole Backlog Tree Removal Pole Backlog | EPSS,Aerial Inspection,Ground Inspection,Non-Pole Backlog,Tree Removal,Pole Backlog, | EPSS Aerial Inspection Ground Inspection Non-Pole Backlog Tree Removal Pole Backlog | EPSS Aerial Inspection Ground Inspection Non-Pole Backlog Tree Removal Pole Backlog |  |  |  | , | FALSE
PINE GROVE 11023172 | EPSS | EPSS | EPSS | [7 empty] | Expulsion Fuse Replacement |  |  |  |  | Aerial Inspection | Aerial Inspection | Aerial Inspection | Ground Inspection | Ground Inspection | Ground Inspection | Non-Pole Backlog | Non-Pole Backlog | Non-Pole Backlog |  |  | Tree Removal | Down Conductor Detection (DCD) | [8 empty] | Pole Backlog | Pole Backlog | Pole Backlog | EPSS,Aerial Inspection,Ground Inspection,Non-Pole Backlog,Down Conductor Detection (DCD),Pole Backlog, | EPSS Aerial Inspection Ground Inspection Non-Pole Backlog Down Conductor Detection (DCD) Pole Backlog | EPSS Aerial Inspection Ground Inspection Non-Pole Backlog Down Conductor Detection (DCD) Pole Backlog | EPSS,Expulsion Fuse Replacement,Aerial Inspection,Ground Inspection,Non-Pole Backlog,Pole Backlog, | EPSS Expulsion Fuse Replacement Aerial Inspection Ground Inspection Non-Pole Backlog Pole Backlog | EPSS Expulsion Fuse Replacement Aerial Inspection Ground Inspection Non-Pole Backlog Pole Backlog | EPSS,Aerial Inspection,Ground Inspection,Non-Pole Backlog,Tree Removal,Pole Backlog, | EPSS Aerial Inspection Ground Inspection Non-Pole Backlog Tree Removal Pole Backlog | EPSS Aerial Inspection Ground Inspection Non-Pole Backlog Tree Removal Pole Backlog |  |  |  | , | FALSE
ORO FINO 110265932 | EPSS | EPSS | EPSS | [12 empty] | Aerial Inspection | Aerial Inspection | Aerial Inspection | Ground Inspection | Ground Inspection | Ground Inspection | Non-Pole Backlog | Non-Pole Backlog | Non-Pole Backlog |  | Tree Removal | Tree Removal | Down Conductor Detection (DCD) | [8 empty] | Pole Backlog | Pole Backlog | Pole Backlog | EPSS,Aerial Inspection,Ground Inspection,Non-Pole Backlog,Down Conductor Detection (DCD),Pole Backlog, | EPSS Aerial Inspection Ground Inspection Non-Pole Backlog Down Conductor Detection (DCD) Pole Backlog | EPSS Aerial Inspection Ground Inspection Non-Pole Backlog Down Conductor Detection (DCD) Pole Backlog | EPSS,Aerial Inspection,Ground Inspection,Non-Pole Backlog,Tree Removal,Pole Backlog, | EPSS Aerial Inspection Ground Inspection Non-Pole Backlog Tree Removal Pole Backlog | EPSS Aerial Inspection Ground Inspection Non-Pole Backlog Tree Removal Pole Backlog | EPSS,Aerial Inspection,Ground Inspection,Non-Pole Backlog,Tree Removal,Pole Backlog, | EPSS Aerial Inspection Ground Inspection Non-Pole Backlog Tree Removal Pole Backlog | EPSS Aerial Inspection Ground Inspection Non-Pole Backlog Tree Removal Pole Backlog |  |  |  | , | FALSE
COLUMBIA HILL 11012212 | EPSS | EPSS | EPSS | [13 empty] | Aerial Inspection |  | Ground Inspection |  | Ground Inspection | Non-Pole Backlog | Non-Pole Backlog | [5 empty] | Down Conductor Detection (DCD) | [7 empty] | Pole Backlog |  |  | EPSS,Ground Inspection,Non-Pole Backlog,Pole Backlog, | EPSS Ground Inspection Non-Pole Backlog Pole Backlog | EPSS Ground Inspection Non-Pole Backlog Pole Backlog | EPSS,Aerial Inspection,Non-Pole Backlog,Down Conductor Detection (DCD), | EPSS Aerial Inspection Non-Pole Backlog Down Conductor Detection (DCD) | EPSS Aerial Inspection Non-Pole Backlog Down Conductor Detection (DCD) | EPSS,Ground Inspection, | EPSS Ground Inspection | EPSS Ground Inspection |  |  |  | , | FALSE
WEIMAR 11012084 | EPSS | EPSS | EPSS | [7 empty] | Expulsion Fuse Replacement |  |  |  |  | Aerial Inspection | Aerial Inspection | Aerial Inspection | Ground Inspection | Ground Inspection | Ground Inspection | Non-Pole Backlog | Non-Pole Backlog | Non-Pole Backlog | Tree Removal | Tree Removal | Tree Removal |  | Down Conductor Detection (DCD) |  |  |  |  | Line Removal |  |  | Pole Backlog | Pole Backlog | Pole Backlog | EPSS,Aerial Inspection,Ground Inspection,Non-Pole Backlog,Tree Removal,Line Removal,Pole Backlog, | EPSS Aerial Inspection Ground Inspection Non-Pole Backlog Tree Removal Line Removal Pole Backlog | EPSS Aerial Inspection Ground Inspection Non-Pole Backlog Tree Removal Line Removal Pole Backlog | EPSS,Expulsion Fuse Replacement,Aerial Inspection,Ground Inspection,Non-Pole Backlog,Tree Removal,Down Conductor Detection (DCD),Pole Backlog, | EPSS Expulsion Fuse Replacement Aerial Inspection Ground Inspection Non-Pole Backlog Tree Removal Down Conductor Detection (DCD) Pole Backlog | EPSS Expulsion Fuse Replacement Aerial Inspection Ground Inspection Non-Pole Backlog Tree Removal Down Conductor Detection (DCD) Pole Backlog | EPSS,Aerial Inspection,Ground Inspection,Non-Pole Backlog,Tree Removal,Pole Backlog, | EPSS Aerial Inspection Ground Inspection Non-Pole Backlog Tree Removal Pole Backlog | EPSS Aerial Inspection Ground Inspection Non-Pole Backlog Tree Removal Pole Backlog |  |  |  | , | FALSE
ANTLER 11011612 | EPSS | EPSS | EPSS | [7 empty] | Expulsion Fuse Replacement |  |  |  |  | Aerial Inspection | Aerial Inspection | Aerial Inspection | Ground Inspection | Ground Inspection | Ground Inspection | Non-Pole Backlog | Non-Pole Backlog | Non-Pole Backlog |  |  |  | Down Conductor Detection (DCD) |  |  | Line Sensors | [5 empty] | Pole Backlog | Pole Backlog | Pole Backlog | EPSS,Aerial Inspection,Ground Inspection,Non-Pole Backlog,Down Conductor Detection (DCD),Line Sensors,Pole Backlog, | EPSS Aerial Inspection Ground Inspection Non-Pole Backlog Down Conductor Detection (DCD) Line Sensors Pole Backlog | EPSS Aerial Inspection Ground Inspection Non-Pole Backlog Down Conductor Detection (DCD) Line Sensors Pole Backlog | EPSS,Expulsion Fuse Replacement,Aerial Inspection,Ground Inspection,Non-Pole Backlog,Pole Backlog, | EPSS Expulsion Fuse Replacement Aerial Inspection Ground Inspection Non-Pole Backlog Pole Backlog | EPSS Expulsion Fuse Replacement Aerial Inspection Ground Inspection Non-Pole Backlog Pole Backlog | EPSS,Aerial Inspection,Ground Inspection,Non-Pole Backlog,Pole Backlog, | EPSS Aerial Inspection Ground Inspection Non-Pole Backlog Pole Backlog | EPSS Aerial Inspection Ground Inspection Non-Pole Backlog Pole Backlog |  |  |  | , | FALSE
HIGHLANDS 1103726580 | EPSS | EPSS | EPSS | [6 empty] | Expulsion Fuse Replacement | [6 empty] | Aerial Inspection |  | Ground Inspection |  | Ground Inspection | Non-Pole Backlog | Non-Pole Backlog |  |  |  |  | Down Conductor Detection (DCD) | [8 empty] | Pole Backlog | Pole Backlog |  | EPSS,Expulsion Fuse Replacement,Ground Inspection,Non-Pole Backlog,Down Conductor Detection (DCD),Pole Backlog, | EPSS Expulsion Fuse Replacement Ground Inspection Non-Pole Backlog Down Conductor Detection (DCD) Pole Backlog | EPSS Expulsion Fuse Replacement Ground Inspection Non-Pole Backlog Down Conductor Detection (DCD) Pole Backlog | EPSS,Aerial Inspection,Non-Pole Backlog,Pole Backlog, | EPSS Aerial Inspection Non-Pole Backlog Pole Backlog | EPSS Aerial Inspection Non-Pole Backlog Pole Backlog | EPSS,Ground Inspection, | EPSS Ground Inspection | EPSS Ground Inspection |  |  |  | , | FALSE
APPLE HILL 21029722 | EPSS | EPSS | EPSS | [6 empty] | Expulsion Fuse Replacement |  |  | Surge Arrestor Replacement |  |  | Aerial Inspection | Aerial Inspection | Aerial Inspection | Ground Inspection | Ground Inspection | Ground Inspection | Non-Pole Backlog | Non-Pole Backlog | Non-Pole Backlog |  |  |  | Down Conductor Detection (DCD) | [8 empty] | Pole Backlog | Pole Backlog | Pole Backlog | EPSS,Expulsion Fuse Replacement,Surge Arrestor Replacement,Aerial Inspection,Ground Inspection,Non-Pole Backlog,Down Conductor Detection (DCD),Pole Backlog, | EPSS Expulsion Fuse Replacement Surge Arrestor Replacement Aerial Inspection Ground Inspection Non-Pole Backlog Down Conductor Detection (DCD) Pole Backlog | EPSS Expulsion Fuse Replacement Surge Arrestor Replacement Aerial Inspection Ground Inspection Non-Pole Backlog Down Conductor Detection (DCD) Pole Backlog | EPSS,Aerial Inspection,Ground Inspection,Non-Pole Backlog,Pole Backlog, | EPSS Aerial Inspection Ground Inspection Non-Pole Backlog Pole Backlog | EPSS Aerial Inspection Ground Inspection Non-Pole Backlog Pole Backlog | EPSS,Aerial Inspection,Ground Inspection,Non-Pole Backlog,Pole Backlog, | EPSS Aerial Inspection Ground Inspection Non-Pole Backlog Pole Backlog | EPSS Aerial Inspection Ground Inspection Non-Pole Backlog Pole Backlog |  |  |  | , | FALSE
MIDDLETOWN 1101932140 | EPSS | EPSS | EPSS | [6 empty] | Expulsion Fuse Replacement | [6 empty] | Aerial Inspection |  |  | Ground Inspection | Ground Inspection | Non-Pole Backlog |  | Non-Pole Backlog | [14 empty] | Pole Backlog | EPSS,Expulsion Fuse Replacement,Non-Pole Backlog, | EPSS Expulsion Fuse Replacement Non-Pole Backlog | EPSS Expulsion Fuse Replacement Non-Pole Backlog | EPSS,Aerial Inspection,Ground Inspection, | EPSS Aerial Inspection Ground Inspection | EPSS Aerial Inspection Ground Inspection | EPSS,Ground Inspection,Non-Pole Backlog,Pole Backlog, | EPSS Ground Inspection Non-Pole Backlog Pole Backlog | EPSS Ground Inspection Non-Pole Backlog Pole Backlog |  |  |  | , | FALSE
PINE GROVE 11013166 | EPSS | EPSS | EPSS |  |  | Undergrounding |  |  |  | Expulsion Fuse Replacement | Expulsion Fuse Replacement | [5 empty] | Aerial Inspection |  | Ground Inspection |  | Ground Inspection | Non-Pole Backlog |  | Non-Pole Backlog |  |  |  | Down Conductor Detection (DCD) | [8 empty] | Pole Backlog | Pole Backlog | Pole Backlog | EPSS,Expulsion Fuse Replacement,Ground Inspection,Non-Pole Backlog,Down Conductor Detection (DCD),Pole Backlog, | EPSS Expulsion Fuse Replacement Ground Inspection Non-Pole Backlog Down Conductor Detection (DCD) Pole Backlog | EPSS Expulsion Fuse Replacement Ground Inspection Non-Pole Backlog Down Conductor Detection (DCD) Pole Backlog | EPSS,Expulsion Fuse Replacement,Aerial Inspection,Pole Backlog, | EPSS Expulsion Fuse Replacement Aerial Inspection Pole Backlog | EPSS Expulsion Fuse Replacement Aerial Inspection Pole Backlog | EPSS,Undergrounding,Ground Inspection,Non-Pole Backlog,Pole Backlog, | EPSS Undergrounding Ground Inspection Non-Pole Backlog Pole Backlog | EPSS Undergrounding Ground Inspection Non-Pole Backlog Pole Backlog |  |  |  | , | FALSE
PLACERVILLE 111219712 | EPSS | EPSS | EPSS | [6 empty] | Expulsion Fuse Replacement | Expulsion Fuse Replacement | Expulsion Fuse Replacement | Surge Arrestor Replacement |  |  |  | Aerial Inspection | Aerial Inspection | Ground Inspection | Ground Inspection | Ground Inspection | Non-Pole Backlog | Non-Pole Backlog | Non-Pole Backlog | [12 empty] | Pole Backlog | Pole Backlog | Pole Backlog | EPSS,Expulsion Fuse Replacement,Surge Arrestor Replacement,Ground Inspection,Non-Pole Backlog,Pole Backlog, | EPSS Expulsion Fuse Replacement Surge Arrestor Replacement Ground Inspection Non-Pole Backlog Pole Backlog | EPSS Expulsion Fuse Replacement Surge Arrestor Replacement Ground Inspection Non-Pole Backlog Pole Backlog | EPSS,Expulsion Fuse Replacement,Aerial Inspection,Ground Inspection,Non-Pole Backlog,Pole Backlog, | EPSS Expulsion Fuse Replacement Aerial Inspection Ground Inspection Non-Pole Backlog Pole Backlog | EPSS Expulsion Fuse Replacement Aerial Inspection Ground Inspection Non-Pole Backlog Pole Backlog | EPSS,Expulsion Fuse Replacement,Aerial Inspection,Ground Inspection,Non-Pole Backlog,Pole Backlog, | EPSS Expulsion Fuse Replacement Aerial Inspection Ground Inspection Non-Pole Backlog Pole Backlog | EPSS Expulsion Fuse Replacement Aerial Inspection Ground Inspection Non-Pole Backlog Pole Backlog |  |  |  | , | FALSE
COLUMBIA HILL 1101764 | EPSS | EPSS | EPSS | [7 empty] | Expulsion Fuse Replacement |  |  |  |  | Aerial Inspection | Aerial Inspection | Aerial Inspection | Ground Inspection | Ground Inspection | Ground Inspection | Non-Pole Backlog | Non-Pole Backlog | Non-Pole Backlog | Tree Removal | Tree Removal | Tree Removal |  | Down Conductor Detection (DCD) |  |  |  |  | Line Removal |  |  | Pole Backlog | Pole Backlog | Pole Backlog | EPSS,Aerial Inspection,Ground Inspection,Non-Pole Backlog,Tree Removal,Line Removal,Pole Backlog, | EPSS Aerial Inspection Ground Inspection Non-Pole Backlog Tree Removal Line Removal Pole Backlog | EPSS Aerial Inspection Ground Inspection Non-Pole Backlog Tree Removal Line Removal Pole Backlog | EPSS,Expulsion Fuse Replacement,Aerial Inspection,Ground Inspection,Non-Pole Backlog,Tree Removal,Down Conductor Detection (DCD),Pole Backlog, | EPSS Expulsion Fuse Replacement Aerial Inspection Ground Inspection Non-Pole Backlog Tree Removal Down Conductor Detection (DCD) Pole Backlog | EPSS Expulsion Fuse Replacement Aerial Inspection Ground Inspection Non-Pole Backlog Tree Removal Down Conductor Detection (DCD) Pole Backlog | EPSS,Aerial Inspection,Ground Inspection,Non-Pole Backlog,Tree Removal,Pole Backlog, | EPSS Aerial Inspection Ground Inspection Non-Pole Backlog Tree Removal Pole Backlog | EPSS Aerial Inspection Ground Inspection Non-Pole Backlog Tree Removal Pole Backlog |  |  |  | , | FALSE
ORO FINO 11022090 | EPSS | EPSS | EPSS | [7 empty] | Expulsion Fuse Replacement | Expulsion Fuse Replacement |  |  |  | Aerial Inspection | Aerial Inspection | Aerial Inspection |  | Ground Inspection | Ground Inspection | Non-Pole Backlog | Non-Pole Backlog | Non-Pole Backlog |  | Tree Removal | Tree Removal | [9 empty] | Pole Backlog | Pole Backlog | Pole Backlog | EPSS,Aerial Inspection,Non-Pole Backlog,Pole Backlog, | EPSS Aerial Inspection Non-Pole Backlog Pole Backlog | EPSS Aerial Inspection Non-Pole Backlog Pole Backlog | EPSS,Expulsion Fuse Replacement,Aerial Inspection,Ground Inspection,Non-Pole Backlog,Tree Removal,Pole Backlog, | EPSS Expulsion Fuse Replacement Aerial Inspection Ground Inspection Non-Pole Backlog Tree Removal Pole Backlog | EPSS Expulsion Fuse Replacement Aerial Inspection Ground Inspection Non-Pole Backlog Tree Removal Pole Backlog | EPSS,Expulsion Fuse Replacement,Aerial Inspection,Ground Inspection,Non-Pole Backlog,Tree Removal,Pole Backlog, | EPSS Expulsion Fuse Replacement Aerial Inspection Ground Inspection Non-Pole Backlog Tree Removal Pole Backlog | EPSS Expulsion Fuse Replacement Aerial Inspection Ground Inspection Non-Pole Backlog Tree Removal Pole Backlog |  |  |  | , | FALSE
TIGER CREEK 0201320746 | EPSS | EPSS | EPSS | [7 empty] | Expulsion Fuse Replacement |  |  |  |  | Aerial Inspection | Aerial Inspection | Aerial Inspection | Ground Inspection | Ground Inspection | Ground Inspection | Non-Pole Backlog | Non-Pole Backlog | Non-Pole Backlog | [13 empty] | Pole Backlog | Pole Backlog | EPSS,Aerial Inspection,Ground Inspection,Non-Pole Backlog, | EPSS Aerial Inspection Ground Inspection Non-Pole Backlog | EPSS Aerial Inspection Ground Inspection Non-Pole Backlog | EPSS,Expulsion Fuse Replacement,Aerial Inspection,Ground Inspection,Non-Pole Backlog,Pole Backlog, | EPSS Expulsion Fuse Replacement Aerial Inspection Ground Inspection Non-Pole Backlog Pole Backlog | EPSS Expulsion Fuse Replacement Aerial Inspection Ground Inspection Non-Pole Backlog Pole Backlog | EPSS,Aerial Inspection,Ground Inspection,Non-Pole Backlog,Pole Backlog, | EPSS Aerial Inspection Ground Inspection Non-Pole Backlog Pole Backlog | EPSS Aerial Inspection Ground Inspection Non-Pole Backlog Pole Backlog |  |  |  | , | FALSE
KONOCTI 1102806668 | EPSS | EPSS | EPSS | [12 empty] | Aerial Inspection | Aerial Inspection | Aerial Inspection |  | Ground Inspection | Ground Inspection | Non-Pole Backlog | Non-Pole Backlog |  |  |  |  | Down Conductor Detection (DCD) | [11 empty] | EPSS,Aerial Inspection,Non-Pole Backlog,Down Conductor Detection (DCD), | EPSS Aerial Inspection Non-Pole Backlog Down Conductor Detection (DCD) | EPSS Aerial Inspection Non-Pole Backlog Down Conductor Detection (DCD) | EPSS,Aerial Inspection,Ground Inspection,Non-Pole Backlog, | EPSS Aerial Inspection Ground Inspection Non-Pole Backlog | EPSS Aerial Inspection Ground Inspection Non-Pole Backlog | EPSS,Aerial Inspection,Ground Inspection, | EPSS Aerial Inspection Ground Inspection | EPSS Aerial Inspection Ground Inspection |  |  |  | , | FALSE
KESWICK 1101CB | EPSS | EPSS | EPSS | [6 empty] | Expulsion Fuse Replacement | [9 empty] | Ground Inspection | [19 empty] | EPSS,Expulsion Fuse Replacement, | EPSS Expulsion Fuse Replacement | EPSS Expulsion Fuse Replacement | EPSS,Ground Inspection, | EPSS Ground Inspection | EPSS Ground Inspection | EPSS, | EPSS | EPSS |  |  |  | , | FALSE
WEST POINT 110236676 | EPSS | EPSS | EPSS | [6 empty] | Expulsion Fuse Replacement | Expulsion Fuse Replacement |  |  |  |  | Aerial Inspection | Aerial Inspection | Aerial Inspection |  | Ground Inspection | Ground Inspection | Non-Pole Backlog | Non-Pole Backlog | Non-Pole Backlog |  | Tree Removal | Tree Removal | [9 empty] | Pole Backlog | Pole Backlog | Pole Backlog | EPSS,Expulsion Fuse Replacement,Aerial Inspection,Non-Pole Backlog,Pole Backlog, | EPSS Expulsion Fuse Replacement Aerial Inspection Non-Pole Backlog Pole Backlog | EPSS Expulsion Fuse Replacement Aerial Inspection Non-Pole Backlog Pole Backlog | EPSS,Expulsion Fuse Replacement,Aerial Inspection,Ground Inspection,Non-Pole Backlog,Tree Removal,Pole Backlog, | EPSS Expulsion Fuse Replacement Aerial Inspection Ground Inspection Non-Pole Backlog Tree Removal Pole Backlog | EPSS Expulsion Fuse Replacement Aerial Inspection Ground Inspection Non-Pole Backlog Tree Removal Pole Backlog | EPSS,Aerial Inspection,Ground Inspection,Non-Pole Backlog,Tree Removal,Pole Backlog, | EPSS Aerial Inspection Ground Inspection Non-Pole Backlog Tree Removal Pole Backlog | EPSS Aerial Inspection Ground Inspection Non-Pole Backlog Tree Removal Pole Backlog |  |  |  | , | FALSE
NOTRE DAME 1104176446 | EPSS | EPSS | EPSS |  |  | Undergrounding | [6 empty] | Surge Arrestor Replacement |  |  | Aerial Inspection | Aerial Inspection | Aerial Inspection |  | Ground Inspection | Ground Inspection | Non-Pole Backlog | Non-Pole Backlog |  |  |  |  | Down Conductor Detection (DCD) | [11 empty] | EPSS,Surge Arrestor Replacement,Aerial Inspection,Non-Pole Backlog,Down Conductor Detection (DCD), | EPSS Surge Arrestor Replacement Aerial Inspection Non-Pole Backlog Down Conductor Detection (DCD) | EPSS Surge Arrestor Replacement Aerial Inspection Non-Pole Backlog Down Conductor Detection (DCD) | EPSS,Aerial Inspection,Ground Inspection,Non-Pole Backlog, | EPSS Aerial Inspection Ground Inspection Non-Pole Backlog | EPSS Aerial Inspection Ground Inspection Non-Pole Backlog | EPSS,Undergrounding,Aerial Inspection,Ground Inspection, | EPSS Undergrounding Aerial Inspection Ground Inspection | EPSS Undergrounding Aerial Inspection Ground Inspection |  |  |  | , | FALSE
HIGHLANDS 1103287766 | EPSS | EPSS | EPSS | [6 empty] | Expulsion Fuse Replacement | [5 empty] | Aerial Inspection | Aerial Inspection | Aerial Inspection | Ground Inspection | Ground Inspection | Ground Inspection | Non-Pole Backlog | Non-Pole Backlog | Non-Pole Backlog | [13 empty] | Pole Backlog | Pole Backlog | EPSS,Expulsion Fuse Replacement,Aerial Inspection,Ground Inspection,Non-Pole Backlog, | EPSS Expulsion Fuse Replacement Aerial Inspection Ground Inspection Non-Pole Backlog | EPSS Expulsion Fuse Replacement Aerial Inspection Ground Inspection Non-Pole Backlog | EPSS,Aerial Inspection,Ground Inspection,Non-Pole Backlog,Pole Backlog, | EPSS Aerial Inspection Ground Inspection Non-Pole Backlog Pole Backlog | EPSS Aerial Inspection Ground Inspection Non-Pole Backlog Pole Backlog | EPSS,Aerial Inspection,Ground Inspection,Non-Pole Backlog,Pole Backlog, | EPSS Aerial Inspection Ground Inspection Non-Pole Backlog Pole Backlog | EPSS Aerial Inspection Ground Inspection Non-Pole Backlog Pole Backlog |  |  |  | , | FALSE
KANAKA 1101859138 | EPSS | EPSS | EPSS | [12 empty] | Aerial Inspection |  | Aerial Inspection |  | Ground Inspection | Ground Inspection | Non-Pole Backlog | Non-Pole Backlog | [7 empty] | Line Sensors | [7 empty] | Pole Backlog | EPSS,Aerial Inspection,Non-Pole Backlog,Line Sensors, | EPSS Aerial Inspection Non-Pole Backlog Line Sensors | EPSS Aerial Inspection Non-Pole Backlog Line Sensors | EPSS,Ground Inspection,Non-Pole Backlog, | EPSS Ground Inspection Non-Pole Backlog | EPSS Ground Inspection Non-Pole Backlog | EPSS,Aerial Inspection,Ground Inspection,Pole Backlog, | EPSS Aerial Inspection Ground Inspection Pole Backlog | EPSS Aerial Inspection Ground Inspection Pole Backlog |  |  |  | , | FALSE
ORO FINO 1101CB | EPSS | EPSS | EPSS |  |  | Undergrounding |  |  |  |  | Expulsion Fuse Replacement | Expulsion Fuse Replacement |  |  |  | Aerial Inspection | Aerial Inspection | Aerial Inspection |  | Ground Inspection | Ground Inspection | Non-Pole Backlog | Non-Pole Backlog | Non-Pole Backlog |  | Tree Removal | Tree Removal | [9 empty] | Pole Backlog | Pole Backlog | Pole Backlog | EPSS,Aerial Inspection,Non-Pole Backlog,Pole Backlog, | EPSS Aerial Inspection Non-Pole Backlog Pole Backlog | EPSS Aerial Inspection Non-Pole Backlog Pole Backlog | EPSS,Expulsion Fuse Replacement,Aerial Inspection,Ground Inspection,Non-Pole Backlog,Tree Removal,Pole Backlog, | EPSS Expulsion Fuse Replacement Aerial Inspection Ground Inspection Non-Pole Backlog Tree Removal Pole Backlog | EPSS Expulsion Fuse Replacement Aerial Inspection Ground Inspection Non-Pole Backlog Tree Removal Pole Backlog | EPSS,Undergrounding,Expulsion Fuse Replacement,Aerial Inspection,Ground Inspection,Non-Pole Backlog,Tree Removal,Pole Backlog, | EPSS Undergrounding Expulsion Fuse Replacement Aerial Inspection Ground Inspection Non-Pole Backlog Tree Removal Pole Backlog | EPSS Undergrounding Expulsion Fuse Replacement Aerial Inspection Ground Inspection Non-Pole Backlog Tree Removal Pole Backlog |  |  |  | , | FALSE
PARADISE 1105829194 | EPSS | EPSS | EPSS |  | Undergrounding | [6 empty] | Expulsion Fuse Replacement |  |  |  | Aerial Inspection | Aerial Inspection | Aerial Inspection |  | Ground Inspection | Ground Inspection | Non-Pole Backlog | Non-Pole Backlog | Non-Pole Backlog |  |  |  | Down Conductor Detection (DCD) | [8 empty] | Pole Backlog | Pole Backlog | Pole Backlog | EPSS,Aerial Inspection,Non-Pole Backlog,Down Conductor Detection (DCD),Pole Backlog, | EPSS Aerial Inspection Non-Pole Backlog Down Conductor Detection (DCD) Pole Backlog | EPSS Aerial Inspection Non-Pole Backlog Down Conductor Detection (DCD) Pole Backlog | EPSS,Undergrounding,Aerial Inspection,Ground Inspection,Non-Pole Backlog,Pole Backlog, | EPSS Undergrounding Aerial Inspection Ground Inspection Non-Pole Backlog Pole Backlog | EPSS Undergrounding Aerial Inspection Ground Inspection Non-Pole Backlog Pole Backlog | EPSS,Expulsion Fuse Replacement,Aerial Inspection,Ground Inspection,Non-Pole Backlog,Pole Backlog, | EPSS Expulsion Fuse Replacement Aerial Inspection Ground Inspection Non-Pole Backlog Pole Backlog | EPSS Expulsion Fuse Replacement Aerial Inspection Ground Inspection Non-Pole Backlog Pole Backlog |  |  |  | , | FALSE
MIDDLETOWN 1101959140 | EPSS | EPSS | EPSS | [6 empty] | Expulsion Fuse Replacement | [5 empty] | Aerial Inspection | Aerial Inspection | Aerial Inspection | Ground Inspection | Ground Inspection | Ground Inspection | Non-Pole Backlog | [17 empty] | EPSS,Expulsion Fuse Replacement,Aerial Inspection,Ground Inspection,Non-Pole Backlog, | EPSS Expulsion Fuse Replacement Aerial Inspection Ground Inspection Non-Pole Backlog | EPSS Expulsion Fuse Replacement Aerial Inspection Ground Inspection Non-Pole Backlog | EPSS,Aerial Inspection,Ground Inspection, | EPSS Aerial Inspection Ground Inspection | EPSS Aerial Inspection Ground Inspection | EPSS,Aerial Inspection,Ground Inspection, | EPSS Aerial Inspection Ground Inspection | EPSS Aerial Inspection Ground Inspection |  |  |  | , | FALSE
PINE GROVE 1102CB | EPSS | EPSS | EPSS | [6 empty] | Expulsion Fuse Replacement | Expulsion Fuse Replacement | [5 empty] | Aerial Inspection | Aerial Inspection | Ground Inspection |  | Ground Inspection | Non-Pole Backlog | Non-Pole Backlog | Non-Pole Backlog |  |  | Tree Removal | [9 empty] | Pole Backlog | Pole Backlog | Pole Backlog | EPSS,Expulsion Fuse Replacement,Ground Inspection,Non-Pole Backlog,Pole Backlog, | EPSS Expulsion Fuse Replacement Ground Inspection Non-Pole Backlog Pole Backlog | EPSS Expulsion Fuse Replacement Ground Inspection Non-Pole Backlog Pole Backlog | EPSS,Expulsion Fuse Replacement,Aerial Inspection,Non-Pole Backlog,Pole Backlog, | EPSS Expulsion Fuse Replacement Aerial Inspection Non-Pole Backlog Pole Backlog | EPSS Expulsion Fuse Replacement Aerial Inspection Non-Pole Backlog Pole Backlog | EPSS,Aerial Inspection,Ground Inspection,Non-Pole Backlog,Tree Removal,Pole Backlog, | EPSS Aerial Inspection Ground Inspection Non-Pole Backlog Tree Removal Pole Backlog | EPSS Aerial Inspection Ground Inspection Non-Pole Backlog Tree Removal Pole Backlog |  |  |  | , | FALSE
PIKE CITY 1102CB | EPSS | EPSS | EPSS | [6 empty] | Expulsion Fuse Replacement | [5 empty] | Aerial Inspection | Aerial Inspection | Aerial Inspection |  | Ground Inspection | Ground Inspection | Non-Pole Backlog | Non-Pole Backlog | Non-Pole Backlog | [10 empty] | Line Removal |  | Pole Backlog | Pole Backlog | Pole Backlog | EPSS,Expulsion Fuse Replacement,Aerial Inspection,Non-Pole Backlog,Pole Backlog, | EPSS Expulsion Fuse Replacement Aerial Inspection Non-Pole Backlog Pole Backlog | EPSS Expulsion Fuse Replacement Aerial Inspection Non-Pole Backlog Pole Backlog | EPSS,Aerial Inspection,Ground Inspection,Non-Pole Backlog,Line Removal,Pole Backlog, | EPSS Aerial Inspection Ground Inspection Non-Pole Backlog Line Removal Pole Backlog | EPSS Aerial Inspection Ground Inspection Non-Pole Backlog Line Removal Pole Backlog | EPSS,Aerial Inspection,Ground Inspection,Non-Pole Backlog,Pole Backlog, | EPSS Aerial Inspection Ground Inspection Non-Pole Backlog Pole Backlog | EPSS Aerial Inspection Ground Inspection Non-Pole Backlog Pole Backlog |  |  |  | , | FALSE
HIGHLANDS 1101CB | EPSS | EPSS | EPSS | [13 empty] | Aerial Inspection |  | Ground Inspection |  |  |  |  | Non-Pole Backlog | [15 empty] | EPSS,Ground Inspection, | EPSS Ground Inspection | EPSS Ground Inspection | EPSS,Aerial Inspection, | EPSS Aerial Inspection | EPSS Aerial Inspection | EPSS,Non-Pole Backlog, | EPSS Non-Pole Backlog | EPSS Non-Pole Backlog |  |  |  | , | FALSE
WEST POINT 11024788 | EPSS | EPSS | EPSS |  |  | Undergrounding |  |  |  | Expulsion Fuse Replacement | Expulsion Fuse Replacement | Expulsion Fuse Replacement |  |  |  | Aerial Inspection | Aerial Inspection | Aerial Inspection | Ground Inspection | Ground Inspection | Ground Inspection | Non-Pole Backlog | Non-Pole Backlog | Non-Pole Backlog | Tree Removal | Tree Removal | Tree Removal | [9 empty] | Pole Backlog | Pole Backlog | Pole Backlog | EPSS,Expulsion Fuse Replacement,Aerial Inspection,Ground Inspection,Non-Pole Backlog,Tree Removal,Pole Backlog, | EPSS Expulsion Fuse Replacement Aerial Inspection Ground Inspection Non-Pole Backlog Tree Removal Pole Backlog | EPSS Expulsion Fuse Replacement Aerial Inspection Ground Inspection Non-Pole Backlog Tree Removal Pole Backlog | EPSS,Expulsion Fuse Replacement,Aerial Inspection,Ground Inspection,Non-Pole Backlog,Tree Removal,Pole Backlog, | EPSS Expulsion Fuse Replacement Aerial Inspection Ground Inspection Non-Pole Backlog Tree Removal Pole Backlog | EPSS Expulsion Fuse Replacement Aerial Inspection Ground Inspection Non-Pole Backlog Tree Removal Pole Backlog | EPSS,Undergrounding,Expulsion Fuse Replacement,Aerial Inspection,Ground Inspection,Non-Pole Backlog,Tree Removal,Pole Backlog, | EPSS Undergrounding Expulsion Fuse Replacement Aerial Inspection Ground Inspection Non-Pole Backlog Tree Removal Pole Backlog | EPSS Undergrounding Expulsion Fuse Replacement Aerial Inspection Ground Inspection Non-Pole Backlog Tree Removal Pole Backlog |  | Line Removal |  | ,Line Removal, | Line Removal | Line Removal
MOUNTAIN QUARRIES 21012422 | EPSS | EPSS | EPSS | [7 empty] | Expulsion Fuse Replacement |  |  |  |  | Aerial Inspection | Aerial Inspection | Aerial Inspection | Ground Inspection | Ground Inspection | Ground Inspection | Non-Pole Backlog | Non-Pole Backlog | Non-Pole Backlog |  |  |  | Down Conductor Detection (DCD) | [8 empty] | Pole Backlog | Pole Backlog | Pole Backlog | EPSS,Aerial Inspection,Ground Inspection,Non-Pole Backlog,Down Conductor Detection (DCD),Pole Backlog, | EPSS Aerial Inspection Ground Inspection Non-Pole Backlog Down Conductor Detection (DCD) Pole Backlog | EPSS Aerial Inspection Ground Inspection Non-Pole Backlog Down Conductor Detection (DCD) Pole Backlog | EPSS,Expulsion Fuse Replacement,Aerial Inspection,Ground Inspection,Non-Pole Backlog,Pole Backlog, | EPSS Expulsion Fuse Replacement Aerial Inspection Ground Inspection Non-Pole Backlog Pole Backlog | EPSS Expulsion Fuse Replacement Aerial Inspection Ground Inspection Non-Pole Backlog Pole Backlog | EPSS,Aerial Inspection,Ground Inspection,Non-Pole Backlog,Pole Backlog, | EPSS Aerial Inspection Ground Inspection Non-Pole Backlog Pole Backlog | EPSS Aerial Inspection Ground Inspection Non-Pole Backlog Pole Backlog |  |  |  | , | FALSE
WEIMAR 11012058 | EPSS | EPSS | EPSS | [6 empty] | Expulsion Fuse Replacement | Expulsion Fuse Replacement | Expulsion Fuse Replacement | Surge Arrestor Replacement |  |  | Aerial Inspection | Aerial Inspection | Aerial Inspection | Ground Inspection | Ground Inspection | Ground Inspection | Non-Pole Backlog | Non-Pole Backlog | Non-Pole Backlog | [12 empty] | Pole Backlog | Pole Backlog | Pole Backlog | EPSS,Expulsion Fuse Replacement,Surge Arrestor Replacement,Aerial Inspection,Ground Inspection,Non-Pole Backlog,Pole Backlog, | EPSS Expulsion Fuse Replacement Surge Arrestor Replacement Aerial Inspection Ground Inspection Non-Pole Backlog Pole Backlog | EPSS Expulsion Fuse Replacement Surge Arrestor Replacement Aerial Inspection Ground Inspection Non-Pole Backlog Pole Backlog | EPSS,Expulsion Fuse Replacement,Aerial Inspection,Ground Inspection,Non-Pole Backlog,Pole Backlog, | EPSS Expulsion Fuse Replacement Aerial Inspection Ground Inspection Non-Pole Backlog Pole Backlog | EPSS Expulsion Fuse Replacement Aerial Inspection Ground Inspection Non-Pole Backlog Pole Backlog | EPSS,Expulsion Fuse Replacement,Aerial Inspection,Ground Inspection,Non-Pole Backlog,Pole Backlog, | EPSS Expulsion Fuse Replacement Aerial Inspection Ground Inspection Non-Pole Backlog Pole Backlog | EPSS Expulsion Fuse Replacement Aerial Inspection Ground Inspection Non-Pole Backlog Pole Backlog |  | Line Removal |  | ,Line Removal, | Line Removal | Line Removal
APPLE HILL 210251792 | EPSS | EPSS | EPSS | [6 empty] | Expulsion Fuse Replacement | Expulsion Fuse Replacement | [5 empty] | Aerial Inspection | Aerial Inspection | Ground Inspection | Ground Inspection | Ground Inspection | Non-Pole Backlog | Non-Pole Backlog | Non-Pole Backlog |  |  |  | Down Conductor Detection (DCD) | [9 empty] | Pole Backlog | Pole Backlog | EPSS,Expulsion Fuse Replacement,Ground Inspection,Non-Pole Backlog,Down Conductor Detection (DCD), | EPSS Expulsion Fuse Replacement Ground Inspection Non-Pole Backlog Down Conductor Detection (DCD) | EPSS Expulsion Fuse Replacement Ground Inspection Non-Pole Backlog Down Conductor Detection (DCD) | EPSS,Expulsion Fuse Replacement,Aerial Inspection,Ground Inspection,Non-Pole Backlog,Pole Backlog, | EPSS Expulsion Fuse Replacement Aerial Inspection Ground Inspection Non-Pole Backlog Pole Backlog | EPSS Expulsion Fuse Replacement Aerial Inspection Ground Inspection Non-Pole Backlog Pole Backlog | EPSS,Aerial Inspection,Ground Inspection,Non-Pole Backlog,Pole Backlog, | EPSS Aerial Inspection Ground Inspection Non-Pole Backlog Pole Backlog | EPSS Aerial Inspection Ground Inspection Non-Pole Backlog Pole Backlog |  |  |  | , | FALSE
HARTLEY 11014710 | EPSS | EPSS | EPSS | [6 empty] | Expulsion Fuse Replacement | [6 empty] | Aerial Inspection |  | Ground Inspection | Ground Inspection | Ground Inspection | Non-Pole Backlog | [5 empty] | Down Conductor Detection (DCD) | [11 empty] | EPSS,Expulsion Fuse Replacement,Ground Inspection,Non-Pole Backlog,Down Conductor Detection (DCD), | EPSS Expulsion Fuse Replacement Ground Inspection Non-Pole Backlog Down Conductor Detection (DCD) | EPSS Expulsion Fuse Replacement Ground Inspection Non-Pole Backlog Down Conductor Detection (DCD) | EPSS,Aerial Inspection,Ground Inspection, | EPSS Aerial Inspection Ground Inspection | EPSS Aerial Inspection Ground Inspection | EPSS,Ground Inspection, | EPSS Ground Inspection | EPSS Ground Inspection |  |  |  | , | FALSE
CALPINE 1144CB | EPSS | EPSS | EPSS | [19 empty] | Non-Pole Backlog | [16 empty] | EPSS, | EPSS | EPSS | EPSS,Non-Pole Backlog, | EPSS Non-Pole Backlog | EPSS Non-Pole Backlog | EPSS, | EPSS | EPSS |  |  |  | , | FALSE
ALLEGHANY 1101CB | EPSS | EPSS | EPSS | [7 empty] | Expulsion Fuse Replacement |  |  |  |  | Aerial Inspection |  | Aerial Inspection |  | Ground Inspection | Ground Inspection | Non-Pole Backlog | Non-Pole Backlog | Non-Pole Backlog | [12 empty] | Pole Backlog | Pole Backlog | Pole Backlog | EPSS,Aerial Inspection,Non-Pole Backlog,Pole Backlog, | EPSS Aerial Inspection Non-Pole Backlog Pole Backlog | EPSS Aerial Inspection Non-Pole Backlog Pole Backlog | EPSS,Expulsion Fuse Replacement,Ground Inspection,Non-Pole Backlog,Pole Backlog, | EPSS Expulsion Fuse Replacement Ground Inspection Non-Pole Backlog Pole Backlog | EPSS Expulsion Fuse Replacement Ground Inspection Non-Pole Backlog Pole Backlog | EPSS,Aerial Inspection,Ground Inspection,Non-Pole Backlog,Pole Backlog, | EPSS Aerial Inspection Ground Inspection Non-Pole Backlog Pole Backlog | EPSS Aerial Inspection Ground Inspection Non-Pole Backlog Pole Backlog |  |  |  | , | FALSE
TULE POWER HOUSE 1101CB | EPSS | EPSS | EPSS | [12 empty] | Aerial Inspection | Aerial Inspection | Aerial Inspection | Ground Inspection | Ground Inspection | Ground Inspection | Non-Pole Backlog | Non-Pole Backlog | [16 empty] | EPSS,Aerial Inspection,Ground Inspection,Non-Pole Backlog, | EPSS Aerial Inspection Ground Inspection Non-Pole Backlog | EPSS Aerial Inspection Ground Inspection Non-Pole Backlog | EPSS,Aerial Inspection,Ground Inspection,Non-Pole Backlog, | EPSS Aerial Inspection Ground Inspection Non-Pole Backlog | EPSS Aerial Inspection Ground Inspection Non-Pole Backlog | EPSS,Aerial Inspection,Ground Inspection, | EPSS Aerial Inspection Ground Inspection | EPSS Aerial Inspection Ground Inspection |  |  |  | , | FALSE
OAKHURST 11015490 | EPSS | EPSS | EPSS | [6 empty] | Expulsion Fuse Replacement | [5 empty] | Aerial Inspection | Aerial Inspection | Aerial Inspection | Ground Inspection | Ground Inspection | Ground Inspection | Non-Pole Backlog | Non-Pole Backlog | Non-Pole Backlog |  |  | Tree Removal |  |  |  | Line Sensors | [6 empty] | Pole Backlog | Pole Backlog | EPSS,Expulsion Fuse Replacement,Aerial Inspection,Ground Inspection,Non-Pole Backlog,Line Sensors, | EPSS Expulsion Fuse Replacement Aerial Inspection Ground Inspection Non-Pole Backlog Line Sensors | EPSS Expulsion Fuse Replacement Aerial Inspection Ground Inspection Non-Pole Backlog Line Sensors | EPSS,Aerial Inspection,Ground Inspection,Non-Pole Backlog,Pole Backlog, | EPSS Aerial Inspection Ground Inspection Non-Pole Backlog Pole Backlog | EPSS Aerial Inspection Ground Inspection Non-Pole Backlog Pole Backlog | EPSS,Aerial Inspection,Ground Inspection,Non-Pole Backlog,Tree Removal,Pole Backlog, | EPSS Aerial Inspection Ground Inspection Non-Pole Backlog Tree Removal Pole Backlog | EPSS Aerial Inspection Ground Inspection Non-Pole Backlog Tree Removal Pole Backlog |  |  |  | , | FALSE
NARROWS PH 1151CB | EPSS | EPSS | EPSS | [14 empty] | Aerial Inspection | Ground Inspection | [20 empty] | EPSS,Ground Inspection, | EPSS Ground Inspection | EPSS Ground Inspection | EPSS, | EPSS | EPSS | EPSS,Aerial Inspection, | EPSS Aerial Inspection | EPSS Aerial Inspection |  |  |  | , | FALSE
MIDDLETOWN 1101439572 | EPSS | EPSS | EPSS | [6 empty] | Expulsion Fuse Replacement | [6 empty] | Aerial Inspection | Aerial Inspection | Ground Inspection | Ground Inspection | Ground Inspection | Non-Pole Backlog | [17 empty] | EPSS,Expulsion Fuse Replacement,Ground Inspection,Non-Pole Backlog, | EPSS Expulsion Fuse Replacement Ground Inspection Non-Pole Backlog | EPSS Expulsion Fuse Replacement Ground Inspection Non-Pole Backlog | EPSS,Aerial Inspection,Ground Inspection, | EPSS Aerial Inspection Ground Inspection | EPSS Aerial Inspection Ground Inspection | EPSS,Aerial Inspection,Ground Inspection, | EPSS Aerial Inspection Ground Inspection | EPSS Aerial Inspection Ground Inspection |  |  |  | , | FALSE
MIDDLETOWN 1101352182 | EPSS | EPSS | EPSS | [12 empty] | Aerial Inspection |  | Aerial Inspection |  | Ground Inspection |  | Non-Pole Backlog | Non-Pole Backlog |  |  |  |  | Down Conductor Detection (DCD) | [9 empty] | Pole Backlog |  | EPSS,Aerial Inspection,Non-Pole Backlog,Down Conductor Detection (DCD), | EPSS Aerial Inspection Non-Pole Backlog Down Conductor Detection (DCD) | EPSS Aerial Inspection Non-Pole Backlog Down Conductor Detection (DCD) | EPSS,Ground Inspection,Non-Pole Backlog,Pole Backlog, | EPSS Ground Inspection Non-Pole Backlog Pole Backlog | EPSS Ground Inspection Non-Pole Backlog Pole Backlog | EPSS,Aerial Inspection, | EPSS Aerial Inspection | EPSS Aerial Inspection |  |  |  | , | FALSE
EL DORADO PH 210219542 | EPSS | EPSS | EPSS | [7 empty] | Expulsion Fuse Replacement | Expulsion Fuse Replacement |  |  |  |  | Aerial Inspection | Aerial Inspection | Ground Inspection | Ground Inspection | Ground Inspection | Non-Pole Backlog | Non-Pole Backlog |  |  |  |  | Down Conductor Detection (DCD) | [8 empty] | Pole Backlog | Pole Backlog | Pole Backlog | EPSS,Ground Inspection,Non-Pole Backlog,Down Conductor Detection (DCD),Pole Backlog, | EPSS Ground Inspection Non-Pole Backlog Down Conductor Detection (DCD) Pole Backlog | EPSS Ground Inspection Non-Pole Backlog Down Conductor Detection (DCD) Pole Backlog | EPSS,Expulsion Fuse Replacement,Aerial Inspection,Ground Inspection,Non-Pole Backlog,Pole Backlog, | EPSS Expulsion Fuse Replacement Aerial Inspection Ground Inspection Non-Pole Backlog Pole Backlog | EPSS Expulsion Fuse Replacement Aerial Inspection Ground Inspection Non-Pole Backlog Pole Backlog | EPSS,Expulsion Fuse Replacement,Aerial Inspection,Ground Inspection,Pole Backlog, | EPSS Expulsion Fuse Replacement Aerial Inspection Ground Inspection Pole Backlog | EPSS Expulsion Fuse Replacement Aerial Inspection Ground Inspection Pole Backlog |  |  |  | , | FALSE
MOUNTAIN QUARRIES 210192474 | EPSS | EPSS | EPSS | [9 empty] | Surge Arrestor Replacement |  |  | Aerial Inspection | Aerial Inspection | Aerial Inspection | Ground Inspection | Ground Inspection | Ground Inspection | Non-Pole Backlog | Non-Pole Backlog | Non-Pole Backlog |  |  |  | Down Conductor Detection (DCD) | [8 empty] | Pole Backlog | Pole Backlog | Pole Backlog | EPSS,Surge Arrestor Replacement,Aerial Inspection,Ground Inspection,Non-Pole Backlog,Down Conductor Detection (DCD),Pole Backlog, | EPSS Surge Arrestor Replacement Aerial Inspection Ground Inspection Non-Pole Backlog Down Conductor Detection (DCD) Pole Backlog | EPSS Surge Arrestor Replacement Aerial Inspection Ground Inspection Non-Pole Backlog Down Conductor Detection (DCD) Pole Backlog | EPSS,Aerial Inspection,Ground Inspection,Non-Pole Backlog,Pole Backlog, | EPSS Aerial Inspection Ground Inspection Non-Pole Backlog Pole Backlog | EPSS Aerial Inspection Ground Inspection Non-Pole Backlog Pole Backlog | EPSS,Aerial Inspection,Ground Inspection,Non-Pole Backlog,Pole Backlog, | EPSS Aerial Inspection Ground Inspection Non-Pole Backlog Pole Backlog | EPSS Aerial Inspection Ground Inspection Non-Pole Backlog Pole Backlog |  |  |  | , | FALSE
LOS OSITOS 21033010 | EPSS | EPSS | EPSS |  | Undergrounding | Undergrounding | [9 empty] | Aerial Inspection | Aerial Inspection | Aerial Inspection | Ground Inspection | Ground Inspection | Ground Inspection | Non-Pole Backlog | Non-Pole Backlog | Non-Pole Backlog |  |  |  |  | Down Conductor Detection (DCD) |  | Line Sensors | [5 empty] | Pole Backlog | Pole Backlog | Pole Backlog | EPSS,Aerial Inspection,Ground Inspection,Non-Pole Backlog,Line Sensors,Pole Backlog, | EPSS Aerial Inspection Ground Inspection Non-Pole Backlog Line Sensors Pole Backlog | EPSS Aerial Inspection Ground Inspection Non-Pole Backlog Line Sensors Pole Backlog | EPSS,Undergrounding,Aerial Inspection,Ground Inspection,Non-Pole Backlog,Down Conductor Detection (DCD),Pole Backlog, | EPSS Undergrounding Aerial Inspection Ground Inspection Non-Pole Backlog Down Conductor Detection (DCD) Pole Backlog | EPSS Undergrounding Aerial Inspection Ground Inspection Non-Pole Backlog Down Conductor Detection (DCD) Pole Backlog | EPSS,Undergrounding,Aerial Inspection,Ground Inspection,Non-Pole Backlog,Pole Backlog, | EPSS Undergrounding Aerial Inspection Ground Inspection Non-Pole Backlog Pole Backlog | EPSS Undergrounding Aerial Inspection Ground Inspection Non-Pole Backlog Pole Backlog |  |  |  | , | FALSE
FORESTHILL 11011802 | EPSS | EPSS | EPSS |  | Undergrounding | [5 empty] | Expulsion Fuse Replacement |  | Surge Arrestor Replacement |  |  | Aerial Inspection | Aerial Inspection | Aerial Inspection | Ground Inspection | Ground Inspection | Ground Inspection | Non-Pole Backlog | Non-Pole Backlog | Non-Pole Backlog |  | Tree Removal | Tree Removal |  | Down Conductor Detection (DCD) | [5 empty] | Line Removal |  | Pole Backlog | Pole Backlog | Pole Backlog | EPSS,Surge Arrestor Replacement,Aerial Inspection,Ground Inspection,Non-Pole Backlog,Pole Backlog, | EPSS Surge Arrestor Replacement Aerial Inspection Ground Inspection Non-Pole Backlog Pole Backlog | EPSS Surge Arrestor Replacement Aerial Inspection Ground Inspection Non-Pole Backlog Pole Backlog | EPSS,Undergrounding,Expulsion Fuse Replacement,Aerial Inspection,Ground Inspection,Non-Pole Backlog,Tree Removal,Down Conductor Detection (DCD),Line Removal,Pole Backlog, | EPSS Undergrounding Expulsion Fuse Replacement Aerial Inspection Ground Inspection Non-Pole Backlog Tree Removal Down Conductor Detection (DCD) Line Removal Pole Backlog | EPSS Undergrounding Expulsion Fuse Replacement Aerial Inspection Ground Inspection Non-Pole Backlog Tree Removal Down Conductor Detection (DCD) Line Removal Pole Backlog | EPSS,Aerial Inspection,Ground Inspection,Non-Pole Backlog,Tree Removal,Pole Backlog, | EPSS Aerial Inspection Ground Inspection Non-Pole Backlog Tree Removal Pole Backlog | EPSS Aerial Inspection Ground Inspection Non-Pole Backlog Tree Removal Pole Backlog |  |  |  | , | FALSE
SHADY GLEN 1102CB | EPSS | EPSS | EPSS | [6 empty] | Expulsion Fuse Replacement | [5 empty] | Aerial Inspection | Aerial Inspection | Aerial Inspection | Ground Inspection | Ground Inspection | Ground Inspection | Non-Pole Backlog | Non-Pole Backlog | Non-Pole Backlog |  | Tree Removal | Tree Removal | [9 empty] | Pole Backlog | Pole Backlog | Pole Backlog | EPSS,Expulsion Fuse Replacement,Aerial Inspection,Ground Inspection,Non-Pole Backlog,Pole Backlog, | EPSS Expulsion Fuse Replacement Aerial Inspection Ground Inspection Non-Pole Backlog Pole Backlog | EPSS Expulsion Fuse Replacement Aerial Inspection Ground Inspection Non-Pole Backlog Pole Backlog | EPSS,Aerial Inspection,Ground Inspection,Non-Pole Backlog,Tree Removal,Pole Backlog, | EPSS Aerial Inspection Ground Inspection Non-Pole Backlog Tree Removal Pole Backlog | EPSS Aerial Inspection Ground Inspection Non-Pole Backlog Tree Removal Pole Backlog | EPSS,Aerial Inspection,Ground Inspection,Non-Pole Backlog,Tree Removal,Pole Backlog, | EPSS Aerial Inspection Ground Inspection Non-Pole Backlog Tree Removal Pole Backlog | EPSS Aerial Inspection Ground Inspection Non-Pole Backlog Tree Removal Pole Backlog |  | Line Removal |  | ,Line Removal, | Line Removal | Line Removal
ORO FINO 11022556 | EPSS | EPSS | EPSS | [16 empty] | Ground Inspection | Ground Inspection | Non-Pole Backlog |  | Non-Pole Backlog | [15 empty] | EPSS,Non-Pole Backlog, | EPSS Non-Pole Backlog | EPSS Non-Pole Backlog | EPSS,Ground Inspection, | EPSS Ground Inspection | EPSS Ground Inspection | EPSS,Ground Inspection,Non-Pole Backlog, | EPSS Ground Inspection Non-Pole Backlog | EPSS Ground Inspection Non-Pole Backlog |  |  |  | , | FALSE
MIDDLETOWN 11014646 | EPSS | EPSS | EPSS |  |  | Undergrounding |  |  |  | Expulsion Fuse Replacement | Expulsion Fuse Replacement |  |  |  |  | Aerial Inspection | Aerial Inspection | Aerial Inspection |  | Ground Inspection | Ground Inspection | Non-Pole Backlog | Non-Pole Backlog | Non-Pole Backlog | Tree Removal | Tree Removal | Tree Removal | Down Conductor Detection (DCD) | [8 empty] | Pole Backlog | Pole Backlog | Pole Backlog | EPSS,Expulsion Fuse Replacement,Aerial Inspection,Non-Pole Backlog,Tree Removal,Down Conductor Detection (DCD),Pole Backlog, | EPSS Expulsion Fuse Replacement Aerial Inspection Non-Pole Backlog Tree Removal Down Conductor Detection (DCD) Pole Backlog | EPSS Expulsion Fuse Replacement Aerial Inspection Non-Pole Backlog Tree Removal Down Conductor Detection (DCD) Pole Backlog | EPSS,Expulsion Fuse Replacement,Aerial Inspection,Ground Inspection,Non-Pole Backlog,Tree Removal,Pole Backlog, | EPSS Expulsion Fuse Replacement Aerial Inspection Ground Inspection Non-Pole Backlog Tree Removal Pole Backlog | EPSS Expulsion Fuse Replacement Aerial Inspection Ground Inspection Non-Pole Backlog Tree Removal Pole Backlog | EPSS,Undergrounding,Aerial Inspection,Ground Inspection,Non-Pole Backlog,Tree Removal,Pole Backlog, | EPSS Undergrounding Aerial Inspection Ground Inspection Non-Pole Backlog Tree Removal Pole Backlog | EPSS Undergrounding Aerial Inspection Ground Inspection Non-Pole Backlog Tree Removal Pole Backlog |  |  | Overhead Hardening | ,Overhead Hardening, | Overhead Hardening | Overhead Hardening
OAKHURST 110310723 | EPSS | EPSS | EPSS | [27 empty] | Line Sensors | [8 empty] | EPSS,Line Sensors, | EPSS Line Sensors | EPSS Line Sensors | EPSS, | EPSS | EPSS | EPSS, | EPSS | EPSS |  |  |  | , | FALSE
CALAVERAS CEMENT 11014786 | EPSS | EPSS | EPSS | [6 empty] | Expulsion Fuse Replacement | Expulsion Fuse Replacement |  |  |  |  | Aerial Inspection | Aerial Inspection | Aerial Inspection | Ground Inspection | Ground Inspection | Ground Inspection | Non-Pole Backlog | Non-Pole Backlog | Non-Pole Backlog |  |  | Tree Removal | Down Conductor Detection (DCD) | [8 empty] | Pole Backlog | Pole Backlog | Pole Backlog | EPSS,Expulsion Fuse Replacement,Aerial Inspection,Ground Inspection,Non-Pole Backlog,Down Conductor Detection (DCD),Pole Backlog, | EPSS Expulsion Fuse Replacement Aerial Inspection Ground Inspection Non-Pole Backlog Down Conductor Detection (DCD) Pole Backlog | EPSS Expulsion Fuse Replacement Aerial Inspection Ground Inspection Non-Pole Backlog Down Conductor Detection (DCD) Pole Backlog | EPSS,Expulsion Fuse Replacement,Aerial Inspection,Ground Inspection,Non-Pole Backlog,Pole Backlog, | EPSS Expulsion Fuse Replacement Aerial Inspection Ground Inspection Non-Pole Backlog Pole Backlog | EPSS Expulsion Fuse Replacement Aerial Inspection Ground Inspection Non-Pole Backlog Pole Backlog | EPSS,Aerial Inspection,Ground Inspection,Non-Pole Backlog,Tree Removal,Pole Backlog, | EPSS Aerial Inspection Ground Inspection Non-Pole Backlog Tree Removal Pole Backlog | EPSS Aerial Inspection Ground Inspection Non-Pole Backlog Tree Removal Pole Backlog |  |  |  | , | FALSE
MIDDLETOWN 1101644756 | EPSS | EPSS | EPSS | [6 empty] | Expulsion Fuse Replacement | [5 empty] | Aerial Inspection | Aerial Inspection | Aerial Inspection | Ground Inspection | Ground Inspection | Ground Inspection | Non-Pole Backlog | Non-Pole Backlog |  |  | Tree Removal | Tree Removal | Down Conductor Detection (DCD) | [8 empty] | Pole Backlog | Pole Backlog | Pole Backlog | EPSS,Expulsion Fuse Replacement,Aerial Inspection,Ground Inspection,Non-Pole Backlog,Down Conductor Detection (DCD),Pole Backlog, | EPSS Expulsion Fuse Replacement Aerial Inspection Ground Inspection Non-Pole Backlog Down Conductor Detection (DCD) Pole Backlog | EPSS Expulsion Fuse Replacement Aerial Inspection Ground Inspection Non-Pole Backlog Down Conductor Detection (DCD) Pole Backlog | EPSS,Aerial Inspection,Ground Inspection,Non-Pole Backlog,Tree Removal,Pole Backlog, | EPSS Aerial Inspection Ground Inspection Non-Pole Backlog Tree Removal Pole Backlog | EPSS Aerial Inspection Ground Inspection Non-Pole Backlog Tree Removal Pole Backlog | EPSS,Aerial Inspection,Ground Inspection,Tree Removal,Pole Backlog, | EPSS Aerial Inspection Ground Inspection Tree Removal Pole Backlog | EPSS Aerial Inspection Ground Inspection Tree Removal Pole Backlog |  |  |  | , | FALSE
STANISLAUS 17011331 | EPSS | EPSS | EPSS | [7 empty] | Expulsion Fuse Replacement | [5 empty] | Aerial Inspection | Aerial Inspection |  | Ground Inspection | Ground Inspection | Non-Pole Backlog | [5 empty] | Down Conductor Detection (DCD) |  |  | Line Sensors | [5 empty] | Pole Backlog | Pole Backlog |  | EPSS,Non-Pole Backlog,Down Conductor Detection (DCD),Line Sensors,Pole Backlog, | EPSS Non-Pole Backlog Down Conductor Detection (DCD) Line Sensors Pole Backlog | EPSS Non-Pole Backlog Down Conductor Detection (DCD) Line Sensors Pole Backlog | EPSS,Expulsion Fuse Replacement,Aerial Inspection,Ground Inspection,Pole Backlog, | EPSS Expulsion Fuse Replacement Aerial Inspection Ground Inspection Pole Backlog | EPSS Expulsion Fuse Replacement Aerial Inspection Ground Inspection Pole Backlog | EPSS,Aerial Inspection,Ground Inspection, | EPSS Aerial Inspection Ground Inspection | EPSS Aerial Inspection Ground Inspection |  |  |  | , | FALSE
BIG BEND 1102CB | EPSS | EPSS | EPSS |  |  |  | Overhead Hardening |  | Overhead Hardening | Expulsion Fuse Replacement | [5 empty] | Aerial Inspection | Aerial Inspection | Aerial Inspection | Ground Inspection | Ground Inspection | Ground Inspection | Non-Pole Backlog | Non-Pole Backlog | Non-Pole Backlog |  |  | Tree Removal | [10 empty] | Pole Backlog |  | EPSS,Overhead Hardening,Expulsion Fuse Replacement,Aerial Inspection,Ground Inspection,Non-Pole Backlog, | EPSS Overhead Hardening Expulsion Fuse Replacement Aerial Inspection Ground Inspection Non-Pole Backlog | EPSS Overhead Hardening Expulsion Fuse Replacement Aerial Inspection Ground Inspection Non-Pole Backlog | EPSS,Aerial Inspection,Ground Inspection,Non-Pole Backlog,Pole Backlog, | EPSS Aerial Inspection Ground Inspection Non-Pole Backlog Pole Backlog | EPSS Aerial Inspection Ground Inspection Non-Pole Backlog Pole Backlog | EPSS,Overhead Hardening,Aerial Inspection,Ground Inspection,Non-Pole Backlog,Tree Removal, | EPSS Overhead Hardening Aerial Inspection Ground Inspection Non-Pole Backlog Tree Removal | EPSS Overhead Hardening Aerial Inspection Ground Inspection Non-Pole Backlog Tree Removal |  |  |  | , | FALSE
MONTICELLO 1101720 | EPSS | EPSS | EPSS | [12 empty] | Aerial Inspection | Aerial Inspection | Aerial Inspection | Ground Inspection | Ground Inspection | Ground Inspection | Non-Pole Backlog |  | Non-Pole Backlog |  |  |  |  | Down Conductor Detection (DCD) | [9 empty] | Pole Backlog | EPSS,Aerial Inspection,Ground Inspection,Non-Pole Backlog, | EPSS Aerial Inspection Ground Inspection Non-Pole Backlog | EPSS Aerial Inspection Ground Inspection Non-Pole Backlog | EPSS,Aerial Inspection,Ground Inspection,Down Conductor Detection (DCD), | EPSS Aerial Inspection Ground Inspection Down Conductor Detection (DCD) | EPSS Aerial Inspection Ground Inspection Down Conductor Detection (DCD) | EPSS,Aerial Inspection,Ground Inspection,Non-Pole Backlog,Pole Backlog, | EPSS Aerial Inspection Ground Inspection Non-Pole Backlog Pole Backlog | EPSS Aerial Inspection Ground Inspection Non-Pole Backlog Pole Backlog |  |  |  | , | FALSE
HARTLEY 1101336932 | EPSS | EPSS | EPSS | [6 empty] | Expulsion Fuse Replacement | [5 empty] | Aerial Inspection | Aerial Inspection | Aerial Inspection | Ground Inspection | Ground Inspection | Ground Inspection |  | Non-Pole Backlog | Non-Pole Backlog |  |  |  | Down Conductor Detection (DCD) | [10 empty] | Pole Backlog | EPSS,Expulsion Fuse Replacement,Aerial Inspection,Ground Inspection,Down Conductor Detection (DCD), | EPSS Expulsion Fuse Replacement Aerial Inspection Ground Inspection Down Conductor Detection (DCD) | EPSS Expulsion Fuse Replacement Aerial Inspection Ground Inspection Down Conductor Detection (DCD) | EPSS,Aerial Inspection,Ground Inspection,Non-Pole Backlog, | EPSS Aerial Inspection Ground Inspection Non-Pole Backlog | EPSS Aerial Inspection Ground Inspection Non-Pole Backlog | EPSS,Aerial Inspection,Ground Inspection,Non-Pole Backlog,Pole Backlog, | EPSS Aerial Inspection Ground Inspection Non-Pole Backlog Pole Backlog | EPSS Aerial Inspection Ground Inspection Non-Pole Backlog Pole Backlog |  |  |  | , | FALSE
APPLE HILL 11038412 | EPSS | EPSS | EPSS | [7 empty] | Expulsion Fuse Replacement |  |  |  |  | Aerial Inspection |  | Aerial Inspection | Ground Inspection | Ground Inspection | Ground Inspection | Non-Pole Backlog | Non-Pole Backlog | Non-Pole Backlog | Tree Removal | Tree Removal | Tree Removal | Down Conductor Detection (DCD) |  |  | Line Sensors | [5 empty] | Pole Backlog | Pole Backlog | Pole Backlog | EPSS,Aerial Inspection,Ground Inspection,Non-Pole Backlog,Tree Removal,Down Conductor Detection (DCD),Line Sensors,Pole Backlog, | EPSS Aerial Inspection Ground Inspection Non-Pole Backlog Tree Removal Down Conductor Detection (DCD) Line Sensors Pole Backlog | EPSS Aerial Inspection Ground Inspection Non-Pole Backlog Tree Removal Down Conductor Detection (DCD) Line Sensors Pole Backlog | EPSS,Expulsion Fuse Replacement,Ground Inspection,Non-Pole Backlog,Tree Removal,Pole Backlog, | EPSS Expulsion Fuse Replacement Ground Inspection Non-Pole Backlog Tree Removal Pole Backlog | EPSS Expulsion Fuse Replacement Ground Inspection Non-Pole Backlog Tree Removal Pole Backlog | EPSS,Aerial Inspection,Ground Inspection,Non-Pole Backlog,Tree Removal,Pole Backlog, | EPSS Aerial Inspection Ground Inspection Non-Pole Backlog Tree Removal Pole Backlog | EPSS Aerial Inspection Ground Inspection Non-Pole Backlog Tree Removal Pole Backlog |  |  |  | , | FALSE
WILDWOOD 11011576 | EPSS | EPSS | EPSS | [13 empty] | Aerial Inspection | Aerial Inspection | Ground Inspection | Ground Inspection | Ground Inspection | Non-Pole Backlog |  | Non-Pole Backlog |  |  |  | Down Conductor Detection (DCD) | [10 empty] | Pole Backlog | EPSS,Ground Inspection,Non-Pole Backlog,Down Conductor Detection (DCD), | EPSS Ground Inspection Non-Pole Backlog Down Conductor Detection (DCD) | EPSS Ground Inspection Non-Pole Backlog Down Conductor Detection (DCD) | EPSS,Aerial Inspection,Ground Inspection, | EPSS Aerial Inspection Ground Inspection | EPSS Aerial Inspection Ground Inspection | EPSS,Aerial Inspection,Ground Inspection,Non-Pole Backlog,Pole Backlog, | EPSS Aerial Inspection Ground Inspection Non-Pole Backlog Pole Backlog | EPSS Aerial Inspection Ground Inspection Non-Pole Backlog Pole Backlog |  |  |  | , | FALSE
BONNIE NOOK 1102CB | EPSS | EPSS | EPSS |  | Undergrounding | Undergrounding |  |  |  | Expulsion Fuse Replacement | Expulsion Fuse Replacement |  |  |  |  | Aerial Inspection | Aerial Inspection | Aerial Inspection | Ground Inspection | Ground Inspection | Ground Inspection | Non-Pole Backlog | Non-Pole Backlog | Non-Pole Backlog | Tree Removal | Tree Removal | Tree Removal | [7 empty] | Line Removal | Line Removal | Pole Backlog |  | Pole Backlog | EPSS,Expulsion Fuse Replacement,Aerial Inspection,Ground Inspection,Non-Pole Backlog,Tree Removal,Pole Backlog, | EPSS Expulsion Fuse Replacement Aerial Inspection Ground Inspection Non-Pole Backlog Tree Removal Pole Backlog | EPSS Expulsion Fuse Replacement Aerial Inspection Ground Inspection Non-Pole Backlog Tree Removal Pole Backlog | EPSS,Undergrounding,Expulsion Fuse Replacement,Aerial Inspection,Ground Inspection,Non-Pole Backlog,Tree Removal,Line Removal, | EPSS Undergrounding Expulsion Fuse Replacement Aerial Inspection Ground Inspection Non-Pole Backlog Tree Removal Line Removal | EPSS Undergrounding Expulsion Fuse Replacement Aerial Inspection Ground Inspection Non-Pole Backlog Tree Removal Line Removal | EPSS,Undergrounding,Aerial Inspection,Ground Inspection,Non-Pole Backlog,Tree Removal,Line Removal,Pole Backlog, | EPSS Undergrounding Aerial Inspection Ground Inspection Non-Pole Backlog Tree Removal Line Removal Pole Backlog | EPSS Undergrounding Aerial Inspection Ground Inspection Non-Pole Backlog Tree Removal Line Removal Pole Backlog |  |  |  | , | FALSE
LOS OSITOS 21037014 | EPSS | EPSS | EPSS |  | Undergrounding | Undergrounding | [6 empty] | Surge Arrestor Replacement |  |  | Aerial Inspection | Aerial Inspection | Aerial Inspection | Ground Inspection | Ground Inspection | Ground Inspection | Non-Pole Backlog | Non-Pole Backlog | Non-Pole Backlog |  |  |  |  | Down Conductor Detection (DCD) |  | Line Sensors | [5 empty] | Pole Backlog | Pole Backlog | Pole Backlog | EPSS,Surge Arrestor Replacement,Aerial Inspection,Ground Inspection,Non-Pole Backlog,Line Sensors,Pole Backlog, | EPSS Surge Arrestor Replacement Aerial Inspection Ground Inspection Non-Pole Backlog Line Sensors Pole Backlog | EPSS Surge Arrestor Replacement Aerial Inspection Ground Inspection Non-Pole Backlog Line Sensors Pole Backlog | EPSS,Undergrounding,Aerial Inspection,Ground Inspection,Non-Pole Backlog,Down Conductor Detection (DCD),Pole Backlog, | EPSS Undergrounding Aerial Inspection Ground Inspection Non-Pole Backlog Down Conductor Detection (DCD) Pole Backlog | EPSS Undergrounding Aerial Inspection Ground Inspection Non-Pole Backlog Down Conductor Detection (DCD) Pole Backlog | EPSS,Undergrounding,Aerial Inspection,Ground Inspection,Non-Pole Backlog,Pole Backlog, | EPSS Undergrounding Aerial Inspection Ground Inspection Non-Pole Backlog Pole Backlog | EPSS Undergrounding Aerial Inspection Ground Inspection Non-Pole Backlog Pole Backlog |  |  |  | , | FALSE
CORNING 110185152 | EPSS | EPSS | EPSS | [6 empty] | Expulsion Fuse Replacement | [6 empty] | Aerial Inspection | Aerial Inspection | Ground Inspection |  | Ground Inspection | Non-Pole Backlog | Non-Pole Backlog | Non-Pole Backlog |  |  |  | Down Conductor Detection (DCD) | [8 empty] | Pole Backlog | Pole Backlog | Pole Backlog | EPSS,Expulsion Fuse Replacement,Ground Inspection,Non-Pole Backlog,Down Conductor Detection (DCD),Pole Backlog, | EPSS Expulsion Fuse Replacement Ground Inspection Non-Pole Backlog Down Conductor Detection (DCD) Pole Backlog | EPSS Expulsion Fuse Replacement Ground Inspection Non-Pole Backlog Down Conductor Detection (DCD) Pole Backlog | EPSS,Aerial Inspection,Non-Pole Backlog,Pole Backlog, | EPSS Aerial Inspection Non-Pole Backlog Pole Backlog | EPSS Aerial Inspection Non-Pole Backlog Pole Backlog | EPSS,Aerial Inspection,Ground Inspection,Non-Pole Backlog,Pole Backlog, | EPSS Aerial Inspection Ground Inspection Non-Pole Backlog Pole Backlog | EPSS Aerial Inspection Ground Inspection Non-Pole Backlog Pole Backlog |  |  |  | , | FALSE
EL DORADO PH 210219562 | EPSS | EPSS | EPSS | [14 empty] | Aerial Inspection |  | Ground Inspection | Ground Inspection | Non-Pole Backlog | Non-Pole Backlog |  |  |  |  | Down Conductor Detection (DCD) | [9 empty] | Pole Backlog |  | EPSS,Non-Pole Backlog,Down Conductor Detection (DCD), | EPSS Non-Pole Backlog Down Conductor Detection (DCD) | EPSS Non-Pole Backlog Down Conductor Detection (DCD) | EPSS,Ground Inspection,Non-Pole Backlog,Pole Backlog, | EPSS Ground Inspection Non-Pole Backlog Pole Backlog | EPSS Ground Inspection Non-Pole Backlog Pole Backlog | EPSS,Aerial Inspection,Ground Inspection, | EPSS Aerial Inspection Ground Inspection | EPSS Aerial Inspection Ground Inspection |  |  |  | , | FALSE
SHINGLE SPRINGS 2108CB | EPSS | EPSS | EPSS | [13 empty] | Aerial Inspection | Aerial Inspection | Ground Inspection | Ground Inspection | Ground Inspection | Non-Pole Backlog | Non-Pole Backlog | [14 empty] | Pole Backlog |  | EPSS,Ground Inspection,Non-Pole Backlog, | EPSS Ground Inspection Non-Pole Backlog | EPSS Ground Inspection Non-Pole Backlog | EPSS,Aerial Inspection,Ground Inspection,Non-Pole Backlog,Pole Backlog, | EPSS Aerial Inspection Ground Inspection Non-Pole Backlog Pole Backlog | EPSS Aerial Inspection Ground Inspection Non-Pole Backlog Pole Backlog | EPSS,Aerial Inspection,Ground Inspection, | EPSS Aerial Inspection Ground Inspection | EPSS Aerial Inspection Ground Inspection |  |  |  | , | FALSE
APPLE HILL 110497086 | EPSS | EPSS | EPSS | [6 empty] | Expulsion Fuse Replacement | Expulsion Fuse Replacement |  | Surge Arrestor Replacement |  |  | Aerial Inspection | Aerial Inspection | Aerial Inspection | Ground Inspection | Ground Inspection | Ground Inspection | Non-Pole Backlog | Non-Pole Backlog | Non-Pole Backlog | Tree Removal | Tree Removal | Tree Removal | Down Conductor Detection (DCD) |  |  | Line Sensors | [5 empty] | Pole Backlog | Pole Backlog | Pole Backlog | EPSS,Expulsion Fuse Replacement,Surge Arrestor Replacement,Aerial Inspection,Ground Inspection,Non-Pole Backlog,Tree Removal,Down Conductor Detection (DCD),Line Sensors,Pole Backlog, | EPSS Expulsion Fuse Replacement Surge Arrestor Replacement Aerial Inspection Ground Inspection Non-Pole Backlog Tree Removal Down Conductor Detection (DCD) Line Sensors Pole Backlog | EPSS Expulsion Fuse Replacement Surge Arrestor Replacement Aerial Inspection Ground Inspection Non-Pole Backlog Tree Removal Down Conductor Detection (DCD) Line Sensors Pole Backlog | EPSS,Expulsion Fuse Replacement,Aerial Inspection,Ground Inspection,Non-Pole Backlog,Tree Removal,Pole Backlog, | EPSS Expulsion Fuse Replacement Aerial Inspection Ground Inspection Non-Pole Backlog Tree Removal Pole Backlog | EPSS Expulsion Fuse Replacement Aerial Inspection Ground Inspection Non-Pole Backlog Tree Removal Pole Backlog | EPSS,Aerial Inspection,Ground Inspection,Non-Pole Backlog,Tree Removal,Pole Backlog, | EPSS Aerial Inspection Ground Inspection Non-Pole Backlog Tree Removal Pole Backlog | EPSS Aerial Inspection Ground Inspection Non-Pole Backlog Tree Removal Pole Backlog |  |  |  | , | FALSE
CALAVERAS CEMENT 11011419 | EPSS | EPSS | EPSS | [12 empty] | Aerial Inspection | Aerial Inspection | Aerial Inspection | Ground Inspection | Ground Inspection | Ground Inspection | Non-Pole Backlog | Non-Pole Backlog | Non-Pole Backlog |  |  |  | Down Conductor Detection (DCD) | [9 empty] | Pole Backlog | Pole Backlog | EPSS,Aerial Inspection,Ground Inspection,Non-Pole Backlog,Down Conductor Detection (DCD), | EPSS Aerial Inspection Ground Inspection Non-Pole Backlog Down Conductor Detection (DCD) | EPSS Aerial Inspection Ground Inspection Non-Pole Backlog Down Conductor Detection (DCD) | EPSS,Aerial Inspection,Ground Inspection,Non-Pole Backlog,Pole Backlog, | EPSS Aerial Inspection Ground Inspection Non-Pole Backlog Pole Backlog | EPSS Aerial Inspection Ground Inspection Non-Pole Backlog Pole Backlog | EPSS,Aerial Inspection,Ground Inspection,Non-Pole Backlog,Pole Backlog, | EPSS Aerial Inspection Ground Inspection Non-Pole Backlog Pole Backlog | EPSS Aerial Inspection Ground Inspection Non-Pole Backlog Pole Backlog |  |  |  | , | FALSE
MARIPOSA 2101752630 | EPSS | EPSS | EPSS |  |  | Undergrounding |  |  |  | Expulsion Fuse Replacement |  | Expulsion Fuse Replacement |  |  |  | Aerial Inspection | Aerial Inspection | Aerial Inspection | Ground Inspection | Ground Inspection | Ground Inspection | Non-Pole Backlog | Non-Pole Backlog | Non-Pole Backlog | [12 empty] | Pole Backlog | Pole Backlog | Pole Backlog | EPSS,Expulsion Fuse Replacement,Aerial Inspection,Ground Inspection,Non-Pole Backlog,Pole Backlog, | EPSS Expulsion Fuse Replacement Aerial Inspection Ground Inspection Non-Pole Backlog Pole Backlog | EPSS Expulsion Fuse Replacement Aerial Inspection Ground Inspection Non-Pole Backlog Pole Backlog | EPSS,Aerial Inspection,Ground Inspection,Non-Pole Backlog,Pole Backlog, | EPSS Aerial Inspection Ground Inspection Non-Pole Backlog Pole Backlog | EPSS Aerial Inspection Ground Inspection Non-Pole Backlog Pole Backlog | EPSS,Undergrounding,Expulsion Fuse Replacement,Aerial Inspection,Ground Inspection,Non-Pole Backlog,Pole Backlog, | EPSS Undergrounding Expulsion Fuse Replacement Aerial Inspection Ground Inspection Non-Pole Backlog Pole Backlog | EPSS Undergrounding Expulsion Fuse Replacement Aerial Inspection Ground Inspection Non-Pole Backlog Pole Backlog |  |  |  | , | FALSE
CLEAR LAKE 1102904 | EPSS | EPSS | EPSS | [13 empty] | Aerial Inspection | Aerial Inspection | Ground Inspection | Ground Inspection | Ground Inspection | Non-Pole Backlog |  | Non-Pole Backlog |  |  |  | Down Conductor Detection (DCD) | [10 empty] | Pole Backlog | EPSS,Ground Inspection,Non-Pole Backlog,Down Conductor Detection (DCD), | EPSS Ground Inspection Non-Pole Backlog Down Conductor Detection (DCD) | EPSS Ground Inspection Non-Pole Backlog Down Conductor Detection (DCD) | EPSS,Aerial Inspection,Ground Inspection, | EPSS Aerial Inspection Ground Inspection | EPSS Aerial Inspection Ground Inspection | EPSS,Aerial Inspection,Ground Inspection,Non-Pole Backlog,Pole Backlog, | EPSS Aerial Inspection Ground Inspection Non-Pole Backlog Pole Backlog | EPSS Aerial Inspection Ground Inspection Non-Pole Backlog Pole Backlog |  |  |  | , | FALSE
PARADISE 1104954322 | EPSS | EPSS | EPSS | Undergrounding | [6 empty] | Expulsion Fuse Replacement | Expulsion Fuse Replacement | [7 empty] | Ground Inspection |  | Non-Pole Backlog | Non-Pole Backlog |  |  |  |  | Down Conductor Detection (DCD) | [11 empty] | EPSS,Undergrounding,Non-Pole Backlog,Down Conductor Detection (DCD), | EPSS Undergrounding Non-Pole Backlog Down Conductor Detection (DCD) | EPSS Undergrounding Non-Pole Backlog Down Conductor Detection (DCD) | EPSS,Expulsion Fuse Replacement,Ground Inspection,Non-Pole Backlog, | EPSS Expulsion Fuse Replacement Ground Inspection Non-Pole Backlog | EPSS Expulsion Fuse Replacement Ground Inspection Non-Pole Backlog | EPSS,Expulsion Fuse Replacement, | EPSS Expulsion Fuse Replacement | EPSS Expulsion Fuse Replacement |  |  |  | , | FALSE
TASSAJARA 2112791386 | EPSS | EPSS | EPSS | [16 empty] | Ground Inspection |  | Non-Pole Backlog | [17 empty] | EPSS,Non-Pole Backlog, | EPSS Non-Pole Backlog | EPSS Non-Pole Backlog | EPSS,Ground Inspection, | EPSS Ground Inspection | EPSS Ground Inspection | EPSS, | EPSS | EPSS |  |  |  | , | FALSE
SILVERADO 2104726 | EPSS | EPSS | EPSS | [12 empty] | Aerial Inspection | Aerial Inspection | Aerial Inspection | Ground Inspection | Ground Inspection | [6 empty] | Tree Removal | [9 empty] | Pole Backlog |  |  | EPSS,Aerial Inspection,Ground Inspection,Pole Backlog, | EPSS Aerial Inspection Ground Inspection Pole Backlog | EPSS Aerial Inspection Ground Inspection Pole Backlog | EPSS,Aerial Inspection,Ground Inspection, | EPSS Aerial Inspection Ground Inspection | EPSS Aerial Inspection Ground Inspection | EPSS,Aerial Inspection,Tree Removal, | EPSS Aerial Inspection Tree Removal | EPSS Aerial Inspection Tree Removal | Undergrounding |  | Overhead Hardening | Undergrounding,Overhead Hardening, | Undergrounding Overhead Hardening | Undergrounding Overhead Hardening
PINE GROVE 110213438 | EPSS | EPSS | EPSS |  | Undergrounding | Undergrounding |  | Overhead Hardening |  |  | Expulsion Fuse Replacement |  |  |  |  | Aerial Inspection | Aerial Inspection | Aerial Inspection | Ground Inspection | Ground Inspection | Ground Inspection | Non-Pole Backlog | Non-Pole Backlog | Non-Pole Backlog |  |  | Tree Removal | Down Conductor Detection (DCD) | [8 empty] | Pole Backlog | Pole Backlog | Pole Backlog | EPSS,Aerial Inspection,Ground Inspection,Non-Pole Backlog,Down Conductor Detection (DCD),Pole Backlog, | EPSS Aerial Inspection Ground Inspection Non-Pole Backlog Down Conductor Detection (DCD) Pole Backlog | EPSS Aerial Inspection Ground Inspection Non-Pole Backlog Down Conductor Detection (DCD) Pole Backlog | EPSS,Undergrounding,Overhead Hardening,Expulsion Fuse Replacement,Aerial Inspection,Ground Inspection,Non-Pole Backlog,Pole Backlog, | EPSS Undergrounding Overhead Hardening Expulsion Fuse Replacement Aerial Inspection Ground Inspection Non-Pole Backlog Pole Backlog | EPSS Undergrounding Overhead Hardening Expulsion Fuse Replacement Aerial Inspection Ground Inspection Non-Pole Backlog Pole Backlog | EPSS,Undergrounding,Aerial Inspection,Ground Inspection,Non-Pole Backlog,Tree Removal,Pole Backlog, | EPSS Undergrounding Aerial Inspection Ground Inspection Non-Pole Backlog Tree Removal Pole Backlog | EPSS Undergrounding Aerial Inspection Ground Inspection Non-Pole Backlog Tree Removal Pole Backlog |  |  |  | , | FALSE
BEAR VALLEY 2101CB | EPSS | EPSS | EPSS | [9 empty] | Surge Arrestor Replacement |  |  | Aerial Inspection | Aerial Inspection | Aerial Inspection |  | Ground Inspection | Ground Inspection | Non-Pole Backlog | Non-Pole Backlog | Non-Pole Backlog | [12 empty] | Pole Backlog | Pole Backlog | Pole Backlog | EPSS,Surge Arrestor Replacement,Aerial Inspection,Non-Pole Backlog,Pole Backlog, | EPSS Surge Arrestor Replacement Aerial Inspection Non-Pole Backlog Pole Backlog | EPSS Surge Arrestor Replacement Aerial Inspection Non-Pole Backlog Pole Backlog | EPSS,Aerial Inspection,Ground Inspection,Non-Pole Backlog,Pole Backlog, | EPSS Aerial Inspection Ground Inspection Non-Pole Backlog Pole Backlog | EPSS Aerial Inspection Ground Inspection Non-Pole Backlog Pole Backlog | EPSS,Aerial Inspection,Ground Inspection,Non-Pole Backlog,Pole Backlog, | EPSS Aerial Inspection Ground Inspection Non-Pole Backlog Pole Backlog | EPSS Aerial Inspection Ground Inspection Non-Pole Backlog Pole Backlog |  |  |  | , | FALSE
WEST POINT 11021305 | EPSS | EPSS | EPSS | [7 empty] | Expulsion Fuse Replacement |  |  |  |  | Aerial Inspection | Aerial Inspection | Aerial Inspection |  | Ground Inspection | Ground Inspection | Non-Pole Backlog |  | Non-Pole Backlog |  |  | Tree Removal | Down Conductor Detection (DCD) | [10 empty] | Pole Backlog | EPSS,Aerial Inspection,Non-Pole Backlog,Down Conductor Detection (DCD), | EPSS Aerial Inspection Non-Pole Backlog Down Conductor Detection (DCD) | EPSS Aerial Inspection Non-Pole Backlog Down Conductor Detection (DCD) | EPSS,Expulsion Fuse Replacement,Aerial Inspection,Ground Inspection, | EPSS Expulsion Fuse Replacement Aerial Inspection Ground Inspection | EPSS Expulsion Fuse Replacement Aerial Inspection Ground Inspection | EPSS,Aerial Inspection,Ground Inspection,Non-Pole Backlog,Tree Removal,Pole Backlog, | EPSS Aerial Inspection Ground Inspection Non-Pole Backlog Tree Removal Pole Backlog | EPSS Aerial Inspection Ground Inspection Non-Pole Backlog Tree Removal Pole Backlog |  |  |  | , | FALSE
WISHON 1101CB | EPSS | EPSS | EPSS | [12 empty] | Aerial Inspection |  | Aerial Inspection |  | Ground Inspection | [19 empty] | EPSS,Aerial Inspection, | EPSS Aerial Inspection | EPSS Aerial Inspection | EPSS,Ground Inspection, | EPSS Ground Inspection | EPSS Ground Inspection | EPSS,Aerial Inspection, | EPSS Aerial Inspection | EPSS Aerial Inspection |  |  |  | , | FALSE
SHADY GLEN 110151696 | EPSS | EPSS | EPSS | [13 empty] | Aerial Inspection | Aerial Inspection | Ground Inspection | Ground Inspection | Ground Inspection | Non-Pole Backlog | [6 empty] | Down Conductor Detection (DCD) |  | Line Sensors | [5 empty] | Pole Backlog |  |  | EPSS,Ground Inspection,Non-Pole Backlog,Line Sensors,Pole Backlog, | EPSS Ground Inspection Non-Pole Backlog Line Sensors Pole Backlog | EPSS Ground Inspection Non-Pole Backlog Line Sensors Pole Backlog | EPSS,Aerial Inspection,Ground Inspection,Down Conductor Detection (DCD), | EPSS Aerial Inspection Ground Inspection Down Conductor Detection (DCD) | EPSS Aerial Inspection Ground Inspection Down Conductor Detection (DCD) | EPSS,Aerial Inspection,Ground Inspection, | EPSS Aerial Inspection Ground Inspection | EPSS Aerial Inspection Ground Inspection |  |  |  | , | FALSE
GIRVAN 11019732 | EPSS | EPSS | EPSS | [7 empty] | Expulsion Fuse Replacement |  |  |  |  | Aerial Inspection | Aerial Inspection | Aerial Inspection | Ground Inspection | Ground Inspection | Ground Inspection | Non-Pole Backlog | Non-Pole Backlog |  |  |  |  | Down Conductor Detection (DCD) | [8 empty] | Pole Backlog | Pole Backlog | Pole Backlog | EPSS,Aerial Inspection,Ground Inspection,Non-Pole Backlog,Down Conductor Detection (DCD),Pole Backlog, | EPSS Aerial Inspection Ground Inspection Non-Pole Backlog Down Conductor Detection (DCD) Pole Backlog | EPSS Aerial Inspection Ground Inspection Non-Pole Backlog Down Conductor Detection (DCD) Pole Backlog | EPSS,Expulsion Fuse Replacement,Aerial Inspection,Ground Inspection,Non-Pole Backlog,Pole Backlog, | EPSS Expulsion Fuse Replacement Aerial Inspection Ground Inspection Non-Pole Backlog Pole Backlog | EPSS Expulsion Fuse Replacement Aerial Inspection Ground Inspection Non-Pole Backlog Pole Backlog | EPSS,Aerial Inspection,Ground Inspection,Pole Backlog, | EPSS Aerial Inspection Ground Inspection Pole Backlog | EPSS Aerial Inspection Ground Inspection Pole Backlog |  |  |  | , | FALSE
ANTLER 11011376 | EPSS | EPSS | EPSS | [7 empty] | Expulsion Fuse Replacement |  | Surge Arrestor Replacement |  |  | Aerial Inspection | Aerial Inspection | Aerial Inspection | Ground Inspection | Ground Inspection | Ground Inspection | Non-Pole Backlog | Non-Pole Backlog | Non-Pole Backlog |  |  | Tree Removal | Down Conductor Detection (DCD) |  |  | Line Sensors | [6 empty] | Pole Backlog | Pole Backlog | EPSS,Surge Arrestor Replacement,Aerial Inspection,Ground Inspection,Non-Pole Backlog,Down Conductor Detection (DCD),Line Sensors, | EPSS Surge Arrestor Replacement Aerial Inspection Ground Inspection Non-Pole Backlog Down Conductor Detection (DCD) Line Sensors | EPSS Surge Arrestor Replacement Aerial Inspection Ground Inspection Non-Pole Backlog Down Conductor Detection (DCD) Line Sensors | EPSS,Expulsion Fuse Replacement,Aerial Inspection,Ground Inspection,Non-Pole Backlog,Pole Backlog, | EPSS Expulsion Fuse Replacement Aerial Inspection Ground Inspection Non-Pole Backlog Pole Backlog | EPSS Expulsion Fuse Replacement Aerial Inspection Ground Inspection Non-Pole Backlog Pole Backlog | EPSS,Aerial Inspection,Ground Inspection,Non-Pole Backlog,Tree Removal,Pole Backlog, | EPSS Aerial Inspection Ground Inspection Non-Pole Backlog Tree Removal Pole Backlog | EPSS Aerial Inspection Ground Inspection Non-Pole Backlog Tree Removal Pole Backlog |  |  |  | , | FALSE
MIDDLETOWN 1101614 | EPSS | EPSS | EPSS | [7 empty] | Expulsion Fuse Replacement | [6 empty] | Aerial Inspection |  | Ground Inspection |  | Non-Pole Backlog |  | Non-Pole Backlog |  |  |  | Down Conductor Detection (DCD) | [9 empty] | Pole Backlog | Pole Backlog | EPSS,Non-Pole Backlog,Down Conductor Detection (DCD), | EPSS Non-Pole Backlog Down Conductor Detection (DCD) | EPSS Non-Pole Backlog Down Conductor Detection (DCD) | EPSS,Expulsion Fuse Replacement,Ground Inspection,Pole Backlog, | EPSS Expulsion Fuse Replacement Ground Inspection Pole Backlog | EPSS Expulsion Fuse Replacement Ground Inspection Pole Backlog | EPSS,Aerial Inspection,Non-Pole Backlog,Pole Backlog, | EPSS Aerial Inspection Non-Pole Backlog Pole Backlog | EPSS Aerial Inspection Non-Pole Backlog Pole Backlog |  |  |  | , | FALSE
KANAKA 1101CB | EPSS | EPSS | EPSS | Undergrounding |  |  | Overhead Hardening |  | Overhead Hardening |  |  | Expulsion Fuse Replacement |  |  |  | Aerial Inspection | Aerial Inspection | Aerial Inspection | Ground Inspection | Ground Inspection | Ground Inspection | Non-Pole Backlog | Non-Pole Backlog | Non-Pole Backlog | Tree Removal | Tree Removal | Tree Removal |  |  |  | Line Sensors | [6 empty] | Pole Backlog | Pole Backlog | EPSS,Undergrounding,Overhead Hardening,Aerial Inspection,Ground Inspection,Non-Pole Backlog,Tree Removal,Line Sensors, | EPSS Undergrounding Overhead Hardening Aerial Inspection Ground Inspection Non-Pole Backlog Tree Removal Line Sensors | EPSS Undergrounding Overhead Hardening Aerial Inspection Ground Inspection Non-Pole Backlog Tree Removal Line Sensors | EPSS,Aerial Inspection,Ground Inspection,Non-Pole Backlog,Tree Removal,Pole Backlog, | EPSS Aerial Inspection Ground Inspection Non-Pole Backlog Tree Removal Pole Backlog | EPSS Aerial Inspection Ground Inspection Non-Pole Backlog Tree Removal Pole Backlog | EPSS,Overhead Hardening,Expulsion Fuse Replacement,Aerial Inspection,Ground Inspection,Non-Pole Backlog,Tree Removal,Pole Backlog, | EPSS Overhead Hardening Expulsion Fuse Replacement Aerial Inspection Ground Inspection Non-Pole Backlog Tree Removal Pole Backlog | EPSS Overhead Hardening Expulsion Fuse Replacement Aerial Inspection Ground Inspection Non-Pole Backlog Tree Removal Pole Backlog | Undergrounding |  | Overhead Hardening | Undergrounding,Overhead Hardening, | Undergrounding Overhead Hardening | Undergrounding Overhead Hardening
WEST POINT 11024790 | EPSS | EPSS | EPSS | [6 empty] | Expulsion Fuse Replacement | Expulsion Fuse Replacement |  | Surge Arrestor Replacement |  |  | Aerial Inspection | Aerial Inspection | Aerial Inspection | Ground Inspection | Ground Inspection | Ground Inspection | Non-Pole Backlog | Non-Pole Backlog | Non-Pole Backlog | Tree Removal | Tree Removal | Tree Removal | [9 empty] | Pole Backlog | Pole Backlog | Pole Backlog | EPSS,Expulsion Fuse Replacement,Surge Arrestor Replacement,Aerial Inspection,Ground Inspection,Non-Pole Backlog,Tree Removal,Pole Backlog, | EPSS Expulsion Fuse Replacement Surge Arrestor Replacement Aerial Inspection Ground Inspection Non-Pole Backlog Tree Removal Pole Backlog | EPSS Expulsion Fuse Replacement Surge Arrestor Replacement Aerial Inspection Ground Inspection Non-Pole Backlog Tree Removal Pole Backlog | EPSS,Expulsion Fuse Replacement,Aerial Inspection,Ground Inspection,Non-Pole Backlog,Tree Removal,Pole Backlog, | EPSS Expulsion Fuse Replacement Aerial Inspection Ground Inspection Non-Pole Backlog Tree Removal Pole Backlog | EPSS Expulsion Fuse Replacement Aerial Inspection Ground Inspection Non-Pole Backlog Tree Removal Pole Backlog | EPSS,Aerial Inspection,Ground Inspection,Non-Pole Backlog,Tree Removal,Pole Backlog, | EPSS Aerial Inspection Ground Inspection Non-Pole Backlog Tree Removal Pole Backlog | EPSS Aerial Inspection Ground Inspection Non-Pole Backlog Tree Removal Pole Backlog |  | Line Removal |  | ,Line Removal, | Line Removal | Line Removal
WEIMAR 1101CB | EPSS | EPSS | EPSS | [7 empty] | Expulsion Fuse Replacement | Expulsion Fuse Replacement |  |  |  |  | Aerial Inspection | Aerial Inspection | Ground Inspection | Ground Inspection | Ground Inspection | Non-Pole Backlog | Non-Pole Backlog | [13 empty] | Pole Backlog |  |  | EPSS,Ground Inspection,Non-Pole Backlog,Pole Backlog, | EPSS Ground Inspection Non-Pole Backlog Pole Backlog | EPSS Ground Inspection Non-Pole Backlog Pole Backlog | EPSS,Expulsion Fuse Replacement,Aerial Inspection,Ground Inspection,Non-Pole Backlog, | EPSS Expulsion Fuse Replacement Aerial Inspection Ground Inspection Non-Pole Backlog | EPSS Expulsion Fuse Replacement Aerial Inspection Ground Inspection Non-Pole Backlog | EPSS,Expulsion Fuse Replacement,Aerial Inspection,Ground Inspection, | EPSS Expulsion Fuse Replacement Aerial Inspection Ground Inspection | EPSS Expulsion Fuse Replacement Aerial Inspection Ground Inspection |  |  |  | , | FALSE
MOUNTAIN QUARRIES 21011180 | EPSS | EPSS | EPSS | [7 empty] | Expulsion Fuse Replacement | [5 empty] | Aerial Inspection | Aerial Inspection | Ground Inspection | Ground Inspection | Ground Inspection | Non-Pole Backlog | Non-Pole Backlog | Non-Pole Backlog |  |  |  | Down Conductor Detection (DCD) | [8 empty] | Pole Backlog | Pole Backlog | Pole Backlog | EPSS,Ground Inspection,Non-Pole Backlog,Down Conductor Detection (DCD),Pole Backlog, | EPSS Ground Inspection Non-Pole Backlog Down Conductor Detection (DCD) Pole Backlog | EPSS Ground Inspection Non-Pole Backlog Down Conductor Detection (DCD) Pole Backlog | EPSS,Expulsion Fuse Replacement,Aerial Inspection,Ground Inspection,Non-Pole Backlog,Pole Backlog, | EPSS Expulsion Fuse Replacement Aerial Inspection Ground Inspection Non-Pole Backlog Pole Backlog | EPSS Expulsion Fuse Replacement Aerial Inspection Ground Inspection Non-Pole Backlog Pole Backlog | EPSS,Aerial Inspection,Ground Inspection,Non-Pole Backlog,Pole Backlog, | EPSS Aerial Inspection Ground Inspection Non-Pole Backlog Pole Backlog | EPSS Aerial Inspection Ground Inspection Non-Pole Backlog Pole Backlog |  |  |  | , | FALSE
MIWUK 17021808 | EPSS | EPSS | EPSS | [8 empty] | Expulsion Fuse Replacement |  |  |  | Aerial Inspection |  | Aerial Inspection |  | Ground Inspection | Ground Inspection | Non-Pole Backlog | Non-Pole Backlog | [13 empty] | Pole Backlog |  | Pole Backlog | EPSS,Aerial Inspection,Non-Pole Backlog,Pole Backlog, | EPSS Aerial Inspection Non-Pole Backlog Pole Backlog | EPSS Aerial Inspection Non-Pole Backlog Pole Backlog | EPSS,Ground Inspection,Non-Pole Backlog, | EPSS Ground Inspection Non-Pole Backlog | EPSS Ground Inspection Non-Pole Backlog | EPSS,Expulsion Fuse Replacement,Aerial Inspection,Ground Inspection,Pole Backlog, | EPSS Expulsion Fuse Replacement Aerial Inspection Ground Inspection Pole Backlog | EPSS Expulsion Fuse Replacement Aerial Inspection Ground Inspection Pole Backlog |  |  |  | , | FALSE
CALAVERAS CEMENT 11012646 | EPSS | EPSS | EPSS | [12 empty] | Aerial Inspection | Aerial Inspection | Aerial Inspection | Ground Inspection | Ground Inspection | Ground Inspection | Non-Pole Backlog | Non-Pole Backlog | Non-Pole Backlog |  |  | Tree Removal | [9 empty] | Pole Backlog | Pole Backlog | Pole Backlog | EPSS,Aerial Inspection,Ground Inspection,Non-Pole Backlog,Pole Backlog, | EPSS Aerial Inspection Ground Inspection Non-Pole Backlog Pole Backlog | EPSS Aerial Inspection Ground Inspection Non-Pole Backlog Pole Backlog | EPSS,Aerial Inspection,Ground Inspection,Non-Pole Backlog,Pole Backlog, | EPSS Aerial Inspection Ground Inspection Non-Pole Backlog Pole Backlog | EPSS Aerial Inspection Ground Inspection Non-Pole Backlog Pole Backlog | EPSS,Aerial Inspection,Ground Inspection,Non-Pole Backlog,Tree Removal,Pole Backlog, | EPSS Aerial Inspection Ground Inspection Non-Pole Backlog Tree Removal Pole Backlog | EPSS Aerial Inspection Ground Inspection Non-Pole Backlog Tree Removal Pole Backlog |  | Line Removal |  | ,Line Removal, | Line Removal | Line Removal
WEST POINT 1101CB | EPSS | EPSS | EPSS |  |  | Undergrounding |  |  |  |  | Expulsion Fuse Replacement |  |  |  |  | Aerial Inspection | Aerial Inspection | Aerial Inspection |  | Ground Inspection | Ground Inspection | Non-Pole Backlog | Non-Pole Backlog | [7 empty] | Line Sensors | [5 empty] | Pole Backlog | Pole Backlog |  | EPSS,Aerial Inspection,Non-Pole Backlog,Line Sensors,Pole Backlog, | EPSS Aerial Inspection Non-Pole Backlog Line Sensors Pole Backlog | EPSS Aerial Inspection Non-Pole Backlog Line Sensors Pole Backlog | EPSS,Expulsion Fuse Replacement,Aerial Inspection,Ground Inspection,Non-Pole Backlog,Pole Backlog, | EPSS Expulsion Fuse Replacement Aerial Inspection Ground Inspection Non-Pole Backlog Pole Backlog | EPSS Expulsion Fuse Replacement Aerial Inspection Ground Inspection Non-Pole Backlog Pole Backlog | EPSS,Undergrounding,Aerial Inspection,Ground Inspection, | EPSS Undergrounding Aerial Inspection Ground Inspection | EPSS Undergrounding Aerial Inspection Ground Inspection |  |  |  | , | FALSE
TEJON 1102732836 | EPSS | EPSS | EPSS |  | Undergrounding | Undergrounding |  |  |  | Expulsion Fuse Replacement |  |  | Surge Arrestor Replacement |  |  |  | Aerial Inspection | Aerial Inspection | Ground Inspection | Ground Inspection | Ground Inspection | Non-Pole Backlog | Non-Pole Backlog | Non-Pole Backlog |  |  |  | Down Conductor Detection (DCD) | [8 empty] | Pole Backlog | Pole Backlog |  | EPSS,Expulsion Fuse Replacement,Surge Arrestor Replacement,Ground Inspection,Non-Pole Backlog,Down Conductor Detection (DCD),Pole Backlog, | EPSS Expulsion Fuse Replacement Surge Arrestor Replacement Ground Inspection Non-Pole Backlog Down Conductor Detection (DCD) Pole Backlog | EPSS Expulsion Fuse Replacement Surge Arrestor Replacement Ground Inspection Non-Pole Backlog Down Conductor Detection (DCD) Pole Backlog | EPSS,Undergrounding,Aerial Inspection,Ground Inspection,Non-Pole Backlog,Pole Backlog, | EPSS Undergrounding Aerial Inspection Ground Inspection Non-Pole Backlog Pole Backlog | EPSS Undergrounding Aerial Inspection Ground Inspection Non-Pole Backlog Pole Backlog | EPSS,Undergrounding,Aerial Inspection,Ground Inspection,Non-Pole Backlog, | EPSS Undergrounding Aerial Inspection Ground Inspection Non-Pole Backlog | EPSS Undergrounding Aerial Inspection Ground Inspection Non-Pole Backlog |  | Line Removal |  | ,Line Removal, | Line Removal | Line Removal
STILLWATER 11021466 | EPSS | EPSS | EPSS | [7 empty] | Expulsion Fuse Replacement |  |  |  |  | Aerial Inspection | Aerial Inspection | Aerial Inspection | Ground Inspection | Ground Inspection | Ground Inspection | Non-Pole Backlog | Non-Pole Backlog | Non-Pole Backlog |  |  | Tree Removal | Down Conductor Detection (DCD) | [8 empty] | Pole Backlog | Pole Backlog | Pole Backlog | EPSS,Aerial Inspection,Ground Inspection,Non-Pole Backlog,Down Conductor Detection (DCD),Pole Backlog, | EPSS Aerial Inspection Ground Inspection Non-Pole Backlog Down Conductor Detection (DCD) Pole Backlog | EPSS Aerial Inspection Ground Inspection Non-Pole Backlog Down Conductor Detection (DCD) Pole Backlog | EPSS,Expulsion Fuse Replacement,Aerial Inspection,Ground Inspection,Non-Pole Backlog,Pole Backlog, | EPSS Expulsion Fuse Replacement Aerial Inspection Ground Inspection Non-Pole Backlog Pole Backlog | EPSS Expulsion Fuse Replacement Aerial Inspection Ground Inspection Non-Pole Backlog Pole Backlog | EPSS,Aerial Inspection,Ground Inspection,Non-Pole Backlog,Tree Removal,Pole Backlog, | EPSS Aerial Inspection Ground Inspection Non-Pole Backlog Tree Removal Pole Backlog | EPSS Aerial Inspection Ground Inspection Non-Pole Backlog Tree Removal Pole Backlog |  | Line Removal |  | ,Line Removal, | Line Removal | Line Removal
BUTTE 1105398234 | EPSS | EPSS | EPSS | [6 empty] | Expulsion Fuse Replacement | Expulsion Fuse Replacement |  | Surge Arrestor Replacement |  |  | Aerial Inspection | Aerial Inspection | Aerial Inspection | Ground Inspection | Ground Inspection | Ground Inspection | Non-Pole Backlog | Non-Pole Backlog | Non-Pole Backlog |  |  | Tree Removal | [11 empty] | Pole Backlog | EPSS,Expulsion Fuse Replacement,Surge Arrestor Replacement,Aerial Inspection,Ground Inspection,Non-Pole Backlog, | EPSS Expulsion Fuse Replacement Surge Arrestor Replacement Aerial Inspection Ground Inspection Non-Pole Backlog | EPSS Expulsion Fuse Replacement Surge Arrestor Replacement Aerial Inspection Ground Inspection Non-Pole Backlog | EPSS,Expulsion Fuse Replacement,Aerial Inspection,Ground Inspection,Non-Pole Backlog, | EPSS Expulsion Fuse Replacement Aerial Inspection Ground Inspection Non-Pole Backlog | EPSS Expulsion Fuse Replacement Aerial Inspection Ground Inspection Non-Pole Backlog | EPSS,Aerial Inspection,Ground Inspection,Non-Pole Backlog,Tree Removal,Pole Backlog, | EPSS Aerial Inspection Ground Inspection Non-Pole Backlog Tree Removal Pole Backlog | EPSS Aerial Inspection Ground Inspection Non-Pole Backlog Tree Removal Pole Backlog |  |  |  | , | FALSE
LUCERNE 1103245134 | EPSS | EPSS | EPSS | [13 empty] | Aerial Inspection |  | Ground Inspection |  | Ground Inspection | Non-Pole Backlog | Non-Pole Backlog | Non-Pole Backlog |  |  |  | Down Conductor Detection (DCD) | [10 empty] | Pole Backlog | EPSS,Ground Inspection,Non-Pole Backlog,Down Conductor Detection (DCD), | EPSS Ground Inspection Non-Pole Backlog Down Conductor Detection (DCD) | EPSS Ground Inspection Non-Pole Backlog Down Conductor Detection (DCD) | EPSS,Aerial Inspection,Non-Pole Backlog, | EPSS Aerial Inspection Non-Pole Backlog | EPSS Aerial Inspection Non-Pole Backlog | EPSS,Ground Inspection,Non-Pole Backlog,Pole Backlog, | EPSS Ground Inspection Non-Pole Backlog Pole Backlog | EPSS Ground Inspection Non-Pole Backlog Pole Backlog |  |  |  | , | FALSE
CLAYTON 2212204416 | EPSS | EPSS | EPSS | [6 empty] | Expulsion Fuse Replacement | [5 empty] | Aerial Inspection | Aerial Inspection | Aerial Inspection | Ground Inspection | Ground Inspection | Ground Inspection | Non-Pole Backlog | Non-Pole Backlog | Non-Pole Backlog | [6 empty] | Line Sensors | [5 empty] | Pole Backlog | Pole Backlog | Pole Backlog | EPSS,Expulsion Fuse Replacement,Aerial Inspection,Ground Inspection,Non-Pole Backlog,Line Sensors,Pole Backlog, | EPSS Expulsion Fuse Replacement Aerial Inspection Ground Inspection Non-Pole Backlog Line Sensors Pole Backlog | EPSS Expulsion Fuse Replacement Aerial Inspection Ground Inspection Non-Pole Backlog Line Sensors Pole Backlog | EPSS,Aerial Inspection,Ground Inspection,Non-Pole Backlog,Pole Backlog, | EPSS Aerial Inspection Ground Inspection Non-Pole Backlog Pole Backlog | EPSS Aerial Inspection Ground Inspection Non-Pole Backlog Pole Backlog | EPSS,Aerial Inspection,Ground Inspection,Non-Pole Backlog,Pole Backlog, | EPSS Aerial Inspection Ground Inspection Non-Pole Backlog Pole Backlog | EPSS Aerial Inspection Ground Inspection Non-Pole Backlog Pole Backlog |  |  |  | , | FALSE
PIT NO 5 110190846 | EPSS | EPSS | EPSS | [14 empty] | Aerial Inspection | Ground Inspection | [8 empty] | Down Conductor Detection (DCD) | [11 empty] | EPSS,Ground Inspection,Down Conductor Detection (DCD), | EPSS Ground Inspection Down Conductor Detection (DCD) | EPSS Ground Inspection Down Conductor Detection (DCD) | EPSS, | EPSS | EPSS | EPSS,Aerial Inspection, | EPSS Aerial Inspection | EPSS Aerial Inspection |  |  |  | , | FALSE
SHINGLE SPRINGS 21099372 | EPSS | EPSS | EPSS | [6 empty] | Expulsion Fuse Replacement | [5 empty] | Aerial Inspection | Aerial Inspection | Aerial Inspection | Ground Inspection | Ground Inspection | Ground Inspection | Non-Pole Backlog | Non-Pole Backlog | Non-Pole Backlog |  |  |  | Down Conductor Detection (DCD) | [8 empty] | Pole Backlog | Pole Backlog | Pole Backlog | EPSS,Expulsion Fuse Replacement,Aerial Inspection,Ground Inspection,Non-Pole Backlog,Down Conductor Detection (DCD),Pole Backlog, | EPSS Expulsion Fuse Replacement Aerial Inspection Ground Inspection Non-Pole Backlog Down Conductor Detection (DCD) Pole Backlog | EPSS Expulsion Fuse Replacement Aerial Inspection Ground Inspection Non-Pole Backlog Down Conductor Detection (DCD) Pole Backlog | EPSS,Aerial Inspection,Ground Inspection,Non-Pole Backlog,Pole Backlog, | EPSS Aerial Inspection Ground Inspection Non-Pole Backlog Pole Backlog | EPSS Aerial Inspection Ground Inspection Non-Pole Backlog Pole Backlog | EPSS,Aerial Inspection,Ground Inspection,Non-Pole Backlog,Pole Backlog, | EPSS Aerial Inspection Ground Inspection Non-Pole Backlog Pole Backlog | EPSS Aerial Inspection Ground Inspection Non-Pole Backlog Pole Backlog | Undergrounding | Line Removal | Overhead Hardening | Undergrounding,Line Removal,Overhead Hardening, | Undergrounding Line Removal Overhead Hardening | Undergrounding Line Removal Overhead Hardening
FROGTOWN 170113412 | EPSS | EPSS | EPSS | [6 empty] | Expulsion Fuse Replacement | Expulsion Fuse Replacement | Expulsion Fuse Replacement | Surge Arrestor Replacement |  |  | Aerial Inspection | Aerial Inspection | Aerial Inspection | Ground Inspection | Ground Inspection | Ground Inspection | Non-Pole Backlog | Non-Pole Backlog | Non-Pole Backlog | Tree Removal | Tree Removal | Tree Removal | Down Conductor Detection (DCD) | [8 empty] | Pole Backlog | Pole Backlog | Pole Backlog | EPSS,Expulsion Fuse Replacement,Surge Arrestor Replacement,Aerial Inspection,Ground Inspection,Non-Pole Backlog,Tree Removal,Down Conductor Detection (DCD),Pole Backlog, | EPSS Expulsion Fuse Replacement Surge Arrestor Replacement Aerial Inspection Ground Inspection Non-Pole Backlog Tree Removal Down Conductor Detection (DCD) Pole Backlog | EPSS Expulsion Fuse Replacement Surge Arrestor Replacement Aerial Inspection Ground Inspection Non-Pole Backlog Tree Removal Down Conductor Detection (DCD) Pole Backlog | EPSS,Expulsion Fuse Replacement,Aerial Inspection,Ground Inspection,Non-Pole Backlog,Tree Removal,Pole Backlog, | EPSS Expulsion Fuse Replacement Aerial Inspection Ground Inspection Non-Pole Backlog Tree Removal Pole Backlog | EPSS Expulsion Fuse Replacement Aerial Inspection Ground Inspection Non-Pole Backlog Tree Removal Pole Backlog | EPSS,Expulsion Fuse Replacement,Aerial Inspection,Ground Inspection,Non-Pole Backlog,Tree Removal,Pole Backlog, | EPSS Expulsion Fuse Replacement Aerial Inspection Ground Inspection Non-Pole Backlog Tree Removal Pole Backlog | EPSS Expulsion Fuse Replacement Aerial Inspection Ground Inspection Non-Pole Backlog Tree Removal Pole Backlog |  |  |  | , | FALSE
FRENCH GULCH 11012905 | EPSS | EPSS | EPSS | [7 empty] | Expulsion Fuse Replacement |  |  |  |  | Aerial Inspection | Aerial Inspection | Aerial Inspection | Ground Inspection | Ground Inspection | Ground Inspection | Non-Pole Backlog |  | Non-Pole Backlog |  |  |  | Down Conductor Detection (DCD) | [8 empty] | Pole Backlog |  | Pole Backlog | EPSS,Aerial Inspection,Ground Inspection,Non-Pole Backlog,Down Conductor Detection (DCD),Pole Backlog, | EPSS Aerial Inspection Ground Inspection Non-Pole Backlog Down Conductor Detection (DCD) Pole Backlog | EPSS Aerial Inspection Ground Inspection Non-Pole Backlog Down Conductor Detection (DCD) Pole Backlog | EPSS,Expulsion Fuse Replacement,Aerial Inspection,Ground Inspection, | EPSS Expulsion Fuse Replacement Aerial Inspection Ground Inspection | EPSS Expulsion Fuse Replacement Aerial Inspection Ground Inspection | EPSS,Aerial Inspection,Ground Inspection,Non-Pole Backlog,Pole Backlog, | EPSS Aerial Inspection Ground Inspection Non-Pole Backlog Pole Backlog | EPSS Aerial Inspection Ground Inspection Non-Pole Backlog Pole Backlog |  |  |  | , | FALSE
TEMPLETON 2113A10 | EPSS | EPSS | EPSS | [6 empty] | Expulsion Fuse Replacement | [5 empty] | Aerial Inspection | Aerial Inspection | Aerial Inspection | Ground Inspection | Ground Inspection | Ground Inspection | Non-Pole Backlog | Non-Pole Backlog | Non-Pole Backlog | [12 empty] | Pole Backlog | Pole Backlog | Pole Backlog | EPSS,Expulsion Fuse Replacement,Aerial Inspection,Ground Inspection,Non-Pole Backlog,Pole Backlog, | EPSS Expulsion Fuse Replacement Aerial Inspection Ground Inspection Non-Pole Backlog Pole Backlog | EPSS Expulsion Fuse Replacement Aerial Inspection Ground Inspection Non-Pole Backlog Pole Backlog | EPSS,Aerial Inspection,Ground Inspection,Non-Pole Backlog,Pole Backlog, | EPSS Aerial Inspection Ground Inspection Non-Pole Backlog Pole Backlog | EPSS Aerial Inspection Ground Inspection Non-Pole Backlog Pole Backlog | EPSS,Aerial Inspection,Ground Inspection,Non-Pole Backlog,Pole Backlog, | EPSS Aerial Inspection Ground Inspection Non-Pole Backlog Pole Backlog | EPSS Aerial Inspection Ground Inspection Non-Pole Backlog Pole Backlog |  |  |  | , | FALSE
UKIAH 1113968652 | EPSS | EPSS | EPSS | [13 empty] | Aerial Inspection | Aerial Inspection | Ground Inspection | Ground Inspection | Ground Inspection | Non-Pole Backlog | Non-Pole Backlog | Non-Pole Backlog | [15 empty] | EPSS,Ground Inspection,Non-Pole Backlog, | EPSS Ground Inspection Non-Pole Backlog | EPSS Ground Inspection Non-Pole Backlog | EPSS,Aerial Inspection,Ground Inspection,Non-Pole Backlog, | EPSS Aerial Inspection Ground Inspection Non-Pole Backlog | EPSS Aerial Inspection Ground Inspection Non-Pole Backlog | EPSS,Aerial Inspection,Ground Inspection,Non-Pole Backlog, | EPSS Aerial Inspection Ground Inspection Non-Pole Backlog | EPSS Aerial Inspection Ground Inspection Non-Pole Backlog |  |  |  | , | FALSE
PLACERVILLE 2106CB | EPSS | EPSS | EPSS | [12 empty] | Aerial Inspection | Aerial Inspection | Aerial Inspection | Ground Inspection | Ground Inspection | Ground Inspection | Non-Pole Backlog | Non-Pole Backlog | [16 empty] | EPSS,Aerial Inspection,Ground Inspection,Non-Pole Backlog, | EPSS Aerial Inspection Ground Inspection Non-Pole Backlog | EPSS Aerial Inspection Ground Inspection Non-Pole Backlog | EPSS,Aerial Inspection,Ground Inspection,Non-Pole Backlog, | EPSS Aerial Inspection Ground Inspection Non-Pole Backlog | EPSS Aerial Inspection Ground Inspection Non-Pole Backlog | EPSS,Aerial Inspection,Ground Inspection, | EPSS Aerial Inspection Ground Inspection | EPSS Aerial Inspection Ground Inspection |  |  |  | , | FALSE
STANISLAUS 170179826 | EPSS | EPSS | EPSS |  | Undergrounding |  |  |  |  | Expulsion Fuse Replacement |  | Expulsion Fuse Replacement |  |  |  |  | Aerial Inspection | Aerial Inspection | Ground Inspection | Ground Inspection | Ground Inspection | Non-Pole Backlog | Non-Pole Backlog |  |  |  |  | Down Conductor Detection (DCD) |  |  | Line Sensors | [5 empty] | Pole Backlog |  | Pole Backlog | EPSS,Expulsion Fuse Replacement,Ground Inspection,Non-Pole Backlog,Down Conductor Detection (DCD),Line Sensors,Pole Backlog, | EPSS Expulsion Fuse Replacement Ground Inspection Non-Pole Backlog Down Conductor Detection (DCD) Line Sensors Pole Backlog | EPSS Expulsion Fuse Replacement Ground Inspection Non-Pole Backlog Down Conductor Detection (DCD) Line Sensors Pole Backlog | EPSS,Undergrounding,Aerial Inspection,Ground Inspection,Non-Pole Backlog, | EPSS Undergrounding Aerial Inspection Ground Inspection Non-Pole Backlog | EPSS Undergrounding Aerial Inspection Ground Inspection Non-Pole Backlog | EPSS,Expulsion Fuse Replacement,Aerial Inspection,Ground Inspection,Pole Backlog, | EPSS Expulsion Fuse Replacement Aerial Inspection Ground Inspection Pole Backlog | EPSS Expulsion Fuse Replacement Aerial Inspection Ground Inspection Pole Backlog |  |  |  | , | FALSE
FORESTHILL 1101CB | EPSS | EPSS | EPSS | [7 empty] | Expulsion Fuse Replacement | [5 empty] | Aerial Inspection | Aerial Inspection | Ground Inspection | Ground Inspection | Ground Inspection | Non-Pole Backlog | Non-Pole Backlog | Non-Pole Backlog | [13 empty] | Pole Backlog | Pole Backlog | EPSS,Ground Inspection,Non-Pole Backlog, | EPSS Ground Inspection Non-Pole Backlog | EPSS Ground Inspection Non-Pole Backlog | EPSS,Expulsion Fuse Replacement,Aerial Inspection,Ground Inspection,Non-Pole Backlog,Pole Backlog, | EPSS Expulsion Fuse Replacement Aerial Inspection Ground Inspection Non-Pole Backlog Pole Backlog | EPSS Expulsion Fuse Replacement Aerial Inspection Ground Inspection Non-Pole Backlog Pole Backlog | EPSS,Aerial Inspection,Ground Inspection,Non-Pole Backlog,Pole Backlog, | EPSS Aerial Inspection Ground Inspection Non-Pole Backlog Pole Backlog | EPSS Aerial Inspection Ground Inspection Non-Pole Backlog Pole Backlog |  |  |  | , | FALSE
PINE GROVE 110245292 | EPSS | EPSS | EPSS |  |  | Undergrounding |  |  |  |  | Expulsion Fuse Replacement | Expulsion Fuse Replacement |  |  |  | Aerial Inspection | Aerial Inspection | Aerial Inspection |  | Ground Inspection | Ground Inspection | Non-Pole Backlog | Non-Pole Backlog |  |  |  |  | Down Conductor Detection (DCD) | [8 empty] | Pole Backlog | Pole Backlog |  | EPSS,Aerial Inspection,Non-Pole Backlog,Down Conductor Detection (DCD),Pole Backlog, | EPSS Aerial Inspection Non-Pole Backlog Down Conductor Detection (DCD) Pole Backlog | EPSS Aerial Inspection Non-Pole Backlog Down Conductor Detection (DCD) Pole Backlog | EPSS,Expulsion Fuse Replacement,Aerial Inspection,Ground Inspection,Non-Pole Backlog,Pole Backlog, | EPSS Expulsion Fuse Replacement Aerial Inspection Ground Inspection Non-Pole Backlog Pole Backlog | EPSS Expulsion Fuse Replacement Aerial Inspection Ground Inspection Non-Pole Backlog Pole Backlog | EPSS,Undergrounding,Expulsion Fuse Replacement,Aerial Inspection,Ground Inspection, | EPSS Undergrounding Expulsion Fuse Replacement Aerial Inspection Ground Inspection | EPSS Undergrounding Expulsion Fuse Replacement Aerial Inspection Ground Inspection |  |  |  | , | FALSE
BRUNSWICK 11021010 | EPSS | EPSS | EPSS |  | Undergrounding | Undergrounding |  | Overhead Hardening |  | Expulsion Fuse Replacement | Expulsion Fuse Replacement | Expulsion Fuse Replacement |  |  |  | Aerial Inspection | Aerial Inspection | Aerial Inspection | Ground Inspection | Ground Inspection | Ground Inspection | Non-Pole Backlog | Non-Pole Backlog | Non-Pole Backlog |  |  |  | Down Conductor Detection (DCD) | [8 empty] | Pole Backlog | Pole Backlog | Pole Backlog | EPSS,Expulsion Fuse Replacement,Aerial Inspection,Ground Inspection,Non-Pole Backlog,Down Conductor Detection (DCD),Pole Backlog, | EPSS Expulsion Fuse Replacement Aerial Inspection Ground Inspection Non-Pole Backlog Down Conductor Detection (DCD) Pole Backlog | EPSS Expulsion Fuse Replacement Aerial Inspection Ground Inspection Non-Pole Backlog Down Conductor Detection (DCD) Pole Backlog | EPSS,Undergrounding,Overhead Hardening,Expulsion Fuse Replacement,Aerial Inspection,Ground Inspection,Non-Pole Backlog,Pole Backlog, | EPSS Undergrounding Overhead Hardening Expulsion Fuse Replacement Aerial Inspection Ground Inspection Non-Pole Backlog Pole Backlog | EPSS Undergrounding Overhead Hardening Expulsion Fuse Replacement Aerial Inspection Ground Inspection Non-Pole Backlog Pole Backlog | EPSS,Undergrounding,Expulsion Fuse Replacement,Aerial Inspection,Ground Inspection,Non-Pole Backlog,Pole Backlog, | EPSS Undergrounding Expulsion Fuse Replacement Aerial Inspection Ground Inspection Non-Pole Backlog Pole Backlog | EPSS Undergrounding Expulsion Fuse Replacement Aerial Inspection Ground Inspection Non-Pole Backlog Pole Backlog |  |  |  | , | FALSE
BALCH NO 1 1101R372 | EPSS | EPSS | EPSS | [12 empty] | Aerial Inspection | Aerial Inspection | Aerial Inspection | Ground Inspection | Ground Inspection | Ground Inspection | Non-Pole Backlog |  | Non-Pole Backlog |  |  |  | Down Conductor Detection (DCD) | [10 empty] | Pole Backlog | EPSS,Aerial Inspection,Ground Inspection,Non-Pole Backlog,Down Conductor Detection (DCD), | EPSS Aerial Inspection Ground Inspection Non-Pole Backlog Down Conductor Detection (DCD) | EPSS Aerial Inspection Ground Inspection Non-Pole Backlog Down Conductor Detection (DCD) | EPSS,Aerial Inspection,Ground Inspection, | EPSS Aerial Inspection Ground Inspection | EPSS Aerial Inspection Ground Inspection | EPSS,Aerial Inspection,Ground Inspection,Non-Pole Backlog,Pole Backlog, | EPSS Aerial Inspection Ground Inspection Non-Pole Backlog Pole Backlog | EPSS Aerial Inspection Ground Inspection Non-Pole Backlog Pole Backlog |  |  |  | , | FALSE
PLACERVILLE 21069712 | EPSS | EPSS | EPSS | [7 empty] | Expulsion Fuse Replacement |  |  |  |  | Aerial Inspection | Aerial Inspection | Aerial Inspection | Ground Inspection | Ground Inspection | Ground Inspection | Non-Pole Backlog | Non-Pole Backlog | Non-Pole Backlog |  |  |  | Down Conductor Detection (DCD) | [8 empty] | Pole Backlog | Pole Backlog | Pole Backlog | EPSS,Aerial Inspection,Ground Inspection,Non-Pole Backlog,Down Conductor Detection (DCD),Pole Backlog, | EPSS Aerial Inspection Ground Inspection Non-Pole Backlog Down Conductor Detection (DCD) Pole Backlog | EPSS Aerial Inspection Ground Inspection Non-Pole Backlog Down Conductor Detection (DCD) Pole Backlog | EPSS,Expulsion Fuse Replacement,Aerial Inspection,Ground Inspection,Non-Pole Backlog,Pole Backlog, | EPSS Expulsion Fuse Replacement Aerial Inspection Ground Inspection Non-Pole Backlog Pole Backlog | EPSS Expulsion Fuse Replacement Aerial Inspection Ground Inspection Non-Pole Backlog Pole Backlog | EPSS,Aerial Inspection,Ground Inspection,Non-Pole Backlog,Pole Backlog, | EPSS Aerial Inspection Ground Inspection Non-Pole Backlog Pole Backlog | EPSS Aerial Inspection Ground Inspection Non-Pole Backlog Pole Backlog |  |  |  | , | FALSE
SHINGLE SPRINGS 210911092 | EPSS | EPSS | EPSS | [6 empty] | Expulsion Fuse Replacement | Expulsion Fuse Replacement | [5 empty] | Aerial Inspection | Aerial Inspection | Ground Inspection |  | Ground Inspection | Non-Pole Backlog | Non-Pole Backlog | Non-Pole Backlog |  |  | Tree Removal | Down Conductor Detection (DCD) | [5 empty] | Line Removal |  |  | Pole Backlog |  | Pole Backlog | EPSS,Expulsion Fuse Replacement,Ground Inspection,Non-Pole Backlog,Down Conductor Detection (DCD),Line Removal,Pole Backlog, | EPSS Expulsion Fuse Replacement Ground Inspection Non-Pole Backlog Down Conductor Detection (DCD) Line Removal Pole Backlog | EPSS Expulsion Fuse Replacement Ground Inspection Non-Pole Backlog Down Conductor Detection (DCD) Line Removal Pole Backlog | EPSS,Expulsion Fuse Replacement,Aerial Inspection,Non-Pole Backlog, | EPSS Expulsion Fuse Replacement Aerial Inspection Non-Pole Backlog | EPSS Expulsion Fuse Replacement Aerial Inspection Non-Pole Backlog | EPSS,Aerial Inspection,Ground Inspection,Non-Pole Backlog,Tree Removal,Pole Backlog, | EPSS Aerial Inspection Ground Inspection Non-Pole Backlog Tree Removal Pole Backlog | EPSS Aerial Inspection Ground Inspection Non-Pole Backlog Tree Removal Pole Backlog |  | Line Removal |  | ,Line Removal, | Line Removal | Line Removal
CALPINE 1144960 | EPSS | EPSS | EPSS | [12 empty] | Aerial Inspection |  | Aerial Inspection |  | Ground Inspection | [19 empty] | EPSS,Aerial Inspection, | EPSS Aerial Inspection | EPSS Aerial Inspection | EPSS,Ground Inspection, | EPSS Ground Inspection | EPSS Ground Inspection | EPSS,Aerial Inspection, | EPSS Aerial Inspection | EPSS Aerial Inspection |  |  |  | , | FALSE
BEAR VALLEY 2105293732 | EPSS | EPSS | EPSS | [6 empty] | Expulsion Fuse Replacement | Expulsion Fuse Replacement |  | Surge Arrestor Replacement |  |  | Aerial Inspection | Aerial Inspection | Aerial Inspection | Ground Inspection | Ground Inspection | Ground Inspection | Non-Pole Backlog | Non-Pole Backlog |  |  |  |  | Down Conductor Detection (DCD) | [8 empty] | Pole Backlog | Pole Backlog | Pole Backlog | EPSS,Expulsion Fuse Replacement,Surge Arrestor Replacement,Aerial Inspection,Ground Inspection,Non-Pole Backlog,Down Conductor Detection (DCD),Pole Backlog, | EPSS Expulsion Fuse Replacement Surge Arrestor Replacement Aerial Inspection Ground Inspection Non-Pole Backlog Down Conductor Detection (DCD) Pole Backlog | EPSS Expulsion Fuse Replacement Surge Arrestor Replacement Aerial Inspection Ground Inspection Non-Pole Backlog Down Conductor Detection (DCD) Pole Backlog | EPSS,Expulsion Fuse Replacement,Aerial Inspection,Ground Inspection,Non-Pole Backlog,Pole Backlog, | EPSS Expulsion Fuse Replacement Aerial Inspection Ground Inspection Non-Pole Backlog Pole Backlog | EPSS Expulsion Fuse Replacement Aerial Inspection Ground Inspection Non-Pole Backlog Pole Backlog | EPSS,Aerial Inspection,Ground Inspection,Pole Backlog, | EPSS Aerial Inspection Ground Inspection Pole Backlog | EPSS Aerial Inspection Ground Inspection Pole Backlog |  |  |  | , | FALSE
PINE GROVE 110194936 | EPSS | EPSS | EPSS | [7 empty] | Expulsion Fuse Replacement | [5 empty] | Aerial Inspection | Aerial Inspection | Ground Inspection |  | Ground Inspection | Non-Pole Backlog | [5 empty] | Down Conductor Detection (DCD) | [8 empty] | Pole Backlog | Pole Backlog |  | EPSS,Ground Inspection,Non-Pole Backlog,Down Conductor Detection (DCD),Pole Backlog, | EPSS Ground Inspection Non-Pole Backlog Down Conductor Detection (DCD) Pole Backlog | EPSS Ground Inspection Non-Pole Backlog Down Conductor Detection (DCD) Pole Backlog | EPSS,Expulsion Fuse Replacement,Aerial Inspection,Pole Backlog, | EPSS Expulsion Fuse Replacement Aerial Inspection Pole Backlog | EPSS Expulsion Fuse Replacement Aerial Inspection Pole Backlog | EPSS,Aerial Inspection,Ground Inspection, | EPSS Aerial Inspection Ground Inspection | EPSS Aerial Inspection Ground Inspection |  |  |  | , | FALSE
SHINGLE SPRINGS 210935598 | EPSS | EPSS | EPSS | Undergrounding |  |  | Overhead Hardening |  |  | Expulsion Fuse Replacement | [5 empty] | Aerial Inspection | Aerial Inspection | Aerial Inspection | Ground Inspection | Ground Inspection | Ground Inspection | Non-Pole Backlog | Non-Pole Backlog | Non-Pole Backlog |  |  |  | Down Conductor Detection (DCD) | [9 empty] | Pole Backlog | Pole Backlog | EPSS,Undergrounding,Overhead Hardening,Expulsion Fuse Replacement,Aerial Inspection,Ground Inspection,Non-Pole Backlog,Down Conductor Detection (DCD), | EPSS Undergrounding Overhead Hardening Expulsion Fuse Replacement Aerial Inspection Ground Inspection Non-Pole Backlog Down Conductor Detection (DCD) | EPSS Undergrounding Overhead Hardening Expulsion Fuse Replacement Aerial Inspection Ground Inspection Non-Pole Backlog Down Conductor Detection (DCD) | EPSS,Aerial Inspection,Ground Inspection,Non-Pole Backlog,Pole Backlog, | EPSS Aerial Inspection Ground Inspection Non-Pole Backlog Pole Backlog | EPSS Aerial Inspection Ground Inspection Non-Pole Backlog Pole Backlog | EPSS,Aerial Inspection,Ground Inspection,Non-Pole Backlog,Pole Backlog, | EPSS Aerial Inspection Ground Inspection Non-Pole Backlog Pole Backlog | EPSS Aerial Inspection Ground Inspection Non-Pole Backlog Pole Backlog | Undergrounding | Line Removal | Overhead Hardening | Undergrounding,Line Removal,Overhead Hardening, | Undergrounding Line Removal Overhead Hardening | Undergrounding Line Removal Overhead Hardening
MARIPOSA 2101439030 | EPSS | EPSS | EPSS | [7 empty] | Expulsion Fuse Replacement |  |  |  |  | Aerial Inspection | Aerial Inspection | Aerial Inspection |  | Ground Inspection | Ground Inspection | Non-Pole Backlog | Non-Pole Backlog |  |  |  | Tree Removal | Down Conductor Detection (DCD) | [8 empty] | Pole Backlog | Pole Backlog |  | EPSS,Aerial Inspection,Non-Pole Backlog,Down Conductor Detection (DCD),Pole Backlog, | EPSS Aerial Inspection Non-Pole Backlog Down Conductor Detection (DCD) Pole Backlog | EPSS Aerial Inspection Non-Pole Backlog Down Conductor Detection (DCD) Pole Backlog | EPSS,Expulsion Fuse Replacement,Aerial Inspection,Ground Inspection,Non-Pole Backlog,Pole Backlog, | EPSS Expulsion Fuse Replacement Aerial Inspection Ground Inspection Non-Pole Backlog Pole Backlog | EPSS Expulsion Fuse Replacement Aerial Inspection Ground Inspection Non-Pole Backlog Pole Backlog | EPSS,Aerial Inspection,Ground Inspection,Tree Removal, | EPSS Aerial Inspection Ground Inspection Tree Removal | EPSS Aerial Inspection Ground Inspection Tree Removal |  |  |  | , | FALSE
WEST POINT 110272036 | EPSS | EPSS | EPSS | [6 empty] | Expulsion Fuse Replacement | [5 empty] | Aerial Inspection | Aerial Inspection | Aerial Inspection | Ground Inspection | Ground Inspection | Ground Inspection | Non-Pole Backlog | Non-Pole Backlog | Non-Pole Backlog |  |  | Tree Removal | Down Conductor Detection (DCD) | [8 empty] | Pole Backlog | Pole Backlog | Pole Backlog | EPSS,Expulsion Fuse Replacement,Aerial Inspection,Ground Inspection,Non-Pole Backlog,Down Conductor Detection (DCD),Pole Backlog, | EPSS Expulsion Fuse Replacement Aerial Inspection Ground Inspection Non-Pole Backlog Down Conductor Detection (DCD) Pole Backlog | EPSS Expulsion Fuse Replacement Aerial Inspection Ground Inspection Non-Pole Backlog Down Conductor Detection (DCD) Pole Backlog | EPSS,Aerial Inspection,Ground Inspection,Non-Pole Backlog,Pole Backlog, | EPSS Aerial Inspection Ground Inspection Non-Pole Backlog Pole Backlog | EPSS Aerial Inspection Ground Inspection Non-Pole Backlog Pole Backlog | EPSS,Aerial Inspection,Ground Inspection,Non-Pole Backlog,Tree Removal,Pole Backlog, | EPSS Aerial Inspection Ground Inspection Non-Pole Backlog Tree Removal Pole Backlog | EPSS Aerial Inspection Ground Inspection Non-Pole Backlog Tree Removal Pole Backlog |  |  |  | , | FALSE
BIG BEND 1101CB | EPSS | EPSS | EPSS | [7 empty] | Expulsion Fuse Replacement |  |  |  |  | Aerial Inspection | Aerial Inspection | Aerial Inspection | Ground Inspection | Ground Inspection | Ground Inspection | Non-Pole Backlog | Non-Pole Backlog | Non-Pole Backlog | [6 empty] | Line Sensors | [5 empty] | Pole Backlog | Pole Backlog | Pole Backlog | EPSS,Aerial Inspection,Ground Inspection,Non-Pole Backlog,Line Sensors,Pole Backlog, | EPSS Aerial Inspection Ground Inspection Non-Pole Backlog Line Sensors Pole Backlog | EPSS Aerial Inspection Ground Inspection Non-Pole Backlog Line Sensors Pole Backlog | EPSS,Expulsion Fuse Replacement,Aerial Inspection,Ground Inspection,Non-Pole Backlog,Pole Backlog, | EPSS Expulsion Fuse Replacement Aerial Inspection Ground Inspection Non-Pole Backlog Pole Backlog | EPSS Expulsion Fuse Replacement Aerial Inspection Ground Inspection Non-Pole Backlog Pole Backlog | EPSS,Aerial Inspection,Ground Inspection,Non-Pole Backlog,Pole Backlog, | EPSS Aerial Inspection Ground Inspection Non-Pole Backlog Pole Backlog | EPSS Aerial Inspection Ground Inspection Non-Pole Backlog Pole Backlog |  |  |  | , | FALSE
BANGOR 1101626862 | EPSS | EPSS | EPSS | [12 empty] | Aerial Inspection | Aerial Inspection | Aerial Inspection | Ground Inspection | Ground Inspection | Ground Inspection | Non-Pole Backlog | Non-Pole Backlog | Non-Pole Backlog |  |  |  | Down Conductor Detection (DCD) |  |  | Line Sensors | [6 empty] | Pole Backlog | Pole Backlog | EPSS,Aerial Inspection,Ground Inspection,Non-Pole Backlog,Down Conductor Detection (DCD),Line Sensors, | EPSS Aerial Inspection Ground Inspection Non-Pole Backlog Down Conductor Detection (DCD) Line Sensors | EPSS Aerial Inspection Ground Inspection Non-Pole Backlog Down Conductor Detection (DCD) Line Sensors | EPSS,Aerial Inspection,Ground Inspection,Non-Pole Backlog,Pole Backlog, | EPSS Aerial Inspection Ground Inspection Non-Pole Backlog Pole Backlog | EPSS Aerial Inspection Ground Inspection Non-Pole Backlog Pole Backlog | EPSS,Aerial Inspection,Ground Inspection,Non-Pole Backlog,Pole Backlog, | EPSS Aerial Inspection Ground Inspection Non-Pole Backlog Pole Backlog | EPSS Aerial Inspection Ground Inspection Non-Pole Backlog Pole Backlog |  |  |  | , | FALSE
TASSAJARA 21123202 | EPSS | EPSS | EPSS | [12 empty] | Aerial Inspection |  | Aerial Inspection |  | Ground Inspection | [19 empty] | EPSS,Aerial Inspection, | EPSS Aerial Inspection | EPSS Aerial Inspection | EPSS,Ground Inspection, | EPSS Ground Inspection | EPSS Ground Inspection | EPSS,Aerial Inspection, | EPSS Aerial Inspection | EPSS Aerial Inspection |  |  |  | , | FALSE
ANTLER 11011378 | EPSS | EPSS | EPSS | [12 empty] | Aerial Inspection | Aerial Inspection | Aerial Inspection | Ground Inspection | Ground Inspection | Ground Inspection | Non-Pole Backlog | Non-Pole Backlog | Non-Pole Backlog | Tree Removal | Tree Removal | Tree Removal | Down Conductor Detection (DCD) |  |  | Line Sensors |  |  | Line Removal |  |  | Pole Backlog | Pole Backlog | Pole Backlog | EPSS,Aerial Inspection,Ground Inspection,Non-Pole Backlog,Tree Removal,Down Conductor Detection (DCD),Line Sensors,Line Removal,Pole Backlog, | EPSS Aerial Inspection Ground Inspection Non-Pole Backlog Tree Removal Down Conductor Detection (DCD) Line Sensors Line Removal Pole Backlog | EPSS Aerial Inspection Ground Inspection Non-Pole Backlog Tree Removal Down Conductor Detection (DCD) Line Sensors Line Removal Pole Backlog | EPSS,Aerial Inspection,Ground Inspection,Non-Pole Backlog,Tree Removal,Pole Backlog, | EPSS Aerial Inspection Ground Inspection Non-Pole Backlog Tree Removal Pole Backlog | EPSS Aerial Inspection Ground Inspection Non-Pole Backlog Tree Removal Pole Backlog | EPSS,Aerial Inspection,Ground Inspection,Non-Pole Backlog,Tree Removal,Pole Backlog, | EPSS Aerial Inspection Ground Inspection Non-Pole Backlog Tree Removal Pole Backlog | EPSS Aerial Inspection Ground Inspection Non-Pole Backlog Tree Removal Pole Backlog |  |  |  | , | FALSE
GRASS VALLEY 11012208 | EPSS | EPSS | EPSS | [6 empty] | Expulsion Fuse Replacement | Expulsion Fuse Replacement | Expulsion Fuse Replacement |  |  |  |  | Aerial Inspection | Aerial Inspection | Ground Inspection | Ground Inspection | Ground Inspection | Non-Pole Backlog | Non-Pole Backlog | Non-Pole Backlog |  |  |  | Down Conductor Detection (DCD) | [8 empty] | Pole Backlog | Pole Backlog | Pole Backlog | EPSS,Expulsion Fuse Replacement,Ground Inspection,Non-Pole Backlog,Down Conductor Detection (DCD),Pole Backlog, | EPSS Expulsion Fuse Replacement Ground Inspection Non-Pole Backlog Down Conductor Detection (DCD) Pole Backlog | EPSS Expulsion Fuse Replacement Ground Inspection Non-Pole Backlog Down Conductor Detection (DCD) Pole Backlog | EPSS,Expulsion Fuse Replacement,Aerial Inspection,Ground Inspection,Non-Pole Backlog,Pole Backlog, | EPSS Expulsion Fuse Replacement Aerial Inspection Ground Inspection Non-Pole Backlog Pole Backlog | EPSS Expulsion Fuse Replacement Aerial Inspection Ground Inspection Non-Pole Backlog Pole Backlog | EPSS,Expulsion Fuse Replacement,Aerial Inspection,Ground Inspection,Non-Pole Backlog,Pole Backlog, | EPSS Expulsion Fuse Replacement Aerial Inspection Ground Inspection Non-Pole Backlog Pole Backlog | EPSS Expulsion Fuse Replacement Aerial Inspection Ground Inspection Non-Pole Backlog Pole Backlog |  |  |  | , | FALSE
MARIPOSA 2101151918 | EPSS | EPSS | EPSS | Undergrounding | [5 empty] | Expulsion Fuse Replacement | [5 empty] | Aerial Inspection |  | Aerial Inspection |  | Ground Inspection |  | Non-Pole Backlog | Non-Pole Backlog | Non-Pole Backlog | [13 empty] | Pole Backlog | Pole Backlog | EPSS,Undergrounding,Expulsion Fuse Replacement,Aerial Inspection,Non-Pole Backlog, | EPSS Undergrounding Expulsion Fuse Replacement Aerial Inspection Non-Pole Backlog | EPSS Undergrounding Expulsion Fuse Replacement Aerial Inspection Non-Pole Backlog | EPSS,Ground Inspection,Non-Pole Backlog,Pole Backlog, | EPSS Ground Inspection Non-Pole Backlog Pole Backlog | EPSS Ground Inspection Non-Pole Backlog Pole Backlog | EPSS,Aerial Inspection,Non-Pole Backlog,Pole Backlog, | EPSS Aerial Inspection Non-Pole Backlog Pole Backlog | EPSS Aerial Inspection Non-Pole Backlog Pole Backlog |  |  |  | , | FALSE
WYANDOTTE 1103640652 | EPSS | EPSS | EPSS | Undergrounding | [6 empty] | Expulsion Fuse Replacement |  |  |  |  | Aerial Inspection | Aerial Inspection | Aerial Inspection | Ground Inspection | Ground Inspection | Ground Inspection |  |  |  | Tree Removal | Tree Removal | Tree Removal | [12 empty] | EPSS,Undergrounding,Aerial Inspection,Ground Inspection,Tree Removal, | EPSS Undergrounding Aerial Inspection Ground Inspection Tree Removal | EPSS Undergrounding Aerial Inspection Ground Inspection Tree Removal | EPSS,Expulsion Fuse Replacement,Aerial Inspection,Ground Inspection,Tree Removal, | EPSS Expulsion Fuse Replacement Aerial Inspection Ground Inspection Tree Removal | EPSS Expulsion Fuse Replacement Aerial Inspection Ground Inspection Tree Removal | EPSS,Aerial Inspection,Ground Inspection,Tree Removal, | EPSS Aerial Inspection Ground Inspection Tree Removal | EPSS Aerial Inspection Ground Inspection Tree Removal |  |  |  | , | FALSE
ELECTRA 1101CB | EPSS | EPSS | EPSS | [6 empty] | Expulsion Fuse Replacement | Expulsion Fuse Replacement |  |  |  |  | Aerial Inspection | Aerial Inspection | Aerial Inspection | Ground Inspection | Ground Inspection | Ground Inspection | Non-Pole Backlog | Non-Pole Backlog | Non-Pole Backlog |  |  | Tree Removal | [11 empty] | Pole Backlog | EPSS,Expulsion Fuse Replacement,Aerial Inspection,Ground Inspection,Non-Pole Backlog, | EPSS Expulsion Fuse Replacement Aerial Inspection Ground Inspection Non-Pole Backlog | EPSS Expulsion Fuse Replacement Aerial Inspection Ground Inspection Non-Pole Backlog | EPSS,Expulsion Fuse Replacement,Aerial Inspection,Ground Inspection,Non-Pole Backlog, | EPSS Expulsion Fuse Replacement Aerial Inspection Ground Inspection Non-Pole Backlog | EPSS Expulsion Fuse Replacement Aerial Inspection Ground Inspection Non-Pole Backlog | EPSS,Aerial Inspection,Ground Inspection,Non-Pole Backlog,Tree Removal,Pole Backlog, | EPSS Aerial Inspection Ground Inspection Non-Pole Backlog Tree Removal Pole Backlog | EPSS Aerial Inspection Ground Inspection Non-Pole Backlog Tree Removal Pole Backlog |  |  |  | , | FALSE
PUTAH CREEK 110264044 | EPSS | EPSS | EPSS | [12 empty] | Aerial Inspection | Aerial Inspection | Aerial Inspection | Ground Inspection | Ground Inspection | Ground Inspection | Non-Pole Backlog | Non-Pole Backlog |  |  |  |  | Down Conductor Detection (DCD) | [9 empty] | Pole Backlog |  | EPSS,Aerial Inspection,Ground Inspection,Non-Pole Backlog,Down Conductor Detection (DCD), | EPSS Aerial Inspection Ground Inspection Non-Pole Backlog Down Conductor Detection (DCD) | EPSS Aerial Inspection Ground Inspection Non-Pole Backlog Down Conductor Detection (DCD) | EPSS,Aerial Inspection,Ground Inspection,Non-Pole Backlog,Pole Backlog, | EPSS Aerial Inspection Ground Inspection Non-Pole Backlog Pole Backlog | EPSS Aerial Inspection Ground Inspection Non-Pole Backlog Pole Backlog | EPSS,Aerial Inspection,Ground Inspection, | EPSS Aerial Inspection Ground Inspection | EPSS Aerial Inspection Ground Inspection |  |  | Overhead Hardening | ,Overhead Hardening, | Overhead Hardening | Overhead Hardening
PEORIA 170169124 | EPSS | EPSS | EPSS | [8 empty] | Expulsion Fuse Replacement |  |  |  | Aerial Inspection | Aerial Inspection | Aerial Inspection | Ground Inspection | Ground Inspection | Ground Inspection | Non-Pole Backlog | Non-Pole Backlog | Non-Pole Backlog |  |  |  | Down Conductor Detection (DCD) |  |  | Line Sensors | [6 empty] | Pole Backlog |  | EPSS,Aerial Inspection,Ground Inspection,Non-Pole Backlog,Down Conductor Detection (DCD),Line Sensors, | EPSS Aerial Inspection Ground Inspection Non-Pole Backlog Down Conductor Detection (DCD) Line Sensors | EPSS Aerial Inspection Ground Inspection Non-Pole Backlog Down Conductor Detection (DCD) Line Sensors | EPSS,Aerial Inspection,Ground Inspection,Non-Pole Backlog,Pole Backlog, | EPSS Aerial Inspection Ground Inspection Non-Pole Backlog Pole Backlog | EPSS Aerial Inspection Ground Inspection Non-Pole Backlog Pole Backlog | EPSS,Expulsion Fuse Replacement,Aerial Inspection,Ground Inspection,Non-Pole Backlog, | EPSS Expulsion Fuse Replacement Aerial Inspection Ground Inspection Non-Pole Backlog | EPSS Expulsion Fuse Replacement Aerial Inspection Ground Inspection Non-Pole Backlog |  |  |  | , | FALSE
ALLEGHANY 1101806 | EPSS | EPSS | EPSS | [7 empty] | Expulsion Fuse Replacement |  |  |  |  | Aerial Inspection | Aerial Inspection | Aerial Inspection | Ground Inspection | Ground Inspection | Ground Inspection | Non-Pole Backlog | [5 empty] | Down Conductor Detection (DCD) | [5 empty] | Line Removal |  |  | Pole Backlog |  | Pole Backlog | EPSS,Aerial Inspection,Ground Inspection,Non-Pole Backlog,Down Conductor Detection (DCD),Line Removal,Pole Backlog, | EPSS Aerial Inspection Ground Inspection Non-Pole Backlog Down Conductor Detection (DCD) Line Removal Pole Backlog | EPSS Aerial Inspection Ground Inspection Non-Pole Backlog Down Conductor Detection (DCD) Line Removal Pole Backlog | EPSS,Expulsion Fuse Replacement,Aerial Inspection,Ground Inspection, | EPSS Expulsion Fuse Replacement Aerial Inspection Ground Inspection | EPSS Expulsion Fuse Replacement Aerial Inspection Ground Inspection | EPSS,Aerial Inspection,Ground Inspection,Pole Backlog, | EPSS Aerial Inspection Ground Inspection Pole Backlog | EPSS Aerial Inspection Ground Inspection Pole Backlog |  | Line Removal |  | ,Line Removal, | Line Removal | Line Removal
PUEBLO 2103678 | EPSS | EPSS | EPSS |  | Undergrounding | Undergrounding |  |  |  | Expulsion Fuse Replacement | Expulsion Fuse Replacement | [5 empty] | Aerial Inspection | Aerial Inspection |  | Ground Inspection | Ground Inspection | Non-Pole Backlog | Non-Pole Backlog | Non-Pole Backlog | Tree Removal | Tree Removal | Tree Removal | [9 empty] | Pole Backlog | Pole Backlog | Pole Backlog | EPSS,Expulsion Fuse Replacement,Non-Pole Backlog,Tree Removal,Pole Backlog, | EPSS Expulsion Fuse Replacement Non-Pole Backlog Tree Removal Pole Backlog | EPSS Expulsion Fuse Replacement Non-Pole Backlog Tree Removal Pole Backlog | EPSS,Undergrounding,Expulsion Fuse Replacement,Aerial Inspection,Ground Inspection,Non-Pole Backlog,Tree Removal,Pole Backlog, | EPSS Undergrounding Expulsion Fuse Replacement Aerial Inspection Ground Inspection Non-Pole Backlog Tree Removal Pole Backlog | EPSS Undergrounding Expulsion Fuse Replacement Aerial Inspection Ground Inspection Non-Pole Backlog Tree Removal Pole Backlog | EPSS,Undergrounding,Aerial Inspection,Ground Inspection,Non-Pole Backlog,Tree Removal,Pole Backlog, | EPSS Undergrounding Aerial Inspection Ground Inspection Non-Pole Backlog Tree Removal Pole Backlog | EPSS Undergrounding Aerial Inspection Ground Inspection Non-Pole Backlog Tree Removal Pole Backlog |  | Line Removal |  | ,Line Removal, | Line Removal | Line Removal
WEST POINT 110113444 | EPSS | EPSS | EPSS |  |  | Undergrounding |  |  |  |  | Expulsion Fuse Replacement | Expulsion Fuse Replacement |  |  |  | Aerial Inspection | Aerial Inspection | Aerial Inspection | Ground Inspection | Ground Inspection | Ground Inspection | Non-Pole Backlog | Non-Pole Backlog | Non-Pole Backlog | Tree Removal | Tree Removal | Tree Removal | Down Conductor Detection (DCD) |  |  | Line Sensors | [5 empty] | Pole Backlog | Pole Backlog | Pole Backlog | EPSS,Aerial Inspection,Ground Inspection,Non-Pole Backlog,Tree Removal,Down Conductor Detection (DCD),Line Sensors,Pole Backlog, | EPSS Aerial Inspection Ground Inspection Non-Pole Backlog Tree Removal Down Conductor Detection (DCD) Line Sensors Pole Backlog | EPSS Aerial Inspection Ground Inspection Non-Pole Backlog Tree Removal Down Conductor Detection (DCD) Line Sensors Pole Backlog | EPSS,Expulsion Fuse Replacement,Aerial Inspection,Ground Inspection,Non-Pole Backlog,Tree Removal,Pole Backlog, | EPSS Expulsion Fuse Replacement Aerial Inspection Ground Inspection Non-Pole Backlog Tree Removal Pole Backlog | EPSS Expulsion Fuse Replacement Aerial Inspection Ground Inspection Non-Pole Backlog Tree Removal Pole Backlog | EPSS,Undergrounding,Expulsion Fuse Replacement,Aerial Inspection,Ground Inspection,Non-Pole Backlog,Tree Removal,Pole Backlog, | EPSS Undergrounding Expulsion Fuse Replacement Aerial Inspection Ground Inspection Non-Pole Backlog Tree Removal Pole Backlog | EPSS Undergrounding Expulsion Fuse Replacement Aerial Inspection Ground Inspection Non-Pole Backlog Tree Removal Pole Backlog |  |  |  | , | FALSE
RINCON 11035152 | EPSS | EPSS | EPSS | [17 empty] | Ground Inspection | [6 empty] | Down Conductor Detection (DCD) | [11 empty] | EPSS,Down Conductor Detection (DCD), | EPSS Down Conductor Detection (DCD) | EPSS Down Conductor Detection (DCD) | EPSS, | EPSS | EPSS | EPSS,Ground Inspection, | EPSS Ground Inspection | EPSS Ground Inspection |  |  |  | , | FALSE
MIDDLETOWN 1101128648 | EPSS | EPSS | EPSS | [7 empty] | Expulsion Fuse Replacement | [6 empty] | Aerial Inspection |  | Ground Inspection |  | Non-Pole Backlog | Non-Pole Backlog |  |  |  |  | Down Conductor Detection (DCD) | [9 empty] | Pole Backlog |  | EPSS,Non-Pole Backlog,Down Conductor Detection (DCD), | EPSS Non-Pole Backlog Down Conductor Detection (DCD) | EPSS Non-Pole Backlog Down Conductor Detection (DCD) | EPSS,Expulsion Fuse Replacement,Ground Inspection,Non-Pole Backlog,Pole Backlog, | EPSS Expulsion Fuse Replacement Ground Inspection Non-Pole Backlog Pole Backlog | EPSS Expulsion Fuse Replacement Ground Inspection Non-Pole Backlog Pole Backlog | EPSS,Aerial Inspection, | EPSS Aerial Inspection | EPSS Aerial Inspection |  |  |  | , | FALSE
MONTICELLO 110165454 | EPSS | EPSS | EPSS | [13 empty] | Aerial Inspection | Aerial Inspection | Ground Inspection |  | Ground Inspection | Non-Pole Backlog | [6 empty] | Down Conductor Detection (DCD) | [10 empty] | EPSS,Ground Inspection,Non-Pole Backlog, | EPSS Ground Inspection Non-Pole Backlog | EPSS Ground Inspection Non-Pole Backlog | EPSS,Aerial Inspection,Down Conductor Detection (DCD), | EPSS Aerial Inspection Down Conductor Detection (DCD) | EPSS Aerial Inspection Down Conductor Detection (DCD) | EPSS,Aerial Inspection,Ground Inspection, | EPSS Aerial Inspection Ground Inspection | EPSS Aerial Inspection Ground Inspection |  |  |  | , | FALSE
CALAVERAS CEMENT 110147968 | EPSS | EPSS | EPSS | [7 empty] | Expulsion Fuse Replacement | Expulsion Fuse Replacement |  |  |  | Aerial Inspection | Aerial Inspection | Aerial Inspection | Ground Inspection | Ground Inspection | Ground Inspection | Non-Pole Backlog | Non-Pole Backlog | Non-Pole Backlog |  |  |  | Down Conductor Detection (DCD) | [8 empty] | Pole Backlog | Pole Backlog | Pole Backlog | EPSS,Aerial Inspection,Ground Inspection,Non-Pole Backlog,Down Conductor Detection (DCD),Pole Backlog, | EPSS Aerial Inspection Ground Inspection Non-Pole Backlog Down Conductor Detection (DCD) Pole Backlog | EPSS Aerial Inspection Ground Inspection Non-Pole Backlog Down Conductor Detection (DCD) Pole Backlog | EPSS,Expulsion Fuse Replacement,Aerial Inspection,Ground Inspection,Non-Pole Backlog,Pole Backlog, | EPSS Expulsion Fuse Replacement Aerial Inspection Ground Inspection Non-Pole Backlog Pole Backlog | EPSS Expulsion Fuse Replacement Aerial Inspection Ground Inspection Non-Pole Backlog Pole Backlog | EPSS,Expulsion Fuse Replacement,Aerial Inspection,Ground Inspection,Non-Pole Backlog,Pole Backlog, | EPSS Expulsion Fuse Replacement Aerial Inspection Ground Inspection Non-Pole Backlog Pole Backlog | EPSS Expulsion Fuse Replacement Aerial Inspection Ground Inspection Non-Pole Backlog Pole Backlog |  | Line Removal |  | ,Line Removal, | Line Removal | Line Removal
MONTICELLO 11011589 | EPSS | EPSS | EPSS | [13 empty] | Aerial Inspection | Aerial Inspection | Ground Inspection | Ground Inspection |  | Non-Pole Backlog | Non-Pole Backlog | [5 empty] | Down Conductor Detection (DCD) | [8 empty] | Pole Backlog |  | EPSS,Ground Inspection,Non-Pole Backlog, | EPSS Ground Inspection Non-Pole Backlog | EPSS Ground Inspection Non-Pole Backlog | EPSS,Aerial Inspection,Ground Inspection,Non-Pole Backlog,Down Conductor Detection (DCD),Pole Backlog, | EPSS Aerial Inspection Ground Inspection Non-Pole Backlog Down Conductor Detection (DCD) Pole Backlog | EPSS Aerial Inspection Ground Inspection Non-Pole Backlog Down Conductor Detection (DCD) Pole Backlog | EPSS,Aerial Inspection, | EPSS Aerial Inspection | EPSS Aerial Inspection |  |  |  | , | FALSE
FRENCH GULCH 11022902 | EPSS | EPSS | EPSS | [13 empty] | Aerial Inspection | Aerial Inspection | Ground Inspection |  | Ground Inspection | Non-Pole Backlog | [5 empty] | Down Conductor Detection (DCD) | [5 empty] | Line Removal | [5 empty] | EPSS,Ground Inspection,Non-Pole Backlog,Down Conductor Detection (DCD),Line Removal, | EPSS Ground Inspection Non-Pole Backlog Down Conductor Detection (DCD) Line Removal | EPSS Ground Inspection Non-Pole Backlog Down Conductor Detection (DCD) Line Removal | EPSS,Aerial Inspection, | EPSS Aerial Inspection | EPSS Aerial Inspection | EPSS,Aerial Inspection,Ground Inspection, | EPSS Aerial Inspection Ground Inspection | EPSS Aerial Inspection Ground Inspection |  |  |  | , | FALSE
BEAR VALLEY 21054170 | EPSS | EPSS | EPSS | [12 empty] | Aerial Inspection | Aerial Inspection | Aerial Inspection | Ground Inspection | Ground Inspection | Ground Inspection |  |  | Non-Pole Backlog |  |  |  | Down Conductor Detection (DCD) | [9 empty] | Pole Backlog | Pole Backlog | EPSS,Aerial Inspection,Ground Inspection,Down Conductor Detection (DCD), | EPSS Aerial Inspection Ground Inspection Down Conductor Detection (DCD) | EPSS Aerial Inspection Ground Inspection Down Conductor Detection (DCD) | EPSS,Aerial Inspection,Ground Inspection,Pole Backlog, | EPSS Aerial Inspection Ground Inspection Pole Backlog | EPSS Aerial Inspection Ground Inspection Pole Backlog | EPSS,Aerial Inspection,Ground Inspection,Non-Pole Backlog,Pole Backlog, | EPSS Aerial Inspection Ground Inspection Non-Pole Backlog Pole Backlog | EPSS Aerial Inspection Ground Inspection Non-Pole Backlog Pole Backlog |  |  |  | , | FALSE
PUEBLO 2103355186 | EPSS | EPSS | EPSS | [13 empty] | Aerial Inspection |  |  |  | Ground Inspection | Non-Pole Backlog | [17 empty] | EPSS,Non-Pole Backlog, | EPSS Non-Pole Backlog | EPSS Non-Pole Backlog | EPSS,Aerial Inspection, | EPSS Aerial Inspection | EPSS Aerial Inspection | EPSS,Ground Inspection, | EPSS Ground Inspection | EPSS Ground Inspection |  |  |  | , | FALSE
TEMPLETON 2113A12 | EPSS | EPSS | EPSS | [12 empty] | Aerial Inspection | Aerial Inspection | Aerial Inspection | Ground Inspection | Ground Inspection | Ground Inspection | Non-Pole Backlog | Non-Pole Backlog | Non-Pole Backlog | [12 empty] | Pole Backlog | Pole Backlog | Pole Backlog | EPSS,Aerial Inspection,Ground Inspection,Non-Pole Backlog,Pole Backlog, | EPSS Aerial Inspection Ground Inspection Non-Pole Backlog Pole Backlog | EPSS Aerial Inspection Ground Inspection Non-Pole Backlog Pole Backlog | EPSS,Aerial Inspection,Ground Inspection,Non-Pole Backlog,Pole Backlog, | EPSS Aerial Inspection Ground Inspection Non-Pole Backlog Pole Backlog | EPSS Aerial Inspection Ground Inspection Non-Pole Backlog Pole Backlog | EPSS,Aerial Inspection,Ground Inspection,Non-Pole Backlog,Pole Backlog, | EPSS Aerial Inspection Ground Inspection Non-Pole Backlog Pole Backlog | EPSS Aerial Inspection Ground Inspection Non-Pole Backlog Pole Backlog |  |  |  | , | FALSE
BRUNSWICK 110651484 | EPSS | EPSS | EPSS |  |  | Undergrounding |  |  |  | Expulsion Fuse Replacement | Expulsion Fuse Replacement |  |  |  |  | Aerial Inspection | Aerial Inspection | Aerial Inspection | Ground Inspection | Ground Inspection | Ground Inspection | Non-Pole Backlog | Non-Pole Backlog | Non-Pole Backlog |  | Tree Removal | Tree Removal | Down Conductor Detection (DCD) | [8 empty] | Pole Backlog | Pole Backlog | Pole Backlog | EPSS,Expulsion Fuse Replacement,Aerial Inspection,Ground Inspection,Non-Pole Backlog,Down Conductor Detection (DCD),Pole Backlog, | EPSS Expulsion Fuse Replacement Aerial Inspection Ground Inspection Non-Pole Backlog Down Conductor Detection (DCD) Pole Backlog | EPSS Expulsion Fuse Replacement Aerial Inspection Ground Inspection Non-Pole Backlog Down Conductor Detection (DCD) Pole Backlog | EPSS,Expulsion Fuse Replacement,Aerial Inspection,Ground Inspection,Non-Pole Backlog,Tree Removal,Pole Backlog, | EPSS Expulsion Fuse Replacement Aerial Inspection Ground Inspection Non-Pole Backlog Tree Removal Pole Backlog | EPSS Expulsion Fuse Replacement Aerial Inspection Ground Inspection Non-Pole Backlog Tree Removal Pole Backlog | EPSS,Undergrounding,Aerial Inspection,Ground Inspection,Non-Pole Backlog,Tree Removal,Pole Backlog, | EPSS Undergrounding Aerial Inspection Ground Inspection Non-Pole Backlog Tree Removal Pole Backlog | EPSS Undergrounding Aerial Inspection Ground Inspection Non-Pole Backlog Tree Removal Pole Backlog |  |  |  | , | FALSE
BIG BEND 1102884340 | EPSS | EPSS | EPSS | Undergrounding | [13 empty] | Aerial Inspection | Ground Inspection | Ground Inspection | Ground Inspection |  |  |  |  | Tree Removal | Tree Removal | [12 empty] | EPSS,Undergrounding,Ground Inspection, | EPSS Undergrounding Ground Inspection | EPSS Undergrounding Ground Inspection | EPSS,Ground Inspection,Tree Removal, | EPSS Ground Inspection Tree Removal | EPSS Ground Inspection Tree Removal | EPSS,Aerial Inspection,Ground Inspection,Tree Removal, | EPSS Aerial Inspection Ground Inspection Tree Removal | EPSS Aerial Inspection Ground Inspection Tree Removal |  |  |  | , | FALSE
WEIMAR 11012764 | EPSS | EPSS | EPSS | [7 empty] | Expulsion Fuse Replacement | Expulsion Fuse Replacement |  |  |  |  | Aerial Inspection | Aerial Inspection | Ground Inspection | Ground Inspection | Ground Inspection | Non-Pole Backlog | Non-Pole Backlog | Non-Pole Backlog |  |  |  |  | Down Conductor Detection (DCD) | [8 empty] | Pole Backlog | Pole Backlog | EPSS,Ground Inspection,Non-Pole Backlog, | EPSS Ground Inspection Non-Pole Backlog | EPSS Ground Inspection Non-Pole Backlog | EPSS,Expulsion Fuse Replacement,Aerial Inspection,Ground Inspection,Non-Pole Backlog,Down Conductor Detection (DCD),Pole Backlog, | EPSS Expulsion Fuse Replacement Aerial Inspection Ground Inspection Non-Pole Backlog Down Conductor Detection (DCD) Pole Backlog | EPSS Expulsion Fuse Replacement Aerial Inspection Ground Inspection Non-Pole Backlog Down Conductor Detection (DCD) Pole Backlog | EPSS,Expulsion Fuse Replacement,Aerial Inspection,Ground Inspection,Non-Pole Backlog,Pole Backlog, | EPSS Expulsion Fuse Replacement Aerial Inspection Ground Inspection Non-Pole Backlog Pole Backlog | EPSS Expulsion Fuse Replacement Aerial Inspection Ground Inspection Non-Pole Backlog Pole Backlog |  |  |  | , | FALSE
STANISLAUS 17017144 | EPSS | EPSS | EPSS | [7 empty] | Expulsion Fuse Replacement | [5 empty] | Aerial Inspection | Aerial Inspection | Ground Inspection | Ground Inspection | Ground Inspection | Non-Pole Backlog |  | Non-Pole Backlog |  |  |  | Down Conductor Detection (DCD) |  |  | Line Sensors | [8 empty] | EPSS,Ground Inspection,Non-Pole Backlog,Down Conductor Detection (DCD),Line Sensors, | EPSS Ground Inspection Non-Pole Backlog Down Conductor Detection (DCD) Line Sensors | EPSS Ground Inspection Non-Pole Backlog Down Conductor Detection (DCD) Line Sensors | EPSS,Expulsion Fuse Replacement,Aerial Inspection,Ground Inspection, | EPSS Expulsion Fuse Replacement Aerial Inspection Ground Inspection | EPSS Expulsion Fuse Replacement Aerial Inspection Ground Inspection | EPSS,Aerial Inspection,Ground Inspection,Non-Pole Backlog, | EPSS Aerial Inspection Ground Inspection Non-Pole Backlog | EPSS Aerial Inspection Ground Inspection Non-Pole Backlog |  |  |  | , | FALSE
HIGHLANDS 1103917328 | EPSS | EPSS | EPSS | [13 empty] | Aerial Inspection |  | Ground Inspection | [20 empty] | EPSS,Ground Inspection, | EPSS Ground Inspection | EPSS Ground Inspection | EPSS,Aerial Inspection, | EPSS Aerial Inspection | EPSS Aerial Inspection | EPSS, | EPSS | EPSS |  |  |  | , | FALSE
FRENCH GULCH 11011892 | EPSS | EPSS | EPSS | [12 empty] | Aerial Inspection | Aerial Inspection | Aerial Inspection | Ground Inspection | Ground Inspection | Ground Inspection | [6 empty] | Down Conductor Detection (DCD) | [11 empty] | EPSS,Aerial Inspection,Ground Inspection,Down Conductor Detection (DCD), | EPSS Aerial Inspection Ground Inspection Down Conductor Detection (DCD) | EPSS Aerial Inspection Ground Inspection Down Conductor Detection (DCD) | EPSS,Aerial Inspection,Ground Inspection, | EPSS Aerial Inspection Ground Inspection | EPSS Aerial Inspection Ground Inspection | EPSS,Aerial Inspection,Ground Inspection, | EPSS Aerial Inspection Ground Inspection | EPSS Aerial Inspection Ground Inspection |  |  |  | , | FALSE
WEIMAR 11012740 | EPSS | EPSS | EPSS | [7 empty] | Expulsion Fuse Replacement | Expulsion Fuse Replacement |  |  |  | Aerial Inspection | Aerial Inspection | Aerial Inspection | Ground Inspection | Ground Inspection | Ground Inspection | Non-Pole Backlog | Non-Pole Backlog | Non-Pole Backlog |  |  |  |  | Down Conductor Detection (DCD) | [7 empty] | Pole Backlog | Pole Backlog | Pole Backlog | EPSS,Aerial Inspection,Ground Inspection,Non-Pole Backlog,Pole Backlog, | EPSS Aerial Inspection Ground Inspection Non-Pole Backlog Pole Backlog | EPSS Aerial Inspection Ground Inspection Non-Pole Backlog Pole Backlog | EPSS,Expulsion Fuse Replacement,Aerial Inspection,Ground Inspection,Non-Pole Backlog,Down Conductor Detection (DCD),Pole Backlog, | EPSS Expulsion Fuse Replacement Aerial Inspection Ground Inspection Non-Pole Backlog Down Conductor Detection (DCD) Pole Backlog | EPSS Expulsion Fuse Replacement Aerial Inspection Ground Inspection Non-Pole Backlog Down Conductor Detection (DCD) Pole Backlog | EPSS,Expulsion Fuse Replacement,Aerial Inspection,Ground Inspection,Non-Pole Backlog,Pole Backlog, | EPSS Expulsion Fuse Replacement Aerial Inspection Ground Inspection Non-Pole Backlog Pole Backlog | EPSS Expulsion Fuse Replacement Aerial Inspection Ground Inspection Non-Pole Backlog Pole Backlog |  |  |  | , | FALSE
ORO FINO 110239154 | EPSS | EPSS | EPSS |  | Undergrounding | Undergrounding |  |  |  |  | Expulsion Fuse Replacement |  |  |  |  | Aerial Inspection | Aerial Inspection | Aerial Inspection | Ground Inspection | Ground Inspection | Ground Inspection | Non-Pole Backlog | Non-Pole Backlog | Non-Pole Backlog | Tree Removal | Tree Removal | Tree Removal | Down Conductor Detection (DCD) | [8 empty] | Pole Backlog | Pole Backlog | Pole Backlog | EPSS,Aerial Inspection,Ground Inspection,Non-Pole Backlog,Tree Removal,Down Conductor Detection (DCD),Pole Backlog, | EPSS Aerial Inspection Ground Inspection Non-Pole Backlog Tree Removal Down Conductor Detection (DCD) Pole Backlog | EPSS Aerial Inspection Ground Inspection Non-Pole Backlog Tree Removal Down Conductor Detection (DCD) Pole Backlog | EPSS,Undergrounding,Expulsion Fuse Replacement,Aerial Inspection,Ground Inspection,Non-Pole Backlog,Tree Removal,Pole Backlog, | EPSS Undergrounding Expulsion Fuse Replacement Aerial Inspection Ground Inspection Non-Pole Backlog Tree Removal Pole Backlog | EPSS Undergrounding Expulsion Fuse Replacement Aerial Inspection Ground Inspection Non-Pole Backlog Tree Removal Pole Backlog | EPSS,Undergrounding,Aerial Inspection,Ground Inspection,Non-Pole Backlog,Tree Removal,Pole Backlog, | EPSS Undergrounding Aerial Inspection Ground Inspection Non-Pole Backlog Tree Removal Pole Backlog | EPSS Undergrounding Aerial Inspection Ground Inspection Non-Pole Backlog Tree Removal Pole Backlog |  |  |  | , | FALSE
SISQUOC 1102M52 | EPSS | EPSS | EPSS | [7 empty] | Expulsion Fuse Replacement |  | Surge Arrestor Replacement |  |  | Aerial Inspection | Aerial Inspection | Aerial Inspection | Ground Inspection | Ground Inspection | Ground Inspection | Non-Pole Backlog | Non-Pole Backlog |  |  |  |  | Down Conductor Detection (DCD) | [8 empty] | Pole Backlog | Pole Backlog |  | EPSS,Surge Arrestor Replacement,Aerial Inspection,Ground Inspection,Non-Pole Backlog,Down Conductor Detection (DCD),Pole Backlog, | EPSS Surge Arrestor Replacement Aerial Inspection Ground Inspection Non-Pole Backlog Down Conductor Detection (DCD) Pole Backlog | EPSS Surge Arrestor Replacement Aerial Inspection Ground Inspection Non-Pole Backlog Down Conductor Detection (DCD) Pole Backlog | EPSS,Expulsion Fuse Replacement,Aerial Inspection,Ground Inspection,Non-Pole Backlog,Pole Backlog, | EPSS Expulsion Fuse Replacement Aerial Inspection Ground Inspection Non-Pole Backlog Pole Backlog | EPSS Expulsion Fuse Replacement Aerial Inspection Ground Inspection Non-Pole Backlog Pole Backlog | EPSS,Aerial Inspection,Ground Inspection, | EPSS Aerial Inspection Ground Inspection | EPSS Aerial Inspection Ground Inspection |  |  |  | , | FALSE
MOUNTAIN QUARRIES 21011184 | EPSS | EPSS | EPSS | [7 empty] | Expulsion Fuse Replacement |  | Surge Arrestor Replacement |  |  |  | Aerial Inspection | Aerial Inspection |  | Ground Inspection | Ground Inspection | Non-Pole Backlog | Non-Pole Backlog | Non-Pole Backlog |  |  |  | Down Conductor Detection (DCD) | [8 empty] | Pole Backlog | Pole Backlog | Pole Backlog | EPSS,Surge Arrestor Replacement,Non-Pole Backlog,Down Conductor Detection (DCD),Pole Backlog, | EPSS Surge Arrestor Replacement Non-Pole Backlog Down Conductor Detection (DCD) Pole Backlog | EPSS Surge Arrestor Replacement Non-Pole Backlog Down Conductor Detection (DCD) Pole Backlog | EPSS,Expulsion Fuse Replacement,Aerial Inspection,Ground Inspection,Non-Pole Backlog,Pole Backlog, | EPSS Expulsion Fuse Replacement Aerial Inspection Ground Inspection Non-Pole Backlog Pole Backlog | EPSS Expulsion Fuse Replacement Aerial Inspection Ground Inspection Non-Pole Backlog Pole Backlog | EPSS,Aerial Inspection,Ground Inspection,Non-Pole Backlog,Pole Backlog, | EPSS Aerial Inspection Ground Inspection Non-Pole Backlog Pole Backlog | EPSS Aerial Inspection Ground Inspection Non-Pole Backlog Pole Backlog |  |  |  | , | FALSE
SWIFT 2110XR332 | EPSS | EPSS | EPSS | [12 empty] | Aerial Inspection | Aerial Inspection | Aerial Inspection | Ground Inspection | Ground Inspection | Ground Inspection | Non-Pole Backlog | Non-Pole Backlog | [5 empty] | Down Conductor Detection (DCD) |  |  |  |  | Line Removal | [5 empty] | EPSS,Aerial Inspection,Ground Inspection,Non-Pole Backlog,Line Removal, | EPSS Aerial Inspection Ground Inspection Non-Pole Backlog Line Removal | EPSS Aerial Inspection Ground Inspection Non-Pole Backlog Line Removal | EPSS,Aerial Inspection,Ground Inspection,Non-Pole Backlog,Down Conductor Detection (DCD), | EPSS Aerial Inspection Ground Inspection Non-Pole Backlog Down Conductor Detection (DCD) | EPSS Aerial Inspection Ground Inspection Non-Pole Backlog Down Conductor Detection (DCD) | EPSS,Aerial Inspection,Ground Inspection, | EPSS Aerial Inspection Ground Inspection | EPSS Aerial Inspection Ground Inspection |  |  |  | , | FALSE
PLACERVILLE 21067522 | EPSS | EPSS | EPSS | Undergrounding | [5 empty] | Expulsion Fuse Replacement | Expulsion Fuse Replacement |  |  |  |  | Aerial Inspection | Aerial Inspection | Aerial Inspection | Ground Inspection | Ground Inspection | Ground Inspection | Non-Pole Backlog | Non-Pole Backlog | Non-Pole Backlog | Tree Removal | Tree Removal | Tree Removal | Down Conductor Detection (DCD) | [5 empty] | Line Removal | Line Removal |  | Pole Backlog | Pole Backlog | Pole Backlog | EPSS,Undergrounding,Expulsion Fuse Replacement,Aerial Inspection,Ground Inspection,Non-Pole Backlog,Tree Removal,Down Conductor Detection (DCD),Line Removal,Pole Backlog, | EPSS Undergrounding Expulsion Fuse Replacement Aerial Inspection Ground Inspection Non-Pole Backlog Tree Removal Down Conductor Detection (DCD) Line Removal Pole Backlog | EPSS Undergrounding Expulsion Fuse Replacement Aerial Inspection Ground Inspection Non-Pole Backlog Tree Removal Down Conductor Detection (DCD) Line Removal Pole Backlog | EPSS,Expulsion Fuse Replacement,Aerial Inspection,Ground Inspection,Non-Pole Backlog,Tree Removal,Line Removal,Pole Backlog, | EPSS Expulsion Fuse Replacement Aerial Inspection Ground Inspection Non-Pole Backlog Tree Removal Line Removal Pole Backlog | EPSS Expulsion Fuse Replacement Aerial Inspection Ground Inspection Non-Pole Backlog Tree Removal Line Removal Pole Backlog | EPSS,Aerial Inspection,Ground Inspection,Non-Pole Backlog,Tree Removal,Pole Backlog, | EPSS Aerial Inspection Ground Inspection Non-Pole Backlog Tree Removal Pole Backlog | EPSS Aerial Inspection Ground Inspection Non-Pole Backlog Tree Removal Pole Backlog | Undergrounding | Line Removal |  | Undergrounding,Line Removal, | Undergrounding Line Removal | Undergrounding Line Removal
EL DORADO PH 2102CB | EPSS | EPSS | EPSS | [8 empty] | Expulsion Fuse Replacement |  |  |  | Aerial Inspection |  | Aerial Inspection |  | Ground Inspection | Ground Inspection | Non-Pole Backlog | Non-Pole Backlog | [14 empty] | Pole Backlog |  | EPSS,Aerial Inspection,Non-Pole Backlog, | EPSS Aerial Inspection Non-Pole Backlog | EPSS Aerial Inspection Non-Pole Backlog | EPSS,Ground Inspection,Non-Pole Backlog,Pole Backlog, | EPSS Ground Inspection Non-Pole Backlog Pole Backlog | EPSS Ground Inspection Non-Pole Backlog Pole Backlog | EPSS,Expulsion Fuse Replacement,Aerial Inspection,Ground Inspection, | EPSS Expulsion Fuse Replacement Aerial Inspection Ground Inspection | EPSS Expulsion Fuse Replacement Aerial Inspection Ground Inspection |  |  |  | , | FALSE
MARTELL 110191216 | EPSS | EPSS | EPSS | [6 empty] | Expulsion Fuse Replacement | Expulsion Fuse Replacement |  |  |  |  | Aerial Inspection | Aerial Inspection | Aerial Inspection | Ground Inspection | Ground Inspection | Ground Inspection | Non-Pole Backlog | Non-Pole Backlog | Non-Pole Backlog | Tree Removal | Tree Removal | Tree Removal | [9 empty] | Pole Backlog | Pole Backlog | Pole Backlog | EPSS,Expulsion Fuse Replacement,Aerial Inspection,Ground Inspection,Non-Pole Backlog,Tree Removal,Pole Backlog, | EPSS Expulsion Fuse Replacement Aerial Inspection Ground Inspection Non-Pole Backlog Tree Removal Pole Backlog | EPSS Expulsion Fuse Replacement Aerial Inspection Ground Inspection Non-Pole Backlog Tree Removal Pole Backlog | EPSS,Expulsion Fuse Replacement,Aerial Inspection,Ground Inspection,Non-Pole Backlog,Tree Removal,Pole Backlog, | EPSS Expulsion Fuse Replacement Aerial Inspection Ground Inspection Non-Pole Backlog Tree Removal Pole Backlog | EPSS Expulsion Fuse Replacement Aerial Inspection Ground Inspection Non-Pole Backlog Tree Removal Pole Backlog | EPSS,Aerial Inspection,Ground Inspection,Non-Pole Backlog,Tree Removal,Pole Backlog, | EPSS Aerial Inspection Ground Inspection Non-Pole Backlog Tree Removal Pole Backlog | EPSS Aerial Inspection Ground Inspection Non-Pole Backlog Tree Removal Pole Backlog |  |  |  | , | FALSE
VOLTA 110153118 | EPSS | EPSS | EPSS |  |  |  | Overhead Hardening | [6 empty] | Surge Arrestor Replacement |  | Aerial Inspection | Aerial Inspection | Aerial Inspection | Ground Inspection | Ground Inspection | Ground Inspection | [6 empty] | Down Conductor Detection (DCD) |  |  | Line Sensors | [5 empty] | Pole Backlog |  |  | EPSS,Overhead Hardening,Aerial Inspection,Ground Inspection,Down Conductor Detection (DCD),Line Sensors,Pole Backlog, | EPSS Overhead Hardening Aerial Inspection Ground Inspection Down Conductor Detection (DCD) Line Sensors Pole Backlog | EPSS Overhead Hardening Aerial Inspection Ground Inspection Down Conductor Detection (DCD) Line Sensors Pole Backlog | EPSS,Surge Arrestor Replacement,Aerial Inspection,Ground Inspection, | EPSS Surge Arrestor Replacement Aerial Inspection Ground Inspection | EPSS Surge Arrestor Replacement Aerial Inspection Ground Inspection | EPSS,Aerial Inspection,Ground Inspection, | EPSS Aerial Inspection Ground Inspection | EPSS Aerial Inspection Ground Inspection | Undergrounding |  | Overhead Hardening | Undergrounding,Overhead Hardening, | Undergrounding Overhead Hardening | Undergrounding Overhead Hardening
VOLTA 11011596 | EPSS | EPSS | EPSS | Undergrounding |  |  | Overhead Hardening |  |  | Expulsion Fuse Replacement |  |  |  | Surge Arrestor Replacement |  | Aerial Inspection | Aerial Inspection | Aerial Inspection | Ground Inspection | Ground Inspection | Ground Inspection |  | Non-Pole Backlog | Non-Pole Backlog |  |  |  | Down Conductor Detection (DCD) |  |  | Line Sensors | [6 empty] | Pole Backlog | Pole Backlog | EPSS,Undergrounding,Overhead Hardening,Expulsion Fuse Replacement,Aerial Inspection,Ground Inspection,Down Conductor Detection (DCD),Line Sensors, | EPSS Undergrounding Overhead Hardening Expulsion Fuse Replacement Aerial Inspection Ground Inspection Down Conductor Detection (DCD) Line Sensors | EPSS Undergrounding Overhead Hardening Expulsion Fuse Replacement Aerial Inspection Ground Inspection Down Conductor Detection (DCD) Line Sensors | EPSS,Surge Arrestor Replacement,Aerial Inspection,Ground Inspection,Non-Pole Backlog,Pole Backlog, | EPSS Surge Arrestor Replacement Aerial Inspection Ground Inspection Non-Pole Backlog Pole Backlog | EPSS Surge Arrestor Replacement Aerial Inspection Ground Inspection Non-Pole Backlog Pole Backlog | EPSS,Aerial Inspection,Ground Inspection,Non-Pole Backlog,Pole Backlog, | EPSS Aerial Inspection Ground Inspection Non-Pole Backlog Pole Backlog | EPSS Aerial Inspection Ground Inspection Non-Pole Backlog Pole Backlog | Undergrounding | Line Removal | Overhead Hardening | Undergrounding,Line Removal,Overhead Hardening, | Undergrounding Line Removal Overhead Hardening | Undergrounding Line Removal Overhead Hardening
DOBBINS 110169722 | EPSS | EPSS | EPSS | [6 empty] | Expulsion Fuse Replacement | [5 empty] | Aerial Inspection | Aerial Inspection | Aerial Inspection | Ground Inspection | Ground Inspection | Ground Inspection | Non-Pole Backlog |  | Non-Pole Backlog |  |  |  |  | Down Conductor Detection (DCD) | [7 empty] | Pole Backlog | Pole Backlog | Pole Backlog | EPSS,Expulsion Fuse Replacement,Aerial Inspection,Ground Inspection,Non-Pole Backlog,Pole Backlog, | EPSS Expulsion Fuse Replacement Aerial Inspection Ground Inspection Non-Pole Backlog Pole Backlog | EPSS Expulsion Fuse Replacement Aerial Inspection Ground Inspection Non-Pole Backlog Pole Backlog | EPSS,Aerial Inspection,Ground Inspection,Down Conductor Detection (DCD),Pole Backlog, | EPSS Aerial Inspection Ground Inspection Down Conductor Detection (DCD) Pole Backlog | EPSS Aerial Inspection Ground Inspection Down Conductor Detection (DCD) Pole Backlog | EPSS,Aerial Inspection,Ground Inspection,Non-Pole Backlog,Pole Backlog, | EPSS Aerial Inspection Ground Inspection Non-Pole Backlog Pole Backlog | EPSS Aerial Inspection Ground Inspection Non-Pole Backlog Pole Backlog |  |  |  | , | FALSE
MIWUK 170193062 | EPSS | EPSS | EPSS | [7 empty] | Expulsion Fuse Replacement |  |  |  |  | Aerial Inspection | Aerial Inspection | Aerial Inspection |  | Ground Inspection | Ground Inspection | Non-Pole Backlog | Non-Pole Backlog | [7 empty] | Line Sensors | [5 empty] | Pole Backlog |  |  | EPSS,Aerial Inspection,Non-Pole Backlog,Line Sensors,Pole Backlog, | EPSS Aerial Inspection Non-Pole Backlog Line Sensors Pole Backlog | EPSS Aerial Inspection Non-Pole Backlog Line Sensors Pole Backlog | EPSS,Expulsion Fuse Replacement,Aerial Inspection,Ground Inspection,Non-Pole Backlog, | EPSS Expulsion Fuse Replacement Aerial Inspection Ground Inspection Non-Pole Backlog | EPSS Expulsion Fuse Replacement Aerial Inspection Ground Inspection Non-Pole Backlog | EPSS,Aerial Inspection,Ground Inspection, | EPSS Aerial Inspection Ground Inspection | EPSS Aerial Inspection Ground Inspection |  |  |  | , | FALSE
APPLE HILL 1103CB | EPSS | EPSS | EPSS | [6 empty] | Expulsion Fuse Replacement | Expulsion Fuse Replacement |  |  |  |  | Aerial Inspection | Aerial Inspection | Aerial Inspection | Ground Inspection | Ground Inspection | Ground Inspection | Non-Pole Backlog | Non-Pole Backlog | Non-Pole Backlog | [6 empty] | Line Sensors | [5 empty] | Pole Backlog | Pole Backlog | Pole Backlog | EPSS,Expulsion Fuse Replacement,Aerial Inspection,Ground Inspection,Non-Pole Backlog,Line Sensors,Pole Backlog, | EPSS Expulsion Fuse Replacement Aerial Inspection Ground Inspection Non-Pole Backlog Line Sensors Pole Backlog | EPSS Expulsion Fuse Replacement Aerial Inspection Ground Inspection Non-Pole Backlog Line Sensors Pole Backlog | EPSS,Expulsion Fuse Replacement,Aerial Inspection,Ground Inspection,Non-Pole Backlog,Pole Backlog, | EPSS Expulsion Fuse Replacement Aerial Inspection Ground Inspection Non-Pole Backlog Pole Backlog | EPSS Expulsion Fuse Replacement Aerial Inspection Ground Inspection Non-Pole Backlog Pole Backlog | EPSS,Aerial Inspection,Ground Inspection,Non-Pole Backlog,Pole Backlog, | EPSS Aerial Inspection Ground Inspection Non-Pole Backlog Pole Backlog | EPSS Aerial Inspection Ground Inspection Non-Pole Backlog Pole Backlog |  |  |  | , | FALSE
SCE VEGAS 1701CB | EPSS | EPSS | EPSS | [12 empty] | Aerial Inspection |  | Aerial Inspection |  | Ground Inspection |  |  | Non-Pole Backlog | [16 empty] | EPSS,Aerial Inspection, | EPSS Aerial Inspection | EPSS Aerial Inspection | EPSS,Ground Inspection,Non-Pole Backlog, | EPSS Ground Inspection Non-Pole Backlog | EPSS Ground Inspection Non-Pole Backlog | EPSS,Aerial Inspection, | EPSS Aerial Inspection | EPSS Aerial Inspection |  |  |  | , | FALSE
BRUNSWICK 11052130 | EPSS | EPSS | EPSS | [7 empty] | Expulsion Fuse Replacement |  | Surge Arrestor Replacement |  |  | Aerial Inspection | Aerial Inspection | Aerial Inspection | Ground Inspection | Ground Inspection | Ground Inspection | Non-Pole Backlog | Non-Pole Backlog | Non-Pole Backlog |  |  |  | Down Conductor Detection (DCD) | [8 empty] | Pole Backlog | Pole Backlog |  | EPSS,Surge Arrestor Replacement,Aerial Inspection,Ground Inspection,Non-Pole Backlog,Down Conductor Detection (DCD),Pole Backlog, | EPSS Surge Arrestor Replacement Aerial Inspection Ground Inspection Non-Pole Backlog Down Conductor Detection (DCD) Pole Backlog | EPSS Surge Arrestor Replacement Aerial Inspection Ground Inspection Non-Pole Backlog Down Conductor Detection (DCD) Pole Backlog | EPSS,Expulsion Fuse Replacement,Aerial Inspection,Ground Inspection,Non-Pole Backlog,Pole Backlog, | EPSS Expulsion Fuse Replacement Aerial Inspection Ground Inspection Non-Pole Backlog Pole Backlog | EPSS Expulsion Fuse Replacement Aerial Inspection Ground Inspection Non-Pole Backlog Pole Backlog | EPSS,Aerial Inspection,Ground Inspection,Non-Pole Backlog, | EPSS Aerial Inspection Ground Inspection Non-Pole Backlog | EPSS Aerial Inspection Ground Inspection Non-Pole Backlog |  |  |  | , | FALSE
EL DORADO PH 210119612 | EPSS | EPSS | EPSS |  |  | Undergrounding |  |  |  |  | Expulsion Fuse Replacement |  | Surge Arrestor Replacement |  |  |  |  | Aerial Inspection |  | Ground Inspection | Ground Inspection | Non-Pole Backlog | Non-Pole Backlog | Non-Pole Backlog |  |  |  | Down Conductor Detection (DCD) |  |  | Line Sensors | [5 empty] | Pole Backlog |  | Pole Backlog | EPSS,Surge Arrestor Replacement,Non-Pole Backlog,Down Conductor Detection (DCD),Line Sensors,Pole Backlog, | EPSS Surge Arrestor Replacement Non-Pole Backlog Down Conductor Detection (DCD) Line Sensors Pole Backlog | EPSS Surge Arrestor Replacement Non-Pole Backlog Down Conductor Detection (DCD) Line Sensors Pole Backlog | EPSS,Expulsion Fuse Replacement,Ground Inspection,Non-Pole Backlog, | EPSS Expulsion Fuse Replacement Ground Inspection Non-Pole Backlog | EPSS Expulsion Fuse Replacement Ground Inspection Non-Pole Backlog | EPSS,Undergrounding,Aerial Inspection,Ground Inspection,Non-Pole Backlog,Pole Backlog, | EPSS Undergrounding Aerial Inspection Ground Inspection Non-Pole Backlog Pole Backlog | EPSS Undergrounding Aerial Inspection Ground Inspection Non-Pole Backlog Pole Backlog |  |  |  | , | FALSE
ELECTRA 110136816 | EPSS | EPSS | EPSS | [6 empty] | Expulsion Fuse Replacement | [6 empty] | Aerial Inspection |  | Ground Inspection |  | Ground Inspection | Non-Pole Backlog | [14 empty] | Pole Backlog |  |  | EPSS,Expulsion Fuse Replacement,Ground Inspection,Non-Pole Backlog,Pole Backlog, | EPSS Expulsion Fuse Replacement Ground Inspection Non-Pole Backlog Pole Backlog | EPSS Expulsion Fuse Replacement Ground Inspection Non-Pole Backlog Pole Backlog | EPSS,Aerial Inspection, | EPSS Aerial Inspection | EPSS Aerial Inspection | EPSS,Ground Inspection, | EPSS Ground Inspection | EPSS Ground Inspection |  |  |  | , | FALSE
TEMPLETON 2113641367 | EPSS | EPSS | EPSS | [9 empty] | Surge Arrestor Replacement |  |  | Aerial Inspection | Aerial Inspection | Aerial Inspection | Ground Inspection | Ground Inspection | Ground Inspection | Non-Pole Backlog | Non-Pole Backlog | Non-Pole Backlog | [12 empty] | Pole Backlog | Pole Backlog | Pole Backlog | EPSS,Surge Arrestor Replacement,Aerial Inspection,Ground Inspection,Non-Pole Backlog,Pole Backlog, | EPSS Surge Arrestor Replacement Aerial Inspection Ground Inspection Non-Pole Backlog Pole Backlog | EPSS Surge Arrestor Replacement Aerial Inspection Ground Inspection Non-Pole Backlog Pole Backlog | EPSS,Aerial Inspection,Ground Inspection,Non-Pole Backlog,Pole Backlog, | EPSS Aerial Inspection Ground Inspection Non-Pole Backlog Pole Backlog | EPSS Aerial Inspection Ground Inspection Non-Pole Backlog Pole Backlog | EPSS,Aerial Inspection,Ground Inspection,Non-Pole Backlog,Pole Backlog, | EPSS Aerial Inspection Ground Inspection Non-Pole Backlog Pole Backlog | EPSS Aerial Inspection Ground Inspection Non-Pole Backlog Pole Backlog |  |  |  | , | FALSE
NOTRE DAME 11042537 | EPSS | EPSS | EPSS | [12 empty] | Aerial Inspection | Aerial Inspection | Aerial Inspection |  | Ground Inspection | Ground Inspection |  |  | Non-Pole Backlog |  |  |  | Down Conductor Detection (DCD) | [10 empty] | Pole Backlog | EPSS,Aerial Inspection,Down Conductor Detection (DCD), | EPSS Aerial Inspection Down Conductor Detection (DCD) | EPSS Aerial Inspection Down Conductor Detection (DCD) | EPSS,Aerial Inspection,Ground Inspection, | EPSS Aerial Inspection Ground Inspection | EPSS Aerial Inspection Ground Inspection | EPSS,Aerial Inspection,Ground Inspection,Non-Pole Backlog,Pole Backlog, | EPSS Aerial Inspection Ground Inspection Non-Pole Backlog Pole Backlog | EPSS Aerial Inspection Ground Inspection Non-Pole Backlog Pole Backlog |  |  |  | , | FALSE
SILVERADO 2105247660 | EPSS | EPSS | EPSS | [13 empty] | Aerial Inspection |  |  | Ground Inspection | Ground Inspection | Non-Pole Backlog |  | Non-Pole Backlog | [14 empty] | Pole Backlog | EPSS,Non-Pole Backlog, | EPSS Non-Pole Backlog | EPSS Non-Pole Backlog | EPSS,Aerial Inspection,Ground Inspection, | EPSS Aerial Inspection Ground Inspection | EPSS Aerial Inspection Ground Inspection | EPSS,Ground Inspection,Non-Pole Backlog,Pole Backlog, | EPSS Ground Inspection Non-Pole Backlog Pole Backlog | EPSS Ground Inspection Non-Pole Backlog Pole Backlog |  |  |  | , | FALSE
WYANDOTTE 1107829470 | EPSS | EPSS | EPSS | [6 empty] | Expulsion Fuse Replacement | [6 empty] | Aerial Inspection | Aerial Inspection | Ground Inspection | Ground Inspection | Ground Inspection | Non-Pole Backlog | Non-Pole Backlog | Non-Pole Backlog |  |  |  | Down Conductor Detection (DCD) | [8 empty] | Pole Backlog |  | Pole Backlog | EPSS,Expulsion Fuse Replacement,Ground Inspection,Non-Pole Backlog,Down Conductor Detection (DCD),Pole Backlog, | EPSS Expulsion Fuse Replacement Ground Inspection Non-Pole Backlog Down Conductor Detection (DCD) Pole Backlog | EPSS Expulsion Fuse Replacement Ground Inspection Non-Pole Backlog Down Conductor Detection (DCD) Pole Backlog | EPSS,Aerial Inspection,Ground Inspection,Non-Pole Backlog, | EPSS Aerial Inspection Ground Inspection Non-Pole Backlog | EPSS Aerial Inspection Ground Inspection Non-Pole Backlog | EPSS,Aerial Inspection,Ground Inspection,Non-Pole Backlog,Pole Backlog, | EPSS Aerial Inspection Ground Inspection Non-Pole Backlog Pole Backlog | EPSS Aerial Inspection Ground Inspection Non-Pole Backlog Pole Backlog |  |  |  | , | FALSE
PEORIA 1701169700 | EPSS | EPSS | EPSS | [12 empty] | Aerial Inspection | Aerial Inspection | Aerial Inspection | Ground Inspection | Ground Inspection | Ground Inspection | Non-Pole Backlog | Non-Pole Backlog | Non-Pole Backlog |  |  |  | Down Conductor Detection (DCD) |  |  | Line Sensors | [7 empty] | Pole Backlog | EPSS,Aerial Inspection,Ground Inspection,Non-Pole Backlog,Down Conductor Detection (DCD),Line Sensors, | EPSS Aerial Inspection Ground Inspection Non-Pole Backlog Down Conductor Detection (DCD) Line Sensors | EPSS Aerial Inspection Ground Inspection Non-Pole Backlog Down Conductor Detection (DCD) Line Sensors | EPSS,Aerial Inspection,Ground Inspection,Non-Pole Backlog, | EPSS Aerial Inspection Ground Inspection Non-Pole Backlog | EPSS Aerial Inspection Ground Inspection Non-Pole Backlog | EPSS,Aerial Inspection,Ground Inspection,Non-Pole Backlog,Pole Backlog, | EPSS Aerial Inspection Ground Inspection Non-Pole Backlog Pole Backlog | EPSS Aerial Inspection Ground Inspection Non-Pole Backlog Pole Backlog |  |  |  | , | FALSE
BRUNSWICK 1105875388 | EPSS | EPSS | EPSS | [7 empty] | Expulsion Fuse Replacement |  |  |  |  | Aerial Inspection |  | Aerial Inspection |  | Ground Inspection | Ground Inspection | Non-Pole Backlog | Non-Pole Backlog | Non-Pole Backlog |  |  |  | Down Conductor Detection (DCD) | [8 empty] | Pole Backlog | Pole Backlog |  | EPSS,Aerial Inspection,Non-Pole Backlog,Down Conductor Detection (DCD),Pole Backlog, | EPSS Aerial Inspection Non-Pole Backlog Down Conductor Detection (DCD) Pole Backlog | EPSS Aerial Inspection Non-Pole Backlog Down Conductor Detection (DCD) Pole Backlog | EPSS,Expulsion Fuse Replacement,Ground Inspection,Non-Pole Backlog,Pole Backlog, | EPSS Expulsion Fuse Replacement Ground Inspection Non-Pole Backlog Pole Backlog | EPSS Expulsion Fuse Replacement Ground Inspection Non-Pole Backlog Pole Backlog | EPSS,Aerial Inspection,Ground Inspection,Non-Pole Backlog, | EPSS Aerial Inspection Ground Inspection Non-Pole Backlog | EPSS Aerial Inspection Ground Inspection Non-Pole Backlog |  |  |  | , | FALSE
CALAVERAS CEMENT 110180930 | EPSS | EPSS | EPSS | [6 empty] | Expulsion Fuse Replacement | Expulsion Fuse Replacement |  |  |  |  | Aerial Inspection | Aerial Inspection | Aerial Inspection | Ground Inspection | Ground Inspection | Ground Inspection | Non-Pole Backlog | Non-Pole Backlog | Non-Pole Backlog |  |  |  | Down Conductor Detection (DCD) | [8 empty] | Pole Backlog | Pole Backlog | Pole Backlog | EPSS,Expulsion Fuse Replacement,Aerial Inspection,Ground Inspection,Non-Pole Backlog,Down Conductor Detection (DCD),Pole Backlog, | EPSS Expulsion Fuse Replacement Aerial Inspection Ground Inspection Non-Pole Backlog Down Conductor Detection (DCD) Pole Backlog | EPSS Expulsion Fuse Replacement Aerial Inspection Ground Inspection Non-Pole Backlog Down Conductor Detection (DCD) Pole Backlog | EPSS,Expulsion Fuse Replacement,Aerial Inspection,Ground Inspection,Non-Pole Backlog,Pole Backlog, | EPSS Expulsion Fuse Replacement Aerial Inspection Ground Inspection Non-Pole Backlog Pole Backlog | EPSS Expulsion Fuse Replacement Aerial Inspection Ground Inspection Non-Pole Backlog Pole Backlog | EPSS,Aerial Inspection,Ground Inspection,Non-Pole Backlog,Pole Backlog, | EPSS Aerial Inspection Ground Inspection Non-Pole Backlog Pole Backlog | EPSS Aerial Inspection Ground Inspection Non-Pole Backlog Pole Backlog |  | Line Removal |  | ,Line Removal, | Line Removal | Line Removal
CURTIS 170390320 | EPSS | EPSS | EPSS | [6 empty] | Expulsion Fuse Replacement | Expulsion Fuse Replacement | Expulsion Fuse Replacement |  |  |  |  | Aerial Inspection | Aerial Inspection | Ground Inspection |  | Ground Inspection | Non-Pole Backlog |  | Non-Pole Backlog |  |  |  | Down Conductor Detection (DCD) | [8 empty] | Pole Backlog | Pole Backlog | Pole Backlog | EPSS,Expulsion Fuse Replacement,Ground Inspection,Non-Pole Backlog,Down Conductor Detection (DCD),Pole Backlog, | EPSS Expulsion Fuse Replacement Ground Inspection Non-Pole Backlog Down Conductor Detection (DCD) Pole Backlog | EPSS Expulsion Fuse Replacement Ground Inspection Non-Pole Backlog Down Conductor Detection (DCD) Pole Backlog | EPSS,Expulsion Fuse Replacement,Aerial Inspection,Pole Backlog, | EPSS Expulsion Fuse Replacement Aerial Inspection Pole Backlog | EPSS Expulsion Fuse Replacement Aerial Inspection Pole Backlog | EPSS,Expulsion Fuse Replacement,Aerial Inspection,Ground Inspection,Non-Pole Backlog,Pole Backlog, | EPSS Expulsion Fuse Replacement Aerial Inspection Ground Inspection Non-Pole Backlog Pole Backlog | EPSS Expulsion Fuse Replacement Aerial Inspection Ground Inspection Non-Pole Backlog Pole Backlog |  |  |  | , | FALSE
KONOCTI 110264664 | EPSS | EPSS | EPSS | [6 empty] | Expulsion Fuse Replacement | [5 empty] | Aerial Inspection | Aerial Inspection | Aerial Inspection |  | Ground Inspection | Ground Inspection | Non-Pole Backlog | Non-Pole Backlog | Non-Pole Backlog |  |  | Tree Removal | Down Conductor Detection (DCD) | [8 empty] | Pole Backlog | Pole Backlog | Pole Backlog | EPSS,Expulsion Fuse Replacement,Aerial Inspection,Non-Pole Backlog,Down Conductor Detection (DCD),Pole Backlog, | EPSS Expulsion Fuse Replacement Aerial Inspection Non-Pole Backlog Down Conductor Detection (DCD) Pole Backlog | EPSS Expulsion Fuse Replacement Aerial Inspection Non-Pole Backlog Down Conductor Detection (DCD) Pole Backlog | EPSS,Aerial Inspection,Ground Inspection,Non-Pole Backlog,Pole Backlog, | EPSS Aerial Inspection Ground Inspection Non-Pole Backlog Pole Backlog | EPSS Aerial Inspection Ground Inspection Non-Pole Backlog Pole Backlog | EPSS,Aerial Inspection,Ground Inspection,Non-Pole Backlog,Tree Removal,Pole Backlog, | EPSS Aerial Inspection Ground Inspection Non-Pole Backlog Tree Removal Pole Backlog | EPSS Aerial Inspection Ground Inspection Non-Pole Backlog Tree Removal Pole Backlog |  |  |  | , | FALSE
STELLING 1110396595 | EPSS | EPSS | EPSS | [14 empty] | Aerial Inspection |  | Ground Inspection |  | Non-Pole Backlog | [6 empty] | Down Conductor Detection (DCD) | [10 empty] | EPSS,Non-Pole Backlog, | EPSS Non-Pole Backlog | EPSS Non-Pole Backlog | EPSS,Ground Inspection,Down Conductor Detection (DCD), | EPSS Ground Inspection Down Conductor Detection (DCD) | EPSS Ground Inspection Down Conductor Detection (DCD) | EPSS,Aerial Inspection, | EPSS Aerial Inspection | EPSS Aerial Inspection |  |  |  | , | FALSE
CALISTOGA 11015934 | EPSS | EPSS | EPSS | [6 empty] | Expulsion Fuse Replacement | [6 empty] | Aerial Inspection | Aerial Inspection |  | Ground Inspection | Ground Inspection | Non-Pole Backlog | Non-Pole Backlog | Non-Pole Backlog |  |  | Tree Removal | [10 empty] | Pole Backlog | Pole Backlog | EPSS,Expulsion Fuse Replacement,Non-Pole Backlog, | EPSS Expulsion Fuse Replacement Non-Pole Backlog | EPSS Expulsion Fuse Replacement Non-Pole Backlog | EPSS,Aerial Inspection,Ground Inspection,Non-Pole Backlog,Pole Backlog, | EPSS Aerial Inspection Ground Inspection Non-Pole Backlog Pole Backlog | EPSS Aerial Inspection Ground Inspection Non-Pole Backlog Pole Backlog | EPSS,Aerial Inspection,Ground Inspection,Non-Pole Backlog,Tree Removal,Pole Backlog, | EPSS Aerial Inspection Ground Inspection Non-Pole Backlog Tree Removal Pole Backlog | EPSS Aerial Inspection Ground Inspection Non-Pole Backlog Tree Removal Pole Backlog |  |  |  | , | FALSE
APPLE HILL 21021532 | EPSS | EPSS | EPSS | [6 empty] | Expulsion Fuse Replacement |  |  | Surge Arrestor Replacement |  |  |  | Aerial Inspection | Aerial Inspection | Ground Inspection | Ground Inspection | Ground Inspection | Non-Pole Backlog | Non-Pole Backlog | Non-Pole Backlog | Tree Removal | Tree Removal | Tree Removal | Down Conductor Detection (DCD) | [8 empty] | Pole Backlog | Pole Backlog | Pole Backlog | EPSS,Expulsion Fuse Replacement,Surge Arrestor Replacement,Ground Inspection,Non-Pole Backlog,Tree Removal,Down Conductor Detection (DCD),Pole Backlog, | EPSS Expulsion Fuse Replacement Surge Arrestor Replacement Ground Inspection Non-Pole Backlog Tree Removal Down Conductor Detection (DCD) Pole Backlog | EPSS Expulsion Fuse Replacement Surge Arrestor Replacement Ground Inspection Non-Pole Backlog Tree Removal Down Conductor Detection (DCD) Pole Backlog | EPSS,Aerial Inspection,Ground Inspection,Non-Pole Backlog,Tree Removal,Pole Backlog, | EPSS Aerial Inspection Ground Inspection Non-Pole Backlog Tree Removal Pole Backlog | EPSS Aerial Inspection Ground Inspection Non-Pole Backlog Tree Removal Pole Backlog | EPSS,Aerial Inspection,Ground Inspection,Non-Pole Backlog,Tree Removal,Pole Backlog, | EPSS Aerial Inspection Ground Inspection Non-Pole Backlog Tree Removal Pole Backlog | EPSS Aerial Inspection Ground Inspection Non-Pole Backlog Tree Removal Pole Backlog |  |  |  | , | FALSE
PIKE CITY 11011730 | EPSS | EPSS | EPSS |  |  | Undergrounding |  |  |  |  | Expulsion Fuse Replacement | [5 empty] | Aerial Inspection | Aerial Inspection | Ground Inspection | Ground Inspection | Ground Inspection | Non-Pole Backlog | Non-Pole Backlog | Non-Pole Backlog |  |  |  | Down Conductor Detection (DCD) | [9 empty] | Pole Backlog | Pole Backlog | EPSS,Ground Inspection,Non-Pole Backlog,Down Conductor Detection (DCD), | EPSS Ground Inspection Non-Pole Backlog Down Conductor Detection (DCD) | EPSS Ground Inspection Non-Pole Backlog Down Conductor Detection (DCD) | EPSS,Expulsion Fuse Replacement,Aerial Inspection,Ground Inspection,Non-Pole Backlog,Pole Backlog, | EPSS Expulsion Fuse Replacement Aerial Inspection Ground Inspection Non-Pole Backlog Pole Backlog | EPSS Expulsion Fuse Replacement Aerial Inspection Ground Inspection Non-Pole Backlog Pole Backlog | EPSS,Undergrounding,Aerial Inspection,Ground Inspection,Non-Pole Backlog,Pole Backlog, | EPSS Undergrounding Aerial Inspection Ground Inspection Non-Pole Backlog Pole Backlog | EPSS Undergrounding Aerial Inspection Ground Inspection Non-Pole Backlog Pole Backlog |  |  |  | , | FALSE
PARADISE 1105121988 | EPSS | EPSS | EPSS | Undergrounding | Undergrounding | [11 empty] | Aerial Inspection |  |  |  | Ground Inspection | Non-Pole Backlog | Non-Pole Backlog | Non-Pole Backlog |  |  |  | Down Conductor Detection (DCD) | [10 empty] | Pole Backlog | EPSS,Undergrounding,Non-Pole Backlog,Down Conductor Detection (DCD), | EPSS Undergrounding Non-Pole Backlog Down Conductor Detection (DCD) | EPSS Undergrounding Non-Pole Backlog Down Conductor Detection (DCD) | EPSS,Undergrounding,Aerial Inspection,Non-Pole Backlog, | EPSS Undergrounding Aerial Inspection Non-Pole Backlog | EPSS Undergrounding Aerial Inspection Non-Pole Backlog | EPSS,Ground Inspection,Non-Pole Backlog,Pole Backlog, | EPSS Ground Inspection Non-Pole Backlog Pole Backlog | EPSS Ground Inspection Non-Pole Backlog Pole Backlog |  |  |  | , | FALSE
PINE GROVE 11023168 | EPSS | EPSS | EPSS | [6 empty] | Expulsion Fuse Replacement | Expulsion Fuse Replacement | [5 empty] | Aerial Inspection | Aerial Inspection | Ground Inspection | Ground Inspection | Ground Inspection | Non-Pole Backlog | Non-Pole Backlog | Non-Pole Backlog | Tree Removal | Tree Removal | Tree Removal | Down Conductor Detection (DCD) | [8 empty] | Pole Backlog | Pole Backlog | Pole Backlog | EPSS,Expulsion Fuse Replacement,Ground Inspection,Non-Pole Backlog,Tree Removal,Down Conductor Detection (DCD),Pole Backlog, | EPSS Expulsion Fuse Replacement Ground Inspection Non-Pole Backlog Tree Removal Down Conductor Detection (DCD) Pole Backlog | EPSS Expulsion Fuse Replacement Ground Inspection Non-Pole Backlog Tree Removal Down Conductor Detection (DCD) Pole Backlog | EPSS,Expulsion Fuse Replacement,Aerial Inspection,Ground Inspection,Non-Pole Backlog,Tree Removal,Pole Backlog, | EPSS Expulsion Fuse Replacement Aerial Inspection Ground Inspection Non-Pole Backlog Tree Removal Pole Backlog | EPSS Expulsion Fuse Replacement Aerial Inspection Ground Inspection Non-Pole Backlog Tree Removal Pole Backlog | EPSS,Aerial Inspection,Ground Inspection,Non-Pole Backlog,Tree Removal,Pole Backlog, | EPSS Aerial Inspection Ground Inspection Non-Pole Backlog Tree Removal Pole Backlog | EPSS Aerial Inspection Ground Inspection Non-Pole Backlog Tree Removal Pole Backlog |  |  |  | , | FALSE
PLACERVILLE 21062224 | EPSS | EPSS | EPSS | [7 empty] | Expulsion Fuse Replacement | [5 empty] | Aerial Inspection | Aerial Inspection |  | Ground Inspection | Ground Inspection | Non-Pole Backlog | Non-Pole Backlog | Non-Pole Backlog |  |  |  | Down Conductor Detection (DCD) | [8 empty] | Pole Backlog | Pole Backlog |  | EPSS,Non-Pole Backlog,Down Conductor Detection (DCD),Pole Backlog, | EPSS Non-Pole Backlog Down Conductor Detection (DCD) Pole Backlog | EPSS Non-Pole Backlog Down Conductor Detection (DCD) Pole Backlog | EPSS,Expulsion Fuse Replacement,Aerial Inspection,Ground Inspection,Non-Pole Backlog,Pole Backlog, | EPSS Expulsion Fuse Replacement Aerial Inspection Ground Inspection Non-Pole Backlog Pole Backlog | EPSS Expulsion Fuse Replacement Aerial Inspection Ground Inspection Non-Pole Backlog Pole Backlog | EPSS,Aerial Inspection,Ground Inspection,Non-Pole Backlog, | EPSS Aerial Inspection Ground Inspection Non-Pole Backlog | EPSS Aerial Inspection Ground Inspection Non-Pole Backlog |  |  |  | , | FALSE
PLACERVILLE 210619552 | EPSS | EPSS | EPSS | [6 empty] | Expulsion Fuse Replacement | Expulsion Fuse Replacement |  |  |  |  | Aerial Inspection | Aerial Inspection | Aerial Inspection | Ground Inspection | Ground Inspection | Ground Inspection | Non-Pole Backlog | Non-Pole Backlog | Non-Pole Backlog |  |  |  | Down Conductor Detection (DCD) | [8 empty] | Pole Backlog | Pole Backlog |  | EPSS,Expulsion Fuse Replacement,Aerial Inspection,Ground Inspection,Non-Pole Backlog,Down Conductor Detection (DCD),Pole Backlog, | EPSS Expulsion Fuse Replacement Aerial Inspection Ground Inspection Non-Pole Backlog Down Conductor Detection (DCD) Pole Backlog | EPSS Expulsion Fuse Replacement Aerial Inspection Ground Inspection Non-Pole Backlog Down Conductor Detection (DCD) Pole Backlog | EPSS,Expulsion Fuse Replacement,Aerial Inspection,Ground Inspection,Non-Pole Backlog,Pole Backlog, | EPSS Expulsion Fuse Replacement Aerial Inspection Ground Inspection Non-Pole Backlog Pole Backlog | EPSS Expulsion Fuse Replacement Aerial Inspection Ground Inspection Non-Pole Backlog Pole Backlog | EPSS,Aerial Inspection,Ground Inspection,Non-Pole Backlog, | EPSS Aerial Inspection Ground Inspection Non-Pole Backlog | EPSS Aerial Inspection Ground Inspection Non-Pole Backlog |  |  |  | , | FALSE
WEST POINT 1102CB | EPSS | EPSS | EPSS | [7 empty] | Expulsion Fuse Replacement |  |  |  |  | Aerial Inspection | Aerial Inspection | Aerial Inspection | Ground Inspection | Ground Inspection | Ground Inspection | Non-Pole Backlog | Non-Pole Backlog | Non-Pole Backlog |  | Tree Removal | Tree Removal | [9 empty] | Pole Backlog | Pole Backlog | Pole Backlog | EPSS,Aerial Inspection,Ground Inspection,Non-Pole Backlog,Pole Backlog, | EPSS Aerial Inspection Ground Inspection Non-Pole Backlog Pole Backlog | EPSS Aerial Inspection Ground Inspection Non-Pole Backlog Pole Backlog | EPSS,Expulsion Fuse Replacement,Aerial Inspection,Ground Inspection,Non-Pole Backlog,Tree Removal,Pole Backlog, | EPSS Expulsion Fuse Replacement Aerial Inspection Ground Inspection Non-Pole Backlog Tree Removal Pole Backlog | EPSS Expulsion Fuse Replacement Aerial Inspection Ground Inspection Non-Pole Backlog Tree Removal Pole Backlog | EPSS,Aerial Inspection,Ground Inspection,Non-Pole Backlog,Tree Removal,Pole Backlog, | EPSS Aerial Inspection Ground Inspection Non-Pole Backlog Tree Removal Pole Backlog | EPSS Aerial Inspection Ground Inspection Non-Pole Backlog Tree Removal Pole Backlog |  |  |  | , | FALSE
WEST POINT 110234416 | EPSS | EPSS | EPSS | [7 empty] | Expulsion Fuse Replacement |  |  |  |  | Aerial Inspection | Aerial Inspection | Aerial Inspection |  | Ground Inspection | Ground Inspection | Non-Pole Backlog | Non-Pole Backlog |  | Tree Removal | Tree Removal | Tree Removal | Down Conductor Detection (DCD) | [8 empty] | Pole Backlog | Pole Backlog |  | EPSS,Aerial Inspection,Non-Pole Backlog,Tree Removal,Down Conductor Detection (DCD),Pole Backlog, | EPSS Aerial Inspection Non-Pole Backlog Tree Removal Down Conductor Detection (DCD) Pole Backlog | EPSS Aerial Inspection Non-Pole Backlog Tree Removal Down Conductor Detection (DCD) Pole Backlog | EPSS,Expulsion Fuse Replacement,Aerial Inspection,Ground Inspection,Non-Pole Backlog,Tree Removal,Pole Backlog, | EPSS Expulsion Fuse Replacement Aerial Inspection Ground Inspection Non-Pole Backlog Tree Removal Pole Backlog | EPSS Expulsion Fuse Replacement Aerial Inspection Ground Inspection Non-Pole Backlog Tree Removal Pole Backlog | EPSS,Aerial Inspection,Ground Inspection,Tree Removal, | EPSS Aerial Inspection Ground Inspection Tree Removal | EPSS Aerial Inspection Ground Inspection Tree Removal |  |  |  | , | FALSE
ELK CREEK 11012106 | EPSS | EPSS | EPSS | [13 empty] | Aerial Inspection |  | Ground Inspection | Ground Inspection | Ground Inspection | [6 empty] | Down Conductor Detection (DCD) | [7 empty] | Line Removal |  |  | Pole Backlog | EPSS,Ground Inspection,Down Conductor Detection (DCD), | EPSS Ground Inspection Down Conductor Detection (DCD) | EPSS Ground Inspection Down Conductor Detection (DCD) | EPSS,Aerial Inspection,Ground Inspection, | EPSS Aerial Inspection Ground Inspection | EPSS Aerial Inspection Ground Inspection | EPSS,Ground Inspection,Line Removal,Pole Backlog, | EPSS Ground Inspection Line Removal Pole Backlog | EPSS Ground Inspection Line Removal Pole Backlog |  |  |  | , | FALSE
UPPER LAKE 110175370 | EPSS | EPSS | EPSS |  |  | Undergrounding | [9 empty] | Aerial Inspection | Aerial Inspection | Aerial Inspection | Ground Inspection | Ground Inspection | Ground Inspection | Non-Pole Backlog | Non-Pole Backlog | Non-Pole Backlog | [12 empty] | Pole Backlog | Pole Backlog | Pole Backlog | EPSS,Aerial Inspection,Ground Inspection,Non-Pole Backlog,Pole Backlog, | EPSS Aerial Inspection Ground Inspection Non-Pole Backlog Pole Backlog | EPSS Aerial Inspection Ground Inspection Non-Pole Backlog Pole Backlog | EPSS,Aerial Inspection,Ground Inspection,Non-Pole Backlog,Pole Backlog, | EPSS Aerial Inspection Ground Inspection Non-Pole Backlog Pole Backlog | EPSS Aerial Inspection Ground Inspection Non-Pole Backlog Pole Backlog | EPSS,Undergrounding,Aerial Inspection,Ground Inspection,Non-Pole Backlog,Pole Backlog, | EPSS Undergrounding Aerial Inspection Ground Inspection Non-Pole Backlog Pole Backlog | EPSS Undergrounding Aerial Inspection Ground Inspection Non-Pole Backlog Pole Backlog |  |  |  | , | FALSE
PINE GROVE 11011021 | EPSS | EPSS | EPSS | [13 empty] | Aerial Inspection | Aerial Inspection | Ground Inspection |  | Ground Inspection | Non-Pole Backlog | Non-Pole Backlog | Non-Pole Backlog | [13 empty] | Pole Backlog | Pole Backlog | EPSS,Ground Inspection,Non-Pole Backlog, | EPSS Ground Inspection Non-Pole Backlog | EPSS Ground Inspection Non-Pole Backlog | EPSS,Aerial Inspection,Non-Pole Backlog,Pole Backlog, | EPSS Aerial Inspection Non-Pole Backlog Pole Backlog | EPSS Aerial Inspection Non-Pole Backlog Pole Backlog | EPSS,Aerial Inspection,Ground Inspection,Non-Pole Backlog,Pole Backlog, | EPSS Aerial Inspection Ground Inspection Non-Pole Backlog Pole Backlog | EPSS Aerial Inspection Ground Inspection Non-Pole Backlog Pole Backlog |  |  |  | , | FALSE
PASO ROBLES 1103N52 | EPSS | EPSS | EPSS |  |  |  | Overhead Hardening | Overhead Hardening | [8 empty] | Aerial Inspection | Aerial Inspection | Ground Inspection | Ground Inspection | Ground Inspection | Non-Pole Backlog | [5 empty] | Down Conductor Detection (DCD) | [11 empty] | EPSS,Overhead Hardening,Ground Inspection,Non-Pole Backlog,Down Conductor Detection (DCD), | EPSS Overhead Hardening Ground Inspection Non-Pole Backlog Down Conductor Detection (DCD) | EPSS Overhead Hardening Ground Inspection Non-Pole Backlog Down Conductor Detection (DCD) | EPSS,Overhead Hardening,Aerial Inspection,Ground Inspection, | EPSS Overhead Hardening Aerial Inspection Ground Inspection | EPSS Overhead Hardening Aerial Inspection Ground Inspection | EPSS,Aerial Inspection,Ground Inspection, | EPSS Aerial Inspection Ground Inspection | EPSS Aerial Inspection Ground Inspection |  |  |  | , | FALSE
MARIPOSA 2102594143 | EPSS | EPSS | EPSS | [6 empty] | Expulsion Fuse Replacement | [5 empty] | Aerial Inspection | Aerial Inspection | Aerial Inspection | Ground Inspection | Ground Inspection | Ground Inspection | Non-Pole Backlog | Non-Pole Backlog | [13 empty] | Pole Backlog | Pole Backlog |  | EPSS,Expulsion Fuse Replacement,Aerial Inspection,Ground Inspection,Non-Pole Backlog,Pole Backlog, | EPSS Expulsion Fuse Replacement Aerial Inspection Ground Inspection Non-Pole Backlog Pole Backlog | EPSS Expulsion Fuse Replacement Aerial Inspection Ground Inspection Non-Pole Backlog Pole Backlog | EPSS,Aerial Inspection,Ground Inspection,Non-Pole Backlog,Pole Backlog, | EPSS Aerial Inspection Ground Inspection Non-Pole Backlog Pole Backlog | EPSS Aerial Inspection Ground Inspection Non-Pole Backlog Pole Backlog | EPSS,Aerial Inspection,Ground Inspection, | EPSS Aerial Inspection Ground Inspection | EPSS Aerial Inspection Ground Inspection |  |  |  | , | FALSE
JAMESON 110265516 | EPSS | EPSS | EPSS | Undergrounding | [5 empty] | Expulsion Fuse Replacement | [6 empty] | Aerial Inspection | Aerial Inspection | Ground Inspection | Ground Inspection | Ground Inspection | Non-Pole Backlog | Non-Pole Backlog |  |  |  |  | Down Conductor Detection (DCD) | [7 empty] | Line Removal | Pole Backlog | Pole Backlog |  | EPSS,Undergrounding,Expulsion Fuse Replacement,Ground Inspection,Non-Pole Backlog,Down Conductor Detection (DCD),Pole Backlog, | EPSS Undergrounding Expulsion Fuse Replacement Ground Inspection Non-Pole Backlog Down Conductor Detection (DCD) Pole Backlog | EPSS Undergrounding Expulsion Fuse Replacement Ground Inspection Non-Pole Backlog Down Conductor Detection (DCD) Pole Backlog | EPSS,Aerial Inspection,Ground Inspection,Non-Pole Backlog,Pole Backlog, | EPSS Aerial Inspection Ground Inspection Non-Pole Backlog Pole Backlog | EPSS Aerial Inspection Ground Inspection Non-Pole Backlog Pole Backlog | EPSS,Aerial Inspection,Ground Inspection,Line Removal, | EPSS Aerial Inspection Ground Inspection Line Removal | EPSS Aerial Inspection Ground Inspection Line Removal |  |  |  | , | FALSE
CALISTOGA 1101267806 | EPSS | EPSS | EPSS | [36 empty] | EPSS, | EPSS | EPSS | EPSS, | EPSS | EPSS | EPSS, | EPSS | EPSS |  |  |  | , | FALSE
BRUNSWICK 110651486 | EPSS | EPSS | EPSS | Undergrounding | Undergrounding | Undergrounding |  |  |  | Expulsion Fuse Replacement | Expulsion Fuse Replacement | Expulsion Fuse Replacement |  |  |  | Aerial Inspection | Aerial Inspection | Aerial Inspection | Ground Inspection | Ground Inspection | Ground Inspection | Non-Pole Backlog | Non-Pole Backlog | Non-Pole Backlog | Tree Removal | Tree Removal | Tree Removal | Down Conductor Detection (DCD) | [8 empty] | Pole Backlog | Pole Backlog | Pole Backlog | EPSS,Undergrounding,Expulsion Fuse Replacement,Aerial Inspection,Ground Inspection,Non-Pole Backlog,Tree Removal,Down Conductor Detection (DCD),Pole Backlog, | EPSS Undergrounding Expulsion Fuse Replacement Aerial Inspection Ground Inspection Non-Pole Backlog Tree Removal Down Conductor Detection (DCD) Pole Backlog | EPSS Undergrounding Expulsion Fuse Replacement Aerial Inspection Ground Inspection Non-Pole Backlog Tree Removal Down Conductor Detection (DCD) Pole Backlog | EPSS,Undergrounding,Expulsion Fuse Replacement,Aerial Inspection,Ground Inspection,Non-Pole Backlog,Tree Removal,Pole Backlog, | EPSS Undergrounding Expulsion Fuse Replacement Aerial Inspection Ground Inspection Non-Pole Backlog Tree Removal Pole Backlog | EPSS Undergrounding Expulsion Fuse Replacement Aerial Inspection Ground Inspection Non-Pole Backlog Tree Removal Pole Backlog | EPSS,Undergrounding,Expulsion Fuse Replacement,Aerial Inspection,Ground Inspection,Non-Pole Backlog,Tree Removal,Pole Backlog, | EPSS Undergrounding Expulsion Fuse Replacement Aerial Inspection Ground Inspection Non-Pole Backlog Tree Removal Pole Backlog | EPSS Undergrounding Expulsion Fuse Replacement Aerial Inspection Ground Inspection Non-Pole Backlog Tree Removal Pole Backlog |  |  |  | , | FALSE
PIT NO 5 11011614 | EPSS | EPSS | EPSS | [13 empty] | Aerial Inspection | Aerial Inspection | Ground Inspection | Ground Inspection | Ground Inspection | Non-Pole Backlog | [5 empty] | Down Conductor Detection (DCD) | [8 empty] | Pole Backlog |  |  | EPSS,Ground Inspection,Non-Pole Backlog,Down Conductor Detection (DCD),Pole Backlog, | EPSS Ground Inspection Non-Pole Backlog Down Conductor Detection (DCD) Pole Backlog | EPSS Ground Inspection Non-Pole Backlog Down Conductor Detection (DCD) Pole Backlog | EPSS,Aerial Inspection,Ground Inspection, | EPSS Aerial Inspection Ground Inspection | EPSS Aerial Inspection Ground Inspection | EPSS,Aerial Inspection,Ground Inspection, | EPSS Aerial Inspection Ground Inspection | EPSS Aerial Inspection Ground Inspection |  |  |  | , | FALSE
SPAULDING 1101CB | EPSS | EPSS | EPSS | [14 empty] | Aerial Inspection | Ground Inspection |  |  | Non-Pole Backlog | [17 empty] | EPSS,Ground Inspection,Non-Pole Backlog, | EPSS Ground Inspection Non-Pole Backlog | EPSS Ground Inspection Non-Pole Backlog | EPSS, | EPSS | EPSS | EPSS,Aerial Inspection, | EPSS Aerial Inspection | EPSS Aerial Inspection |  |  |  | , | FALSE
BIG BEND 1101641808 | EPSS | EPSS | EPSS | [12 empty] | Aerial Inspection | Aerial Inspection | Aerial Inspection | Ground Inspection | Ground Inspection | Ground Inspection | Non-Pole Backlog | Non-Pole Backlog | Non-Pole Backlog |  |  |  | Down Conductor Detection (DCD) |  |  | Line Sensors | [5 empty] | Pole Backlog | Pole Backlog | Pole Backlog | EPSS,Aerial Inspection,Ground Inspection,Non-Pole Backlog,Down Conductor Detection (DCD),Line Sensors,Pole Backlog, | EPSS Aerial Inspection Ground Inspection Non-Pole Backlog Down Conductor Detection (DCD) Line Sensors Pole Backlog | EPSS Aerial Inspection Ground Inspection Non-Pole Backlog Down Conductor Detection (DCD) Line Sensors Pole Backlog | EPSS,Aerial Inspection,Ground Inspection,Non-Pole Backlog,Pole Backlog, | EPSS Aerial Inspection Ground Inspection Non-Pole Backlog Pole Backlog | EPSS Aerial Inspection Ground Inspection Non-Pole Backlog Pole Backlog | EPSS,Aerial Inspection,Ground Inspection,Non-Pole Backlog,Pole Backlog, | EPSS Aerial Inspection Ground Inspection Non-Pole Backlog Pole Backlog | EPSS Aerial Inspection Ground Inspection Non-Pole Backlog Pole Backlog |  |  |  | , | FALSE
HIGGINS 1110166282 | EPSS | EPSS | EPSS | [6 empty] | Expulsion Fuse Replacement | Expulsion Fuse Replacement |  |  |  |  | Aerial Inspection | Aerial Inspection | Aerial Inspection | Ground Inspection | Ground Inspection | Ground Inspection | Non-Pole Backlog | Non-Pole Backlog | Non-Pole Backlog |  |  |  |  | Down Conductor Detection (DCD) | [7 empty] | Pole Backlog | Pole Backlog | Pole Backlog | EPSS,Expulsion Fuse Replacement,Aerial Inspection,Ground Inspection,Non-Pole Backlog,Pole Backlog, | EPSS Expulsion Fuse Replacement Aerial Inspection Ground Inspection Non-Pole Backlog Pole Backlog | EPSS Expulsion Fuse Replacement Aerial Inspection Ground Inspection Non-Pole Backlog Pole Backlog | EPSS,Expulsion Fuse Replacement,Aerial Inspection,Ground Inspection,Non-Pole Backlog,Down Conductor Detection (DCD),Pole Backlog, | EPSS Expulsion Fuse Replacement Aerial Inspection Ground Inspection Non-Pole Backlog Down Conductor Detection (DCD) Pole Backlog | EPSS Expulsion Fuse Replacement Aerial Inspection Ground Inspection Non-Pole Backlog Down Conductor Detection (DCD) Pole Backlog | EPSS,Aerial Inspection,Ground Inspection,Non-Pole Backlog,Pole Backlog, | EPSS Aerial Inspection Ground Inspection Non-Pole Backlog Pole Backlog | EPSS Aerial Inspection Ground Inspection Non-Pole Backlog Pole Backlog |  |  |  | , | FALSE
COVELO 1101516510 | EPSS | EPSS | EPSS | [8 empty] | Expulsion Fuse Replacement | Surge Arrestor Replacement |  |  |  | Aerial Inspection |  | Ground Inspection | Ground Inspection | Ground Inspection | Non-Pole Backlog | Non-Pole Backlog |  |  |  |  | Down Conductor Detection (DCD) | [11 empty] | EPSS,Surge Arrestor Replacement,Ground Inspection,Non-Pole Backlog,Down Conductor Detection (DCD), | EPSS Surge Arrestor Replacement Ground Inspection Non-Pole Backlog Down Conductor Detection (DCD) | EPSS Surge Arrestor Replacement Ground Inspection Non-Pole Backlog Down Conductor Detection (DCD) | EPSS,Aerial Inspection,Ground Inspection,Non-Pole Backlog, | EPSS Aerial Inspection Ground Inspection Non-Pole Backlog | EPSS Aerial Inspection Ground Inspection Non-Pole Backlog | EPSS,Expulsion Fuse Replacement,Ground Inspection, | EPSS Expulsion Fuse Replacement Ground Inspection | EPSS Expulsion Fuse Replacement Ground Inspection |  |  |  | , | FALSE
CALAVERAS CEMENT 1101502 | EPSS | EPSS | EPSS | [6 empty] | Expulsion Fuse Replacement | Expulsion Fuse Replacement | Expulsion Fuse Replacement |  |  |  | Aerial Inspection | Aerial Inspection | Aerial Inspection | Ground Inspection | Ground Inspection | Ground Inspection | Non-Pole Backlog | Non-Pole Backlog | Non-Pole Backlog |  |  |  | Down Conductor Detection (DCD) | [8 empty] | Pole Backlog | Pole Backlog | Pole Backlog | EPSS,Expulsion Fuse Replacement,Aerial Inspection,Ground Inspection,Non-Pole Backlog,Down Conductor Detection (DCD),Pole Backlog, | EPSS Expulsion Fuse Replacement Aerial Inspection Ground Inspection Non-Pole Backlog Down Conductor Detection (DCD) Pole Backlog | EPSS Expulsion Fuse Replacement Aerial Inspection Ground Inspection Non-Pole Backlog Down Conductor Detection (DCD) Pole Backlog | EPSS,Expulsion Fuse Replacement,Aerial Inspection,Ground Inspection,Non-Pole Backlog,Pole Backlog, | EPSS Expulsion Fuse Replacement Aerial Inspection Ground Inspection Non-Pole Backlog Pole Backlog | EPSS Expulsion Fuse Replacement Aerial Inspection Ground Inspection Non-Pole Backlog Pole Backlog | EPSS,Expulsion Fuse Replacement,Aerial Inspection,Ground Inspection,Non-Pole Backlog,Pole Backlog, | EPSS Expulsion Fuse Replacement Aerial Inspection Ground Inspection Non-Pole Backlog Pole Backlog | EPSS Expulsion Fuse Replacement Aerial Inspection Ground Inspection Non-Pole Backlog Pole Backlog |  | Line Removal |  | ,Line Removal, | Line Removal | Line Removal
FORESTHILL 110137238 | EPSS | EPSS | EPSS |  |  | Undergrounding | [9 empty] | Aerial Inspection | Aerial Inspection | Aerial Inspection | Ground Inspection | Ground Inspection | Ground Inspection | Non-Pole Backlog | Non-Pole Backlog | Non-Pole Backlog |  |  |  |  | Down Conductor Detection (DCD) | [7 empty] | Pole Backlog |  | Pole Backlog | EPSS,Aerial Inspection,Ground Inspection,Non-Pole Backlog,Pole Backlog, | EPSS Aerial Inspection Ground Inspection Non-Pole Backlog Pole Backlog | EPSS Aerial Inspection Ground Inspection Non-Pole Backlog Pole Backlog | EPSS,Aerial Inspection,Ground Inspection,Non-Pole Backlog,Down Conductor Detection (DCD), | EPSS Aerial Inspection Ground Inspection Non-Pole Backlog Down Conductor Detection (DCD) | EPSS Aerial Inspection Ground Inspection Non-Pole Backlog Down Conductor Detection (DCD) | EPSS,Undergrounding,Aerial Inspection,Ground Inspection,Non-Pole Backlog,Pole Backlog, | EPSS Undergrounding Aerial Inspection Ground Inspection Non-Pole Backlog Pole Backlog | EPSS Undergrounding Aerial Inspection Ground Inspection Non-Pole Backlog Pole Backlog |  | Line Removal |  | ,Line Removal, | Line Removal | Line Removal
AUBERRY 110137536 | EPSS | EPSS | EPSS | [14 empty] | Aerial Inspection |  | Ground Inspection |  | Non-Pole Backlog |  | Non-Pole Backlog |  |  |  | Down Conductor Detection (DCD) |  |  | Line Sensors | [7 empty] | Pole Backlog | EPSS,Non-Pole Backlog,Down Conductor Detection (DCD),Line Sensors, | EPSS Non-Pole Backlog Down Conductor Detection (DCD) Line Sensors | EPSS Non-Pole Backlog Down Conductor Detection (DCD) Line Sensors | EPSS,Ground Inspection, | EPSS Ground Inspection | EPSS Ground Inspection | EPSS,Aerial Inspection,Non-Pole Backlog,Pole Backlog, | EPSS Aerial Inspection Non-Pole Backlog Pole Backlog | EPSS Aerial Inspection Non-Pole Backlog Pole Backlog |  |  |  | , | FALSE
COVELO 1101536 | EPSS | EPSS | EPSS | [8 empty] | Expulsion Fuse Replacement |  |  |  |  | Aerial Inspection |  | Ground Inspection | Ground Inspection | Ground Inspection | [6 empty] | Down Conductor Detection (DCD) | [11 empty] | EPSS,Ground Inspection,Down Conductor Detection (DCD), | EPSS Ground Inspection Down Conductor Detection (DCD) | EPSS Ground Inspection Down Conductor Detection (DCD) | EPSS,Aerial Inspection,Ground Inspection, | EPSS Aerial Inspection Ground Inspection | EPSS Aerial Inspection Ground Inspection | EPSS,Expulsion Fuse Replacement,Ground Inspection, | EPSS Expulsion Fuse Replacement Ground Inspection | EPSS Expulsion Fuse Replacement Ground Inspection |  |  |  | , | FALSE
CURTIS 170411290 | EPSS | EPSS | EPSS | [6 empty] | Expulsion Fuse Replacement | [5 empty] | Aerial Inspection | Aerial Inspection | Aerial Inspection | Ground Inspection | Ground Inspection | Ground Inspection | Non-Pole Backlog | Non-Pole Backlog |  |  |  |  | Down Conductor Detection (DCD) | [9 empty] | Pole Backlog |  | EPSS,Expulsion Fuse Replacement,Aerial Inspection,Ground Inspection,Non-Pole Backlog,Down Conductor Detection (DCD), | EPSS Expulsion Fuse Replacement Aerial Inspection Ground Inspection Non-Pole Backlog Down Conductor Detection (DCD) | EPSS Expulsion Fuse Replacement Aerial Inspection Ground Inspection Non-Pole Backlog Down Conductor Detection (DCD) | EPSS,Aerial Inspection,Ground Inspection,Non-Pole Backlog,Pole Backlog, | EPSS Aerial Inspection Ground Inspection Non-Pole Backlog Pole Backlog | EPSS Aerial Inspection Ground Inspection Non-Pole Backlog Pole Backlog | EPSS,Aerial Inspection,Ground Inspection, | EPSS Aerial Inspection Ground Inspection | EPSS Aerial Inspection Ground Inspection |  |  |  | , | FALSE
PIT NO 3 2101CB | EPSS | EPSS | EPSS |  |  | Undergrounding | [7 empty] | Surge Arrestor Replacement |  |  | Aerial Inspection | Aerial Inspection | Ground Inspection | [20 empty] | EPSS,Ground Inspection, | EPSS Ground Inspection | EPSS Ground Inspection | EPSS,Surge Arrestor Replacement,Aerial Inspection, | EPSS Surge Arrestor Replacement Aerial Inspection | EPSS Surge Arrestor Replacement Aerial Inspection | EPSS,Undergrounding,Aerial Inspection, | EPSS Undergrounding Aerial Inspection | EPSS Undergrounding Aerial Inspection |  |  |  | , | FALSE
UPPER LAKE 1101412 | EPSS | EPSS | EPSS | [13 empty] | Aerial Inspection | Aerial Inspection | Ground Inspection | Ground Inspection | Ground Inspection | Non-Pole Backlog | Non-Pole Backlog | Non-Pole Backlog |  |  |  | Down Conductor Detection (DCD) | [5 empty] | Line Removal |  |  |  | Pole Backlog | Pole Backlog | EPSS,Ground Inspection,Non-Pole Backlog,Down Conductor Detection (DCD),Line Removal, | EPSS Ground Inspection Non-Pole Backlog Down Conductor Detection (DCD) Line Removal | EPSS Ground Inspection Non-Pole Backlog Down Conductor Detection (DCD) Line Removal | EPSS,Aerial Inspection,Ground Inspection,Non-Pole Backlog,Pole Backlog, | EPSS Aerial Inspection Ground Inspection Non-Pole Backlog Pole Backlog | EPSS Aerial Inspection Ground Inspection Non-Pole Backlog Pole Backlog | EPSS,Aerial Inspection,Ground Inspection,Non-Pole Backlog,Pole Backlog, | EPSS Aerial Inspection Ground Inspection Non-Pole Backlog Pole Backlog | EPSS Aerial Inspection Ground Inspection Non-Pole Backlog Pole Backlog |  |  |  | , | FALSE
PLACERVILLE 1109868678 | EPSS | EPSS | EPSS | [6 empty] | Expulsion Fuse Replacement | Expulsion Fuse Replacement | Expulsion Fuse Replacement |  |  |  | Aerial Inspection | Aerial Inspection | Aerial Inspection | Ground Inspection | Ground Inspection | Ground Inspection | Non-Pole Backlog | Non-Pole Backlog | Non-Pole Backlog | [12 empty] | Pole Backlog |  | Pole Backlog | EPSS,Expulsion Fuse Replacement,Aerial Inspection,Ground Inspection,Non-Pole Backlog,Pole Backlog, | EPSS Expulsion Fuse Replacement Aerial Inspection Ground Inspection Non-Pole Backlog Pole Backlog | EPSS Expulsion Fuse Replacement Aerial Inspection Ground Inspection Non-Pole Backlog Pole Backlog | EPSS,Expulsion Fuse Replacement,Aerial Inspection,Ground Inspection,Non-Pole Backlog, | EPSS Expulsion Fuse Replacement Aerial Inspection Ground Inspection Non-Pole Backlog | EPSS Expulsion Fuse Replacement Aerial Inspection Ground Inspection Non-Pole Backlog | EPSS,Expulsion Fuse Replacement,Aerial Inspection,Ground Inspection,Non-Pole Backlog,Pole Backlog, | EPSS Expulsion Fuse Replacement Aerial Inspection Ground Inspection Non-Pole Backlog Pole Backlog | EPSS Expulsion Fuse Replacement Aerial Inspection Ground Inspection Non-Pole Backlog Pole Backlog |  |  |  | , | FALSE
MIWUK 1701767890 | EPSS | EPSS | EPSS | [7 empty] | Expulsion Fuse Replacement |  |  |  |  | Aerial Inspection | Aerial Inspection | Aerial Inspection |  | Ground Inspection | Ground Inspection | Non-Pole Backlog | Non-Pole Backlog | Non-Pole Backlog | [6 empty] | Line Sensors | [5 empty] | Pole Backlog |  | Pole Backlog | EPSS,Aerial Inspection,Non-Pole Backlog,Line Sensors,Pole Backlog, | EPSS Aerial Inspection Non-Pole Backlog Line Sensors Pole Backlog | EPSS Aerial Inspection Non-Pole Backlog Line Sensors Pole Backlog | EPSS,Expulsion Fuse Replacement,Aerial Inspection,Ground Inspection,Non-Pole Backlog, | EPSS Expulsion Fuse Replacement Aerial Inspection Ground Inspection Non-Pole Backlog | EPSS Expulsion Fuse Replacement Aerial Inspection Ground Inspection Non-Pole Backlog | EPSS,Aerial Inspection,Ground Inspection,Non-Pole Backlog,Pole Backlog, | EPSS Aerial Inspection Ground Inspection Non-Pole Backlog Pole Backlog | EPSS Aerial Inspection Ground Inspection Non-Pole Backlog Pole Backlog |  |  |  | , | FALSE
MONTICELLO 1101256640 | EPSS | EPSS | EPSS | [6 empty] | Expulsion Fuse Replacement | [6 empty] | Aerial Inspection |  | Ground Inspection | Ground Inspection | Ground Inspection |  | Non-Pole Backlog | [5 empty] | Down Conductor Detection (DCD) | [8 empty] | Pole Backlog |  | EPSS,Expulsion Fuse Replacement,Ground Inspection, | EPSS Expulsion Fuse Replacement Ground Inspection | EPSS Expulsion Fuse Replacement Ground Inspection | EPSS,Aerial Inspection,Ground Inspection,Non-Pole Backlog,Down Conductor Detection (DCD),Pole Backlog, | EPSS Aerial Inspection Ground Inspection Non-Pole Backlog Down Conductor Detection (DCD) Pole Backlog | EPSS Aerial Inspection Ground Inspection Non-Pole Backlog Down Conductor Detection (DCD) Pole Backlog | EPSS,Ground Inspection, | EPSS Ground Inspection | EPSS Ground Inspection |  |  |  | , | FALSE
CALAVERAS CEMENT 1101544800 | EPSS | EPSS | EPSS | [7 empty] | Expulsion Fuse Replacement | Expulsion Fuse Replacement |  |  |  |  | Aerial Inspection |  | Ground Inspection |  | Ground Inspection | Non-Pole Backlog | Non-Pole Backlog | Non-Pole Backlog |  |  |  | Down Conductor Detection (DCD) | [9 empty] | Pole Backlog | Pole Backlog | EPSS,Ground Inspection,Non-Pole Backlog,Down Conductor Detection (DCD), | EPSS Ground Inspection Non-Pole Backlog Down Conductor Detection (DCD) | EPSS Ground Inspection Non-Pole Backlog Down Conductor Detection (DCD) | EPSS,Expulsion Fuse Replacement,Aerial Inspection,Non-Pole Backlog,Pole Backlog, | EPSS Expulsion Fuse Replacement Aerial Inspection Non-Pole Backlog Pole Backlog | EPSS Expulsion Fuse Replacement Aerial Inspection Non-Pole Backlog Pole Backlog | EPSS,Expulsion Fuse Replacement,Ground Inspection,Non-Pole Backlog,Pole Backlog, | EPSS Expulsion Fuse Replacement Ground Inspection Non-Pole Backlog Pole Backlog | EPSS Expulsion Fuse Replacement Ground Inspection Non-Pole Backlog Pole Backlog |  |  |  | , | FALSE
KONOCTI 1102714370 | EPSS | EPSS | EPSS | [6 empty] | Expulsion Fuse Replacement | [7 empty] | Aerial Inspection | Ground Inspection |  | Ground Inspection | Non-Pole Backlog | Non-Pole Backlog |  |  |  |  | Down Conductor Detection (DCD) | [9 empty] | Pole Backlog |  | EPSS,Expulsion Fuse Replacement,Ground Inspection,Non-Pole Backlog,Down Conductor Detection (DCD), | EPSS Expulsion Fuse Replacement Ground Inspection Non-Pole Backlog Down Conductor Detection (DCD) | EPSS Expulsion Fuse Replacement Ground Inspection Non-Pole Backlog Down Conductor Detection (DCD) | EPSS,Non-Pole Backlog,Pole Backlog, | EPSS Non-Pole Backlog Pole Backlog | EPSS Non-Pole Backlog Pole Backlog | EPSS,Aerial Inspection,Ground Inspection, | EPSS Aerial Inspection Ground Inspection | EPSS Aerial Inspection Ground Inspection |  |  |  | , | FALSE
COARSEGOLD 210410110 | EPSS | EPSS | EPSS | [6 empty] | Expulsion Fuse Replacement | Expulsion Fuse Replacement |  |  |  |  | Aerial Inspection | Aerial Inspection | Aerial Inspection |  | Ground Inspection | Ground Inspection | Non-Pole Backlog | Non-Pole Backlog | Non-Pole Backlog | Tree Removal | Tree Removal | Tree Removal | [9 empty] | Pole Backlog | Pole Backlog | Pole Backlog | EPSS,Expulsion Fuse Replacement,Aerial Inspection,Non-Pole Backlog,Tree Removal,Pole Backlog, | EPSS Expulsion Fuse Replacement Aerial Inspection Non-Pole Backlog Tree Removal Pole Backlog | EPSS Expulsion Fuse Replacement Aerial Inspection Non-Pole Backlog Tree Removal Pole Backlog | EPSS,Expulsion Fuse Replacement,Aerial Inspection,Ground Inspection,Non-Pole Backlog,Tree Removal,Pole Backlog, | EPSS Expulsion Fuse Replacement Aerial Inspection Ground Inspection Non-Pole Backlog Tree Removal Pole Backlog | EPSS Expulsion Fuse Replacement Aerial Inspection Ground Inspection Non-Pole Backlog Tree Removal Pole Backlog | EPSS,Aerial Inspection,Ground Inspection,Non-Pole Backlog,Tree Removal,Pole Backlog, | EPSS Aerial Inspection Ground Inspection Non-Pole Backlog Tree Removal Pole Backlog | EPSS Aerial Inspection Ground Inspection Non-Pole Backlog Tree Removal Pole Backlog |  |  |  | , | FALSE
SALT SPRINGS 210110416 | EPSS | EPSS | EPSS | [14 empty] | Aerial Inspection | Ground Inspection |  |  | Non-Pole Backlog | Non-Pole Backlog |  |  |  |  | Down Conductor Detection (DCD) | [11 empty] | EPSS,Ground Inspection,Non-Pole Backlog,Down Conductor Detection (DCD), | EPSS Ground Inspection Non-Pole Backlog Down Conductor Detection (DCD) | EPSS Ground Inspection Non-Pole Backlog Down Conductor Detection (DCD) | EPSS,Non-Pole Backlog, | EPSS Non-Pole Backlog | EPSS Non-Pole Backlog | EPSS,Aerial Inspection, | EPSS Aerial Inspection | EPSS Aerial Inspection |  |  |  | , | FALSE
SPRING GAP 1702188426 | EPSS | EPSS | EPSS | [13 empty] | Aerial Inspection |  |  |  | Ground Inspection | [8 empty] | Down Conductor Detection (DCD) | [9 empty] | EPSS, | EPSS | EPSS | EPSS,Aerial Inspection, | EPSS Aerial Inspection | EPSS Aerial Inspection | EPSS,Ground Inspection,Down Conductor Detection (DCD), | EPSS Ground Inspection Down Conductor Detection (DCD) | EPSS Ground Inspection Down Conductor Detection (DCD) |  |  |  | , | FALSE
SHINGLE SPRINGS 210985766 | EPSS | EPSS | EPSS | [6 empty] | Expulsion Fuse Replacement | Expulsion Fuse Replacement |  |  |  |  | Aerial Inspection | Aerial Inspection | Aerial Inspection | Ground Inspection | Ground Inspection | Ground Inspection | Non-Pole Backlog | Non-Pole Backlog |  |  |  |  | Down Conductor Detection (DCD) | [8 empty] | Pole Backlog |  |  | EPSS,Expulsion Fuse Replacement,Aerial Inspection,Ground Inspection,Non-Pole Backlog,Down Conductor Detection (DCD),Pole Backlog, | EPSS Expulsion Fuse Replacement Aerial Inspection Ground Inspection Non-Pole Backlog Down Conductor Detection (DCD) Pole Backlog | EPSS Expulsion Fuse Replacement Aerial Inspection Ground Inspection Non-Pole Backlog Down Conductor Detection (DCD) Pole Backlog | EPSS,Expulsion Fuse Replacement,Aerial Inspection,Ground Inspection,Non-Pole Backlog, | EPSS Expulsion Fuse Replacement Aerial Inspection Ground Inspection Non-Pole Backlog | EPSS Expulsion Fuse Replacement Aerial Inspection Ground Inspection Non-Pole Backlog | EPSS,Aerial Inspection,Ground Inspection, | EPSS Aerial Inspection Ground Inspection | EPSS Aerial Inspection Ground Inspection |  |  |  | , | FALSE
SANTA YNEZ 1101980192 | EPSS | EPSS | EPSS | [12 empty] | Aerial Inspection |  | Aerial Inspection |  | Ground Inspection |  | Non-Pole Backlog | Non-Pole Backlog | [14 empty] | Pole Backlog |  | EPSS,Aerial Inspection,Non-Pole Backlog, | EPSS Aerial Inspection Non-Pole Backlog | EPSS Aerial Inspection Non-Pole Backlog | EPSS,Ground Inspection,Non-Pole Backlog,Pole Backlog, | EPSS Ground Inspection Non-Pole Backlog Pole Backlog | EPSS Ground Inspection Non-Pole Backlog Pole Backlog | EPSS,Aerial Inspection, | EPSS Aerial Inspection | EPSS Aerial Inspection |  |  |  | , | FALSE
PUEBLO 2102378860 | EPSS | EPSS | EPSS | [6 empty] | Expulsion Fuse Replacement | Expulsion Fuse Replacement | [5 empty] | Aerial Inspection | Aerial Inspection |  | Ground Inspection | Ground Inspection | Non-Pole Backlog | Non-Pole Backlog | Non-Pole Backlog |  |  | Tree Removal |  | Down Conductor Detection (DCD) | [8 empty] | Pole Backlog | Pole Backlog | EPSS,Expulsion Fuse Replacement,Non-Pole Backlog, | EPSS Expulsion Fuse Replacement Non-Pole Backlog | EPSS Expulsion Fuse Replacement Non-Pole Backlog | EPSS,Expulsion Fuse Replacement,Aerial Inspection,Ground Inspection,Non-Pole Backlog,Down Conductor Detection (DCD),Pole Backlog, | EPSS Expulsion Fuse Replacement Aerial Inspection Ground Inspection Non-Pole Backlog Down Conductor Detection (DCD) Pole Backlog | EPSS Expulsion Fuse Replacement Aerial Inspection Ground Inspection Non-Pole Backlog Down Conductor Detection (DCD) Pole Backlog | EPSS,Aerial Inspection,Ground Inspection,Non-Pole Backlog,Tree Removal,Pole Backlog, | EPSS Aerial Inspection Ground Inspection Non-Pole Backlog Tree Removal Pole Backlog | EPSS Aerial Inspection Ground Inspection Non-Pole Backlog Tree Removal Pole Backlog |  |  |  | , | FALSE
HIGGINS 11044281 | EPSS | EPSS | EPSS | [12 empty] | Aerial Inspection | Aerial Inspection | Aerial Inspection |  | Ground Inspection | Ground Inspection | Non-Pole Backlog |  | Non-Pole Backlog | [14 empty] | Pole Backlog | EPSS,Aerial Inspection,Non-Pole Backlog, | EPSS Aerial Inspection Non-Pole Backlog | EPSS Aerial Inspection Non-Pole Backlog | EPSS,Aerial Inspection,Ground Inspection, | EPSS Aerial Inspection Ground Inspection | EPSS Aerial Inspection Ground Inspection | EPSS,Aerial Inspection,Ground Inspection,Non-Pole Backlog,Pole Backlog, | EPSS Aerial Inspection Ground Inspection Non-Pole Backlog Pole Backlog | EPSS Aerial Inspection Ground Inspection Non-Pole Backlog Pole Backlog |  |  |  | , | FALSE
GIRVAN 11011636 | EPSS | EPSS | EPSS | [13 empty] | Aerial Inspection | Aerial Inspection | Ground Inspection | Ground Inspection | Ground Inspection | Non-Pole Backlog | [5 empty] | Down Conductor Detection (DCD) | [11 empty] | EPSS,Ground Inspection,Non-Pole Backlog,Down Conductor Detection (DCD), | EPSS Ground Inspection Non-Pole Backlog Down Conductor Detection (DCD) | EPSS Ground Inspection Non-Pole Backlog Down Conductor Detection (DCD) | EPSS,Aerial Inspection,Ground Inspection, | EPSS Aerial Inspection Ground Inspection | EPSS Aerial Inspection Ground Inspection | EPSS,Aerial Inspection,Ground Inspection, | EPSS Aerial Inspection Ground Inspection | EPSS Aerial Inspection Ground Inspection |  |  |  | , | FALSE
HALSEY 1102CB | EPSS | EPSS | EPSS | [7 empty] | Expulsion Fuse Replacement | Expulsion Fuse Replacement |  |  |  |  | Aerial Inspection | Aerial Inspection | Ground Inspection | Ground Inspection | Ground Inspection | Non-Pole Backlog | Non-Pole Backlog | Non-Pole Backlog | [12 empty] | Pole Backlog |  | Pole Backlog | EPSS,Ground Inspection,Non-Pole Backlog,Pole Backlog, | EPSS Ground Inspection Non-Pole Backlog Pole Backlog | EPSS Ground Inspection Non-Pole Backlog Pole Backlog | EPSS,Expulsion Fuse Replacement,Aerial Inspection,Ground Inspection,Non-Pole Backlog, | EPSS Expulsion Fuse Replacement Aerial Inspection Ground Inspection Non-Pole Backlog | EPSS Expulsion Fuse Replacement Aerial Inspection Ground Inspection Non-Pole Backlog | EPSS,Expulsion Fuse Replacement,Aerial Inspection,Ground Inspection,Non-Pole Backlog,Pole Backlog, | EPSS Expulsion Fuse Replacement Aerial Inspection Ground Inspection Non-Pole Backlog Pole Backlog | EPSS Expulsion Fuse Replacement Aerial Inspection Ground Inspection Non-Pole Backlog Pole Backlog |  |  |  | , | FALSE
STELLING 1110733294 | EPSS | EPSS | EPSS | [8 empty] | Expulsion Fuse Replacement | [5 empty] | Aerial Inspection |  | Ground Inspection |  | Non-Pole Backlog | [6 empty] | Down Conductor Detection (DCD) | [10 empty] | EPSS,Non-Pole Backlog, | EPSS Non-Pole Backlog | EPSS Non-Pole Backlog | EPSS,Ground Inspection,Down Conductor Detection (DCD), | EPSS Ground Inspection Down Conductor Detection (DCD) | EPSS Ground Inspection Down Conductor Detection (DCD) | EPSS,Expulsion Fuse Replacement,Aerial Inspection, | EPSS Expulsion Fuse Replacement Aerial Inspection | EPSS Expulsion Fuse Replacement Aerial Inspection |  |  |  | , | FALSE
DOBBINS 11011264 | EPSS | EPSS | EPSS | [6 empty] | Expulsion Fuse Replacement | Expulsion Fuse Replacement |  | Surge Arrestor Replacement |  |  | Aerial Inspection | Aerial Inspection | Aerial Inspection | Ground Inspection | Ground Inspection | Ground Inspection | Non-Pole Backlog |  | Non-Pole Backlog |  |  | Tree Removal |  | Down Conductor Detection (DCD) | [7 empty] | Pole Backlog |  | Pole Backlog | EPSS,Expulsion Fuse Replacement,Surge Arrestor Replacement,Aerial Inspection,Ground Inspection,Non-Pole Backlog,Pole Backlog, | EPSS Expulsion Fuse Replacement Surge Arrestor Replacement Aerial Inspection Ground Inspection Non-Pole Backlog Pole Backlog | EPSS Expulsion Fuse Replacement Surge Arrestor Replacement Aerial Inspection Ground Inspection Non-Pole Backlog Pole Backlog | EPSS,Expulsion Fuse Replacement,Aerial Inspection,Ground Inspection,Down Conductor Detection (DCD), | EPSS Expulsion Fuse Replacement Aerial Inspection Ground Inspection Down Conductor Detection (DCD) | EPSS Expulsion Fuse Replacement Aerial Inspection Ground Inspection Down Conductor Detection (DCD) | EPSS,Aerial Inspection,Ground Inspection,Non-Pole Backlog,Tree Removal,Pole Backlog, | EPSS Aerial Inspection Ground Inspection Non-Pole Backlog Tree Removal Pole Backlog | EPSS Aerial Inspection Ground Inspection Non-Pole Backlog Tree Removal Pole Backlog |  | Line Removal |  | ,Line Removal, | Line Removal | Line Removal
DOBBINS 1101CB | EPSS | EPSS | EPSS | [9 empty] | Surge Arrestor Replacement |  |  | Aerial Inspection | Aerial Inspection | Aerial Inspection | Ground Inspection | Ground Inspection | Ground Inspection | Non-Pole Backlog | Non-Pole Backlog | [14 empty] | Pole Backlog |  | EPSS,Surge Arrestor Replacement,Aerial Inspection,Ground Inspection,Non-Pole Backlog, | EPSS Surge Arrestor Replacement Aerial Inspection Ground Inspection Non-Pole Backlog | EPSS Surge Arrestor Replacement Aerial Inspection Ground Inspection Non-Pole Backlog | EPSS,Aerial Inspection,Ground Inspection,Non-Pole Backlog,Pole Backlog, | EPSS Aerial Inspection Ground Inspection Non-Pole Backlog Pole Backlog | EPSS Aerial Inspection Ground Inspection Non-Pole Backlog Pole Backlog | EPSS,Aerial Inspection,Ground Inspection, | EPSS Aerial Inspection Ground Inspection | EPSS Aerial Inspection Ground Inspection |  |  |  | , | FALSE
GIRVAN 11011330 | EPSS | EPSS | EPSS | [6 empty] | Expulsion Fuse Replacement | Expulsion Fuse Replacement |  |  |  |  | Aerial Inspection | Aerial Inspection | Aerial Inspection | Ground Inspection | Ground Inspection | Ground Inspection | Non-Pole Backlog | Non-Pole Backlog | Non-Pole Backlog |  |  | Tree Removal | Down Conductor Detection (DCD) | [8 empty] | Pole Backlog | Pole Backlog | Pole Backlog | EPSS,Expulsion Fuse Replacement,Aerial Inspection,Ground Inspection,Non-Pole Backlog,Down Conductor Detection (DCD),Pole Backlog, | EPSS Expulsion Fuse Replacement Aerial Inspection Ground Inspection Non-Pole Backlog Down Conductor Detection (DCD) Pole Backlog | EPSS Expulsion Fuse Replacement Aerial Inspection Ground Inspection Non-Pole Backlog Down Conductor Detection (DCD) Pole Backlog | EPSS,Expulsion Fuse Replacement,Aerial Inspection,Ground Inspection,Non-Pole Backlog,Pole Backlog, | EPSS Expulsion Fuse Replacement Aerial Inspection Ground Inspection Non-Pole Backlog Pole Backlog | EPSS Expulsion Fuse Replacement Aerial Inspection Ground Inspection Non-Pole Backlog Pole Backlog | EPSS,Aerial Inspection,Ground Inspection,Non-Pole Backlog,Tree Removal,Pole Backlog, | EPSS Aerial Inspection Ground Inspection Non-Pole Backlog Tree Removal Pole Backlog | EPSS Aerial Inspection Ground Inspection Non-Pole Backlog Tree Removal Pole Backlog |  |  |  | , | FALSE
SILVERADO 2103920793 | EPSS | EPSS | EPSS | [7 empty] | Expulsion Fuse Replacement | [5 empty] | Aerial Inspection |  | Ground Inspection |  | Ground Inspection | Non-Pole Backlog |  | Non-Pole Backlog | [6 empty] | Line Sensors | [5 empty] | Pole Backlog |  |  | EPSS,Ground Inspection,Non-Pole Backlog,Line Sensors,Pole Backlog, | EPSS Ground Inspection Non-Pole Backlog Line Sensors Pole Backlog | EPSS Ground Inspection Non-Pole Backlog Line Sensors Pole Backlog | EPSS,Expulsion Fuse Replacement,Aerial Inspection, | EPSS Expulsion Fuse Replacement Aerial Inspection | EPSS Expulsion Fuse Replacement Aerial Inspection | EPSS,Ground Inspection,Non-Pole Backlog, | EPSS Ground Inspection Non-Pole Backlog | EPSS Ground Inspection Non-Pole Backlog |  |  |  | , | FALSE
CALPELLA 1101908688 | EPSS | EPSS | EPSS | [13 empty] | Aerial Inspection | Aerial Inspection | Ground Inspection | Ground Inspection |  | Non-Pole Backlog | Non-Pole Backlog | Non-Pole Backlog | [12 empty] | Pole Backlog | Pole Backlog | Pole Backlog | EPSS,Ground Inspection,Non-Pole Backlog,Pole Backlog, | EPSS Ground Inspection Non-Pole Backlog Pole Backlog | EPSS Ground Inspection Non-Pole Backlog Pole Backlog | EPSS,Aerial Inspection,Ground Inspection,Non-Pole Backlog,Pole Backlog, | EPSS Aerial Inspection Ground Inspection Non-Pole Backlog Pole Backlog | EPSS Aerial Inspection Ground Inspection Non-Pole Backlog Pole Backlog | EPSS,Aerial Inspection,Non-Pole Backlog,Pole Backlog, | EPSS Aerial Inspection Non-Pole Backlog Pole Backlog | EPSS Aerial Inspection Non-Pole Backlog Pole Backlog |  |  |  | , | FALSE
AUBERRY 1101R324 | EPSS | EPSS | EPSS | [12 empty] | Aerial Inspection | Aerial Inspection | Aerial Inspection |  | Ground Inspection | Ground Inspection | Non-Pole Backlog | Non-Pole Backlog | Non-Pole Backlog |  |  |  | Down Conductor Detection (DCD) |  |  | Line Sensors | [6 empty] | Pole Backlog | Pole Backlog | EPSS,Aerial Inspection,Non-Pole Backlog,Down Conductor Detection (DCD),Line Sensors, | EPSS Aerial Inspection Non-Pole Backlog Down Conductor Detection (DCD) Line Sensors | EPSS Aerial Inspection Non-Pole Backlog Down Conductor Detection (DCD) Line Sensors | EPSS,Aerial Inspection,Ground Inspection,Non-Pole Backlog,Pole Backlog, | EPSS Aerial Inspection Ground Inspection Non-Pole Backlog Pole Backlog | EPSS Aerial Inspection Ground Inspection Non-Pole Backlog Pole Backlog | EPSS,Aerial Inspection,Ground Inspection,Non-Pole Backlog,Pole Backlog, | EPSS Aerial Inspection Ground Inspection Non-Pole Backlog Pole Backlog | EPSS Aerial Inspection Ground Inspection Non-Pole Backlog Pole Backlog |  |  |  | , | FALSE
FRENCH GULCH 11021462 | EPSS | EPSS | EPSS | [13 empty] | Aerial Inspection | Aerial Inspection | Ground Inspection |  | Ground Inspection | Non-Pole Backlog | Non-Pole Backlog |  |  |  |  | Down Conductor Detection (DCD) | [9 empty] | Pole Backlog |  | EPSS,Ground Inspection,Non-Pole Backlog,Down Conductor Detection (DCD), | EPSS Ground Inspection Non-Pole Backlog Down Conductor Detection (DCD) | EPSS Ground Inspection Non-Pole Backlog Down Conductor Detection (DCD) | EPSS,Aerial Inspection,Non-Pole Backlog,Pole Backlog, | EPSS Aerial Inspection Non-Pole Backlog Pole Backlog | EPSS Aerial Inspection Non-Pole Backlog Pole Backlog | EPSS,Aerial Inspection,Ground Inspection, | EPSS Aerial Inspection Ground Inspection | EPSS Aerial Inspection Ground Inspection |  |  |  | , | FALSE
STELLING 111060090 | EPSS | EPSS | EPSS | [6 empty] | Expulsion Fuse Replacement | Expulsion Fuse Replacement | [5 empty] | Aerial Inspection | Aerial Inspection | Ground Inspection | Ground Inspection |  | Non-Pole Backlog | Non-Pole Backlog | [14 empty] | Pole Backlog |  | EPSS,Expulsion Fuse Replacement,Ground Inspection,Non-Pole Backlog, | EPSS Expulsion Fuse Replacement Ground Inspection Non-Pole Backlog | EPSS Expulsion Fuse Replacement Ground Inspection Non-Pole Backlog | EPSS,Expulsion Fuse Replacement,Aerial Inspection,Ground Inspection,Non-Pole Backlog,Pole Backlog, | EPSS Expulsion Fuse Replacement Aerial Inspection Ground Inspection Non-Pole Backlog Pole Backlog | EPSS Expulsion Fuse Replacement Aerial Inspection Ground Inspection Non-Pole Backlog Pole Backlog | EPSS,Aerial Inspection, | EPSS Aerial Inspection | EPSS Aerial Inspection |  |  |  | , | FALSE
EL DORADO PH 210113532 | EPSS | EPSS | EPSS | [7 empty] | Expulsion Fuse Replacement | [5 empty] | Aerial Inspection |  | Ground Inspection |  |  | Non-Pole Backlog | Non-Pole Backlog |  |  |  |  | Down Conductor Detection (DCD) |  |  | Line Sensors | [8 empty] | EPSS,Ground Inspection,Non-Pole Backlog,Down Conductor Detection (DCD),Line Sensors, | EPSS Ground Inspection Non-Pole Backlog Down Conductor Detection (DCD) Line Sensors | EPSS Ground Inspection Non-Pole Backlog Down Conductor Detection (DCD) Line Sensors | EPSS,Expulsion Fuse Replacement,Aerial Inspection,Non-Pole Backlog, | EPSS Expulsion Fuse Replacement Aerial Inspection Non-Pole Backlog | EPSS Expulsion Fuse Replacement Aerial Inspection Non-Pole Backlog | EPSS, | EPSS | EPSS |  |  |  | , | FALSE
WEST POINT 110112256 | EPSS | EPSS | EPSS | [7 empty] | Expulsion Fuse Replacement | Expulsion Fuse Replacement |  |  |  | Aerial Inspection | Aerial Inspection | Aerial Inspection |  | Ground Inspection | Ground Inspection | Non-Pole Backlog | Non-Pole Backlog | Non-Pole Backlog |  |  |  | Down Conductor Detection (DCD) |  |  | Line Sensors | [6 empty] | Pole Backlog | Pole Backlog | EPSS,Aerial Inspection,Non-Pole Backlog,Down Conductor Detection (DCD),Line Sensors, | EPSS Aerial Inspection Non-Pole Backlog Down Conductor Detection (DCD) Line Sensors | EPSS Aerial Inspection Non-Pole Backlog Down Conductor Detection (DCD) Line Sensors | EPSS,Expulsion Fuse Replacement,Aerial Inspection,Ground Inspection,Non-Pole Backlog,Pole Backlog, | EPSS Expulsion Fuse Replacement Aerial Inspection Ground Inspection Non-Pole Backlog Pole Backlog | EPSS Expulsion Fuse Replacement Aerial Inspection Ground Inspection Non-Pole Backlog Pole Backlog | EPSS,Expulsion Fuse Replacement,Aerial Inspection,Ground Inspection,Non-Pole Backlog,Pole Backlog, | EPSS Expulsion Fuse Replacement Aerial Inspection Ground Inspection Non-Pole Backlog Pole Backlog | EPSS Expulsion Fuse Replacement Aerial Inspection Ground Inspection Non-Pole Backlog Pole Backlog |  |  |  | , | FALSE
UKIAH 1113548420 | EPSS | EPSS | EPSS | [6 empty] | Expulsion Fuse Replacement | Expulsion Fuse Replacement |  | Surge Arrestor Replacement |  |  |  | Aerial Inspection | Aerial Inspection | Ground Inspection | Ground Inspection | Ground Inspection | Non-Pole Backlog | Non-Pole Backlog | Non-Pole Backlog | [13 empty] | Pole Backlog |  | EPSS,Expulsion Fuse Replacement,Surge Arrestor Replacement,Ground Inspection,Non-Pole Backlog, | EPSS Expulsion Fuse Replacement Surge Arrestor Replacement Ground Inspection Non-Pole Backlog | EPSS Expulsion Fuse Replacement Surge Arrestor Replacement Ground Inspection Non-Pole Backlog | EPSS,Expulsion Fuse Replacement,Aerial Inspection,Ground Inspection,Non-Pole Backlog,Pole Backlog, | EPSS Expulsion Fuse Replacement Aerial Inspection Ground Inspection Non-Pole Backlog Pole Backlog | EPSS Expulsion Fuse Replacement Aerial Inspection Ground Inspection Non-Pole Backlog Pole Backlog | EPSS,Aerial Inspection,Ground Inspection,Non-Pole Backlog, | EPSS Aerial Inspection Ground Inspection Non-Pole Backlog | EPSS Aerial Inspection Ground Inspection Non-Pole Backlog |  | Line Removal |  | ,Line Removal, | Line Removal | Line Removal
ARBUCKLE 1101932352 | EPSS | EPSS | EPSS | [9 empty] | Surge Arrestor Replacement |  |  |  | Aerial Inspection |  | Ground Inspection |  | Ground Inspection | [7 empty] | Down Conductor Detection (DCD) | [8 empty] | Pole Backlog |  | EPSS,Surge Arrestor Replacement,Ground Inspection, | EPSS Surge Arrestor Replacement Ground Inspection | EPSS Surge Arrestor Replacement Ground Inspection | EPSS,Aerial Inspection,Down Conductor Detection (DCD),Pole Backlog, | EPSS Aerial Inspection Down Conductor Detection (DCD) Pole Backlog | EPSS Aerial Inspection Down Conductor Detection (DCD) Pole Backlog | EPSS,Ground Inspection, | EPSS Ground Inspection | EPSS Ground Inspection |  |  |  | , | FALSE
ELECTRA 110161816 | EPSS | EPSS | EPSS | [6 empty] | Expulsion Fuse Replacement | Expulsion Fuse Replacement |  |  |  |  | Aerial Inspection | Aerial Inspection | Aerial Inspection | Ground Inspection | Ground Inspection | Ground Inspection | Non-Pole Backlog | Non-Pole Backlog | Non-Pole Backlog |  |  |  | Down Conductor Detection (DCD) | [8 empty] | Pole Backlog |  | Pole Backlog | EPSS,Expulsion Fuse Replacement,Aerial Inspection,Ground Inspection,Non-Pole Backlog,Down Conductor Detection (DCD),Pole Backlog, | EPSS Expulsion Fuse Replacement Aerial Inspection Ground Inspection Non-Pole Backlog Down Conductor Detection (DCD) Pole Backlog | EPSS Expulsion Fuse Replacement Aerial Inspection Ground Inspection Non-Pole Backlog Down Conductor Detection (DCD) Pole Backlog | EPSS,Expulsion Fuse Replacement,Aerial Inspection,Ground Inspection,Non-Pole Backlog, | EPSS Expulsion Fuse Replacement Aerial Inspection Ground Inspection Non-Pole Backlog | EPSS Expulsion Fuse Replacement Aerial Inspection Ground Inspection Non-Pole Backlog | EPSS,Aerial Inspection,Ground Inspection,Non-Pole Backlog,Pole Backlog, | EPSS Aerial Inspection Ground Inspection Non-Pole Backlog Pole Backlog | EPSS Aerial Inspection Ground Inspection Non-Pole Backlog Pole Backlog |  |  |  | , | FALSE
MONTICELLO 1101718 | EPSS | EPSS | EPSS | [6 empty] | Expulsion Fuse Replacement | [6 empty] | Aerial Inspection | Aerial Inspection | Ground Inspection | Ground Inspection |  | Non-Pole Backlog | Non-Pole Backlog | Non-Pole Backlog |  |  |  |  | Down Conductor Detection (DCD) | [7 empty] | Pole Backlog | Pole Backlog | Pole Backlog | EPSS,Expulsion Fuse Replacement,Ground Inspection,Non-Pole Backlog,Pole Backlog, | EPSS Expulsion Fuse Replacement Ground Inspection Non-Pole Backlog Pole Backlog | EPSS Expulsion Fuse Replacement Ground Inspection Non-Pole Backlog Pole Backlog | EPSS,Aerial Inspection,Ground Inspection,Non-Pole Backlog,Down Conductor Detection (DCD),Pole Backlog, | EPSS Aerial Inspection Ground Inspection Non-Pole Backlog Down Conductor Detection (DCD) Pole Backlog | EPSS Aerial Inspection Ground Inspection Non-Pole Backlog Down Conductor Detection (DCD) Pole Backlog | EPSS,Aerial Inspection,Non-Pole Backlog,Pole Backlog, | EPSS Aerial Inspection Non-Pole Backlog Pole Backlog | EPSS Aerial Inspection Non-Pole Backlog Pole Backlog |  |  |  | , | FALSE
UKIAH 1113691436 | EPSS | EPSS | EPSS | [6 empty] | Expulsion Fuse Replacement | [7 empty] | Aerial Inspection | Ground Inspection | Ground Inspection |  | Non-Pole Backlog | [15 empty] | Pole Backlog |  | EPSS,Expulsion Fuse Replacement,Ground Inspection,Non-Pole Backlog, | EPSS Expulsion Fuse Replacement Ground Inspection Non-Pole Backlog | EPSS Expulsion Fuse Replacement Ground Inspection Non-Pole Backlog | EPSS,Ground Inspection,Pole Backlog, | EPSS Ground Inspection Pole Backlog | EPSS Ground Inspection Pole Backlog | EPSS,Aerial Inspection, | EPSS Aerial Inspection | EPSS Aerial Inspection |  |  |  | , | FALSE
MONTICELLO 110152910 | EPSS | EPSS | EPSS | [8 empty] | Expulsion Fuse Replacement |  |  |  | Aerial Inspection | Aerial Inspection | Aerial Inspection | Ground Inspection | Ground Inspection | Ground Inspection | Non-Pole Backlog | Non-Pole Backlog | Non-Pole Backlog |  |  |  |  | Down Conductor Detection (DCD) | [8 empty] | Pole Backlog | Pole Backlog | EPSS,Aerial Inspection,Ground Inspection,Non-Pole Backlog, | EPSS Aerial Inspection Ground Inspection Non-Pole Backlog | EPSS Aerial Inspection Ground Inspection Non-Pole Backlog | EPSS,Aerial Inspection,Ground Inspection,Non-Pole Backlog,Down Conductor Detection (DCD),Pole Backlog, | EPSS Aerial Inspection Ground Inspection Non-Pole Backlog Down Conductor Detection (DCD) Pole Backlog | EPSS Aerial Inspection Ground Inspection Non-Pole Backlog Down Conductor Detection (DCD) Pole Backlog | EPSS,Expulsion Fuse Replacement,Aerial Inspection,Ground Inspection,Non-Pole Backlog,Pole Backlog, | EPSS Expulsion Fuse Replacement Aerial Inspection Ground Inspection Non-Pole Backlog Pole Backlog | EPSS Expulsion Fuse Replacement Aerial Inspection Ground Inspection Non-Pole Backlog Pole Backlog |  |  |  | , | FALSE
CAMP EVERS 210595394 | EPSS | EPSS | EPSS | [36 empty] | EPSS, | EPSS | EPSS | EPSS, | EPSS | EPSS | EPSS, | EPSS | EPSS |  |  |  | , | FALSE
BUTTE 1105612016 | EPSS | EPSS | EPSS | [6 empty] | Expulsion Fuse Replacement | [5 empty] | Aerial Inspection | Aerial Inspection | Aerial Inspection | Ground Inspection | Ground Inspection | Ground Inspection | Non-Pole Backlog | Non-Pole Backlog | Non-Pole Backlog | [14 empty] | Pole Backlog | EPSS,Expulsion Fuse Replacement,Aerial Inspection,Ground Inspection,Non-Pole Backlog, | EPSS Expulsion Fuse Replacement Aerial Inspection Ground Inspection Non-Pole Backlog | EPSS Expulsion Fuse Replacement Aerial Inspection Ground Inspection Non-Pole Backlog | EPSS,Aerial Inspection,Ground Inspection,Non-Pole Backlog, | EPSS Aerial Inspection Ground Inspection Non-Pole Backlog | EPSS Aerial Inspection Ground Inspection Non-Pole Backlog | EPSS,Aerial Inspection,Ground Inspection,Non-Pole Backlog,Pole Backlog, | EPSS Aerial Inspection Ground Inspection Non-Pole Backlog Pole Backlog | EPSS Aerial Inspection Ground Inspection Non-Pole Backlog Pole Backlog |  |  |  | , | FALSE
MONTICELLO 1101666 | EPSS | EPSS | EPSS | [6 empty] | Expulsion Fuse Replacement | [5 empty] | Aerial Inspection | Aerial Inspection | Aerial Inspection | Ground Inspection | Ground Inspection | Ground Inspection |  | Non-Pole Backlog | [5 empty] | Down Conductor Detection (DCD) | [10 empty] | EPSS,Expulsion Fuse Replacement,Aerial Inspection,Ground Inspection, | EPSS Expulsion Fuse Replacement Aerial Inspection Ground Inspection | EPSS Expulsion Fuse Replacement Aerial Inspection Ground Inspection | EPSS,Aerial Inspection,Ground Inspection,Non-Pole Backlog,Down Conductor Detection (DCD), | EPSS Aerial Inspection Ground Inspection Non-Pole Backlog Down Conductor Detection (DCD) | EPSS Aerial Inspection Ground Inspection Non-Pole Backlog Down Conductor Detection (DCD) | EPSS,Aerial Inspection,Ground Inspection, | EPSS Aerial Inspection Ground Inspection | EPSS Aerial Inspection Ground Inspection |  |  |  | , | FALSE
PARADISE 11042034 | EPSS | EPSS | EPSS |  | Undergrounding |  |  | Overhead Hardening |  |  |  |  | Surge Arrestor Replacement |  |  | Aerial Inspection | Aerial Inspection | Aerial Inspection |  | Ground Inspection | Ground Inspection | Non-Pole Backlog | Non-Pole Backlog | Non-Pole Backlog |  |  |  | Down Conductor Detection (DCD) | [9 empty] | Pole Backlog | Pole Backlog | EPSS,Surge Arrestor Replacement,Aerial Inspection,Non-Pole Backlog,Down Conductor Detection (DCD), | EPSS Surge Arrestor Replacement Aerial Inspection Non-Pole Backlog Down Conductor Detection (DCD) | EPSS Surge Arrestor Replacement Aerial Inspection Non-Pole Backlog Down Conductor Detection (DCD) | EPSS,Undergrounding,Overhead Hardening,Aerial Inspection,Ground Inspection,Non-Pole Backlog,Pole Backlog, | EPSS Undergrounding Overhead Hardening Aerial Inspection Ground Inspection Non-Pole Backlog Pole Backlog | EPSS Undergrounding Overhead Hardening Aerial Inspection Ground Inspection Non-Pole Backlog Pole Backlog | EPSS,Aerial Inspection,Ground Inspection,Non-Pole Backlog,Pole Backlog, | EPSS Aerial Inspection Ground Inspection Non-Pole Backlog Pole Backlog | EPSS Aerial Inspection Ground Inspection Non-Pole Backlog Pole Backlog |  |  |  | , | FALSE
MIWUK 170238218 | EPSS | EPSS | EPSS | [7 empty] | Expulsion Fuse Replacement |  |  |  |  | Aerial Inspection | Aerial Inspection | Aerial Inspection |  | Ground Inspection | Ground Inspection | Non-Pole Backlog | Non-Pole Backlog | Non-Pole Backlog | [12 empty] | Pole Backlog | Pole Backlog | Pole Backlog | EPSS,Aerial Inspection,Non-Pole Backlog,Pole Backlog, | EPSS Aerial Inspection Non-Pole Backlog Pole Backlog | EPSS Aerial Inspection Non-Pole Backlog Pole Backlog | EPSS,Expulsion Fuse Replacement,Aerial Inspection,Ground Inspection,Non-Pole Backlog,Pole Backlog, | EPSS Expulsion Fuse Replacement Aerial Inspection Ground Inspection Non-Pole Backlog Pole Backlog | EPSS Expulsion Fuse Replacement Aerial Inspection Ground Inspection Non-Pole Backlog Pole Backlog | EPSS,Aerial Inspection,Ground Inspection,Non-Pole Backlog,Pole Backlog, | EPSS Aerial Inspection Ground Inspection Non-Pole Backlog Pole Backlog | EPSS Aerial Inspection Ground Inspection Non-Pole Backlog Pole Backlog |  |  | Overhead Hardening | ,Overhead Hardening, | Overhead Hardening | Overhead Hardening
PUEBLO 2102769868 | EPSS | EPSS | EPSS | [6 empty] | Expulsion Fuse Replacement | [6 empty] | Aerial Inspection |  |  |  | Ground Inspection | Non-Pole Backlog | [6 empty] | Down Conductor Detection (DCD) | [10 empty] | EPSS,Expulsion Fuse Replacement,Non-Pole Backlog, | EPSS Expulsion Fuse Replacement Non-Pole Backlog | EPSS Expulsion Fuse Replacement Non-Pole Backlog | EPSS,Aerial Inspection,Down Conductor Detection (DCD), | EPSS Aerial Inspection Down Conductor Detection (DCD) | EPSS Aerial Inspection Down Conductor Detection (DCD) | EPSS,Ground Inspection, | EPSS Ground Inspection | EPSS Ground Inspection |  |  |  | , | FALSE
ARBUCKLE 1104669720 | EPSS | EPSS | EPSS | [13 empty] | Aerial Inspection |  | Ground Inspection |  | Ground Inspection | Non-Pole Backlog | Non-Pole Backlog | [14 empty] | Pole Backlog |  | EPSS,Ground Inspection,Non-Pole Backlog, | EPSS Ground Inspection Non-Pole Backlog | EPSS Ground Inspection Non-Pole Backlog | EPSS,Aerial Inspection,Non-Pole Backlog,Pole Backlog, | EPSS Aerial Inspection Non-Pole Backlog Pole Backlog | EPSS Aerial Inspection Non-Pole Backlog Pole Backlog | EPSS,Ground Inspection, | EPSS Ground Inspection | EPSS Ground Inspection |  |  |  | , | FALSE
MONTICELLO 110193384 | EPSS | EPSS | EPSS | [12 empty] | Aerial Inspection | Aerial Inspection | Aerial Inspection | Ground Inspection | Ground Inspection | Ground Inspection | Non-Pole Backlog | Non-Pole Backlog | [5 empty] | Down Conductor Detection (DCD) | [10 empty] | EPSS,Aerial Inspection,Ground Inspection,Non-Pole Backlog, | EPSS Aerial Inspection Ground Inspection Non-Pole Backlog | EPSS Aerial Inspection Ground Inspection Non-Pole Backlog | EPSS,Aerial Inspection,Ground Inspection,Non-Pole Backlog,Down Conductor Detection (DCD), | EPSS Aerial Inspection Ground Inspection Non-Pole Backlog Down Conductor Detection (DCD) | EPSS Aerial Inspection Ground Inspection Non-Pole Backlog Down Conductor Detection (DCD) | EPSS,Aerial Inspection,Ground Inspection, | EPSS Aerial Inspection Ground Inspection | EPSS Aerial Inspection Ground Inspection |  |  |  | , | FALSE
ELECTRA 11024756 | EPSS | EPSS | EPSS | [6 empty] | Expulsion Fuse Replacement | [5 empty] | Aerial Inspection | Aerial Inspection | Aerial Inspection |  | Ground Inspection | Ground Inspection | Non-Pole Backlog |  | Non-Pole Backlog | [14 empty] | Pole Backlog | EPSS,Expulsion Fuse Replacement,Aerial Inspection,Non-Pole Backlog, | EPSS Expulsion Fuse Replacement Aerial Inspection Non-Pole Backlog | EPSS Expulsion Fuse Replacement Aerial Inspection Non-Pole Backlog | EPSS,Aerial Inspection,Ground Inspection, | EPSS Aerial Inspection Ground Inspection | EPSS Aerial Inspection Ground Inspection | EPSS,Aerial Inspection,Ground Inspection,Non-Pole Backlog,Pole Backlog, | EPSS Aerial Inspection Ground Inspection Non-Pole Backlog Pole Backlog | EPSS Aerial Inspection Ground Inspection Non-Pole Backlog Pole Backlog |  |  |  | , | FALSE
TEJON 11023751 | EPSS | EPSS | EPSS |  |  | Undergrounding |  |  | Overhead Hardening | Expulsion Fuse Replacement | [5 empty] | Aerial Inspection | Aerial Inspection | Aerial Inspection | Ground Inspection | Ground Inspection | Ground Inspection |  | Non-Pole Backlog |  |  |  |  | Down Conductor Detection (DCD) | [11 empty] | EPSS,Expulsion Fuse Replacement,Aerial Inspection,Ground Inspection,Down Conductor Detection (DCD), | EPSS Expulsion Fuse Replacement Aerial Inspection Ground Inspection Down Conductor Detection (DCD) | EPSS Expulsion Fuse Replacement Aerial Inspection Ground Inspection Down Conductor Detection (DCD) | EPSS,Aerial Inspection,Ground Inspection,Non-Pole Backlog, | EPSS Aerial Inspection Ground Inspection Non-Pole Backlog | EPSS Aerial Inspection Ground Inspection Non-Pole Backlog | EPSS,Undergrounding,Overhead Hardening,Aerial Inspection,Ground Inspection, | EPSS Undergrounding Overhead Hardening Aerial Inspection Ground Inspection | EPSS Undergrounding Overhead Hardening Aerial Inspection Ground Inspection |  |  |  | , | FALSE
CUYAMA 1103684566 | EPSS | EPSS | EPSS | [12 empty] | Aerial Inspection | Aerial Inspection | Aerial Inspection | Ground Inspection | Ground Inspection | Ground Inspection | Non-Pole Backlog | Non-Pole Backlog |  |  |  |  | Down Conductor Detection (DCD) | [9 empty] | Pole Backlog |  | EPSS,Aerial Inspection,Ground Inspection,Non-Pole Backlog,Down Conductor Detection (DCD), | EPSS Aerial Inspection Ground Inspection Non-Pole Backlog Down Conductor Detection (DCD) | EPSS Aerial Inspection Ground Inspection Non-Pole Backlog Down Conductor Detection (DCD) | EPSS,Aerial Inspection,Ground Inspection,Non-Pole Backlog,Pole Backlog, | EPSS Aerial Inspection Ground Inspection Non-Pole Backlog Pole Backlog | EPSS Aerial Inspection Ground Inspection Non-Pole Backlog Pole Backlog | EPSS,Aerial Inspection,Ground Inspection, | EPSS Aerial Inspection Ground Inspection | EPSS Aerial Inspection Ground Inspection |  |  |  | , | FALSE
EL DORADO PH 210163464 | EPSS | EPSS | EPSS |  |  | Undergrounding |  |  |  | Expulsion Fuse Replacement | Expulsion Fuse Replacement |  |  | Surge Arrestor Replacement |  |  | Aerial Inspection |  | Ground Inspection | Ground Inspection | Ground Inspection | Non-Pole Backlog |  | Non-Pole Backlog |  |  |  | Down Conductor Detection (DCD) |  |  | Line Sensors | [7 empty] | Pole Backlog | EPSS,Expulsion Fuse Replacement,Ground Inspection,Non-Pole Backlog,Down Conductor Detection (DCD),Line Sensors, | EPSS Expulsion Fuse Replacement Ground Inspection Non-Pole Backlog Down Conductor Detection (DCD) Line Sensors | EPSS Expulsion Fuse Replacement Ground Inspection Non-Pole Backlog Down Conductor Detection (DCD) Line Sensors | EPSS,Expulsion Fuse Replacement,Surge Arrestor Replacement,Aerial Inspection,Ground Inspection, | EPSS Expulsion Fuse Replacement Surge Arrestor Replacement Aerial Inspection Ground Inspection | EPSS Expulsion Fuse Replacement Surge Arrestor Replacement Aerial Inspection Ground Inspection | EPSS,Undergrounding,Ground Inspection,Non-Pole Backlog,Pole Backlog, | EPSS Undergrounding Ground Inspection Non-Pole Backlog Pole Backlog | EPSS Undergrounding Ground Inspection Non-Pole Backlog Pole Backlog |  |  |  | , | FALSE
SAN JOAQUIN #3 1101CB | EPSS | EPSS | EPSS | [7 empty] | Expulsion Fuse Replacement | [5 empty] | Aerial Inspection | Aerial Inspection |  | Ground Inspection | Ground Inspection | Non-Pole Backlog |  | Non-Pole Backlog | [14 empty] | Pole Backlog | EPSS,Non-Pole Backlog, | EPSS Non-Pole Backlog | EPSS Non-Pole Backlog | EPSS,Expulsion Fuse Replacement,Aerial Inspection,Ground Inspection, | EPSS Expulsion Fuse Replacement Aerial Inspection Ground Inspection | EPSS Expulsion Fuse Replacement Aerial Inspection Ground Inspection | EPSS,Aerial Inspection,Ground Inspection,Non-Pole Backlog,Pole Backlog, | EPSS Aerial Inspection Ground Inspection Non-Pole Backlog Pole Backlog | EPSS Aerial Inspection Ground Inspection Non-Pole Backlog Pole Backlog |  |  |  | , | FALSE
PLACERVILLE 1110953474 | EPSS | EPSS | EPSS | [6 empty] | Expulsion Fuse Replacement |  | Expulsion Fuse Replacement |  |  |  |  | Aerial Inspection | Aerial Inspection | Ground Inspection | Ground Inspection | Ground Inspection | Non-Pole Backlog | Non-Pole Backlog | Non-Pole Backlog | [12 empty] | Pole Backlog | Pole Backlog |  | EPSS,Expulsion Fuse Replacement,Ground Inspection,Non-Pole Backlog,Pole Backlog, | EPSS Expulsion Fuse Replacement Ground Inspection Non-Pole Backlog Pole Backlog | EPSS Expulsion Fuse Replacement Ground Inspection Non-Pole Backlog Pole Backlog | EPSS,Aerial Inspection,Ground Inspection,Non-Pole Backlog,Pole Backlog, | EPSS Aerial Inspection Ground Inspection Non-Pole Backlog Pole Backlog | EPSS Aerial Inspection Ground Inspection Non-Pole Backlog Pole Backlog | EPSS,Expulsion Fuse Replacement,Aerial Inspection,Ground Inspection,Non-Pole Backlog, | EPSS Expulsion Fuse Replacement Aerial Inspection Ground Inspection Non-Pole Backlog | EPSS Expulsion Fuse Replacement Aerial Inspection Ground Inspection Non-Pole Backlog |  |  |  | , | FALSE
RACETRACK 170311270 | EPSS | EPSS | EPSS | [6 empty] | Expulsion Fuse Replacement | Expulsion Fuse Replacement | [5 empty] | Aerial Inspection | Aerial Inspection | Ground Inspection |  |  | Non-Pole Backlog |  | Non-Pole Backlog |  |  |  | Down Conductor Detection (DCD) | [8 empty] | Pole Backlog |  |  | EPSS,Expulsion Fuse Replacement,Ground Inspection,Non-Pole Backlog,Down Conductor Detection (DCD),Pole Backlog, | EPSS Expulsion Fuse Replacement Ground Inspection Non-Pole Backlog Down Conductor Detection (DCD) Pole Backlog | EPSS Expulsion Fuse Replacement Ground Inspection Non-Pole Backlog Down Conductor Detection (DCD) Pole Backlog | EPSS,Expulsion Fuse Replacement,Aerial Inspection, | EPSS Expulsion Fuse Replacement Aerial Inspection | EPSS Expulsion Fuse Replacement Aerial Inspection | EPSS,Aerial Inspection,Non-Pole Backlog, | EPSS Aerial Inspection Non-Pole Backlog | EPSS Aerial Inspection Non-Pole Backlog |  |  |  | , | FALSE
CLOVERDALE 1102672 | EPSS | EPSS | EPSS | [6 empty] | Expulsion Fuse Replacement | [6 empty] | Aerial Inspection | Aerial Inspection |  | Ground Inspection | Ground Inspection | Non-Pole Backlog | Non-Pole Backlog | Non-Pole Backlog |  |  |  | Down Conductor Detection (DCD) | [8 empty] | Pole Backlog | Pole Backlog | Pole Backlog | EPSS,Expulsion Fuse Replacement,Non-Pole Backlog,Down Conductor Detection (DCD),Pole Backlog, | EPSS Expulsion Fuse Replacement Non-Pole Backlog Down Conductor Detection (DCD) Pole Backlog | EPSS Expulsion Fuse Replacement Non-Pole Backlog Down Conductor Detection (DCD) Pole Backlog | EPSS,Aerial Inspection,Ground Inspection,Non-Pole Backlog,Pole Backlog, | EPSS Aerial Inspection Ground Inspection Non-Pole Backlog Pole Backlog | EPSS Aerial Inspection Ground Inspection Non-Pole Backlog Pole Backlog | EPSS,Aerial Inspection,Ground Inspection,Non-Pole Backlog,Pole Backlog, | EPSS Aerial Inspection Ground Inspection Non-Pole Backlog Pole Backlog | EPSS Aerial Inspection Ground Inspection Non-Pole Backlog Pole Backlog |  |  |  | , | FALSE
REDBUD 1101754544 | EPSS | EPSS | EPSS | Undergrounding | Undergrounding |  | Overhead Hardening | [8 empty] | Aerial Inspection | Aerial Inspection | Aerial Inspection | Ground Inspection | Ground Inspection | Ground Inspection | Non-Pole Backlog |  | Non-Pole Backlog |  |  |  | Down Conductor Detection (DCD) | [10 empty] | Pole Backlog | EPSS,Undergrounding,Overhead Hardening,Aerial Inspection,Ground Inspection,Non-Pole Backlog,Down Conductor Detection (DCD), | EPSS Undergrounding Overhead Hardening Aerial Inspection Ground Inspection Non-Pole Backlog Down Conductor Detection (DCD) | EPSS Undergrounding Overhead Hardening Aerial Inspection Ground Inspection Non-Pole Backlog Down Conductor Detection (DCD) | EPSS,Undergrounding,Aerial Inspection,Ground Inspection, | EPSS Undergrounding Aerial Inspection Ground Inspection | EPSS Undergrounding Aerial Inspection Ground Inspection | EPSS,Aerial Inspection,Ground Inspection,Non-Pole Backlog,Pole Backlog, | EPSS Aerial Inspection Ground Inspection Non-Pole Backlog Pole Backlog | EPSS Aerial Inspection Ground Inspection Non-Pole Backlog Pole Backlog |  |  |  | , | FALSE
DIAMOND SPRINGS 11057722 | EPSS | EPSS | EPSS | [6 empty] | Expulsion Fuse Replacement | Expulsion Fuse Replacement |  | Surge Arrestor Replacement |  |  | Aerial Inspection | Aerial Inspection | Aerial Inspection | Ground Inspection | Ground Inspection | Ground Inspection | Non-Pole Backlog | Non-Pole Backlog | Non-Pole Backlog | Tree Removal | Tree Removal | Tree Removal | Down Conductor Detection (DCD) | [8 empty] | Pole Backlog | Pole Backlog | Pole Backlog | EPSS,Expulsion Fuse Replacement,Surge Arrestor Replacement,Aerial Inspection,Ground Inspection,Non-Pole Backlog,Tree Removal,Down Conductor Detection (DCD),Pole Backlog, | EPSS Expulsion Fuse Replacement Surge Arrestor Replacement Aerial Inspection Ground Inspection Non-Pole Backlog Tree Removal Down Conductor Detection (DCD) Pole Backlog | EPSS Expulsion Fuse Replacement Surge Arrestor Replacement Aerial Inspection Ground Inspection Non-Pole Backlog Tree Removal Down Conductor Detection (DCD) Pole Backlog | EPSS,Expulsion Fuse Replacement,Aerial Inspection,Ground Inspection,Non-Pole Backlog,Tree Removal,Pole Backlog, | EPSS Expulsion Fuse Replacement Aerial Inspection Ground Inspection Non-Pole Backlog Tree Removal Pole Backlog | EPSS Expulsion Fuse Replacement Aerial Inspection Ground Inspection Non-Pole Backlog Tree Removal Pole Backlog | EPSS,Aerial Inspection,Ground Inspection,Non-Pole Backlog,Tree Removal,Pole Backlog, | EPSS Aerial Inspection Ground Inspection Non-Pole Backlog Tree Removal Pole Backlog | EPSS Aerial Inspection Ground Inspection Non-Pole Backlog Tree Removal Pole Backlog |  |  |  | , | FALSE
PEORIA 1704877670 | EPSS | EPSS | EPSS | [6 empty] | Expulsion Fuse Replacement | [5 empty] | Aerial Inspection | Aerial Inspection | Aerial Inspection | Ground Inspection | Ground Inspection | Ground Inspection |  | Non-Pole Backlog | Non-Pole Backlog |  |  |  | Down Conductor Detection (DCD) | [8 empty] | Pole Backlog |  | Pole Backlog | EPSS,Expulsion Fuse Replacement,Aerial Inspection,Ground Inspection,Down Conductor Detection (DCD),Pole Backlog, | EPSS Expulsion Fuse Replacement Aerial Inspection Ground Inspection Down Conductor Detection (DCD) Pole Backlog | EPSS Expulsion Fuse Replacement Aerial Inspection Ground Inspection Down Conductor Detection (DCD) Pole Backlog | EPSS,Aerial Inspection,Ground Inspection,Non-Pole Backlog, | EPSS Aerial Inspection Ground Inspection Non-Pole Backlog | EPSS Aerial Inspection Ground Inspection Non-Pole Backlog | EPSS,Aerial Inspection,Ground Inspection,Non-Pole Backlog,Pole Backlog, | EPSS Aerial Inspection Ground Inspection Non-Pole Backlog Pole Backlog | EPSS Aerial Inspection Ground Inspection Non-Pole Backlog Pole Backlog |  |  |  | , | FALSE
BRUNSWICK 11062790 | EPSS | EPSS | EPSS | [6 empty] | Expulsion Fuse Replacement | [5 empty] | Aerial Inspection | Aerial Inspection | Aerial Inspection | Ground Inspection | Ground Inspection | Ground Inspection | Non-Pole Backlog | Non-Pole Backlog | Non-Pole Backlog |  |  |  | Down Conductor Detection (DCD) | [8 empty] | Pole Backlog |  | Pole Backlog | EPSS,Expulsion Fuse Replacement,Aerial Inspection,Ground Inspection,Non-Pole Backlog,Down Conductor Detection (DCD),Pole Backlog, | EPSS Expulsion Fuse Replacement Aerial Inspection Ground Inspection Non-Pole Backlog Down Conductor Detection (DCD) Pole Backlog | EPSS Expulsion Fuse Replacement Aerial Inspection Ground Inspection Non-Pole Backlog Down Conductor Detection (DCD) Pole Backlog | EPSS,Aerial Inspection,Ground Inspection,Non-Pole Backlog, | EPSS Aerial Inspection Ground Inspection Non-Pole Backlog | EPSS Aerial Inspection Ground Inspection Non-Pole Backlog | EPSS,Aerial Inspection,Ground Inspection,Non-Pole Backlog,Pole Backlog, | EPSS Aerial Inspection Ground Inspection Non-Pole Backlog Pole Backlog | EPSS Aerial Inspection Ground Inspection Non-Pole Backlog Pole Backlog | Undergrounding |  | Overhead Hardening | Undergrounding,Overhead Hardening, | Undergrounding Overhead Hardening | Undergrounding Overhead Hardening
STANISLAUS 17021888 | EPSS | EPSS | EPSS | Undergrounding | Undergrounding | [5 empty] | Expulsion Fuse Replacement | Expulsion Fuse Replacement |  |  |  | Aerial Inspection | Aerial Inspection | Aerial Inspection |  | Ground Inspection | Ground Inspection | Non-Pole Backlog | Non-Pole Backlog | Non-Pole Backlog |  |  |  | Down Conductor Detection (DCD) | [8 empty] | Pole Backlog | Pole Backlog | Pole Backlog | EPSS,Undergrounding,Aerial Inspection,Non-Pole Backlog,Down Conductor Detection (DCD),Pole Backlog, | EPSS Undergrounding Aerial Inspection Non-Pole Backlog Down Conductor Detection (DCD) Pole Backlog | EPSS Undergrounding Aerial Inspection Non-Pole Backlog Down Conductor Detection (DCD) Pole Backlog | EPSS,Undergrounding,Expulsion Fuse Replacement,Aerial Inspection,Ground Inspection,Non-Pole Backlog,Pole Backlog, | EPSS Undergrounding Expulsion Fuse Replacement Aerial Inspection Ground Inspection Non-Pole Backlog Pole Backlog | EPSS Undergrounding Expulsion Fuse Replacement Aerial Inspection Ground Inspection Non-Pole Backlog Pole Backlog | EPSS,Expulsion Fuse Replacement,Aerial Inspection,Ground Inspection,Non-Pole Backlog,Pole Backlog, | EPSS Expulsion Fuse Replacement Aerial Inspection Ground Inspection Non-Pole Backlog Pole Backlog | EPSS Expulsion Fuse Replacement Aerial Inspection Ground Inspection Non-Pole Backlog Pole Backlog |  |  |  | , | FALSE
MOUNTAIN QUARRIES 21011130 | EPSS | EPSS | EPSS | [6 empty] | Expulsion Fuse Replacement | Expulsion Fuse Replacement |  |  |  |  | Aerial Inspection | Aerial Inspection | Aerial Inspection | Ground Inspection | Ground Inspection | Ground Inspection | Non-Pole Backlog | Non-Pole Backlog | Non-Pole Backlog |  |  |  | Down Conductor Detection (DCD) | [8 empty] | Pole Backlog | Pole Backlog | Pole Backlog | EPSS,Expulsion Fuse Replacement,Aerial Inspection,Ground Inspection,Non-Pole Backlog,Down Conductor Detection (DCD),Pole Backlog, | EPSS Expulsion Fuse Replacement Aerial Inspection Ground Inspection Non-Pole Backlog Down Conductor Detection (DCD) Pole Backlog | EPSS Expulsion Fuse Replacement Aerial Inspection Ground Inspection Non-Pole Backlog Down Conductor Detection (DCD) Pole Backlog | EPSS,Expulsion Fuse Replacement,Aerial Inspection,Ground Inspection,Non-Pole Backlog,Pole Backlog, | EPSS Expulsion Fuse Replacement Aerial Inspection Ground Inspection Non-Pole Backlog Pole Backlog | EPSS Expulsion Fuse Replacement Aerial Inspection Ground Inspection Non-Pole Backlog Pole Backlog | EPSS,Aerial Inspection,Ground Inspection,Non-Pole Backlog,Pole Backlog, | EPSS Aerial Inspection Ground Inspection Non-Pole Backlog Pole Backlog | EPSS Aerial Inspection Ground Inspection Non-Pole Backlog Pole Backlog |  | Line Removal |  | ,Line Removal, | Line Removal | Line Removal
SHINGLE SPRINGS 210961892 | EPSS | EPSS | EPSS | [6 empty] | Expulsion Fuse Replacement | Expulsion Fuse Replacement |  |  |  |  | Aerial Inspection | Aerial Inspection | Aerial Inspection |  | Ground Inspection | Ground Inspection | Non-Pole Backlog | Non-Pole Backlog | Non-Pole Backlog |  |  | Tree Removal | [9 empty] | Pole Backlog | Pole Backlog | Pole Backlog | EPSS,Expulsion Fuse Replacement,Aerial Inspection,Non-Pole Backlog,Pole Backlog, | EPSS Expulsion Fuse Replacement Aerial Inspection Non-Pole Backlog Pole Backlog | EPSS Expulsion Fuse Replacement Aerial Inspection Non-Pole Backlog Pole Backlog | EPSS,Expulsion Fuse Replacement,Aerial Inspection,Ground Inspection,Non-Pole Backlog,Pole Backlog, | EPSS Expulsion Fuse Replacement Aerial Inspection Ground Inspection Non-Pole Backlog Pole Backlog | EPSS Expulsion Fuse Replacement Aerial Inspection Ground Inspection Non-Pole Backlog Pole Backlog | EPSS,Aerial Inspection,Ground Inspection,Non-Pole Backlog,Tree Removal,Pole Backlog, | EPSS Aerial Inspection Ground Inspection Non-Pole Backlog Tree Removal Pole Backlog | EPSS Aerial Inspection Ground Inspection Non-Pole Backlog Tree Removal Pole Backlog |  |  |  | , | FALSE
CALISTOGA 1102177784 | EPSS | EPSS | EPSS | [13 empty] | Aerial Inspection |  |  |  | Ground Inspection | Non-Pole Backlog | Non-Pole Backlog | [16 empty] | EPSS,Non-Pole Backlog, | EPSS Non-Pole Backlog | EPSS Non-Pole Backlog | EPSS,Aerial Inspection,Non-Pole Backlog, | EPSS Aerial Inspection Non-Pole Backlog | EPSS Aerial Inspection Non-Pole Backlog | EPSS,Ground Inspection, | EPSS Ground Inspection | EPSS Ground Inspection |  |  |  | , | FALSE
VACAVILLE 11046542 | EPSS | EPSS | EPSS | Undergrounding | [5 empty] | Expulsion Fuse Replacement | [6 empty] | Aerial Inspection | Aerial Inspection | Ground Inspection |  | Ground Inspection | Non-Pole Backlog | Non-Pole Backlog | Non-Pole Backlog |  |  |  | Down Conductor Detection (DCD) | [5 empty] | Line Removal |  |  | Pole Backlog | Pole Backlog | Pole Backlog | EPSS,Undergrounding,Expulsion Fuse Replacement,Ground Inspection,Non-Pole Backlog,Down Conductor Detection (DCD),Line Removal,Pole Backlog, | EPSS Undergrounding Expulsion Fuse Replacement Ground Inspection Non-Pole Backlog Down Conductor Detection (DCD) Line Removal Pole Backlog | EPSS Undergrounding Expulsion Fuse Replacement Ground Inspection Non-Pole Backlog Down Conductor Detection (DCD) Line Removal Pole Backlog | EPSS,Aerial Inspection,Non-Pole Backlog,Pole Backlog, | EPSS Aerial Inspection Non-Pole Backlog Pole Backlog | EPSS Aerial Inspection Non-Pole Backlog Pole Backlog | EPSS,Aerial Inspection,Ground Inspection,Non-Pole Backlog,Pole Backlog, | EPSS Aerial Inspection Ground Inspection Non-Pole Backlog Pole Backlog | EPSS Aerial Inspection Ground Inspection Non-Pole Backlog Pole Backlog | Undergrounding | Line Removal | Overhead Hardening | Undergrounding,Line Removal,Overhead Hardening, | Undergrounding Line Removal Overhead Hardening | Undergrounding Line Removal Overhead Hardening
WEST POINT 110293116 | EPSS | EPSS | EPSS | [6 empty] | Expulsion Fuse Replacement | Expulsion Fuse Replacement |  |  |  |  | Aerial Inspection | Aerial Inspection | Aerial Inspection |  | Ground Inspection | Ground Inspection | Non-Pole Backlog | Non-Pole Backlog | Non-Pole Backlog | Tree Removal | Tree Removal | Tree Removal | [9 empty] | Pole Backlog | Pole Backlog | Pole Backlog | EPSS,Expulsion Fuse Replacement,Aerial Inspection,Non-Pole Backlog,Tree Removal,Pole Backlog, | EPSS Expulsion Fuse Replacement Aerial Inspection Non-Pole Backlog Tree Removal Pole Backlog | EPSS Expulsion Fuse Replacement Aerial Inspection Non-Pole Backlog Tree Removal Pole Backlog | EPSS,Expulsion Fuse Replacement,Aerial Inspection,Ground Inspection,Non-Pole Backlog,Tree Removal,Pole Backlog, | EPSS Expulsion Fuse Replacement Aerial Inspection Ground Inspection Non-Pole Backlog Tree Removal Pole Backlog | EPSS Expulsion Fuse Replacement Aerial Inspection Ground Inspection Non-Pole Backlog Tree Removal Pole Backlog | EPSS,Aerial Inspection,Ground Inspection,Non-Pole Backlog,Tree Removal,Pole Backlog, | EPSS Aerial Inspection Ground Inspection Non-Pole Backlog Tree Removal Pole Backlog | EPSS Aerial Inspection Ground Inspection Non-Pole Backlog Tree Removal Pole Backlog |  | Line Removal |  | ,Line Removal, | Line Removal | Line Removal
RINCON 1103925054 | EPSS | EPSS | EPSS | [13 empty] | Aerial Inspection | Aerial Inspection | Ground Inspection | Ground Inspection | Ground Inspection |  | Non-Pole Backlog |  |  |  |  | Down Conductor Detection (DCD) | [9 empty] | Pole Backlog |  | EPSS,Ground Inspection,Down Conductor Detection (DCD), | EPSS Ground Inspection Down Conductor Detection (DCD) | EPSS Ground Inspection Down Conductor Detection (DCD) | EPSS,Aerial Inspection,Ground Inspection,Non-Pole Backlog,Pole Backlog, | EPSS Aerial Inspection Ground Inspection Non-Pole Backlog Pole Backlog | EPSS Aerial Inspection Ground Inspection Non-Pole Backlog Pole Backlog | EPSS,Aerial Inspection,Ground Inspection, | EPSS Aerial Inspection Ground Inspection | EPSS Aerial Inspection Ground Inspection |  |  |  | , | FALSE
APPLE HILL 1104814656 | EPSS | EPSS | EPSS | [24 empty] | Down Conductor Detection (DCD) |  |  | Line Sensors | [8 empty] | EPSS,Down Conductor Detection (DCD),Line Sensors, | EPSS Down Conductor Detection (DCD) Line Sensors | EPSS Down Conductor Detection (DCD) Line Sensors | EPSS, | EPSS | EPSS | EPSS, | EPSS | EPSS |  |  |  | , | FALSE
TEJON 11023760 | EPSS | EPSS | EPSS | [12 empty] | Aerial Inspection | Aerial Inspection | Aerial Inspection | Ground Inspection | Ground Inspection | Ground Inspection | Non-Pole Backlog | Non-Pole Backlog |  |  |  |  | Down Conductor Detection (DCD) | [9 empty] | Pole Backlog |  | EPSS,Aerial Inspection,Ground Inspection,Non-Pole Backlog,Down Conductor Detection (DCD), | EPSS Aerial Inspection Ground Inspection Non-Pole Backlog Down Conductor Detection (DCD) | EPSS Aerial Inspection Ground Inspection Non-Pole Backlog Down Conductor Detection (DCD) | EPSS,Aerial Inspection,Ground Inspection,Non-Pole Backlog,Pole Backlog, | EPSS Aerial Inspection Ground Inspection Non-Pole Backlog Pole Backlog | EPSS Aerial Inspection Ground Inspection Non-Pole Backlog Pole Backlog | EPSS,Aerial Inspection,Ground Inspection, | EPSS Aerial Inspection Ground Inspection | EPSS Aerial Inspection Ground Inspection |  |  |  | , | FALSE
HIGGINS 110432747 | EPSS | EPSS | EPSS | [7 empty] | Expulsion Fuse Replacement | Expulsion Fuse Replacement | Surge Arrestor Replacement |  |  |  | Aerial Inspection |  | Ground Inspection |  |  | Non-Pole Backlog |  | Non-Pole Backlog |  |  |  |  | Down Conductor Detection (DCD) | [9 empty] | Pole Backlog | EPSS,Surge Arrestor Replacement,Ground Inspection,Non-Pole Backlog, | EPSS Surge Arrestor Replacement Ground Inspection Non-Pole Backlog | EPSS Surge Arrestor Replacement Ground Inspection Non-Pole Backlog | EPSS,Expulsion Fuse Replacement,Aerial Inspection,Down Conductor Detection (DCD), | EPSS Expulsion Fuse Replacement Aerial Inspection Down Conductor Detection (DCD) | EPSS Expulsion Fuse Replacement Aerial Inspection Down Conductor Detection (DCD) | EPSS,Expulsion Fuse Replacement,Non-Pole Backlog,Pole Backlog, | EPSS Expulsion Fuse Replacement Non-Pole Backlog Pole Backlog | EPSS Expulsion Fuse Replacement Non-Pole Backlog Pole Backlog |  |  |  | , | FALSE
CALISTOGA 110135588 | EPSS | EPSS | EPSS | [6 empty] | Expulsion Fuse Replacement | [9 empty] | Ground Inspection |  | Non-Pole Backlog |  | Non-Pole Backlog |  |  |  |  | Down Conductor Detection (DCD) | [9 empty] | Pole Backlog | EPSS,Expulsion Fuse Replacement,Non-Pole Backlog, | EPSS Expulsion Fuse Replacement Non-Pole Backlog | EPSS Expulsion Fuse Replacement Non-Pole Backlog | EPSS,Ground Inspection,Down Conductor Detection (DCD), | EPSS Ground Inspection Down Conductor Detection (DCD) | EPSS Ground Inspection Down Conductor Detection (DCD) | EPSS,Non-Pole Backlog,Pole Backlog, | EPSS Non-Pole Backlog Pole Backlog | EPSS Non-Pole Backlog Pole Backlog |  |  |  | , | FALSE
PLACERVILLE 1109CB | EPSS | EPSS | EPSS | [13 empty] | Aerial Inspection |  | Ground Inspection |  | Ground Inspection | [18 empty] | EPSS,Ground Inspection, | EPSS Ground Inspection | EPSS Ground Inspection | EPSS,Aerial Inspection, | EPSS Aerial Inspection | EPSS Aerial Inspection | EPSS,Ground Inspection, | EPSS Ground Inspection | EPSS Ground Inspection |  | Line Removal |  | ,Line Removal, | Line Removal | Line Removal
DUNBAR 1102694641 | EPSS | EPSS | EPSS | [7 empty] | Expulsion Fuse Replacement | [5 empty] | Aerial Inspection |  | Ground Inspection |  | Ground Inspection | Non-Pole Backlog | Non-Pole Backlog | Non-Pole Backlog |  |  |  | Down Conductor Detection (DCD) | [10 empty] | Pole Backlog | EPSS,Ground Inspection,Non-Pole Backlog,Down Conductor Detection (DCD), | EPSS Ground Inspection Non-Pole Backlog Down Conductor Detection (DCD) | EPSS Ground Inspection Non-Pole Backlog Down Conductor Detection (DCD) | EPSS,Expulsion Fuse Replacement,Aerial Inspection,Non-Pole Backlog, | EPSS Expulsion Fuse Replacement Aerial Inspection Non-Pole Backlog | EPSS Expulsion Fuse Replacement Aerial Inspection Non-Pole Backlog | EPSS,Ground Inspection,Non-Pole Backlog,Pole Backlog, | EPSS Ground Inspection Non-Pole Backlog Pole Backlog | EPSS Ground Inspection Non-Pole Backlog Pole Backlog |  |  |  | , | FALSE
MIDDLETOWN 1102302610 | EPSS | EPSS | EPSS |  | Undergrounding |  | Overhead Hardening | Overhead Hardening | [5 empty] | Surge Arrestor Replacement |  |  | Aerial Inspection | Aerial Inspection | Ground Inspection |  | Ground Inspection | [18 empty] | EPSS,Overhead Hardening,Ground Inspection, | EPSS Overhead Hardening Ground Inspection | EPSS Overhead Hardening Ground Inspection | EPSS,Undergrounding,Overhead Hardening,Surge Arrestor Replacement,Aerial Inspection, | EPSS Undergrounding Overhead Hardening Surge Arrestor Replacement Aerial Inspection | EPSS Undergrounding Overhead Hardening Surge Arrestor Replacement Aerial Inspection | EPSS,Aerial Inspection,Ground Inspection, | EPSS Aerial Inspection Ground Inspection | EPSS Aerial Inspection Ground Inspection | Undergrounding |  | Overhead Hardening | Undergrounding,Overhead Hardening, | Undergrounding Overhead Hardening | Undergrounding Overhead Hardening
LOYOLA 1102550291 | EPSS | EPSS | EPSS | [6 empty] | Expulsion Fuse Replacement | Expulsion Fuse Replacement | Expulsion Fuse Replacement | Surge Arrestor Replacement |  |  |  | Aerial Inspection | Aerial Inspection | Ground Inspection | Ground Inspection | Ground Inspection | Non-Pole Backlog | Non-Pole Backlog | [5 empty] | Down Conductor Detection (DCD) | [8 empty] | Pole Backlog |  | EPSS,Expulsion Fuse Replacement,Surge Arrestor Replacement,Ground Inspection,Non-Pole Backlog, | EPSS Expulsion Fuse Replacement Surge Arrestor Replacement Ground Inspection Non-Pole Backlog | EPSS Expulsion Fuse Replacement Surge Arrestor Replacement Ground Inspection Non-Pole Backlog | EPSS,Expulsion Fuse Replacement,Aerial Inspection,Ground Inspection,Non-Pole Backlog,Down Conductor Detection (DCD),Pole Backlog, | EPSS Expulsion Fuse Replacement Aerial Inspection Ground Inspection Non-Pole Backlog Down Conductor Detection (DCD) Pole Backlog | EPSS Expulsion Fuse Replacement Aerial Inspection Ground Inspection Non-Pole Backlog Down Conductor Detection (DCD) Pole Backlog | EPSS,Expulsion Fuse Replacement,Aerial Inspection,Ground Inspection, | EPSS Expulsion Fuse Replacement Aerial Inspection Ground Inspection | EPSS Expulsion Fuse Replacement Aerial Inspection Ground Inspection |  |  |  | , | FALSE
PIT NO 3 21011482 | EPSS | EPSS | EPSS |  | Undergrounding | Undergrounding |  |  | Overhead Hardening |  | Expulsion Fuse Replacement | Expulsion Fuse Replacement |  | Surge Arrestor Replacement |  |  | Aerial Inspection | Aerial Inspection | Ground Inspection | Ground Inspection | [7 empty] | Down Conductor Detection (DCD) | [11 empty] | EPSS,Ground Inspection,Down Conductor Detection (DCD), | EPSS Ground Inspection Down Conductor Detection (DCD) | EPSS Ground Inspection Down Conductor Detection (DCD) | EPSS,Undergrounding,Expulsion Fuse Replacement,Surge Arrestor Replacement,Aerial Inspection,Ground Inspection, | EPSS Undergrounding Expulsion Fuse Replacement Surge Arrestor Replacement Aerial Inspection Ground Inspection | EPSS Undergrounding Expulsion Fuse Replacement Surge Arrestor Replacement Aerial Inspection Ground Inspection | EPSS,Undergrounding,Overhead Hardening,Expulsion Fuse Replacement,Aerial Inspection, | EPSS Undergrounding Overhead Hardening Expulsion Fuse Replacement Aerial Inspection | EPSS Undergrounding Overhead Hardening Expulsion Fuse Replacement Aerial Inspection |  |  |  | , | FALSE
REDBUD 1101CB | EPSS | EPSS | EPSS | [6 empty] | Expulsion Fuse Replacement |  | Expulsion Fuse Replacement |  |  |  |  | Aerial Inspection | Aerial Inspection | Ground Inspection | Ground Inspection |  |  | Non-Pole Backlog | Non-Pole Backlog | [12 empty] | Pole Backlog |  |  | EPSS,Expulsion Fuse Replacement,Ground Inspection,Pole Backlog, | EPSS Expulsion Fuse Replacement Ground Inspection Pole Backlog | EPSS Expulsion Fuse Replacement Ground Inspection Pole Backlog | EPSS,Aerial Inspection,Ground Inspection,Non-Pole Backlog, | EPSS Aerial Inspection Ground Inspection Non-Pole Backlog | EPSS Aerial Inspection Ground Inspection Non-Pole Backlog | EPSS,Expulsion Fuse Replacement,Aerial Inspection,Non-Pole Backlog, | EPSS Expulsion Fuse Replacement Aerial Inspection Non-Pole Backlog | EPSS Expulsion Fuse Replacement Aerial Inspection Non-Pole Backlog |  |  |  | , | FALSE
OAKHURST 11035480 | EPSS | EPSS | EPSS | [6 empty] | Expulsion Fuse Replacement | Expulsion Fuse Replacement |  |  |  |  | Aerial Inspection | Aerial Inspection | Aerial Inspection |  | Ground Inspection | Ground Inspection | Non-Pole Backlog | Non-Pole Backlog | Non-Pole Backlog |  |  |  | Down Conductor Detection (DCD) |  |  | Line Sensors | [5 empty] | Pole Backlog | Pole Backlog | Pole Backlog | EPSS,Expulsion Fuse Replacement,Aerial Inspection,Non-Pole Backlog,Down Conductor Detection (DCD),Line Sensors,Pole Backlog, | EPSS Expulsion Fuse Replacement Aerial Inspection Non-Pole Backlog Down Conductor Detection (DCD) Line Sensors Pole Backlog | EPSS Expulsion Fuse Replacement Aerial Inspection Non-Pole Backlog Down Conductor Detection (DCD) Line Sensors Pole Backlog | EPSS,Expulsion Fuse Replacement,Aerial Inspection,Ground Inspection,Non-Pole Backlog,Pole Backlog, | EPSS Expulsion Fuse Replacement Aerial Inspection Ground Inspection Non-Pole Backlog Pole Backlog | EPSS Expulsion Fuse Replacement Aerial Inspection Ground Inspection Non-Pole Backlog Pole Backlog | EPSS,Aerial Inspection,Ground Inspection,Non-Pole Backlog,Pole Backlog, | EPSS Aerial Inspection Ground Inspection Non-Pole Backlog Pole Backlog | EPSS Aerial Inspection Ground Inspection Non-Pole Backlog Pole Backlog |  |  |  | , | FALSE
PLACERVILLE 21061104 | EPSS | EPSS | EPSS | [7 empty] | Expulsion Fuse Replacement |  | Surge Arrestor Replacement |  |  | Aerial Inspection | Aerial Inspection | Aerial Inspection |  | Ground Inspection | Ground Inspection | Non-Pole Backlog | Non-Pole Backlog | Non-Pole Backlog | Tree Removal | Tree Removal | Tree Removal | Down Conductor Detection (DCD) | [8 empty] | Pole Backlog | Pole Backlog | Pole Backlog | EPSS,Surge Arrestor Replacement,Aerial Inspection,Non-Pole Backlog,Tree Removal,Down Conductor Detection (DCD),Pole Backlog, | EPSS Surge Arrestor Replacement Aerial Inspection Non-Pole Backlog Tree Removal Down Conductor Detection (DCD) Pole Backlog | EPSS Surge Arrestor Replacement Aerial Inspection Non-Pole Backlog Tree Removal Down Conductor Detection (DCD) Pole Backlog | EPSS,Expulsion Fuse Replacement,Aerial Inspection,Ground Inspection,Non-Pole Backlog,Tree Removal,Pole Backlog, | EPSS Expulsion Fuse Replacement Aerial Inspection Ground Inspection Non-Pole Backlog Tree Removal Pole Backlog | EPSS Expulsion Fuse Replacement Aerial Inspection Ground Inspection Non-Pole Backlog Tree Removal Pole Backlog | EPSS,Aerial Inspection,Ground Inspection,Non-Pole Backlog,Tree Removal,Pole Backlog, | EPSS Aerial Inspection Ground Inspection Non-Pole Backlog Tree Removal Pole Backlog | EPSS Aerial Inspection Ground Inspection Non-Pole Backlog Tree Removal Pole Backlog |  |  |  | , | FALSE
SILVERADO 2105167360 | EPSS | EPSS | EPSS |  | Undergrounding |  |  |  |  | Expulsion Fuse Replacement | Expulsion Fuse Replacement | [5 empty] | Aerial Inspection |  |  | Ground Inspection | Ground Inspection | Non-Pole Backlog | [14 empty] | Pole Backlog |  |  | EPSS,Expulsion Fuse Replacement,Non-Pole Backlog,Pole Backlog, | EPSS Expulsion Fuse Replacement Non-Pole Backlog Pole Backlog | EPSS Expulsion Fuse Replacement Non-Pole Backlog Pole Backlog | EPSS,Undergrounding,Expulsion Fuse Replacement,Aerial Inspection,Ground Inspection, | EPSS Undergrounding Expulsion Fuse Replacement Aerial Inspection Ground Inspection | EPSS Undergrounding Expulsion Fuse Replacement Aerial Inspection Ground Inspection | EPSS,Ground Inspection, | EPSS Ground Inspection | EPSS Ground Inspection |  |  |  | , | FALSE
CURTIS 17039210 | EPSS | EPSS | EPSS | [7 empty] | Expulsion Fuse Replacement | [5 empty] | Aerial Inspection | Aerial Inspection | Ground Inspection |  | Ground Inspection | Non-Pole Backlog | Non-Pole Backlog | Non-Pole Backlog |  |  |  | Down Conductor Detection (DCD) | [8 empty] | Pole Backlog | Pole Backlog | Pole Backlog | EPSS,Ground Inspection,Non-Pole Backlog,Down Conductor Detection (DCD),Pole Backlog, | EPSS Ground Inspection Non-Pole Backlog Down Conductor Detection (DCD) Pole Backlog | EPSS Ground Inspection Non-Pole Backlog Down Conductor Detection (DCD) Pole Backlog | EPSS,Expulsion Fuse Replacement,Aerial Inspection,Non-Pole Backlog,Pole Backlog, | EPSS Expulsion Fuse Replacement Aerial Inspection Non-Pole Backlog Pole Backlog | EPSS Expulsion Fuse Replacement Aerial Inspection Non-Pole Backlog Pole Backlog | EPSS,Aerial Inspection,Ground Inspection,Non-Pole Backlog,Pole Backlog, | EPSS Aerial Inspection Ground Inspection Non-Pole Backlog Pole Backlog | EPSS Aerial Inspection Ground Inspection Non-Pole Backlog Pole Backlog |  |  |  | , | FALSE
MARIPOSA 2102440236 | EPSS | EPSS | EPSS | Undergrounding |  |  | Overhead Hardening | [6 empty] | Surge Arrestor Replacement |  | Aerial Inspection | Aerial Inspection | Aerial Inspection | Ground Inspection | Ground Inspection | Ground Inspection | Non-Pole Backlog | Non-Pole Backlog |  |  |  | Tree Removal | [10 empty] | Pole Backlog |  | EPSS,Undergrounding,Overhead Hardening,Aerial Inspection,Ground Inspection,Non-Pole Backlog, | EPSS Undergrounding Overhead Hardening Aerial Inspection Ground Inspection Non-Pole Backlog | EPSS Undergrounding Overhead Hardening Aerial Inspection Ground Inspection Non-Pole Backlog | EPSS,Surge Arrestor Replacement,Aerial Inspection,Ground Inspection,Non-Pole Backlog,Pole Backlog, | EPSS Surge Arrestor Replacement Aerial Inspection Ground Inspection Non-Pole Backlog Pole Backlog | EPSS Surge Arrestor Replacement Aerial Inspection Ground Inspection Non-Pole Backlog Pole Backlog | EPSS,Aerial Inspection,Ground Inspection,Tree Removal, | EPSS Aerial Inspection Ground Inspection Tree Removal | EPSS Aerial Inspection Ground Inspection Tree Removal |  | Line Removal | Overhead Hardening | ,Line Removal,Overhead Hardening, | Line Removal Overhead Hardening | Line Removal Overhead Hardening
MOUNTAIN QUARRIES 21011350 | EPSS | EPSS | EPSS | Undergrounding | Undergrounding |  |  | Overhead Hardening |  | Expulsion Fuse Replacement |  |  |  | Surge Arrestor Replacement |  |  | Aerial Inspection | Aerial Inspection | Ground Inspection |  | Ground Inspection | Non-Pole Backlog | Non-Pole Backlog |  |  |  |  | Down Conductor Detection (DCD) | [8 empty] | Pole Backlog | Pole Backlog |  | EPSS,Undergrounding,Expulsion Fuse Replacement,Ground Inspection,Non-Pole Backlog,Down Conductor Detection (DCD),Pole Backlog, | EPSS Undergrounding Expulsion Fuse Replacement Ground Inspection Non-Pole Backlog Down Conductor Detection (DCD) Pole Backlog | EPSS Undergrounding Expulsion Fuse Replacement Ground Inspection Non-Pole Backlog Down Conductor Detection (DCD) Pole Backlog | EPSS,Undergrounding,Overhead Hardening,Surge Arrestor Replacement,Aerial Inspection,Non-Pole Backlog,Pole Backlog, | EPSS Undergrounding Overhead Hardening Surge Arrestor Replacement Aerial Inspection Non-Pole Backlog Pole Backlog | EPSS Undergrounding Overhead Hardening Surge Arrestor Replacement Aerial Inspection Non-Pole Backlog Pole Backlog | EPSS,Aerial Inspection,Ground Inspection, | EPSS Aerial Inspection Ground Inspection | EPSS Aerial Inspection Ground Inspection |  |  |  | , | FALSE
PIT NO 5 11011658 | EPSS | EPSS | EPSS | [13 empty] | Aerial Inspection |  | Ground Inspection |  | Ground Inspection | Non-Pole Backlog | Non-Pole Backlog |  |  |  |  | Down Conductor Detection (DCD) | [8 empty] | Pole Backlog |  |  | EPSS,Ground Inspection,Non-Pole Backlog,Down Conductor Detection (DCD),Pole Backlog, | EPSS Ground Inspection Non-Pole Backlog Down Conductor Detection (DCD) Pole Backlog | EPSS Ground Inspection Non-Pole Backlog Down Conductor Detection (DCD) Pole Backlog | EPSS,Aerial Inspection,Non-Pole Backlog, | EPSS Aerial Inspection Non-Pole Backlog | EPSS Aerial Inspection Non-Pole Backlog | EPSS,Ground Inspection, | EPSS Ground Inspection | EPSS Ground Inspection |  |  |  | , | FALSE
CURTIS 170234426 | EPSS | EPSS | EPSS | [12 empty] | Aerial Inspection |  | Aerial Inspection |  | Ground Inspection | Ground Inspection | Non-Pole Backlog | Non-Pole Backlog | [13 empty] | Pole Backlog | Pole Backlog |  | EPSS,Aerial Inspection,Non-Pole Backlog,Pole Backlog, | EPSS Aerial Inspection Non-Pole Backlog Pole Backlog | EPSS Aerial Inspection Non-Pole Backlog Pole Backlog | EPSS,Ground Inspection,Non-Pole Backlog,Pole Backlog, | EPSS Ground Inspection Non-Pole Backlog Pole Backlog | EPSS Ground Inspection Non-Pole Backlog Pole Backlog | EPSS,Aerial Inspection,Ground Inspection, | EPSS Aerial Inspection Ground Inspection | EPSS Aerial Inspection Ground Inspection |  |  |  | , | FALSE
BUCKS CREEK 1103CB | EPSS | EPSS | EPSS |  |  |  | Overhead Hardening |  |  | Expulsion Fuse Replacement | [5 empty] | Aerial Inspection | Aerial Inspection | Aerial Inspection | Ground Inspection | Ground Inspection | Ground Inspection | Non-Pole Backlog | Non-Pole Backlog | [14 empty] | Pole Backlog |  | EPSS,Overhead Hardening,Expulsion Fuse Replacement,Aerial Inspection,Ground Inspection,Non-Pole Backlog, | EPSS Overhead Hardening Expulsion Fuse Replacement Aerial Inspection Ground Inspection Non-Pole Backlog | EPSS Overhead Hardening Expulsion Fuse Replacement Aerial Inspection Ground Inspection Non-Pole Backlog | EPSS,Aerial Inspection,Ground Inspection,Non-Pole Backlog,Pole Backlog, | EPSS Aerial Inspection Ground Inspection Non-Pole Backlog Pole Backlog | EPSS Aerial Inspection Ground Inspection Non-Pole Backlog Pole Backlog | EPSS,Aerial Inspection,Ground Inspection, | EPSS Aerial Inspection Ground Inspection | EPSS Aerial Inspection Ground Inspection |  | Line Removal |  | ,Line Removal, | Line Removal | Line Removal
JOLON 11027040 | EPSS | EPSS | EPSS | [12 empty] | Aerial Inspection | Aerial Inspection | Aerial Inspection | Ground Inspection | Ground Inspection | Ground Inspection | Non-Pole Backlog | Non-Pole Backlog | Non-Pole Backlog |  |  |  |  | Down Conductor Detection (DCD) | [8 empty] | Pole Backlog | Pole Backlog | EPSS,Aerial Inspection,Ground Inspection,Non-Pole Backlog, | EPSS Aerial Inspection Ground Inspection Non-Pole Backlog | EPSS Aerial Inspection Ground Inspection Non-Pole Backlog | EPSS,Aerial Inspection,Ground Inspection,Non-Pole Backlog,Down Conductor Detection (DCD),Pole Backlog, | EPSS Aerial Inspection Ground Inspection Non-Pole Backlog Down Conductor Detection (DCD) Pole Backlog | EPSS Aerial Inspection Ground Inspection Non-Pole Backlog Down Conductor Detection (DCD) Pole Backlog | EPSS,Aerial Inspection,Ground Inspection,Non-Pole Backlog,Pole Backlog, | EPSS Aerial Inspection Ground Inspection Non-Pole Backlog Pole Backlog | EPSS Aerial Inspection Ground Inspection Non-Pole Backlog Pole Backlog |  |  |  | , | FALSE
PARADISE 110343008 | EPSS | EPSS | EPSS |  | Undergrounding |  |  |  |  | Expulsion Fuse Replacement | Expulsion Fuse Replacement | Expulsion Fuse Replacement |  |  |  | Aerial Inspection | Aerial Inspection | Aerial Inspection | Ground Inspection | Ground Inspection | Ground Inspection | Non-Pole Backlog | Non-Pole Backlog | Non-Pole Backlog |  |  |  | Down Conductor Detection (DCD) | [10 empty] | Pole Backlog | EPSS,Expulsion Fuse Replacement,Aerial Inspection,Ground Inspection,Non-Pole Backlog,Down Conductor Detection (DCD), | EPSS Expulsion Fuse Replacement Aerial Inspection Ground Inspection Non-Pole Backlog Down Conductor Detection (DCD) | EPSS Expulsion Fuse Replacement Aerial Inspection Ground Inspection Non-Pole Backlog Down Conductor Detection (DCD) | EPSS,Undergrounding,Expulsion Fuse Replacement,Aerial Inspection,Ground Inspection,Non-Pole Backlog, | EPSS Undergrounding Expulsion Fuse Replacement Aerial Inspection Ground Inspection Non-Pole Backlog | EPSS Undergrounding Expulsion Fuse Replacement Aerial Inspection Ground Inspection Non-Pole Backlog | EPSS,Expulsion Fuse Replacement,Aerial Inspection,Ground Inspection,Non-Pole Backlog,Pole Backlog, | EPSS Expulsion Fuse Replacement Aerial Inspection Ground Inspection Non-Pole Backlog Pole Backlog | EPSS Expulsion Fuse Replacement Aerial Inspection Ground Inspection Non-Pole Backlog Pole Backlog |  |  |  | , | FALSE
REDBUD 1102523244 | EPSS | EPSS | EPSS | [6 empty] | Expulsion Fuse Replacement |  |  | Surge Arrestor Replacement |  |  |  | Aerial Inspection | Aerial Inspection | Ground Inspection | Ground Inspection | Ground Inspection | Non-Pole Backlog | Non-Pole Backlog |  |  |  |  | Down Conductor Detection (DCD) | [8 empty] | Pole Backlog | Pole Backlog | Pole Backlog | EPSS,Expulsion Fuse Replacement,Surge Arrestor Replacement,Ground Inspection,Non-Pole Backlog,Down Conductor Detection (DCD),Pole Backlog, | EPSS Expulsion Fuse Replacement Surge Arrestor Replacement Ground Inspection Non-Pole Backlog Down Conductor Detection (DCD) Pole Backlog | EPSS Expulsion Fuse Replacement Surge Arrestor Replacement Ground Inspection Non-Pole Backlog Down Conductor Detection (DCD) Pole Backlog | EPSS,Aerial Inspection,Ground Inspection,Non-Pole Backlog,Pole Backlog, | EPSS Aerial Inspection Ground Inspection Non-Pole Backlog Pole Backlog | EPSS Aerial Inspection Ground Inspection Non-Pole Backlog Pole Backlog | EPSS,Aerial Inspection,Ground Inspection,Pole Backlog, | EPSS Aerial Inspection Ground Inspection Pole Backlog | EPSS Aerial Inspection Ground Inspection Pole Backlog |  |  |  | , | FALSE
CHALLENGE 11025462 | EPSS | EPSS | EPSS | [6 empty] | Expulsion Fuse Replacement | [5 empty] | Aerial Inspection | Aerial Inspection | Aerial Inspection | Ground Inspection | Ground Inspection | Ground Inspection | Non-Pole Backlog |  | Non-Pole Backlog |  |  | Tree Removal |  | Down Conductor Detection (DCD) | [5 empty] | Line Removal |  | Pole Backlog |  |  | EPSS,Expulsion Fuse Replacement,Aerial Inspection,Ground Inspection,Non-Pole Backlog,Pole Backlog, | EPSS Expulsion Fuse Replacement Aerial Inspection Ground Inspection Non-Pole Backlog Pole Backlog | EPSS Expulsion Fuse Replacement Aerial Inspection Ground Inspection Non-Pole Backlog Pole Backlog | EPSS,Aerial Inspection,Ground Inspection,Down Conductor Detection (DCD),Line Removal, | EPSS Aerial Inspection Ground Inspection Down Conductor Detection (DCD) Line Removal | EPSS Aerial Inspection Ground Inspection Down Conductor Detection (DCD) Line Removal | EPSS,Aerial Inspection,Ground Inspection,Non-Pole Backlog,Tree Removal, | EPSS Aerial Inspection Ground Inspection Non-Pole Backlog Tree Removal | EPSS Aerial Inspection Ground Inspection Non-Pole Backlog Tree Removal |  |  |  | , | FALSE
BEAR VALLEY 210513430 | EPSS | EPSS | EPSS | [12 empty] | Aerial Inspection | Aerial Inspection | Aerial Inspection | Ground Inspection | Ground Inspection | Ground Inspection | Non-Pole Backlog | Non-Pole Backlog | Non-Pole Backlog |  |  |  | Down Conductor Detection (DCD) | [8 empty] | Pole Backlog | Pole Backlog | Pole Backlog | EPSS,Aerial Inspection,Ground Inspection,Non-Pole Backlog,Down Conductor Detection (DCD),Pole Backlog, | EPSS Aerial Inspection Ground Inspection Non-Pole Backlog Down Conductor Detection (DCD) Pole Backlog | EPSS Aerial Inspection Ground Inspection Non-Pole Backlog Down Conductor Detection (DCD) Pole Backlog | EPSS,Aerial Inspection,Ground Inspection,Non-Pole Backlog,Pole Backlog, | EPSS Aerial Inspection Ground Inspection Non-Pole Backlog Pole Backlog | EPSS Aerial Inspection Ground Inspection Non-Pole Backlog Pole Backlog | EPSS,Aerial Inspection,Ground Inspection,Non-Pole Backlog,Pole Backlog, | EPSS Aerial Inspection Ground Inspection Non-Pole Backlog Pole Backlog | EPSS Aerial Inspection Ground Inspection Non-Pole Backlog Pole Backlog |  |  |  | , | FALSE
PINE GROVE 11013170 | EPSS | EPSS | EPSS | [6 empty] | Expulsion Fuse Replacement | Expulsion Fuse Replacement | [5 empty] | Aerial Inspection | Aerial Inspection | Ground Inspection |  | Ground Inspection | Non-Pole Backlog | Non-Pole Backlog | Non-Pole Backlog |  |  |  | Down Conductor Detection (DCD) | [8 empty] | Pole Backlog | Pole Backlog | Pole Backlog | EPSS,Expulsion Fuse Replacement,Ground Inspection,Non-Pole Backlog,Down Conductor Detection (DCD),Pole Backlog, | EPSS Expulsion Fuse Replacement Ground Inspection Non-Pole Backlog Down Conductor Detection (DCD) Pole Backlog | EPSS Expulsion Fuse Replacement Ground Inspection Non-Pole Backlog Down Conductor Detection (DCD) Pole Backlog | EPSS,Expulsion Fuse Replacement,Aerial Inspection,Non-Pole Backlog,Pole Backlog, | EPSS Expulsion Fuse Replacement Aerial Inspection Non-Pole Backlog Pole Backlog | EPSS Expulsion Fuse Replacement Aerial Inspection Non-Pole Backlog Pole Backlog | EPSS,Aerial Inspection,Ground Inspection,Non-Pole Backlog,Pole Backlog, | EPSS Aerial Inspection Ground Inspection Non-Pole Backlog Pole Backlog | EPSS Aerial Inspection Ground Inspection Non-Pole Backlog Pole Backlog |  |  |  | , | FALSE
CALISTOGA 1101886282 | EPSS | EPSS | EPSS | [6 empty] | Expulsion Fuse Replacement | [6 empty] | Aerial Inspection | Aerial Inspection |  | Ground Inspection | Ground Inspection | Non-Pole Backlog | Non-Pole Backlog | [14 empty] | Pole Backlog |  | EPSS,Expulsion Fuse Replacement,Non-Pole Backlog, | EPSS Expulsion Fuse Replacement Non-Pole Backlog | EPSS Expulsion Fuse Replacement Non-Pole Backlog | EPSS,Aerial Inspection,Ground Inspection,Non-Pole Backlog,Pole Backlog, | EPSS Aerial Inspection Ground Inspection Non-Pole Backlog Pole Backlog | EPSS Aerial Inspection Ground Inspection Non-Pole Backlog Pole Backlog | EPSS,Aerial Inspection,Ground Inspection, | EPSS Aerial Inspection Ground Inspection | EPSS Aerial Inspection Ground Inspection |  |  |  | , | FALSE
DIAMOND SPRINGS 110676088 | EPSS | EPSS | EPSS | [6 empty] | Expulsion Fuse Replacement | Expulsion Fuse Replacement | Expulsion Fuse Replacement |  |  |  |  | Aerial Inspection | Aerial Inspection | Ground Inspection |  | Ground Inspection | Non-Pole Backlog | Non-Pole Backlog | Non-Pole Backlog |  | Tree Removal | Tree Removal | Down Conductor Detection (DCD) | [8 empty] | Pole Backlog | Pole Backlog | Pole Backlog | EPSS,Expulsion Fuse Replacement,Ground Inspection,Non-Pole Backlog,Down Conductor Detection (DCD),Pole Backlog, | EPSS Expulsion Fuse Replacement Ground Inspection Non-Pole Backlog Down Conductor Detection (DCD) Pole Backlog | EPSS Expulsion Fuse Replacement Ground Inspection Non-Pole Backlog Down Conductor Detection (DCD) Pole Backlog | EPSS,Expulsion Fuse Replacement,Aerial Inspection,Non-Pole Backlog,Tree Removal,Pole Backlog, | EPSS Expulsion Fuse Replacement Aerial Inspection Non-Pole Backlog Tree Removal Pole Backlog | EPSS Expulsion Fuse Replacement Aerial Inspection Non-Pole Backlog Tree Removal Pole Backlog | EPSS,Expulsion Fuse Replacement,Aerial Inspection,Ground Inspection,Non-Pole Backlog,Tree Removal,Pole Backlog, | EPSS Expulsion Fuse Replacement Aerial Inspection Ground Inspection Non-Pole Backlog Tree Removal Pole Backlog | EPSS Expulsion Fuse Replacement Aerial Inspection Ground Inspection Non-Pole Backlog Tree Removal Pole Backlog |  |  |  | , | FALSE
PLACERVILLE 210623190 | EPSS | EPSS | EPSS | [7 empty] | Expulsion Fuse Replacement |  |  |  |  | Aerial Inspection |  | Aerial Inspection |  | Ground Inspection | Ground Inspection | Non-Pole Backlog | Non-Pole Backlog | Non-Pole Backlog |  |  |  | Down Conductor Detection (DCD) | [8 empty] | Pole Backlog | Pole Backlog | Pole Backlog | EPSS,Aerial Inspection,Non-Pole Backlog,Down Conductor Detection (DCD),Pole Backlog, | EPSS Aerial Inspection Non-Pole Backlog Down Conductor Detection (DCD) Pole Backlog | EPSS Aerial Inspection Non-Pole Backlog Down Conductor Detection (DCD) Pole Backlog | EPSS,Expulsion Fuse Replacement,Ground Inspection,Non-Pole Backlog,Pole Backlog, | EPSS Expulsion Fuse Replacement Ground Inspection Non-Pole Backlog Pole Backlog | EPSS Expulsion Fuse Replacement Ground Inspection Non-Pole Backlog Pole Backlog | EPSS,Aerial Inspection,Ground Inspection,Non-Pole Backlog,Pole Backlog, | EPSS Aerial Inspection Ground Inspection Non-Pole Backlog Pole Backlog | EPSS Aerial Inspection Ground Inspection Non-Pole Backlog Pole Backlog |  |  |  | , | FALSE
BUTTE 1105235788 | EPSS | EPSS | EPSS | [7 empty] | Expulsion Fuse Replacement |  |  |  |  | Aerial Inspection | Aerial Inspection | Aerial Inspection |  | Ground Inspection | Ground Inspection | Non-Pole Backlog | Non-Pole Backlog | Non-Pole Backlog | [15 empty] | EPSS,Aerial Inspection,Non-Pole Backlog, | EPSS Aerial Inspection Non-Pole Backlog | EPSS Aerial Inspection Non-Pole Backlog | EPSS,Expulsion Fuse Replacement,Aerial Inspection,Ground Inspection,Non-Pole Backlog, | EPSS Expulsion Fuse Replacement Aerial Inspection Ground Inspection Non-Pole Backlog | EPSS Expulsion Fuse Replacement Aerial Inspection Ground Inspection Non-Pole Backlog | EPSS,Aerial Inspection,Ground Inspection,Non-Pole Backlog, | EPSS Aerial Inspection Ground Inspection Non-Pole Backlog | EPSS Aerial Inspection Ground Inspection Non-Pole Backlog |  |  |  | , | FALSE
MONTICELLO 110137384 | EPSS | EPSS | EPSS | [13 empty] | Aerial Inspection | Aerial Inspection | Ground Inspection |  |  |  | Non-Pole Backlog | [5 empty] | Down Conductor Detection (DCD) | [9 empty] | Pole Backlog | EPSS,Ground Inspection, | EPSS Ground Inspection | EPSS Ground Inspection | EPSS,Aerial Inspection,Non-Pole Backlog,Down Conductor Detection (DCD), | EPSS Aerial Inspection Non-Pole Backlog Down Conductor Detection (DCD) | EPSS Aerial Inspection Non-Pole Backlog Down Conductor Detection (DCD) | EPSS,Aerial Inspection,Pole Backlog, | EPSS Aerial Inspection Pole Backlog | EPSS Aerial Inspection Pole Backlog |  |  |  | , | FALSE
SILVERADO 2105337226 | EPSS | EPSS | EPSS | [16 empty] | Ground Inspection | Ground Inspection | Non-Pole Backlog | [17 empty] | EPSS,Non-Pole Backlog, | EPSS Non-Pole Backlog | EPSS Non-Pole Backlog | EPSS,Ground Inspection, | EPSS Ground Inspection | EPSS Ground Inspection | EPSS,Ground Inspection, | EPSS Ground Inspection | EPSS Ground Inspection |  |  |  | , | FALSE
LOS GATOS 1106697500 | EPSS | EPSS | EPSS | [7 empty] | Expulsion Fuse Replacement | Expulsion Fuse Replacement | [5 empty] | Aerial Inspection |  | Ground Inspection | Ground Inspection | Non-Pole Backlog | Non-Pole Backlog | Non-Pole Backlog | [13 empty] | Pole Backlog | Pole Backlog | EPSS,Non-Pole Backlog, | EPSS Non-Pole Backlog | EPSS Non-Pole Backlog | EPSS,Expulsion Fuse Replacement,Ground Inspection,Non-Pole Backlog,Pole Backlog, | EPSS Expulsion Fuse Replacement Ground Inspection Non-Pole Backlog Pole Backlog | EPSS Expulsion Fuse Replacement Ground Inspection Non-Pole Backlog Pole Backlog | EPSS,Expulsion Fuse Replacement,Aerial Inspection,Ground Inspection,Non-Pole Backlog,Pole Backlog, | EPSS Expulsion Fuse Replacement Aerial Inspection Ground Inspection Non-Pole Backlog Pole Backlog | EPSS Expulsion Fuse Replacement Aerial Inspection Ground Inspection Non-Pole Backlog Pole Backlog |  |  |  | , | FALSE
CURTIS 17048140 | EPSS | EPSS | EPSS | [6 empty] | Expulsion Fuse Replacement | Expulsion Fuse Replacement | Expulsion Fuse Replacement | Surge Arrestor Replacement |  |  | Aerial Inspection | Aerial Inspection | Aerial Inspection | Ground Inspection | Ground Inspection | Ground Inspection | Non-Pole Backlog | Non-Pole Backlog | Non-Pole Backlog |  |  | Tree Removal | Down Conductor Detection (DCD) | [8 empty] | Pole Backlog | Pole Backlog | Pole Backlog | EPSS,Expulsion Fuse Replacement,Surge Arrestor Replacement,Aerial Inspection,Ground Inspection,Non-Pole Backlog,Down Conductor Detection (DCD),Pole Backlog, | EPSS Expulsion Fuse Replacement Surge Arrestor Replacement Aerial Inspection Ground Inspection Non-Pole Backlog Down Conductor Detection (DCD) Pole Backlog | EPSS Expulsion Fuse Replacement Surge Arrestor Replacement Aerial Inspection Ground Inspection Non-Pole Backlog Down Conductor Detection (DCD) Pole Backlog | EPSS,Expulsion Fuse Replacement,Aerial Inspection,Ground Inspection,Non-Pole Backlog,Pole Backlog, | EPSS Expulsion Fuse Replacement Aerial Inspection Ground Inspection Non-Pole Backlog Pole Backlog | EPSS Expulsion Fuse Replacement Aerial Inspection Ground Inspection Non-Pole Backlog Pole Backlog | EPSS,Expulsion Fuse Replacement,Aerial Inspection,Ground Inspection,Non-Pole Backlog,Tree Removal,Pole Backlog, | EPSS Expulsion Fuse Replacement Aerial Inspection Ground Inspection Non-Pole Backlog Tree Removal Pole Backlog | EPSS Expulsion Fuse Replacement Aerial Inspection Ground Inspection Non-Pole Backlog Tree Removal Pole Backlog |  |  |  | , | FALSE
SILVERADO 21051306 | EPSS | EPSS | EPSS | [7 empty] | Expulsion Fuse Replacement | [5 empty] | Aerial Inspection |  | Ground Inspection | Ground Inspection | Ground Inspection | Non-Pole Backlog | Non-Pole Backlog | [14 empty] | Pole Backlog |  | EPSS,Ground Inspection,Non-Pole Backlog, | EPSS Ground Inspection Non-Pole Backlog | EPSS Ground Inspection Non-Pole Backlog | EPSS,Expulsion Fuse Replacement,Aerial Inspection,Ground Inspection,Non-Pole Backlog,Pole Backlog, | EPSS Expulsion Fuse Replacement Aerial Inspection Ground Inspection Non-Pole Backlog Pole Backlog | EPSS Expulsion Fuse Replacement Aerial Inspection Ground Inspection Non-Pole Backlog Pole Backlog | EPSS,Ground Inspection, | EPSS Ground Inspection | EPSS Ground Inspection |  |  |  | , | FALSE
PIT NO 3 21011480 | EPSS | EPSS | EPSS | [13 empty] | Aerial Inspection | Aerial Inspection | Ground Inspection |  |  | Non-Pole Backlog | [5 empty] | Down Conductor Detection (DCD) | [11 empty] | EPSS,Ground Inspection,Non-Pole Backlog,Down Conductor Detection (DCD), | EPSS Ground Inspection Non-Pole Backlog Down Conductor Detection (DCD) | EPSS Ground Inspection Non-Pole Backlog Down Conductor Detection (DCD) | EPSS,Aerial Inspection, | EPSS Aerial Inspection | EPSS Aerial Inspection | EPSS,Aerial Inspection, | EPSS Aerial Inspection | EPSS Aerial Inspection |  |  |  | , | FALSE
DIAMOND SPRINGS 110656026 | EPSS | EPSS | EPSS | [6 empty] | Expulsion Fuse Replacement | Expulsion Fuse Replacement | [5 empty] | Aerial Inspection | Aerial Inspection | Ground Inspection |  |  | Non-Pole Backlog | Non-Pole Backlog |  |  |  |  | Down Conductor Detection (DCD) | [8 empty] | Pole Backlog |  |  | EPSS,Expulsion Fuse Replacement,Ground Inspection,Non-Pole Backlog,Down Conductor Detection (DCD),Pole Backlog, | EPSS Expulsion Fuse Replacement Ground Inspection Non-Pole Backlog Down Conductor Detection (DCD) Pole Backlog | EPSS Expulsion Fuse Replacement Ground Inspection Non-Pole Backlog Down Conductor Detection (DCD) Pole Backlog | EPSS,Expulsion Fuse Replacement,Aerial Inspection,Non-Pole Backlog, | EPSS Expulsion Fuse Replacement Aerial Inspection Non-Pole Backlog | EPSS Expulsion Fuse Replacement Aerial Inspection Non-Pole Backlog | EPSS,Aerial Inspection, | EPSS Aerial Inspection | EPSS Aerial Inspection |  |  |  | , | FALSE
PASO ROBLES 1103N02 | EPSS | EPSS | EPSS | [14 empty] | Aerial Inspection | Ground Inspection | [8 empty] | Down Conductor Detection (DCD) | [11 empty] | EPSS,Ground Inspection,Down Conductor Detection (DCD), | EPSS Ground Inspection Down Conductor Detection (DCD) | EPSS Ground Inspection Down Conductor Detection (DCD) | EPSS, | EPSS | EPSS | EPSS,Aerial Inspection, | EPSS Aerial Inspection | EPSS Aerial Inspection |  |  |  | , | FALSE
PUTAH CREEK 110267858 | EPSS | EPSS | EPSS | [6 empty] | Expulsion Fuse Replacement |  |  | Surge Arrestor Replacement |  |  | Aerial Inspection | Aerial Inspection | Aerial Inspection | Ground Inspection | Ground Inspection | Ground Inspection | Non-Pole Backlog | Non-Pole Backlog | Non-Pole Backlog |  |  |  | Down Conductor Detection (DCD) | [10 empty] | Pole Backlog | EPSS,Expulsion Fuse Replacement,Surge Arrestor Replacement,Aerial Inspection,Ground Inspection,Non-Pole Backlog,Down Conductor Detection (DCD), | EPSS Expulsion Fuse Replacement Surge Arrestor Replacement Aerial Inspection Ground Inspection Non-Pole Backlog Down Conductor Detection (DCD) | EPSS Expulsion Fuse Replacement Surge Arrestor Replacement Aerial Inspection Ground Inspection Non-Pole Backlog Down Conductor Detection (DCD) | EPSS,Aerial Inspection,Ground Inspection,Non-Pole Backlog, | EPSS Aerial Inspection Ground Inspection Non-Pole Backlog | EPSS Aerial Inspection Ground Inspection Non-Pole Backlog | EPSS,Aerial Inspection,Ground Inspection,Non-Pole Backlog,Pole Backlog, | EPSS Aerial Inspection Ground Inspection Non-Pole Backlog Pole Backlog | EPSS Aerial Inspection Ground Inspection Non-Pole Backlog Pole Backlog | Undergrounding | Line Removal | Overhead Hardening | Undergrounding,Line Removal,Overhead Hardening, | Undergrounding Line Removal Overhead Hardening | Undergrounding Line Removal Overhead Hardening
STELLING 11109265 | EPSS | EPSS | EPSS | [7 empty] | Expulsion Fuse Replacement | [5 empty] | Aerial Inspection | Aerial Inspection | Ground Inspection | Ground Inspection |  | Non-Pole Backlog | Non-Pole Backlog | [16 empty] | EPSS,Ground Inspection,Non-Pole Backlog, | EPSS Ground Inspection Non-Pole Backlog | EPSS Ground Inspection Non-Pole Backlog | EPSS,Expulsion Fuse Replacement,Aerial Inspection,Ground Inspection,Non-Pole Backlog, | EPSS Expulsion Fuse Replacement Aerial Inspection Ground Inspection Non-Pole Backlog | EPSS Expulsion Fuse Replacement Aerial Inspection Ground Inspection Non-Pole Backlog | EPSS,Aerial Inspection, | EPSS Aerial Inspection | EPSS Aerial Inspection |  |  |  | , | FALSE
MONTICELLO 11014360 | EPSS | EPSS | EPSS | [13 empty] | Aerial Inspection | Aerial Inspection | Ground Inspection | Ground Inspection |  | Non-Pole Backlog |  | Non-Pole Backlog |  |  |  |  | Down Conductor Detection (DCD) | [9 empty] | Pole Backlog | EPSS,Ground Inspection,Non-Pole Backlog, | EPSS Ground Inspection Non-Pole Backlog | EPSS Ground Inspection Non-Pole Backlog | EPSS,Aerial Inspection,Ground Inspection,Down Conductor Detection (DCD), | EPSS Aerial Inspection Ground Inspection Down Conductor Detection (DCD) | EPSS Aerial Inspection Ground Inspection Down Conductor Detection (DCD) | EPSS,Aerial Inspection,Non-Pole Backlog,Pole Backlog, | EPSS Aerial Inspection Non-Pole Backlog Pole Backlog | EPSS Aerial Inspection Non-Pole Backlog Pole Backlog |  | Line Removal |  | ,Line Removal, | Line Removal | Line Removal
RINCON 1103655192 | EPSS | EPSS | EPSS | [6 empty] | Expulsion Fuse Replacement | [7 empty] | Aerial Inspection |  | Ground Inspection | Ground Inspection | Non-Pole Backlog |  | Non-Pole Backlog |  |  |  | Down Conductor Detection (DCD) | [10 empty] | Pole Backlog | EPSS,Expulsion Fuse Replacement,Non-Pole Backlog,Down Conductor Detection (DCD), | EPSS Expulsion Fuse Replacement Non-Pole Backlog Down Conductor Detection (DCD) | EPSS Expulsion Fuse Replacement Non-Pole Backlog Down Conductor Detection (DCD) | EPSS,Ground Inspection, | EPSS Ground Inspection | EPSS Ground Inspection | EPSS,Aerial Inspection,Ground Inspection,Non-Pole Backlog,Pole Backlog, | EPSS Aerial Inspection Ground Inspection Non-Pole Backlog Pole Backlog | EPSS Aerial Inspection Ground Inspection Non-Pole Backlog Pole Backlog |  |  |  | , | FALSE
SWIFT 2110853720 | EPSS | EPSS | EPSS | [7 empty] | Expulsion Fuse Replacement |  |  |  |  | Aerial Inspection | Aerial Inspection | Aerial Inspection | Ground Inspection | Ground Inspection | Ground Inspection | Non-Pole Backlog | Non-Pole Backlog | Non-Pole Backlog |  |  |  |  | Down Conductor Detection (DCD) | [8 empty] | Pole Backlog | Pole Backlog | EPSS,Aerial Inspection,Ground Inspection,Non-Pole Backlog, | EPSS Aerial Inspection Ground Inspection Non-Pole Backlog | EPSS Aerial Inspection Ground Inspection Non-Pole Backlog | EPSS,Expulsion Fuse Replacement,Aerial Inspection,Ground Inspection,Non-Pole Backlog,Down Conductor Detection (DCD),Pole Backlog, | EPSS Expulsion Fuse Replacement Aerial Inspection Ground Inspection Non-Pole Backlog Down Conductor Detection (DCD) Pole Backlog | EPSS Expulsion Fuse Replacement Aerial Inspection Ground Inspection Non-Pole Backlog Down Conductor Detection (DCD) Pole Backlog | EPSS,Aerial Inspection,Ground Inspection,Non-Pole Backlog,Pole Backlog, | EPSS Aerial Inspection Ground Inspection Non-Pole Backlog Pole Backlog | EPSS Aerial Inspection Ground Inspection Non-Pole Backlog Pole Backlog |  |  |  | , | FALSE
CALISTOGA 1101257964 | EPSS | EPSS | EPSS | [6 empty] | Expulsion Fuse Replacement |  |  | Surge Arrestor Replacement |  |  |  | Aerial Inspection | Aerial Inspection |  | Ground Inspection | Ground Inspection | Non-Pole Backlog | Non-Pole Backlog | [14 empty] | Pole Backlog |  | EPSS,Expulsion Fuse Replacement,Surge Arrestor Replacement,Non-Pole Backlog, | EPSS Expulsion Fuse Replacement Surge Arrestor Replacement Non-Pole Backlog | EPSS Expulsion Fuse Replacement Surge Arrestor Replacement Non-Pole Backlog | EPSS,Aerial Inspection,Ground Inspection,Non-Pole Backlog,Pole Backlog, | EPSS Aerial Inspection Ground Inspection Non-Pole Backlog Pole Backlog | EPSS Aerial Inspection Ground Inspection Non-Pole Backlog Pole Backlog | EPSS,Aerial Inspection,Ground Inspection, | EPSS Aerial Inspection Ground Inspection | EPSS Aerial Inspection Ground Inspection |  |  |  | , | FALSE
BRUNSWICK 11062104 | EPSS | EPSS | EPSS | Undergrounding | Undergrounding | Undergrounding |  |  |  |  | Expulsion Fuse Replacement | Expulsion Fuse Replacement | [5 empty] | Aerial Inspection |  | Ground Inspection | Ground Inspection | Non-Pole Backlog | Non-Pole Backlog | Non-Pole Backlog |  |  |  | Down Conductor Detection (DCD) | [11 empty] | EPSS,Undergrounding,Non-Pole Backlog,Down Conductor Detection (DCD), | EPSS Undergrounding Non-Pole Backlog Down Conductor Detection (DCD) | EPSS Undergrounding Non-Pole Backlog Down Conductor Detection (DCD) | EPSS,Undergrounding,Expulsion Fuse Replacement,Ground Inspection,Non-Pole Backlog, | EPSS Undergrounding Expulsion Fuse Replacement Ground Inspection Non-Pole Backlog | EPSS Undergrounding Expulsion Fuse Replacement Ground Inspection Non-Pole Backlog | EPSS,Undergrounding,Expulsion Fuse Replacement,Aerial Inspection,Ground Inspection,Non-Pole Backlog, | EPSS Undergrounding Expulsion Fuse Replacement Aerial Inspection Ground Inspection Non-Pole Backlog | EPSS Undergrounding Expulsion Fuse Replacement Aerial Inspection Ground Inspection Non-Pole Backlog |  |  |  | , | FALSE
LUCERNE 11034200 | EPSS | EPSS | EPSS | [6 empty] | Expulsion Fuse Replacement | [6 empty] | Aerial Inspection | Aerial Inspection | Ground Inspection |  | Ground Inspection | Non-Pole Backlog | Non-Pole Backlog |  |  |  |  | Down Conductor Detection (DCD) | [9 empty] | Pole Backlog |  | EPSS,Expulsion Fuse Replacement,Ground Inspection,Non-Pole Backlog,Down Conductor Detection (DCD), | EPSS Expulsion Fuse Replacement Ground Inspection Non-Pole Backlog Down Conductor Detection (DCD) | EPSS Expulsion Fuse Replacement Ground Inspection Non-Pole Backlog Down Conductor Detection (DCD) | EPSS,Aerial Inspection,Non-Pole Backlog,Pole Backlog, | EPSS Aerial Inspection Non-Pole Backlog Pole Backlog | EPSS Aerial Inspection Non-Pole Backlog Pole Backlog | EPSS,Aerial Inspection,Ground Inspection, | EPSS Aerial Inspection Ground Inspection | EPSS Aerial Inspection Ground Inspection |  |  |  | , | FALSE
KONOCTI 110275382 | EPSS | EPSS | EPSS | [6 empty] | Expulsion Fuse Replacement | Expulsion Fuse Replacement | [5 empty] | Aerial Inspection | Aerial Inspection |  | Ground Inspection | Ground Inspection | Non-Pole Backlog | Non-Pole Backlog | Non-Pole Backlog |  |  |  | Down Conductor Detection (DCD) | [8 empty] | Pole Backlog | Pole Backlog | Pole Backlog | EPSS,Expulsion Fuse Replacement,Non-Pole Backlog,Down Conductor Detection (DCD),Pole Backlog, | EPSS Expulsion Fuse Replacement Non-Pole Backlog Down Conductor Detection (DCD) Pole Backlog | EPSS Expulsion Fuse Replacement Non-Pole Backlog Down Conductor Detection (DCD) Pole Backlog | EPSS,Expulsion Fuse Replacement,Aerial Inspection,Ground Inspection,Non-Pole Backlog,Pole Backlog, | EPSS Expulsion Fuse Replacement Aerial Inspection Ground Inspection Non-Pole Backlog Pole Backlog | EPSS Expulsion Fuse Replacement Aerial Inspection Ground Inspection Non-Pole Backlog Pole Backlog | EPSS,Aerial Inspection,Ground Inspection,Non-Pole Backlog,Pole Backlog, | EPSS Aerial Inspection Ground Inspection Non-Pole Backlog Pole Backlog | EPSS Aerial Inspection Ground Inspection Non-Pole Backlog Pole Backlog |  |  |  | , | FALSE
CALPELLA 1101619542 | EPSS | EPSS | EPSS | [14 empty] | Aerial Inspection | Ground Inspection | Ground Inspection |  |  | Non-Pole Backlog | [16 empty] | EPSS,Ground Inspection, | EPSS Ground Inspection | EPSS Ground Inspection | EPSS,Ground Inspection,Non-Pole Backlog, | EPSS Ground Inspection Non-Pole Backlog | EPSS Ground Inspection Non-Pole Backlog | EPSS,Aerial Inspection, | EPSS Aerial Inspection | EPSS Aerial Inspection |  | Line Removal |  | ,Line Removal, | Line Removal | Line Removal
BEAR VALLEY 210521160 | EPSS | EPSS | EPSS | [9 empty] | Surge Arrestor Replacement |  |  | Aerial Inspection | Aerial Inspection | Aerial Inspection | Ground Inspection | Ground Inspection | Ground Inspection | Non-Pole Backlog | Non-Pole Backlog |  |  |  |  | Down Conductor Detection (DCD) | [5 empty] | Line Removal |  |  |  | Pole Backlog |  | EPSS,Surge Arrestor Replacement,Aerial Inspection,Ground Inspection,Non-Pole Backlog,Down Conductor Detection (DCD),Line Removal, | EPSS Surge Arrestor Replacement Aerial Inspection Ground Inspection Non-Pole Backlog Down Conductor Detection (DCD) Line Removal | EPSS Surge Arrestor Replacement Aerial Inspection Ground Inspection Non-Pole Backlog Down Conductor Detection (DCD) Line Removal | EPSS,Aerial Inspection,Ground Inspection,Non-Pole Backlog,Pole Backlog, | EPSS Aerial Inspection Ground Inspection Non-Pole Backlog Pole Backlog | EPSS Aerial Inspection Ground Inspection Non-Pole Backlog Pole Backlog | EPSS,Aerial Inspection,Ground Inspection, | EPSS Aerial Inspection Ground Inspection | EPSS Aerial Inspection Ground Inspection |  |  |  | , | FALSE
SYCAMORE CREEK 11112014 | EPSS | EPSS | EPSS |  |  | Undergrounding |  |  |  | Expulsion Fuse Replacement | [5 empty] | Aerial Inspection | Aerial Inspection | Aerial Inspection | Ground Inspection | Ground Inspection | Ground Inspection | Non-Pole Backlog | Non-Pole Backlog | Non-Pole Backlog |  |  |  | Down Conductor Detection (DCD) | [8 empty] | Pole Backlog |  | Pole Backlog | EPSS,Expulsion Fuse Replacement,Aerial Inspection,Ground Inspection,Non-Pole Backlog,Down Conductor Detection (DCD),Pole Backlog, | EPSS Expulsion Fuse Replacement Aerial Inspection Ground Inspection Non-Pole Backlog Down Conductor Detection (DCD) Pole Backlog | EPSS Expulsion Fuse Replacement Aerial Inspection Ground Inspection Non-Pole Backlog Down Conductor Detection (DCD) Pole Backlog | EPSS,Aerial Inspection,Ground Inspection,Non-Pole Backlog, | EPSS Aerial Inspection Ground Inspection Non-Pole Backlog | EPSS Aerial Inspection Ground Inspection Non-Pole Backlog | EPSS,Undergrounding,Aerial Inspection,Ground Inspection,Non-Pole Backlog,Pole Backlog, | EPSS Undergrounding Aerial Inspection Ground Inspection Non-Pole Backlog Pole Backlog | EPSS Undergrounding Aerial Inspection Ground Inspection Non-Pole Backlog Pole Backlog |  | Line Removal |  | ,Line Removal, | Line Removal | Line Removal
SILVERADO 2104722 | EPSS | EPSS | EPSS | [6 empty] | Expulsion Fuse Replacement | Expulsion Fuse Replacement | [5 empty] | Aerial Inspection |  |  |  | Ground Inspection | Non-Pole Backlog |  | Non-Pole Backlog | [15 empty] | EPSS,Expulsion Fuse Replacement,Non-Pole Backlog, | EPSS Expulsion Fuse Replacement Non-Pole Backlog | EPSS Expulsion Fuse Replacement Non-Pole Backlog | EPSS,Expulsion Fuse Replacement,Aerial Inspection, | EPSS Expulsion Fuse Replacement Aerial Inspection | EPSS Expulsion Fuse Replacement Aerial Inspection | EPSS,Ground Inspection,Non-Pole Backlog, | EPSS Ground Inspection Non-Pole Backlog | EPSS Ground Inspection Non-Pole Backlog |  |  |  | , | FALSE
APPLE HILL 2102186912 | EPSS | EPSS | EPSS | [6 empty] | Expulsion Fuse Replacement |  |  | Surge Arrestor Replacement |  |  |  | Aerial Inspection | Aerial Inspection | Ground Inspection | Ground Inspection |  | Non-Pole Backlog | Non-Pole Backlog | Non-Pole Backlog | Tree Removal | Tree Removal | Tree Removal | Down Conductor Detection (DCD) | [5 empty] | Line Removal |  |  | Pole Backlog | Pole Backlog | Pole Backlog | EPSS,Expulsion Fuse Replacement,Surge Arrestor Replacement,Ground Inspection,Non-Pole Backlog,Tree Removal,Down Conductor Detection (DCD),Line Removal,Pole Backlog, | EPSS Expulsion Fuse Replacement Surge Arrestor Replacement Ground Inspection Non-Pole Backlog Tree Removal Down Conductor Detection (DCD) Line Removal Pole Backlog | EPSS Expulsion Fuse Replacement Surge Arrestor Replacement Ground Inspection Non-Pole Backlog Tree Removal Down Conductor Detection (DCD) Line Removal Pole Backlog | EPSS,Aerial Inspection,Ground Inspection,Non-Pole Backlog,Tree Removal,Pole Backlog, | EPSS Aerial Inspection Ground Inspection Non-Pole Backlog Tree Removal Pole Backlog | EPSS Aerial Inspection Ground Inspection Non-Pole Backlog Tree Removal Pole Backlog | EPSS,Aerial Inspection,Non-Pole Backlog,Tree Removal,Pole Backlog, | EPSS Aerial Inspection Non-Pole Backlog Tree Removal Pole Backlog | EPSS Aerial Inspection Non-Pole Backlog Tree Removal Pole Backlog |  |  |  | , | FALSE
MARTELL 110111244 | EPSS | EPSS | EPSS | [7 empty] | Expulsion Fuse Replacement |  |  |  |  | Aerial Inspection | Aerial Inspection | Aerial Inspection | Ground Inspection | Ground Inspection | Ground Inspection | Non-Pole Backlog | Non-Pole Backlog | Non-Pole Backlog | [13 empty] | Pole Backlog | Pole Backlog | EPSS,Aerial Inspection,Ground Inspection,Non-Pole Backlog, | EPSS Aerial Inspection Ground Inspection Non-Pole Backlog | EPSS Aerial Inspection Ground Inspection Non-Pole Backlog | EPSS,Expulsion Fuse Replacement,Aerial Inspection,Ground Inspection,Non-Pole Backlog,Pole Backlog, | EPSS Expulsion Fuse Replacement Aerial Inspection Ground Inspection Non-Pole Backlog Pole Backlog | EPSS Expulsion Fuse Replacement Aerial Inspection Ground Inspection Non-Pole Backlog Pole Backlog | EPSS,Aerial Inspection,Ground Inspection,Non-Pole Backlog,Pole Backlog, | EPSS Aerial Inspection Ground Inspection Non-Pole Backlog Pole Backlog | EPSS Aerial Inspection Ground Inspection Non-Pole Backlog Pole Backlog |  |  |  | , | FALSE
KONOCTI 1102948 | EPSS | EPSS | EPSS | [6 empty] | Expulsion Fuse Replacement | [6 empty] | Aerial Inspection | Aerial Inspection | Ground Inspection | Ground Inspection | Ground Inspection | Non-Pole Backlog | Non-Pole Backlog |  |  |  |  | Down Conductor Detection (DCD) | [11 empty] | EPSS,Expulsion Fuse Replacement,Ground Inspection,Non-Pole Backlog,Down Conductor Detection (DCD), | EPSS Expulsion Fuse Replacement Ground Inspection Non-Pole Backlog Down Conductor Detection (DCD) | EPSS Expulsion Fuse Replacement Ground Inspection Non-Pole Backlog Down Conductor Detection (DCD) | EPSS,Aerial Inspection,Ground Inspection,Non-Pole Backlog, | EPSS Aerial Inspection Ground Inspection Non-Pole Backlog | EPSS Aerial Inspection Ground Inspection Non-Pole Backlog | EPSS,Aerial Inspection,Ground Inspection, | EPSS Aerial Inspection Ground Inspection | EPSS Aerial Inspection Ground Inspection |  |  |  | , | FALSE
COARSEGOLD 210210050 | EPSS | EPSS | EPSS | [6 empty] | Expulsion Fuse Replacement | Expulsion Fuse Replacement | [6 empty] | Aerial Inspection |  | Ground Inspection | Ground Inspection | Non-Pole Backlog | Non-Pole Backlog | Non-Pole Backlog |  |  |  | Down Conductor Detection (DCD) | [9 empty] | Pole Backlog | Pole Backlog | EPSS,Expulsion Fuse Replacement,Non-Pole Backlog,Down Conductor Detection (DCD), | EPSS Expulsion Fuse Replacement Non-Pole Backlog Down Conductor Detection (DCD) | EPSS Expulsion Fuse Replacement Non-Pole Backlog Down Conductor Detection (DCD) | EPSS,Expulsion Fuse Replacement,Ground Inspection,Non-Pole Backlog,Pole Backlog, | EPSS Expulsion Fuse Replacement Ground Inspection Non-Pole Backlog Pole Backlog | EPSS Expulsion Fuse Replacement Ground Inspection Non-Pole Backlog Pole Backlog | EPSS,Aerial Inspection,Ground Inspection,Non-Pole Backlog,Pole Backlog, | EPSS Aerial Inspection Ground Inspection Non-Pole Backlog Pole Backlog | EPSS Aerial Inspection Ground Inspection Non-Pole Backlog Pole Backlog |  |  |  | , | FALSE
DUNBAR 1101534 | EPSS | EPSS | EPSS |  | Undergrounding | [5 empty] | Expulsion Fuse Replacement | [5 empty] | Aerial Inspection | Aerial Inspection | Ground Inspection | Ground Inspection | Ground Inspection | Non-Pole Backlog |  | Non-Pole Backlog |  |  |  | Down Conductor Detection (DCD) | [8 empty] | Pole Backlog |  | Pole Backlog | EPSS,Ground Inspection,Non-Pole Backlog,Down Conductor Detection (DCD),Pole Backlog, | EPSS Ground Inspection Non-Pole Backlog Down Conductor Detection (DCD) Pole Backlog | EPSS Ground Inspection Non-Pole Backlog Down Conductor Detection (DCD) Pole Backlog | EPSS,Undergrounding,Expulsion Fuse Replacement,Aerial Inspection,Ground Inspection, | EPSS Undergrounding Expulsion Fuse Replacement Aerial Inspection Ground Inspection | EPSS Undergrounding Expulsion Fuse Replacement Aerial Inspection Ground Inspection | EPSS,Aerial Inspection,Ground Inspection,Non-Pole Backlog,Pole Backlog, | EPSS Aerial Inspection Ground Inspection Non-Pole Backlog Pole Backlog | EPSS Aerial Inspection Ground Inspection Non-Pole Backlog Pole Backlog |  |  |  | , | FALSE
BEAR VALLEY 21014160 | EPSS | EPSS | EPSS | [9 empty] | Surge Arrestor Replacement |  |  | Aerial Inspection | Aerial Inspection | Aerial Inspection | Ground Inspection | Ground Inspection | Ground Inspection | Non-Pole Backlog | Non-Pole Backlog | Non-Pole Backlog |  |  |  | Down Conductor Detection (DCD) | [9 empty] | Pole Backlog | Pole Backlog | EPSS,Surge Arrestor Replacement,Aerial Inspection,Ground Inspection,Non-Pole Backlog,Down Conductor Detection (DCD), | EPSS Surge Arrestor Replacement Aerial Inspection Ground Inspection Non-Pole Backlog Down Conductor Detection (DCD) | EPSS Surge Arrestor Replacement Aerial Inspection Ground Inspection Non-Pole Backlog Down Conductor Detection (DCD) | EPSS,Aerial Inspection,Ground Inspection,Non-Pole Backlog,Pole Backlog, | EPSS Aerial Inspection Ground Inspection Non-Pole Backlog Pole Backlog | EPSS Aerial Inspection Ground Inspection Non-Pole Backlog Pole Backlog | EPSS,Aerial Inspection,Ground Inspection,Non-Pole Backlog,Pole Backlog, | EPSS Aerial Inspection Ground Inspection Non-Pole Backlog Pole Backlog | EPSS Aerial Inspection Ground Inspection Non-Pole Backlog Pole Backlog |  |  |  | , | FALSE
RACETRACK 1703CB | EPSS | EPSS | EPSS | [6 empty] | Expulsion Fuse Replacement | Expulsion Fuse Replacement | Expulsion Fuse Replacement | Surge Arrestor Replacement |  |  |  | Aerial Inspection | Aerial Inspection | Ground Inspection | Ground Inspection | Ground Inspection | Non-Pole Backlog | Non-Pole Backlog | [14 empty] | Pole Backlog |  | EPSS,Expulsion Fuse Replacement,Surge Arrestor Replacement,Ground Inspection,Non-Pole Backlog, | EPSS Expulsion Fuse Replacement Surge Arrestor Replacement Ground Inspection Non-Pole Backlog | EPSS Expulsion Fuse Replacement Surge Arrestor Replacement Ground Inspection Non-Pole Backlog | EPSS,Expulsion Fuse Replacement,Aerial Inspection,Ground Inspection,Non-Pole Backlog,Pole Backlog, | EPSS Expulsion Fuse Replacement Aerial Inspection Ground Inspection Non-Pole Backlog Pole Backlog | EPSS Expulsion Fuse Replacement Aerial Inspection Ground Inspection Non-Pole Backlog Pole Backlog | EPSS,Expulsion Fuse Replacement,Aerial Inspection,Ground Inspection, | EPSS Expulsion Fuse Replacement Aerial Inspection Ground Inspection | EPSS Expulsion Fuse Replacement Aerial Inspection Ground Inspection |  |  |  | , | FALSE
MIDDLETOWN 1103830 | EPSS | EPSS | EPSS | Undergrounding |  |  | Overhead Hardening |  |  | Expulsion Fuse Replacement |  |  |  | Surge Arrestor Replacement |  | Aerial Inspection | Aerial Inspection | Aerial Inspection | Ground Inspection | Ground Inspection | Ground Inspection | Non-Pole Backlog | Non-Pole Backlog | [14 empty] | Pole Backlog |  | EPSS,Undergrounding,Overhead Hardening,Expulsion Fuse Replacement,Aerial Inspection,Ground Inspection,Non-Pole Backlog, | EPSS Undergrounding Overhead Hardening Expulsion Fuse Replacement Aerial Inspection Ground Inspection Non-Pole Backlog | EPSS Undergrounding Overhead Hardening Expulsion Fuse Replacement Aerial Inspection Ground Inspection Non-Pole Backlog | EPSS,Surge Arrestor Replacement,Aerial Inspection,Ground Inspection,Non-Pole Backlog,Pole Backlog, | EPSS Surge Arrestor Replacement Aerial Inspection Ground Inspection Non-Pole Backlog Pole Backlog | EPSS Surge Arrestor Replacement Aerial Inspection Ground Inspection Non-Pole Backlog Pole Backlog | EPSS,Aerial Inspection,Ground Inspection, | EPSS Aerial Inspection Ground Inspection | EPSS Aerial Inspection Ground Inspection | Undergrounding |  | Overhead Hardening | Undergrounding,Overhead Hardening, | Undergrounding Overhead Hardening | Undergrounding Overhead Hardening
ATASCADERO 1103A14 | EPSS | EPSS | EPSS | [36 empty] | EPSS, | EPSS | EPSS | EPSS, | EPSS | EPSS | EPSS, | EPSS | EPSS |  |  |  | , | FALSE
CURTIS 17028000 | EPSS | EPSS | EPSS | [8 empty] | Expulsion Fuse Replacement | Surge Arrestor Replacement |  |  |  | Aerial Inspection | Aerial Inspection | Ground Inspection | Ground Inspection | Ground Inspection | Non-Pole Backlog | Non-Pole Backlog |  |  |  |  | Down Conductor Detection (DCD) | [8 empty] | Pole Backlog | Pole Backlog |  | EPSS,Surge Arrestor Replacement,Ground Inspection,Non-Pole Backlog,Down Conductor Detection (DCD),Pole Backlog, | EPSS Surge Arrestor Replacement Ground Inspection Non-Pole Backlog Down Conductor Detection (DCD) Pole Backlog | EPSS Surge Arrestor Replacement Ground Inspection Non-Pole Backlog Down Conductor Detection (DCD) Pole Backlog | EPSS,Aerial Inspection,Ground Inspection,Non-Pole Backlog,Pole Backlog, | EPSS Aerial Inspection Ground Inspection Non-Pole Backlog Pole Backlog | EPSS Aerial Inspection Ground Inspection Non-Pole Backlog Pole Backlog | EPSS,Expulsion Fuse Replacement,Aerial Inspection,Ground Inspection, | EPSS Expulsion Fuse Replacement Aerial Inspection Ground Inspection | EPSS Expulsion Fuse Replacement Aerial Inspection Ground Inspection |  |  |  | , | FALSE
LOW GAP 1101449990 | EPSS | EPSS | EPSS | [13 empty] | Aerial Inspection |  | Ground Inspection | [20 empty] | EPSS,Ground Inspection, | EPSS Ground Inspection | EPSS Ground Inspection | EPSS,Aerial Inspection, | EPSS Aerial Inspection | EPSS Aerial Inspection | EPSS, | EPSS | EPSS |  |  |  | , | FALSE
COALINGA NO 2 11059260 | EPSS | EPSS | EPSS | [9 empty] | Surge Arrestor Replacement |  |  | Aerial Inspection | Aerial Inspection | Aerial Inspection | Ground Inspection | Ground Inspection | Ground Inspection | Non-Pole Backlog | Non-Pole Backlog | [14 empty] | Pole Backlog | Pole Backlog | EPSS,Surge Arrestor Replacement,Aerial Inspection,Ground Inspection,Non-Pole Backlog, | EPSS Surge Arrestor Replacement Aerial Inspection Ground Inspection Non-Pole Backlog | EPSS Surge Arrestor Replacement Aerial Inspection Ground Inspection Non-Pole Backlog | EPSS,Aerial Inspection,Ground Inspection,Non-Pole Backlog,Pole Backlog, | EPSS Aerial Inspection Ground Inspection Non-Pole Backlog Pole Backlog | EPSS Aerial Inspection Ground Inspection Non-Pole Backlog Pole Backlog | EPSS,Aerial Inspection,Ground Inspection,Pole Backlog, | EPSS Aerial Inspection Ground Inspection Pole Backlog | EPSS Aerial Inspection Ground Inspection Pole Backlog |  |  |  | , | FALSE
TIDEWATER 210614072 | EPSS | EPSS | EPSS | Undergrounding | [5 empty] | Expulsion Fuse Replacement | [6 empty] | Aerial Inspection | Aerial Inspection | Ground Inspection | Ground Inspection | Ground Inspection | Non-Pole Backlog | Non-Pole Backlog | [5 empty] | Down Conductor Detection (DCD) | [8 empty] | Pole Backlog |  | EPSS,Undergrounding,Expulsion Fuse Replacement,Ground Inspection,Non-Pole Backlog, | EPSS Undergrounding Expulsion Fuse Replacement Ground Inspection Non-Pole Backlog | EPSS Undergrounding Expulsion Fuse Replacement Ground Inspection Non-Pole Backlog | EPSS,Aerial Inspection,Ground Inspection,Non-Pole Backlog,Down Conductor Detection (DCD),Pole Backlog, | EPSS Aerial Inspection Ground Inspection Non-Pole Backlog Down Conductor Detection (DCD) Pole Backlog | EPSS Aerial Inspection Ground Inspection Non-Pole Backlog Down Conductor Detection (DCD) Pole Backlog | EPSS,Aerial Inspection,Ground Inspection, | EPSS Aerial Inspection Ground Inspection | EPSS Aerial Inspection Ground Inspection | Undergrounding |  | Overhead Hardening | Undergrounding,Overhead Hardening, | Undergrounding Overhead Hardening | Undergrounding Overhead Hardening
RACETRACK 170310870 | EPSS | EPSS | EPSS | [8 empty] | Expulsion Fuse Replacement |  |  |  |  | Aerial Inspection | Aerial Inspection | Ground Inspection | Ground Inspection |  | Non-Pole Backlog | [5 empty] | Down Conductor Detection (DCD) | [11 empty] | EPSS,Ground Inspection,Non-Pole Backlog,Down Conductor Detection (DCD), | EPSS Ground Inspection Non-Pole Backlog Down Conductor Detection (DCD) | EPSS Ground Inspection Non-Pole Backlog Down Conductor Detection (DCD) | EPSS,Aerial Inspection,Ground Inspection, | EPSS Aerial Inspection Ground Inspection | EPSS Aerial Inspection Ground Inspection | EPSS,Expulsion Fuse Replacement,Aerial Inspection, | EPSS Expulsion Fuse Replacement Aerial Inspection | EPSS Expulsion Fuse Replacement Aerial Inspection |  |  |  | , | FALSE
DIAMOND SPRINGS 110519910 | EPSS | EPSS | EPSS | [6 empty] | Expulsion Fuse Replacement | [6 empty] | Aerial Inspection | Aerial Inspection | Ground Inspection | Ground Inspection | Ground Inspection | Non-Pole Backlog |  | Non-Pole Backlog |  |  |  | Down Conductor Detection (DCD) | [8 empty] | Pole Backlog | Pole Backlog | Pole Backlog | EPSS,Expulsion Fuse Replacement,Ground Inspection,Non-Pole Backlog,Down Conductor Detection (DCD),Pole Backlog, | EPSS Expulsion Fuse Replacement Ground Inspection Non-Pole Backlog Down Conductor Detection (DCD) Pole Backlog | EPSS Expulsion Fuse Replacement Ground Inspection Non-Pole Backlog Down Conductor Detection (DCD) Pole Backlog | EPSS,Aerial Inspection,Ground Inspection,Pole Backlog, | EPSS Aerial Inspection Ground Inspection Pole Backlog | EPSS Aerial Inspection Ground Inspection Pole Backlog | EPSS,Aerial Inspection,Ground Inspection,Non-Pole Backlog,Pole Backlog, | EPSS Aerial Inspection Ground Inspection Non-Pole Backlog Pole Backlog | EPSS Aerial Inspection Ground Inspection Non-Pole Backlog Pole Backlog |  |  |  | , | FALSE
COVELO 1101112804 | EPSS | EPSS | EPSS | [6 empty] | Expulsion Fuse Replacement |  | Expulsion Fuse Replacement | Surge Arrestor Replacement |  |  |  | Aerial Inspection | Aerial Inspection | Ground Inspection |  | Ground Inspection | Non-Pole Backlog | Non-Pole Backlog | Non-Pole Backlog |  |  |  | Down Conductor Detection (DCD) | [8 empty] | Pole Backlog |  | Pole Backlog | EPSS,Expulsion Fuse Replacement,Surge Arrestor Replacement,Ground Inspection,Non-Pole Backlog,Down Conductor Detection (DCD),Pole Backlog, | EPSS Expulsion Fuse Replacement Surge Arrestor Replacement Ground Inspection Non-Pole Backlog Down Conductor Detection (DCD) Pole Backlog | EPSS Expulsion Fuse Replacement Surge Arrestor Replacement Ground Inspection Non-Pole Backlog Down Conductor Detection (DCD) Pole Backlog | EPSS,Aerial Inspection,Non-Pole Backlog, | EPSS Aerial Inspection Non-Pole Backlog | EPSS Aerial Inspection Non-Pole Backlog | EPSS,Expulsion Fuse Replacement,Aerial Inspection,Ground Inspection,Non-Pole Backlog,Pole Backlog, | EPSS Expulsion Fuse Replacement Aerial Inspection Ground Inspection Non-Pole Backlog Pole Backlog | EPSS Expulsion Fuse Replacement Aerial Inspection Ground Inspection Non-Pole Backlog Pole Backlog |  |  |  | , | FALSE
CHALLENGE 11015460 | EPSS | EPSS | EPSS | [7 empty] | Expulsion Fuse Replacement |  | Surge Arrestor Replacement |  |  | Aerial Inspection | Aerial Inspection | Aerial Inspection |  | Ground Inspection | Ground Inspection | Non-Pole Backlog | Non-Pole Backlog | Non-Pole Backlog |  |  | Tree Removal |  | Down Conductor Detection (DCD) | [7 empty] | Pole Backlog | Pole Backlog | Pole Backlog | EPSS,Surge Arrestor Replacement,Aerial Inspection,Non-Pole Backlog,Pole Backlog, | EPSS Surge Arrestor Replacement Aerial Inspection Non-Pole Backlog Pole Backlog | EPSS Surge Arrestor Replacement Aerial Inspection Non-Pole Backlog Pole Backlog | EPSS,Expulsion Fuse Replacement,Aerial Inspection,Ground Inspection,Non-Pole Backlog,Down Conductor Detection (DCD),Pole Backlog, | EPSS Expulsion Fuse Replacement Aerial Inspection Ground Inspection Non-Pole Backlog Down Conductor Detection (DCD) Pole Backlog | EPSS Expulsion Fuse Replacement Aerial Inspection Ground Inspection Non-Pole Backlog Down Conductor Detection (DCD) Pole Backlog | EPSS,Aerial Inspection,Ground Inspection,Non-Pole Backlog,Tree Removal,Pole Backlog, | EPSS Aerial Inspection Ground Inspection Non-Pole Backlog Tree Removal Pole Backlog | EPSS Aerial Inspection Ground Inspection Non-Pole Backlog Tree Removal Pole Backlog |  |  |  | , | FALSE
OAKHURST 110377384 | EPSS | EPSS | EPSS | [8 empty] | Expulsion Fuse Replacement | [7 empty] | Ground Inspection | Ground Inspection | Non-Pole Backlog | Non-Pole Backlog |  |  |  |  | Down Conductor Detection (DCD) |  |  | Line Sensors | [5 empty] | Pole Backlog | Pole Backlog |  | EPSS,Non-Pole Backlog,Down Conductor Detection (DCD),Line Sensors,Pole Backlog, | EPSS Non-Pole Backlog Down Conductor Detection (DCD) Line Sensors Pole Backlog | EPSS Non-Pole Backlog Down Conductor Detection (DCD) Line Sensors Pole Backlog | EPSS,Ground Inspection,Non-Pole Backlog,Pole Backlog, | EPSS Ground Inspection Non-Pole Backlog Pole Backlog | EPSS Ground Inspection Non-Pole Backlog Pole Backlog | EPSS,Expulsion Fuse Replacement,Ground Inspection, | EPSS Expulsion Fuse Replacement Ground Inspection | EPSS Expulsion Fuse Replacement Ground Inspection |  |  |  | , | FALSE
RINCON 1103474 | EPSS | EPSS | EPSS | [13 empty] | Aerial Inspection | Aerial Inspection | Ground Inspection | Ground Inspection | Ground Inspection | Non-Pole Backlog |  | Non-Pole Backlog |  |  |  | Down Conductor Detection (DCD) | [9 empty] | Pole Backlog | Pole Backlog | EPSS,Ground Inspection,Non-Pole Backlog,Down Conductor Detection (DCD), | EPSS Ground Inspection Non-Pole Backlog Down Conductor Detection (DCD) | EPSS Ground Inspection Non-Pole Backlog Down Conductor Detection (DCD) | EPSS,Aerial Inspection,Ground Inspection,Pole Backlog, | EPSS Aerial Inspection Ground Inspection Pole Backlog | EPSS Aerial Inspection Ground Inspection Pole Backlog | EPSS,Aerial Inspection,Ground Inspection,Non-Pole Backlog,Pole Backlog, | EPSS Aerial Inspection Ground Inspection Non-Pole Backlog Pole Backlog | EPSS Aerial Inspection Ground Inspection Non-Pole Backlog Pole Backlog |  |  |  | , | FALSE
CAMP EVERS 210511010 | EPSS | EPSS | EPSS | [17 empty] | Ground Inspection | [18 empty] | EPSS, | EPSS | EPSS | EPSS, | EPSS | EPSS | EPSS,Ground Inspection, | EPSS Ground Inspection | EPSS Ground Inspection |  |  |  | , | FALSE
TEMPLETON 2110N30 | EPSS | EPSS | EPSS | [7 empty] | Expulsion Fuse Replacement | [5 empty] | Aerial Inspection |  |  | Ground Inspection | Ground Inspection | Non-Pole Backlog | Non-Pole Backlog | Non-Pole Backlog |  |  |  | Down Conductor Detection (DCD) | [9 empty] | Pole Backlog | Pole Backlog | EPSS,Non-Pole Backlog,Down Conductor Detection (DCD), | EPSS Non-Pole Backlog Down Conductor Detection (DCD) | EPSS Non-Pole Backlog Down Conductor Detection (DCD) | EPSS,Expulsion Fuse Replacement,Aerial Inspection,Ground Inspection,Non-Pole Backlog,Pole Backlog, | EPSS Expulsion Fuse Replacement Aerial Inspection Ground Inspection Non-Pole Backlog Pole Backlog | EPSS Expulsion Fuse Replacement Aerial Inspection Ground Inspection Non-Pole Backlog Pole Backlog | EPSS,Ground Inspection,Non-Pole Backlog,Pole Backlog, | EPSS Ground Inspection Non-Pole Backlog Pole Backlog | EPSS Ground Inspection Non-Pole Backlog Pole Backlog |  |  |  | , | FALSE
KERCKHOFF 1101R308 | EPSS | EPSS | EPSS | [13 empty] | Aerial Inspection |  | Ground Inspection |  | Ground Inspection | Non-Pole Backlog | Non-Pole Backlog |  |  |  |  | Down Conductor Detection (DCD) | [9 empty] | Pole Backlog |  | EPSS,Ground Inspection,Non-Pole Backlog,Down Conductor Detection (DCD), | EPSS Ground Inspection Non-Pole Backlog Down Conductor Detection (DCD) | EPSS Ground Inspection Non-Pole Backlog Down Conductor Detection (DCD) | EPSS,Aerial Inspection,Non-Pole Backlog,Pole Backlog, | EPSS Aerial Inspection Non-Pole Backlog Pole Backlog | EPSS Aerial Inspection Non-Pole Backlog Pole Backlog | EPSS,Ground Inspection, | EPSS Ground Inspection | EPSS Ground Inspection |  |  |  | , | FALSE
CURTIS 170510590 | EPSS | EPSS | EPSS | [6 empty] | Expulsion Fuse Replacement | Expulsion Fuse Replacement | Expulsion Fuse Replacement |  |  |  | Aerial Inspection | Aerial Inspection | Aerial Inspection | Ground Inspection | Ground Inspection | Ground Inspection | Non-Pole Backlog | Non-Pole Backlog | Non-Pole Backlog |  |  |  | Down Conductor Detection (DCD) | [8 empty] | Pole Backlog | Pole Backlog | Pole Backlog | EPSS,Expulsion Fuse Replacement,Aerial Inspection,Ground Inspection,Non-Pole Backlog,Down Conductor Detection (DCD),Pole Backlog, | EPSS Expulsion Fuse Replacement Aerial Inspection Ground Inspection Non-Pole Backlog Down Conductor Detection (DCD) Pole Backlog | EPSS Expulsion Fuse Replacement Aerial Inspection Ground Inspection Non-Pole Backlog Down Conductor Detection (DCD) Pole Backlog | EPSS,Expulsion Fuse Replacement,Aerial Inspection,Ground Inspection,Non-Pole Backlog,Pole Backlog, | EPSS Expulsion Fuse Replacement Aerial Inspection Ground Inspection Non-Pole Backlog Pole Backlog | EPSS Expulsion Fuse Replacement Aerial Inspection Ground Inspection Non-Pole Backlog Pole Backlog | EPSS,Expulsion Fuse Replacement,Aerial Inspection,Ground Inspection,Non-Pole Backlog,Pole Backlog, | EPSS Expulsion Fuse Replacement Aerial Inspection Ground Inspection Non-Pole Backlog Pole Backlog | EPSS Expulsion Fuse Replacement Aerial Inspection Ground Inspection Non-Pole Backlog Pole Backlog |  |  |  | , | FALSE
LOS OSITOS 2102258878 | EPSS | EPSS | EPSS | [12 empty] | Aerial Inspection |  | Aerial Inspection |  | Ground Inspection | Ground Inspection | Non-Pole Backlog | [6 empty] | Down Conductor Detection (DCD) | [10 empty] | EPSS,Aerial Inspection,Non-Pole Backlog, | EPSS Aerial Inspection Non-Pole Backlog | EPSS Aerial Inspection Non-Pole Backlog | EPSS,Ground Inspection,Down Conductor Detection (DCD), | EPSS Ground Inspection Down Conductor Detection (DCD) | EPSS Ground Inspection Down Conductor Detection (DCD) | EPSS,Aerial Inspection,Ground Inspection, | EPSS Aerial Inspection Ground Inspection | EPSS Aerial Inspection Ground Inspection |  |  |  | , | FALSE
RINCON 1103568 | EPSS | EPSS | EPSS | [14 empty] | Aerial Inspection |  | Ground Inspection | Ground Inspection | Non-Pole Backlog | Non-Pole Backlog | Non-Pole Backlog |  |  |  | Down Conductor Detection (DCD) | [8 empty] | Pole Backlog | Pole Backlog |  | EPSS,Non-Pole Backlog,Down Conductor Detection (DCD),Pole Backlog, | EPSS Non-Pole Backlog Down Conductor Detection (DCD) Pole Backlog | EPSS Non-Pole Backlog Down Conductor Detection (DCD) Pole Backlog | EPSS,Ground Inspection,Non-Pole Backlog,Pole Backlog, | EPSS Ground Inspection Non-Pole Backlog Pole Backlog | EPSS Ground Inspection Non-Pole Backlog Pole Backlog | EPSS,Aerial Inspection,Ground Inspection,Non-Pole Backlog, | EPSS Aerial Inspection Ground Inspection Non-Pole Backlog | EPSS Aerial Inspection Ground Inspection Non-Pole Backlog |  |  |  | , | FALSE
RACETRACK 170455798 | EPSS | EPSS | EPSS | [9 empty] | Surge Arrestor Replacement |  |  | Aerial Inspection | Aerial Inspection | Aerial Inspection | Ground Inspection | Ground Inspection | Ground Inspection | Non-Pole Backlog | Non-Pole Backlog | Non-Pole Backlog |  |  |  | Down Conductor Detection (DCD) | [8 empty] | Pole Backlog | Pole Backlog | Pole Backlog | EPSS,Surge Arrestor Replacement,Aerial Inspection,Ground Inspection,Non-Pole Backlog,Down Conductor Detection (DCD),Pole Backlog, | EPSS Surge Arrestor Replacement Aerial Inspection Ground Inspection Non-Pole Backlog Down Conductor Detection (DCD) Pole Backlog | EPSS Surge Arrestor Replacement Aerial Inspection Ground Inspection Non-Pole Backlog Down Conductor Detection (DCD) Pole Backlog | EPSS,Aerial Inspection,Ground Inspection,Non-Pole Backlog,Pole Backlog, | EPSS Aerial Inspection Ground Inspection Non-Pole Backlog Pole Backlog | EPSS Aerial Inspection Ground Inspection Non-Pole Backlog Pole Backlog | EPSS,Aerial Inspection,Ground Inspection,Non-Pole Backlog,Pole Backlog, | EPSS Aerial Inspection Ground Inspection Non-Pole Backlog Pole Backlog | EPSS Aerial Inspection Ground Inspection Non-Pole Backlog Pole Backlog |  |  |  | , | FALSE
LOS COCHES 1101625902 | EPSS | EPSS | EPSS |  |  | Undergrounding | [11 empty] | Aerial Inspection | Ground Inspection |  |  | Non-Pole Backlog | Non-Pole Backlog | [5 empty] | Down Conductor Detection (DCD) | [8 empty] | Pole Backlog |  | EPSS,Ground Inspection,Non-Pole Backlog, | EPSS Ground Inspection Non-Pole Backlog | EPSS Ground Inspection Non-Pole Backlog | EPSS,Non-Pole Backlog,Down Conductor Detection (DCD),Pole Backlog, | EPSS Non-Pole Backlog Down Conductor Detection (DCD) Pole Backlog | EPSS Non-Pole Backlog Down Conductor Detection (DCD) Pole Backlog | EPSS,Undergrounding,Aerial Inspection, | EPSS Undergrounding Aerial Inspection | EPSS Undergrounding Aerial Inspection |  |  |  | , | FALSE
APPLE HILL 21028372 | EPSS | EPSS | EPSS | [6 empty] | Expulsion Fuse Replacement | Expulsion Fuse Replacement | Expulsion Fuse Replacement | Surge Arrestor Replacement |  |  | Aerial Inspection | Aerial Inspection | Aerial Inspection | Ground Inspection | Ground Inspection | Ground Inspection | Non-Pole Backlog | Non-Pole Backlog | Non-Pole Backlog | Tree Removal | Tree Removal | Tree Removal | Down Conductor Detection (DCD) | [8 empty] | Pole Backlog | Pole Backlog | Pole Backlog | EPSS,Expulsion Fuse Replacement,Surge Arrestor Replacement,Aerial Inspection,Ground Inspection,Non-Pole Backlog,Tree Removal,Down Conductor Detection (DCD),Pole Backlog, | EPSS Expulsion Fuse Replacement Surge Arrestor Replacement Aerial Inspection Ground Inspection Non-Pole Backlog Tree Removal Down Conductor Detection (DCD) Pole Backlog | EPSS Expulsion Fuse Replacement Surge Arrestor Replacement Aerial Inspection Ground Inspection Non-Pole Backlog Tree Removal Down Conductor Detection (DCD) Pole Backlog | EPSS,Expulsion Fuse Replacement,Aerial Inspection,Ground Inspection,Non-Pole Backlog,Tree Removal,Pole Backlog, | EPSS Expulsion Fuse Replacement Aerial Inspection Ground Inspection Non-Pole Backlog Tree Removal Pole Backlog | EPSS Expulsion Fuse Replacement Aerial Inspection Ground Inspection Non-Pole Backlog Tree Removal Pole Backlog | EPSS,Expulsion Fuse Replacement,Aerial Inspection,Ground Inspection,Non-Pole Backlog,Tree Removal,Pole Backlog, | EPSS Expulsion Fuse Replacement Aerial Inspection Ground Inspection Non-Pole Backlog Tree Removal Pole Backlog | EPSS Expulsion Fuse Replacement Aerial Inspection Ground Inspection Non-Pole Backlog Tree Removal Pole Backlog |  | Line Removal |  | ,Line Removal, | Line Removal | Line Removal
MARIPOSA 2102527766 | EPSS | EPSS | EPSS | [17 empty] | Ground Inspection | [18 empty] | EPSS, | EPSS | EPSS | EPSS, | EPSS | EPSS | EPSS,Ground Inspection, | EPSS Ground Inspection | EPSS Ground Inspection |  |  |  | , | FALSE
CHALLENGE 1102CB | EPSS | EPSS | EPSS | [7 empty] | Expulsion Fuse Replacement | [6 empty] | Aerial Inspection |  | Ground Inspection | Ground Inspection | Non-Pole Backlog | Non-Pole Backlog | Non-Pole Backlog | [12 empty] | Pole Backlog |  | Pole Backlog | EPSS,Non-Pole Backlog,Pole Backlog, | EPSS Non-Pole Backlog Pole Backlog | EPSS Non-Pole Backlog Pole Backlog | EPSS,Expulsion Fuse Replacement,Ground Inspection,Non-Pole Backlog, | EPSS Expulsion Fuse Replacement Ground Inspection Non-Pole Backlog | EPSS Expulsion Fuse Replacement Ground Inspection Non-Pole Backlog | EPSS,Aerial Inspection,Ground Inspection,Non-Pole Backlog,Pole Backlog, | EPSS Aerial Inspection Ground Inspection Non-Pole Backlog Pole Backlog | EPSS Aerial Inspection Ground Inspection Non-Pole Backlog Pole Backlog |  |  |  | , | FALSE
CALISTOGA 1102963232 | EPSS | EPSS | EPSS | [17 empty] | Ground Inspection | [18 empty] | EPSS, | EPSS | EPSS | EPSS, | EPSS | EPSS | EPSS,Ground Inspection, | EPSS Ground Inspection | EPSS Ground Inspection |  |  |  | , | FALSE
CURTIS 17039330 | EPSS | EPSS | EPSS | [6 empty] | Expulsion Fuse Replacement |  | Expulsion Fuse Replacement |  |  |  | Aerial Inspection | Aerial Inspection | Aerial Inspection | Ground Inspection | Ground Inspection | Ground Inspection | Non-Pole Backlog | Non-Pole Backlog | Non-Pole Backlog |  |  |  | Down Conductor Detection (DCD) | [9 empty] | Pole Backlog | Pole Backlog | EPSS,Expulsion Fuse Replacement,Aerial Inspection,Ground Inspection,Non-Pole Backlog,Down Conductor Detection (DCD), | EPSS Expulsion Fuse Replacement Aerial Inspection Ground Inspection Non-Pole Backlog Down Conductor Detection (DCD) | EPSS Expulsion Fuse Replacement Aerial Inspection Ground Inspection Non-Pole Backlog Down Conductor Detection (DCD) | EPSS,Aerial Inspection,Ground Inspection,Non-Pole Backlog,Pole Backlog, | EPSS Aerial Inspection Ground Inspection Non-Pole Backlog Pole Backlog | EPSS Aerial Inspection Ground Inspection Non-Pole Backlog Pole Backlog | EPSS,Expulsion Fuse Replacement,Aerial Inspection,Ground Inspection,Non-Pole Backlog,Pole Backlog, | EPSS Expulsion Fuse Replacement Aerial Inspection Ground Inspection Non-Pole Backlog Pole Backlog | EPSS Expulsion Fuse Replacement Aerial Inspection Ground Inspection Non-Pole Backlog Pole Backlog |  |  |  | , | FALSE
DUNLAP 11037170 | EPSS | EPSS | EPSS | [14 empty] | Aerial Inspection | Ground Inspection | Ground Inspection | Ground Inspection | Non-Pole Backlog | Non-Pole Backlog | Non-Pole Backlog |  |  |  | Down Conductor Detection (DCD) | [9 empty] | Pole Backlog | Pole Backlog | EPSS,Ground Inspection,Non-Pole Backlog,Down Conductor Detection (DCD), | EPSS Ground Inspection Non-Pole Backlog Down Conductor Detection (DCD) | EPSS Ground Inspection Non-Pole Backlog Down Conductor Detection (DCD) | EPSS,Ground Inspection,Non-Pole Backlog,Pole Backlog, | EPSS Ground Inspection Non-Pole Backlog Pole Backlog | EPSS Ground Inspection Non-Pole Backlog Pole Backlog | EPSS,Aerial Inspection,Ground Inspection,Non-Pole Backlog,Pole Backlog, | EPSS Aerial Inspection Ground Inspection Non-Pole Backlog Pole Backlog | EPSS Aerial Inspection Ground Inspection Non-Pole Backlog Pole Backlog |  |  |  | , | FALSE
BRUNSWICK 11062416 | EPSS | EPSS | EPSS | [8 empty] | Expulsion Fuse Replacement | Surge Arrestor Replacement |  |  |  | Aerial Inspection | Aerial Inspection | Ground Inspection | Ground Inspection | Ground Inspection | Non-Pole Backlog | Non-Pole Backlog | Non-Pole Backlog |  |  | Tree Removal | Down Conductor Detection (DCD) | [8 empty] | Pole Backlog | Pole Backlog | Pole Backlog | EPSS,Surge Arrestor Replacement,Ground Inspection,Non-Pole Backlog,Down Conductor Detection (DCD),Pole Backlog, | EPSS Surge Arrestor Replacement Ground Inspection Non-Pole Backlog Down Conductor Detection (DCD) Pole Backlog | EPSS Surge Arrestor Replacement Ground Inspection Non-Pole Backlog Down Conductor Detection (DCD) Pole Backlog | EPSS,Aerial Inspection,Ground Inspection,Non-Pole Backlog,Pole Backlog, | EPSS Aerial Inspection Ground Inspection Non-Pole Backlog Pole Backlog | EPSS Aerial Inspection Ground Inspection Non-Pole Backlog Pole Backlog | EPSS,Expulsion Fuse Replacement,Aerial Inspection,Ground Inspection,Non-Pole Backlog,Tree Removal,Pole Backlog, | EPSS Expulsion Fuse Replacement Aerial Inspection Ground Inspection Non-Pole Backlog Tree Removal Pole Backlog | EPSS Expulsion Fuse Replacement Aerial Inspection Ground Inspection Non-Pole Backlog Tree Removal Pole Backlog |  |  |  | , | FALSE
POTTER VALLEY P H 1105640888 | EPSS | EPSS | EPSS | [14 empty] | Aerial Inspection | Ground Inspection |  |  | Non-Pole Backlog |  | Non-Pole Backlog |  |  |  | Down Conductor Detection (DCD) | [11 empty] | EPSS,Ground Inspection,Non-Pole Backlog,Down Conductor Detection (DCD), | EPSS Ground Inspection Non-Pole Backlog Down Conductor Detection (DCD) | EPSS Ground Inspection Non-Pole Backlog Down Conductor Detection (DCD) | EPSS, | EPSS | EPSS | EPSS,Aerial Inspection,Non-Pole Backlog, | EPSS Aerial Inspection Non-Pole Backlog | EPSS Aerial Inspection Non-Pole Backlog |  |  |  | , | FALSE
CLAYTON 2212158138 | EPSS | EPSS | EPSS | [14 empty] | Aerial Inspection |  | Ground Inspection | Ground Inspection | [9 empty] | Line Sensors | [8 empty] | EPSS,Line Sensors, | EPSS Line Sensors | EPSS Line Sensors | EPSS,Ground Inspection, | EPSS Ground Inspection | EPSS Ground Inspection | EPSS,Aerial Inspection,Ground Inspection, | EPSS Aerial Inspection Ground Inspection | EPSS Aerial Inspection Ground Inspection |  |  |  | , | FALSE
MOUNTAIN QUARRIES 21011102 | EPSS | EPSS | EPSS | [6 empty] | Expulsion Fuse Replacement |  |  | Surge Arrestor Replacement |  |  | Aerial Inspection | Aerial Inspection | Aerial Inspection | Ground Inspection | Ground Inspection | Ground Inspection | Non-Pole Backlog |  | Non-Pole Backlog |  |  |  | Down Conductor Detection (DCD) | [8 empty] | Pole Backlog |  | Pole Backlog | EPSS,Expulsion Fuse Replacement,Surge Arrestor Replacement,Aerial Inspection,Ground Inspection,Non-Pole Backlog,Down Conductor Detection (DCD),Pole Backlog, | EPSS Expulsion Fuse Replacement Surge Arrestor Replacement Aerial Inspection Ground Inspection Non-Pole Backlog Down Conductor Detection (DCD) Pole Backlog | EPSS Expulsion Fuse Replacement Surge Arrestor Replacement Aerial Inspection Ground Inspection Non-Pole Backlog Down Conductor Detection (DCD) Pole Backlog | EPSS,Aerial Inspection,Ground Inspection, | EPSS Aerial Inspection Ground Inspection | EPSS Aerial Inspection Ground Inspection | EPSS,Aerial Inspection,Ground Inspection,Non-Pole Backlog,Pole Backlog, | EPSS Aerial Inspection Ground Inspection Non-Pole Backlog Pole Backlog | EPSS Aerial Inspection Ground Inspection Non-Pole Backlog Pole Backlog |  |  |  | , | FALSE
GIRVAN 1101323094 | EPSS | EPSS | EPSS | [13 empty] | Aerial Inspection | Aerial Inspection | Ground Inspection | Ground Inspection | Ground Inspection | Non-Pole Backlog |  | Non-Pole Backlog |  |  | Tree Removal | Down Conductor Detection (DCD) | [8 empty] | Pole Backlog |  | Pole Backlog | EPSS,Ground Inspection,Non-Pole Backlog,Down Conductor Detection (DCD),Pole Backlog, | EPSS Ground Inspection Non-Pole Backlog Down Conductor Detection (DCD) Pole Backlog | EPSS Ground Inspection Non-Pole Backlog Down Conductor Detection (DCD) Pole Backlog | EPSS,Aerial Inspection,Ground Inspection, | EPSS Aerial Inspection Ground Inspection | EPSS Aerial Inspection Ground Inspection | EPSS,Aerial Inspection,Ground Inspection,Non-Pole Backlog,Tree Removal,Pole Backlog, | EPSS Aerial Inspection Ground Inspection Non-Pole Backlog Tree Removal Pole Backlog | EPSS Aerial Inspection Ground Inspection Non-Pole Backlog Tree Removal Pole Backlog |  |  |  | , | FALSE
MOUNTAIN QUARRIES 21011346 | EPSS | EPSS | EPSS | [13 empty] | Aerial Inspection | Aerial Inspection | Ground Inspection |  | Ground Inspection | Non-Pole Backlog | Non-Pole Backlog | Non-Pole Backlog |  |  | Tree Removal | Down Conductor Detection (DCD) | [8 empty] | Pole Backlog | Pole Backlog | Pole Backlog | EPSS,Ground Inspection,Non-Pole Backlog,Down Conductor Detection (DCD),Pole Backlog, | EPSS Ground Inspection Non-Pole Backlog Down Conductor Detection (DCD) Pole Backlog | EPSS Ground Inspection Non-Pole Backlog Down Conductor Detection (DCD) Pole Backlog | EPSS,Aerial Inspection,Non-Pole Backlog,Pole Backlog, | EPSS Aerial Inspection Non-Pole Backlog Pole Backlog | EPSS Aerial Inspection Non-Pole Backlog Pole Backlog | EPSS,Aerial Inspection,Ground Inspection,Non-Pole Backlog,Tree Removal,Pole Backlog, | EPSS Aerial Inspection Ground Inspection Non-Pole Backlog Tree Removal Pole Backlog | EPSS Aerial Inspection Ground Inspection Non-Pole Backlog Tree Removal Pole Backlog |  |  |  | , | FALSE
ALHAMBRA 1105295792 | EPSS | EPSS | EPSS | [7 empty] | Expulsion Fuse Replacement | [5 empty] | Aerial Inspection | Aerial Inspection | Ground Inspection | Ground Inspection |  | Non-Pole Backlog | Non-Pole Backlog | Non-Pole Backlog |  |  |  |  | Down Conductor Detection (DCD) | [9 empty] | Pole Backlog | EPSS,Ground Inspection,Non-Pole Backlog, | EPSS Ground Inspection Non-Pole Backlog | EPSS Ground Inspection Non-Pole Backlog | EPSS,Expulsion Fuse Replacement,Aerial Inspection,Ground Inspection,Non-Pole Backlog,Down Conductor Detection (DCD), | EPSS Expulsion Fuse Replacement Aerial Inspection Ground Inspection Non-Pole Backlog Down Conductor Detection (DCD) | EPSS Expulsion Fuse Replacement Aerial Inspection Ground Inspection Non-Pole Backlog Down Conductor Detection (DCD) | EPSS,Aerial Inspection,Non-Pole Backlog,Pole Backlog, | EPSS Aerial Inspection Non-Pole Backlog Pole Backlog | EPSS Aerial Inspection Non-Pole Backlog Pole Backlog |  |  |  | , | FALSE
LOS GATOS 1107914254 | EPSS | EPSS | EPSS | [6 empty] | Expulsion Fuse Replacement | [7 empty] | Aerial Inspection |  | Ground Inspection | Ground Inspection | [18 empty] | EPSS,Expulsion Fuse Replacement, | EPSS Expulsion Fuse Replacement | EPSS Expulsion Fuse Replacement | EPSS,Ground Inspection, | EPSS Ground Inspection | EPSS Ground Inspection | EPSS,Aerial Inspection,Ground Inspection, | EPSS Aerial Inspection Ground Inspection | EPSS Aerial Inspection Ground Inspection |  |  |  | , | FALSE
CLARK ROAD 110290548 | EPSS | EPSS | EPSS | [6 empty] | Expulsion Fuse Replacement | Expulsion Fuse Replacement |  |  |  |  | Aerial Inspection | Aerial Inspection | Aerial Inspection |  | Ground Inspection | Ground Inspection | Non-Pole Backlog | Non-Pole Backlog | Non-Pole Backlog |  |  |  | Down Conductor Detection (DCD) | [8 empty] | Pole Backlog | Pole Backlog | Pole Backlog | EPSS,Expulsion Fuse Replacement,Aerial Inspection,Non-Pole Backlog,Down Conductor Detection (DCD),Pole Backlog, | EPSS Expulsion Fuse Replacement Aerial Inspection Non-Pole Backlog Down Conductor Detection (DCD) Pole Backlog | EPSS Expulsion Fuse Replacement Aerial Inspection Non-Pole Backlog Down Conductor Detection (DCD) Pole Backlog | EPSS,Expulsion Fuse Replacement,Aerial Inspection,Ground Inspection,Non-Pole Backlog,Pole Backlog, | EPSS Expulsion Fuse Replacement Aerial Inspection Ground Inspection Non-Pole Backlog Pole Backlog | EPSS Expulsion Fuse Replacement Aerial Inspection Ground Inspection Non-Pole Backlog Pole Backlog | EPSS,Aerial Inspection,Ground Inspection,Non-Pole Backlog,Pole Backlog, | EPSS Aerial Inspection Ground Inspection Non-Pole Backlog Pole Backlog | EPSS Aerial Inspection Ground Inspection Non-Pole Backlog Pole Backlog |  |  |  | , | FALSE
KONOCTI 1102532 | EPSS | EPSS | EPSS | [6 empty] | Expulsion Fuse Replacement | Expulsion Fuse Replacement | Expulsion Fuse Replacement |  |  |  | Aerial Inspection | Aerial Inspection | Aerial Inspection |  | Ground Inspection | Ground Inspection | Non-Pole Backlog | Non-Pole Backlog | Non-Pole Backlog |  |  |  | Down Conductor Detection (DCD) | [9 empty] | Pole Backlog | Pole Backlog | EPSS,Expulsion Fuse Replacement,Aerial Inspection,Non-Pole Backlog,Down Conductor Detection (DCD), | EPSS Expulsion Fuse Replacement Aerial Inspection Non-Pole Backlog Down Conductor Detection (DCD) | EPSS Expulsion Fuse Replacement Aerial Inspection Non-Pole Backlog Down Conductor Detection (DCD) | EPSS,Expulsion Fuse Replacement,Aerial Inspection,Ground Inspection,Non-Pole Backlog,Pole Backlog, | EPSS Expulsion Fuse Replacement Aerial Inspection Ground Inspection Non-Pole Backlog Pole Backlog | EPSS Expulsion Fuse Replacement Aerial Inspection Ground Inspection Non-Pole Backlog Pole Backlog | EPSS,Expulsion Fuse Replacement,Aerial Inspection,Ground Inspection,Non-Pole Backlog,Pole Backlog, | EPSS Expulsion Fuse Replacement Aerial Inspection Ground Inspection Non-Pole Backlog Pole Backlog | EPSS Expulsion Fuse Replacement Aerial Inspection Ground Inspection Non-Pole Backlog Pole Backlog |  |  |  | , | FALSE
JESSUP 110141356 | EPSS | EPSS | EPSS | [6 empty] | Expulsion Fuse Replacement | [6 empty] | Aerial Inspection | Aerial Inspection | Ground Inspection | Ground Inspection | Ground Inspection | Non-Pole Backlog | Non-Pole Backlog |  |  |  |  | Down Conductor Detection (DCD) | [8 empty] | Pole Backlog |  | Pole Backlog | EPSS,Expulsion Fuse Replacement,Ground Inspection,Non-Pole Backlog,Down Conductor Detection (DCD),Pole Backlog, | EPSS Expulsion Fuse Replacement Ground Inspection Non-Pole Backlog Down Conductor Detection (DCD) Pole Backlog | EPSS Expulsion Fuse Replacement Ground Inspection Non-Pole Backlog Down Conductor Detection (DCD) Pole Backlog | EPSS,Aerial Inspection,Ground Inspection,Non-Pole Backlog, | EPSS Aerial Inspection Ground Inspection Non-Pole Backlog | EPSS Aerial Inspection Ground Inspection Non-Pole Backlog | EPSS,Aerial Inspection,Ground Inspection,Pole Backlog, | EPSS Aerial Inspection Ground Inspection Pole Backlog | EPSS Aerial Inspection Ground Inspection Pole Backlog |  | Line Removal |  | ,Line Removal, | Line Removal | Line Removal
CALISTOGA 1101242919 | EPSS | EPSS | EPSS | [6 empty] | Expulsion Fuse Replacement | [10 empty] | Ground Inspection | [18 empty] | EPSS,Expulsion Fuse Replacement, | EPSS Expulsion Fuse Replacement | EPSS Expulsion Fuse Replacement | EPSS, | EPSS | EPSS | EPSS,Ground Inspection, | EPSS Ground Inspection | EPSS Ground Inspection |  |  |  | , | FALSE
HALSEY 110239104 | EPSS | EPSS | EPSS | [7 empty] | Expulsion Fuse Replacement | Expulsion Fuse Replacement |  |  |  |  | Aerial Inspection | Aerial Inspection | Ground Inspection | Ground Inspection | Ground Inspection | Non-Pole Backlog | Non-Pole Backlog | Non-Pole Backlog |  |  | Tree Removal |  | Down Conductor Detection (DCD) | [8 empty] | Pole Backlog | Pole Backlog | EPSS,Ground Inspection,Non-Pole Backlog, | EPSS Ground Inspection Non-Pole Backlog | EPSS Ground Inspection Non-Pole Backlog | EPSS,Expulsion Fuse Replacement,Aerial Inspection,Ground Inspection,Non-Pole Backlog,Down Conductor Detection (DCD),Pole Backlog, | EPSS Expulsion Fuse Replacement Aerial Inspection Ground Inspection Non-Pole Backlog Down Conductor Detection (DCD) Pole Backlog | EPSS Expulsion Fuse Replacement Aerial Inspection Ground Inspection Non-Pole Backlog Down Conductor Detection (DCD) Pole Backlog | EPSS,Expulsion Fuse Replacement,Aerial Inspection,Ground Inspection,Non-Pole Backlog,Tree Removal,Pole Backlog, | EPSS Expulsion Fuse Replacement Aerial Inspection Ground Inspection Non-Pole Backlog Tree Removal Pole Backlog | EPSS Expulsion Fuse Replacement Aerial Inspection Ground Inspection Non-Pole Backlog Tree Removal Pole Backlog |  |  |  | , | FALSE
DUNLAP 11027050 | EPSS | EPSS | EPSS | [7 empty] | Expulsion Fuse Replacement | Expulsion Fuse Replacement |  |  |  |  | Aerial Inspection | Aerial Inspection | Ground Inspection | Ground Inspection | Ground Inspection | Non-Pole Backlog | Non-Pole Backlog | Non-Pole Backlog |  |  |  | Down Conductor Detection (DCD) | [8 empty] | Pole Backlog | Pole Backlog | Pole Backlog | EPSS,Ground Inspection,Non-Pole Backlog,Down Conductor Detection (DCD),Pole Backlog, | EPSS Ground Inspection Non-Pole Backlog Down Conductor Detection (DCD) Pole Backlog | EPSS Ground Inspection Non-Pole Backlog Down Conductor Detection (DCD) Pole Backlog | EPSS,Expulsion Fuse Replacement,Aerial Inspection,Ground Inspection,Non-Pole Backlog,Pole Backlog, | EPSS Expulsion Fuse Replacement Aerial Inspection Ground Inspection Non-Pole Backlog Pole Backlog | EPSS Expulsion Fuse Replacement Aerial Inspection Ground Inspection Non-Pole Backlog Pole Backlog | EPSS,Expulsion Fuse Replacement,Aerial Inspection,Ground Inspection,Non-Pole Backlog,Pole Backlog, | EPSS Expulsion Fuse Replacement Aerial Inspection Ground Inspection Non-Pole Backlog Pole Backlog | EPSS Expulsion Fuse Replacement Aerial Inspection Ground Inspection Non-Pole Backlog Pole Backlog |  |  |  | , | FALSE
SILVERADO 210234959 | EPSS | EPSS | EPSS | [6 empty] | Expulsion Fuse Replacement | Expulsion Fuse Replacement | [5 empty] | Aerial Inspection | Aerial Inspection | Ground Inspection | Ground Inspection | Ground Inspection | Non-Pole Backlog | Non-Pole Backlog | Non-Pole Backlog | [12 empty] | Pole Backlog | Pole Backlog | Pole Backlog | EPSS,Expulsion Fuse Replacement,Ground Inspection,Non-Pole Backlog,Pole Backlog, | EPSS Expulsion Fuse Replacement Ground Inspection Non-Pole Backlog Pole Backlog | EPSS Expulsion Fuse Replacement Ground Inspection Non-Pole Backlog Pole Backlog | EPSS,Expulsion Fuse Replacement,Aerial Inspection,Ground Inspection,Non-Pole Backlog,Pole Backlog, | EPSS Expulsion Fuse Replacement Aerial Inspection Ground Inspection Non-Pole Backlog Pole Backlog | EPSS Expulsion Fuse Replacement Aerial Inspection Ground Inspection Non-Pole Backlog Pole Backlog | EPSS,Aerial Inspection,Ground Inspection,Non-Pole Backlog,Pole Backlog, | EPSS Aerial Inspection Ground Inspection Non-Pole Backlog Pole Backlog | EPSS Aerial Inspection Ground Inspection Non-Pole Backlog Pole Backlog |  | Line Removal |  | ,Line Removal, | Line Removal | Line Removal
MARIPOSA 210237282 | EPSS | EPSS | EPSS | [6 empty] | Expulsion Fuse Replacement | [5 empty] | Aerial Inspection | Aerial Inspection | Aerial Inspection | Ground Inspection | Ground Inspection | Ground Inspection | Non-Pole Backlog | Non-Pole Backlog | Non-Pole Backlog |  |  | Tree Removal | [10 empty] | Pole Backlog | Pole Backlog | EPSS,Expulsion Fuse Replacement,Aerial Inspection,Ground Inspection,Non-Pole Backlog, | EPSS Expulsion Fuse Replacement Aerial Inspection Ground Inspection Non-Pole Backlog | EPSS Expulsion Fuse Replacement Aerial Inspection Ground Inspection Non-Pole Backlog | EPSS,Aerial Inspection,Ground Inspection,Non-Pole Backlog,Pole Backlog, | EPSS Aerial Inspection Ground Inspection Non-Pole Backlog Pole Backlog | EPSS Aerial Inspection Ground Inspection Non-Pole Backlog Pole Backlog | EPSS,Aerial Inspection,Ground Inspection,Non-Pole Backlog,Tree Removal,Pole Backlog, | EPSS Aerial Inspection Ground Inspection Non-Pole Backlog Tree Removal Pole Backlog | EPSS Aerial Inspection Ground Inspection Non-Pole Backlog Tree Removal Pole Backlog |  |  |  | , | FALSE
SAN JOAQUIN #3 110110060 | EPSS | EPSS | EPSS | [17 empty] | Ground Inspection | [18 empty] | EPSS, | EPSS | EPSS | EPSS, | EPSS | EPSS | EPSS,Ground Inspection, | EPSS Ground Inspection | EPSS Ground Inspection |  |  |  | , | FALSE
HARTLEY 1101698 | EPSS | EPSS | EPSS | Undergrounding |  |  | Overhead Hardening | [6 empty] | Surge Arrestor Replacement |  |  | Aerial Inspection | Aerial Inspection | Ground Inspection | Ground Inspection | Ground Inspection | Non-Pole Backlog | Non-Pole Backlog |  |  |  |  | Down Conductor Detection (DCD) | [8 empty] | Pole Backlog |  |  | EPSS,Undergrounding,Overhead Hardening,Ground Inspection,Non-Pole Backlog,Down Conductor Detection (DCD),Pole Backlog, | EPSS Undergrounding Overhead Hardening Ground Inspection Non-Pole Backlog Down Conductor Detection (DCD) Pole Backlog | EPSS Undergrounding Overhead Hardening Ground Inspection Non-Pole Backlog Down Conductor Detection (DCD) Pole Backlog | EPSS,Surge Arrestor Replacement,Aerial Inspection,Ground Inspection,Non-Pole Backlog, | EPSS Surge Arrestor Replacement Aerial Inspection Ground Inspection Non-Pole Backlog | EPSS Surge Arrestor Replacement Aerial Inspection Ground Inspection Non-Pole Backlog | EPSS,Aerial Inspection,Ground Inspection, | EPSS Aerial Inspection Ground Inspection | EPSS Aerial Inspection Ground Inspection |  |  |  | , | FALSE
MARIPOSA 210190180 | EPSS | EPSS | EPSS | [6 empty] | Expulsion Fuse Replacement | [5 empty] | Aerial Inspection |  | Aerial Inspection |  | Ground Inspection |  | Non-Pole Backlog |  | Non-Pole Backlog | [14 empty] | Pole Backlog | EPSS,Expulsion Fuse Replacement,Aerial Inspection,Non-Pole Backlog, | EPSS Expulsion Fuse Replacement Aerial Inspection Non-Pole Backlog | EPSS Expulsion Fuse Replacement Aerial Inspection Non-Pole Backlog | EPSS,Ground Inspection, | EPSS Ground Inspection | EPSS Ground Inspection | EPSS,Aerial Inspection,Non-Pole Backlog,Pole Backlog, | EPSS Aerial Inspection Non-Pole Backlog Pole Backlog | EPSS Aerial Inspection Non-Pole Backlog Pole Backlog |  |  |  | , | FALSE
LAURELES 11116617 | EPSS | EPSS | EPSS | [14 empty] | Aerial Inspection |  | Ground Inspection |  | Non-Pole Backlog | Non-Pole Backlog | [5 empty] | Down Conductor Detection (DCD) | [8 empty] | Pole Backlog |  | EPSS,Non-Pole Backlog, | EPSS Non-Pole Backlog | EPSS Non-Pole Backlog | EPSS,Ground Inspection,Non-Pole Backlog,Down Conductor Detection (DCD),Pole Backlog, | EPSS Ground Inspection Non-Pole Backlog Down Conductor Detection (DCD) Pole Backlog | EPSS Ground Inspection Non-Pole Backlog Down Conductor Detection (DCD) Pole Backlog | EPSS,Aerial Inspection, | EPSS Aerial Inspection | EPSS Aerial Inspection |  |  |  | , | FALSE
HIGGINS 11041374 | EPSS | EPSS | EPSS | [8 empty] | Expulsion Fuse Replacement |  |  |  | Aerial Inspection | Aerial Inspection | Aerial Inspection | Ground Inspection | Ground Inspection | Ground Inspection | Non-Pole Backlog | Non-Pole Backlog | [5 empty] | Down Conductor Detection (DCD) | [7 empty] | Pole Backlog | Pole Backlog |  | EPSS,Aerial Inspection,Ground Inspection,Non-Pole Backlog,Pole Backlog, | EPSS Aerial Inspection Ground Inspection Non-Pole Backlog Pole Backlog | EPSS Aerial Inspection Ground Inspection Non-Pole Backlog Pole Backlog | EPSS,Aerial Inspection,Ground Inspection,Non-Pole Backlog,Down Conductor Detection (DCD),Pole Backlog, | EPSS Aerial Inspection Ground Inspection Non-Pole Backlog Down Conductor Detection (DCD) Pole Backlog | EPSS Aerial Inspection Ground Inspection Non-Pole Backlog Down Conductor Detection (DCD) Pole Backlog | EPSS,Expulsion Fuse Replacement,Aerial Inspection,Ground Inspection, | EPSS Expulsion Fuse Replacement Aerial Inspection Ground Inspection | EPSS Expulsion Fuse Replacement Aerial Inspection Ground Inspection |  |  |  | , | FALSE
PARADISE 1104457900 | EPSS | EPSS | EPSS | Undergrounding | [7 empty] | Expulsion Fuse Replacement |  |  |  | Aerial Inspection | Aerial Inspection | Aerial Inspection | Ground Inspection | Ground Inspection | Ground Inspection | Non-Pole Backlog | [17 empty] | EPSS,Undergrounding,Aerial Inspection,Ground Inspection,Non-Pole Backlog, | EPSS Undergrounding Aerial Inspection Ground Inspection Non-Pole Backlog | EPSS Undergrounding Aerial Inspection Ground Inspection Non-Pole Backlog | EPSS,Aerial Inspection,Ground Inspection, | EPSS Aerial Inspection Ground Inspection | EPSS Aerial Inspection Ground Inspection | EPSS,Expulsion Fuse Replacement,Aerial Inspection,Ground Inspection, | EPSS Expulsion Fuse Replacement Aerial Inspection Ground Inspection | EPSS Expulsion Fuse Replacement Aerial Inspection Ground Inspection |  |  |  | , | FALSE
VACAVILLE 110838316 | EPSS | EPSS | EPSS | Undergrounding | Undergrounding | Undergrounding |  |  |  | Expulsion Fuse Replacement | [5 empty] | Aerial Inspection | Aerial Inspection | Aerial Inspection | Ground Inspection | Ground Inspection | Ground Inspection |  | Non-Pole Backlog |  |  |  |  | Down Conductor Detection (DCD) | [9 empty] | Pole Backlog |  | EPSS,Undergrounding,Expulsion Fuse Replacement,Aerial Inspection,Ground Inspection,Down Conductor Detection (DCD), | EPSS Undergrounding Expulsion Fuse Replacement Aerial Inspection Ground Inspection Down Conductor Detection (DCD) | EPSS Undergrounding Expulsion Fuse Replacement Aerial Inspection Ground Inspection Down Conductor Detection (DCD) | EPSS,Undergrounding,Aerial Inspection,Ground Inspection,Non-Pole Backlog,Pole Backlog, | EPSS Undergrounding Aerial Inspection Ground Inspection Non-Pole Backlog Pole Backlog | EPSS Undergrounding Aerial Inspection Ground Inspection Non-Pole Backlog Pole Backlog | EPSS,Undergrounding,Aerial Inspection,Ground Inspection, | EPSS Undergrounding Aerial Inspection Ground Inspection | EPSS Undergrounding Aerial Inspection Ground Inspection |  |  |  | , | FALSE
SAN JOAQUIN #3 11035100 | EPSS | EPSS | EPSS | [36 empty] | EPSS, | EPSS | EPSS | EPSS, | EPSS | EPSS | EPSS, | EPSS | EPSS |  |  |  | , | FALSE
KANAKA 110183288 | EPSS | EPSS | EPSS | [6 empty] | Expulsion Fuse Replacement | [6 empty] | Aerial Inspection | Aerial Inspection | Ground Inspection | Ground Inspection | Ground Inspection | Non-Pole Backlog | Non-Pole Backlog | Non-Pole Backlog | [6 empty] | Line Sensors | [6 empty] | Pole Backlog | Pole Backlog | EPSS,Expulsion Fuse Replacement,Ground Inspection,Non-Pole Backlog,Line Sensors, | EPSS Expulsion Fuse Replacement Ground Inspection Non-Pole Backlog Line Sensors | EPSS Expulsion Fuse Replacement Ground Inspection Non-Pole Backlog Line Sensors | EPSS,Aerial Inspection,Ground Inspection,Non-Pole Backlog,Pole Backlog, | EPSS Aerial Inspection Ground Inspection Non-Pole Backlog Pole Backlog | EPSS Aerial Inspection Ground Inspection Non-Pole Backlog Pole Backlog | EPSS,Aerial Inspection,Ground Inspection,Non-Pole Backlog,Pole Backlog, | EPSS Aerial Inspection Ground Inspection Non-Pole Backlog Pole Backlog | EPSS Aerial Inspection Ground Inspection Non-Pole Backlog Pole Backlog |  |  |  | , | FALSE
COALINGA NO 1 110878186 | EPSS | EPSS | EPSS | [8 empty] | Expulsion Fuse Replacement | Surge Arrestor Replacement |  |  | Aerial Inspection | Aerial Inspection | Aerial Inspection | Ground Inspection | Ground Inspection | Ground Inspection | Non-Pole Backlog | Non-Pole Backlog | Non-Pole Backlog |  |  |  | Down Conductor Detection (DCD) | [9 empty] | Pole Backlog | Pole Backlog | EPSS,Surge Arrestor Replacement,Aerial Inspection,Ground Inspection,Non-Pole Backlog,Down Conductor Detection (DCD), | EPSS Surge Arrestor Replacement Aerial Inspection Ground Inspection Non-Pole Backlog Down Conductor Detection (DCD) | EPSS Surge Arrestor Replacement Aerial Inspection Ground Inspection Non-Pole Backlog Down Conductor Detection (DCD) | EPSS,Aerial Inspection,Ground Inspection,Non-Pole Backlog,Pole Backlog, | EPSS Aerial Inspection Ground Inspection Non-Pole Backlog Pole Backlog | EPSS Aerial Inspection Ground Inspection Non-Pole Backlog Pole Backlog | EPSS,Expulsion Fuse Replacement,Aerial Inspection,Ground Inspection,Non-Pole Backlog,Pole Backlog, | EPSS Expulsion Fuse Replacement Aerial Inspection Ground Inspection Non-Pole Backlog Pole Backlog | EPSS Expulsion Fuse Replacement Aerial Inspection Ground Inspection Non-Pole Backlog Pole Backlog |  |  |  | , | FALSE
SANTA YNEZ 1101Y52 | EPSS | EPSS | EPSS | [12 empty] | Aerial Inspection |  | Aerial Inspection |  | Ground Inspection | Ground Inspection | Non-Pole Backlog | Non-Pole Backlog | Non-Pole Backlog | [14 empty] | Pole Backlog | EPSS,Aerial Inspection,Non-Pole Backlog, | EPSS Aerial Inspection Non-Pole Backlog | EPSS Aerial Inspection Non-Pole Backlog | EPSS,Ground Inspection,Non-Pole Backlog, | EPSS Ground Inspection Non-Pole Backlog | EPSS Ground Inspection Non-Pole Backlog | EPSS,Aerial Inspection,Ground Inspection,Non-Pole Backlog,Pole Backlog, | EPSS Aerial Inspection Ground Inspection Non-Pole Backlog Pole Backlog | EPSS Aerial Inspection Ground Inspection Non-Pole Backlog Pole Backlog |  |  |  | , | FALSE
SAN JOAQUIN #3 110210342 | EPSS | EPSS | EPSS | [13 empty] | Aerial Inspection | Aerial Inspection |  | Ground Inspection | Ground Inspection | Non-Pole Backlog | [17 empty] | EPSS,Non-Pole Backlog, | EPSS Non-Pole Backlog | EPSS Non-Pole Backlog | EPSS,Aerial Inspection,Ground Inspection, | EPSS Aerial Inspection Ground Inspection | EPSS Aerial Inspection Ground Inspection | EPSS,Aerial Inspection,Ground Inspection, | EPSS Aerial Inspection Ground Inspection | EPSS Aerial Inspection Ground Inspection |  |  |  | , | FALSE
PARADISE 11032486 | EPSS | EPSS | EPSS |  | Undergrounding | [11 empty] | Aerial Inspection | Aerial Inspection | Ground Inspection | Ground Inspection | Ground Inspection | Non-Pole Backlog | Non-Pole Backlog |  |  |  |  | Down Conductor Detection (DCD) | [9 empty] | Pole Backlog |  | EPSS,Ground Inspection,Non-Pole Backlog,Down Conductor Detection (DCD), | EPSS Ground Inspection Non-Pole Backlog Down Conductor Detection (DCD) | EPSS Ground Inspection Non-Pole Backlog Down Conductor Detection (DCD) | EPSS,Undergrounding,Aerial Inspection,Ground Inspection,Non-Pole Backlog,Pole Backlog, | EPSS Undergrounding Aerial Inspection Ground Inspection Non-Pole Backlog Pole Backlog | EPSS Undergrounding Aerial Inspection Ground Inspection Non-Pole Backlog Pole Backlog | EPSS,Aerial Inspection,Ground Inspection, | EPSS Aerial Inspection Ground Inspection | EPSS Aerial Inspection Ground Inspection |  |  |  | , | FALSE
DIAMOND SPRINGS 11062100 | EPSS | EPSS | EPSS | [6 empty] | Expulsion Fuse Replacement | Expulsion Fuse Replacement | Expulsion Fuse Replacement | Surge Arrestor Replacement |  |  |  | Aerial Inspection | Aerial Inspection | Ground Inspection |  |  | Non-Pole Backlog | Non-Pole Backlog | Non-Pole Backlog |  | Tree Removal | Tree Removal | Down Conductor Detection (DCD) | [10 empty] | Pole Backlog | EPSS,Expulsion Fuse Replacement,Surge Arrestor Replacement,Ground Inspection,Non-Pole Backlog,Down Conductor Detection (DCD), | EPSS Expulsion Fuse Replacement Surge Arrestor Replacement Ground Inspection Non-Pole Backlog Down Conductor Detection (DCD) | EPSS Expulsion Fuse Replacement Surge Arrestor Replacement Ground Inspection Non-Pole Backlog Down Conductor Detection (DCD) | EPSS,Expulsion Fuse Replacement,Aerial Inspection,Non-Pole Backlog,Tree Removal, | EPSS Expulsion Fuse Replacement Aerial Inspection Non-Pole Backlog Tree Removal | EPSS Expulsion Fuse Replacement Aerial Inspection Non-Pole Backlog Tree Removal | EPSS,Expulsion Fuse Replacement,Aerial Inspection,Non-Pole Backlog,Tree Removal,Pole Backlog, | EPSS Expulsion Fuse Replacement Aerial Inspection Non-Pole Backlog Tree Removal Pole Backlog | EPSS Expulsion Fuse Replacement Aerial Inspection Non-Pole Backlog Tree Removal Pole Backlog |  | Line Removal |  | ,Line Removal, | Line Removal | Line Removal
FROGTOWN 17011623 | EPSS | EPSS | EPSS | [12 empty] | Aerial Inspection | Aerial Inspection | Aerial Inspection | Ground Inspection | Ground Inspection | Ground Inspection | Non-Pole Backlog |  | Non-Pole Backlog |  |  |  | Down Conductor Detection (DCD) | [8 empty] | Pole Backlog |  | Pole Backlog | EPSS,Aerial Inspection,Ground Inspection,Non-Pole Backlog,Down Conductor Detection (DCD),Pole Backlog, | EPSS Aerial Inspection Ground Inspection Non-Pole Backlog Down Conductor Detection (DCD) Pole Backlog | EPSS Aerial Inspection Ground Inspection Non-Pole Backlog Down Conductor Detection (DCD) Pole Backlog | EPSS,Aerial Inspection,Ground Inspection, | EPSS Aerial Inspection Ground Inspection | EPSS Aerial Inspection Ground Inspection | EPSS,Aerial Inspection,Ground Inspection,Non-Pole Backlog,Pole Backlog, | EPSS Aerial Inspection Ground Inspection Non-Pole Backlog Pole Backlog | EPSS Aerial Inspection Ground Inspection Non-Pole Backlog Pole Backlog |  |  |  | , | FALSE
DUNBAR 1102528 | EPSS | EPSS | EPSS | [13 empty] | Aerial Inspection | Aerial Inspection | Ground Inspection | Ground Inspection | Ground Inspection | Non-Pole Backlog |  | Non-Pole Backlog |  |  |  | Down Conductor Detection (DCD) | [10 empty] | Pole Backlog | EPSS,Ground Inspection,Non-Pole Backlog,Down Conductor Detection (DCD), | EPSS Ground Inspection Non-Pole Backlog Down Conductor Detection (DCD) | EPSS Ground Inspection Non-Pole Backlog Down Conductor Detection (DCD) | EPSS,Aerial Inspection,Ground Inspection, | EPSS Aerial Inspection Ground Inspection | EPSS Aerial Inspection Ground Inspection | EPSS,Aerial Inspection,Ground Inspection,Non-Pole Backlog,Pole Backlog, | EPSS Aerial Inspection Ground Inspection Non-Pole Backlog Pole Backlog | EPSS Aerial Inspection Ground Inspection Non-Pole Backlog Pole Backlog |  |  |  | , | FALSE
CAMP EVERS 210510996 | EPSS | EPSS | EPSS | [8 empty] | Expulsion Fuse Replacement | [5 empty] | Aerial Inspection |  | Ground Inspection |  | Non-Pole Backlog | Non-Pole Backlog | Non-Pole Backlog | [13 empty] | Pole Backlog | Pole Backlog | EPSS,Non-Pole Backlog, | EPSS Non-Pole Backlog | EPSS Non-Pole Backlog | EPSS,Ground Inspection,Non-Pole Backlog,Pole Backlog, | EPSS Ground Inspection Non-Pole Backlog Pole Backlog | EPSS Ground Inspection Non-Pole Backlog Pole Backlog | EPSS,Expulsion Fuse Replacement,Aerial Inspection,Non-Pole Backlog,Pole Backlog, | EPSS Expulsion Fuse Replacement Aerial Inspection Non-Pole Backlog Pole Backlog | EPSS Expulsion Fuse Replacement Aerial Inspection Non-Pole Backlog Pole Backlog |  |  |  | , | FALSE
CLEAR LAKE 1101406 | EPSS | EPSS | EPSS | [36 empty] | EPSS, | EPSS | EPSS | EPSS, | EPSS | EPSS | EPSS, | EPSS | EPSS |  |  |  | , | FALSE
PARADISE 1103CB | EPSS | EPSS | EPSS | Undergrounding | [12 empty] | Aerial Inspection | Aerial Inspection |  | Ground Inspection | Ground Inspection | Non-Pole Backlog | Non-Pole Backlog | [16 empty] | EPSS,Undergrounding,Non-Pole Backlog, | EPSS Undergrounding Non-Pole Backlog | EPSS Undergrounding Non-Pole Backlog | EPSS,Aerial Inspection,Ground Inspection,Non-Pole Backlog, | EPSS Aerial Inspection Ground Inspection Non-Pole Backlog | EPSS Aerial Inspection Ground Inspection Non-Pole Backlog | EPSS,Aerial Inspection,Ground Inspection, | EPSS Aerial Inspection Ground Inspection | EPSS Aerial Inspection Ground Inspection |  |  |  | , | FALSE
MARIPOSA 21019400 | EPSS | EPSS | EPSS | Undergrounding | Undergrounding |  |  |  |  | Expulsion Fuse Replacement | [5 empty] | Aerial Inspection | Aerial Inspection | Aerial Inspection |  | Ground Inspection | Ground Inspection | Non-Pole Backlog | Non-Pole Backlog | Non-Pole Backlog |  | Tree Removal | Tree Removal | [11 empty] | Pole Backlog | EPSS,Undergrounding,Expulsion Fuse Replacement,Aerial Inspection,Non-Pole Backlog, | EPSS Undergrounding Expulsion Fuse Replacement Aerial Inspection Non-Pole Backlog | EPSS Undergrounding Expulsion Fuse Replacement Aerial Inspection Non-Pole Backlog | EPSS,Undergrounding,Aerial Inspection,Ground Inspection,Non-Pole Backlog,Tree Removal, | EPSS Undergrounding Aerial Inspection Ground Inspection Non-Pole Backlog Tree Removal | EPSS Undergrounding Aerial Inspection Ground Inspection Non-Pole Backlog Tree Removal | EPSS,Aerial Inspection,Ground Inspection,Non-Pole Backlog,Tree Removal,Pole Backlog, | EPSS Aerial Inspection Ground Inspection Non-Pole Backlog Tree Removal Pole Backlog | EPSS Aerial Inspection Ground Inspection Non-Pole Backlog Tree Removal Pole Backlog |  |  |  | , | FALSE
SAN JOAQUIN #2 1103157026 | EPSS | EPSS | EPSS | [6 empty] | Expulsion Fuse Replacement | [7 empty] | Aerial Inspection |  | Ground Inspection | Ground Inspection | [6 empty] | Down Conductor Detection (DCD) | [11 empty] | EPSS,Expulsion Fuse Replacement,Down Conductor Detection (DCD), | EPSS Expulsion Fuse Replacement Down Conductor Detection (DCD) | EPSS Expulsion Fuse Replacement Down Conductor Detection (DCD) | EPSS,Ground Inspection, | EPSS Ground Inspection | EPSS Ground Inspection | EPSS,Aerial Inspection,Ground Inspection, | EPSS Aerial Inspection Ground Inspection | EPSS Aerial Inspection Ground Inspection |  |  |  | , | FALSE
CALAVERAS CEMENT 110111188 | EPSS | EPSS | EPSS | [6 empty] | Expulsion Fuse Replacement | Expulsion Fuse Replacement | [5 empty] | Aerial Inspection | Aerial Inspection | Ground Inspection | Ground Inspection | Ground Inspection | Non-Pole Backlog | Non-Pole Backlog | Non-Pole Backlog | [12 empty] | Pole Backlog | Pole Backlog | Pole Backlog | EPSS,Expulsion Fuse Replacement,Ground Inspection,Non-Pole Backlog,Pole Backlog, | EPSS Expulsion Fuse Replacement Ground Inspection Non-Pole Backlog Pole Backlog | EPSS Expulsion Fuse Replacement Ground Inspection Non-Pole Backlog Pole Backlog | EPSS,Expulsion Fuse Replacement,Aerial Inspection,Ground Inspection,Non-Pole Backlog,Pole Backlog, | EPSS Expulsion Fuse Replacement Aerial Inspection Ground Inspection Non-Pole Backlog Pole Backlog | EPSS Expulsion Fuse Replacement Aerial Inspection Ground Inspection Non-Pole Backlog Pole Backlog | EPSS,Aerial Inspection,Ground Inspection,Non-Pole Backlog,Pole Backlog, | EPSS Aerial Inspection Ground Inspection Non-Pole Backlog Pole Backlog | EPSS Aerial Inspection Ground Inspection Non-Pole Backlog Pole Backlog |  | Line Removal |  | ,Line Removal, | Line Removal | Line Removal
DUNLAP 1102CB | EPSS | EPSS | EPSS | [13 empty] | Aerial Inspection | Aerial Inspection | Ground Inspection | Ground Inspection | Ground Inspection | Non-Pole Backlog | Non-Pole Backlog | Non-Pole Backlog | [13 empty] | Pole Backlog | Pole Backlog | EPSS,Ground Inspection,Non-Pole Backlog, | EPSS Ground Inspection Non-Pole Backlog | EPSS Ground Inspection Non-Pole Backlog | EPSS,Aerial Inspection,Ground Inspection,Non-Pole Backlog,Pole Backlog, | EPSS Aerial Inspection Ground Inspection Non-Pole Backlog Pole Backlog | EPSS Aerial Inspection Ground Inspection Non-Pole Backlog Pole Backlog | EPSS,Aerial Inspection,Ground Inspection,Non-Pole Backlog,Pole Backlog, | EPSS Aerial Inspection Ground Inspection Non-Pole Backlog Pole Backlog | EPSS Aerial Inspection Ground Inspection Non-Pole Backlog Pole Backlog |  |  |  | , | FALSE
LOS GATOS 1107CB | EPSS | EPSS | EPSS | [7 empty] | Expulsion Fuse Replacement | Expulsion Fuse Replacement |  |  |  |  | Aerial Inspection | Aerial Inspection | Ground Inspection | Ground Inspection | Ground Inspection | Non-Pole Backlog | Non-Pole Backlog | Non-Pole Backlog | [12 empty] | Pole Backlog | Pole Backlog | Pole Backlog | EPSS,Ground Inspection,Non-Pole Backlog,Pole Backlog, | EPSS Ground Inspection Non-Pole Backlog Pole Backlog | EPSS Ground Inspection Non-Pole Backlog Pole Backlog | EPSS,Expulsion Fuse Replacement,Aerial Inspection,Ground Inspection,Non-Pole Backlog,Pole Backlog, | EPSS Expulsion Fuse Replacement Aerial Inspection Ground Inspection Non-Pole Backlog Pole Backlog | EPSS Expulsion Fuse Replacement Aerial Inspection Ground Inspection Non-Pole Backlog Pole Backlog | EPSS,Expulsion Fuse Replacement,Aerial Inspection,Ground Inspection,Non-Pole Backlog,Pole Backlog, | EPSS Expulsion Fuse Replacement Aerial Inspection Ground Inspection Non-Pole Backlog Pole Backlog | EPSS Expulsion Fuse Replacement Aerial Inspection Ground Inspection Non-Pole Backlog Pole Backlog |  |  |  | , | FALSE
JOLON 1103CB | EPSS | EPSS | EPSS | [12 empty] | Aerial Inspection | Aerial Inspection | Aerial Inspection | Ground Inspection | Ground Inspection | Ground Inspection | Non-Pole Backlog | Non-Pole Backlog | Non-Pole Backlog | [14 empty] | Pole Backlog | EPSS,Aerial Inspection,Ground Inspection,Non-Pole Backlog, | EPSS Aerial Inspection Ground Inspection Non-Pole Backlog | EPSS Aerial Inspection Ground Inspection Non-Pole Backlog | EPSS,Aerial Inspection,Ground Inspection,Non-Pole Backlog, | EPSS Aerial Inspection Ground Inspection Non-Pole Backlog | EPSS Aerial Inspection Ground Inspection Non-Pole Backlog | EPSS,Aerial Inspection,Ground Inspection,Non-Pole Backlog,Pole Backlog, | EPSS Aerial Inspection Ground Inspection Non-Pole Backlog Pole Backlog | EPSS Aerial Inspection Ground Inspection Non-Pole Backlog Pole Backlog |  |  |  | , | FALSE
LAYTONVILLE 11022502 | EPSS | EPSS | EPSS | [6 empty] | Expulsion Fuse Replacement | [6 empty] | Aerial Inspection | Aerial Inspection | Ground Inspection |  |  | Non-Pole Backlog | [5 empty] | Down Conductor Detection (DCD) |  |  | Line Sensors | [5 empty] | Pole Backlog |  |  | EPSS,Expulsion Fuse Replacement,Ground Inspection,Non-Pole Backlog,Down Conductor Detection (DCD),Line Sensors,Pole Backlog, | EPSS Expulsion Fuse Replacement Ground Inspection Non-Pole Backlog Down Conductor Detection (DCD) Line Sensors Pole Backlog | EPSS Expulsion Fuse Replacement Ground Inspection Non-Pole Backlog Down Conductor Detection (DCD) Line Sensors Pole Backlog | EPSS,Aerial Inspection, | EPSS Aerial Inspection | EPSS Aerial Inspection | EPSS,Aerial Inspection, | EPSS Aerial Inspection | EPSS Aerial Inspection |  |  |  | , | FALSE
POSO MOUNTAIN 2101CB | EPSS | EPSS | EPSS | [13 empty] | Aerial Inspection | Aerial Inspection | Ground Inspection | Ground Inspection | Ground Inspection | Non-Pole Backlog | [17 empty] | EPSS,Ground Inspection,Non-Pole Backlog, | EPSS Ground Inspection Non-Pole Backlog | EPSS Ground Inspection Non-Pole Backlog | EPSS,Aerial Inspection,Ground Inspection, | EPSS Aerial Inspection Ground Inspection | EPSS Aerial Inspection Ground Inspection | EPSS,Aerial Inspection,Ground Inspection, | EPSS Aerial Inspection Ground Inspection | EPSS Aerial Inspection Ground Inspection |  |  |  | , | FALSE
CORNING 11021622 | EPSS | EPSS | EPSS | [6 empty] | Expulsion Fuse Replacement | [5 empty] | Aerial Inspection | Aerial Inspection | Aerial Inspection | Ground Inspection | Ground Inspection | Ground Inspection | Non-Pole Backlog |  | Non-Pole Backlog |  |  |  | Down Conductor Detection (DCD) | [8 empty] | Pole Backlog |  | Pole Backlog | EPSS,Expulsion Fuse Replacement,Aerial Inspection,Ground Inspection,Non-Pole Backlog,Down Conductor Detection (DCD),Pole Backlog, | EPSS Expulsion Fuse Replacement Aerial Inspection Ground Inspection Non-Pole Backlog Down Conductor Detection (DCD) Pole Backlog | EPSS Expulsion Fuse Replacement Aerial Inspection Ground Inspection Non-Pole Backlog Down Conductor Detection (DCD) Pole Backlog | EPSS,Aerial Inspection,Ground Inspection, | EPSS Aerial Inspection Ground Inspection | EPSS Aerial Inspection Ground Inspection | EPSS,Aerial Inspection,Ground Inspection,Non-Pole Backlog,Pole Backlog, | EPSS Aerial Inspection Ground Inspection Non-Pole Backlog Pole Backlog | EPSS Aerial Inspection Ground Inspection Non-Pole Backlog Pole Backlog |  |  |  | , | FALSE
PEORIA 17051834 | EPSS | EPSS | EPSS | [6 empty] | Expulsion Fuse Replacement | [5 empty] | Aerial Inspection | Aerial Inspection | Aerial Inspection | Ground Inspection | Ground Inspection | Ground Inspection | Non-Pole Backlog |  | Non-Pole Backlog |  |  |  | Down Conductor Detection (DCD) | [8 empty] | Pole Backlog |  | Pole Backlog | EPSS,Expulsion Fuse Replacement,Aerial Inspection,Ground Inspection,Non-Pole Backlog,Down Conductor Detection (DCD),Pole Backlog, | EPSS Expulsion Fuse Replacement Aerial Inspection Ground Inspection Non-Pole Backlog Down Conductor Detection (DCD) Pole Backlog | EPSS Expulsion Fuse Replacement Aerial Inspection Ground Inspection Non-Pole Backlog Down Conductor Detection (DCD) Pole Backlog | EPSS,Aerial Inspection,Ground Inspection, | EPSS Aerial Inspection Ground Inspection | EPSS Aerial Inspection Ground Inspection | EPSS,Aerial Inspection,Ground Inspection,Non-Pole Backlog,Pole Backlog, | EPSS Aerial Inspection Ground Inspection Non-Pole Backlog Pole Backlog | EPSS Aerial Inspection Ground Inspection Non-Pole Backlog Pole Backlog |  |  |  | , | FALSE
KONOCTI 1108950 | EPSS | EPSS | EPSS | [6 empty] | Expulsion Fuse Replacement | Expulsion Fuse Replacement | [5 empty] | Aerial Inspection | Aerial Inspection | Ground Inspection | Ground Inspection | Ground Inspection | Non-Pole Backlog | Non-Pole Backlog |  |  |  |  | Down Conductor Detection (DCD) | [11 empty] | EPSS,Expulsion Fuse Replacement,Ground Inspection,Non-Pole Backlog,Down Conductor Detection (DCD), | EPSS Expulsion Fuse Replacement Ground Inspection Non-Pole Backlog Down Conductor Detection (DCD) | EPSS Expulsion Fuse Replacement Ground Inspection Non-Pole Backlog Down Conductor Detection (DCD) | EPSS,Expulsion Fuse Replacement,Aerial Inspection,Ground Inspection,Non-Pole Backlog, | EPSS Expulsion Fuse Replacement Aerial Inspection Ground Inspection Non-Pole Backlog | EPSS Expulsion Fuse Replacement Aerial Inspection Ground Inspection Non-Pole Backlog | EPSS,Aerial Inspection,Ground Inspection, | EPSS Aerial Inspection Ground Inspection | EPSS Aerial Inspection Ground Inspection |  |  |  | , | FALSE
MARIPOSA 2102241564 | EPSS | EPSS | EPSS | [13 empty] | Aerial Inspection |  | Ground Inspection |  | Ground Inspection | [18 empty] | EPSS,Ground Inspection, | EPSS Ground Inspection | EPSS Ground Inspection | EPSS,Aerial Inspection, | EPSS Aerial Inspection | EPSS Aerial Inspection | EPSS,Ground Inspection, | EPSS Ground Inspection | EPSS Ground Inspection |  |  |  | , | FALSE
LOS OSITOS 21037062 | EPSS | EPSS | EPSS | [13 empty] | Aerial Inspection | Aerial Inspection |  | Ground Inspection | Ground Inspection | Non-Pole Backlog |  | Non-Pole Backlog |  |  |  |  | Down Conductor Detection (DCD) |  | Line Sensors | [5 empty] | Pole Backlog |  | Pole Backlog | EPSS,Non-Pole Backlog,Line Sensors,Pole Backlog, | EPSS Non-Pole Backlog Line Sensors Pole Backlog | EPSS Non-Pole Backlog Line Sensors Pole Backlog | EPSS,Aerial Inspection,Ground Inspection,Down Conductor Detection (DCD), | EPSS Aerial Inspection Ground Inspection Down Conductor Detection (DCD) | EPSS Aerial Inspection Ground Inspection Down Conductor Detection (DCD) | EPSS,Aerial Inspection,Ground Inspection,Non-Pole Backlog,Pole Backlog, | EPSS Aerial Inspection Ground Inspection Non-Pole Backlog Pole Backlog | EPSS Aerial Inspection Ground Inspection Non-Pole Backlog Pole Backlog |  |  |  | , | FALSE
DUNLAP 11037220 | EPSS | EPSS | EPSS | [6 empty] | Expulsion Fuse Replacement | [5 empty] | Aerial Inspection | Aerial Inspection | Aerial Inspection | Ground Inspection | Ground Inspection | Ground Inspection | Non-Pole Backlog | Non-Pole Backlog | Non-Pole Backlog |  |  |  | Down Conductor Detection (DCD) | [9 empty] | Pole Backlog | Pole Backlog | EPSS,Expulsion Fuse Replacement,Aerial Inspection,Ground Inspection,Non-Pole Backlog,Down Conductor Detection (DCD), | EPSS Expulsion Fuse Replacement Aerial Inspection Ground Inspection Non-Pole Backlog Down Conductor Detection (DCD) | EPSS Expulsion Fuse Replacement Aerial Inspection Ground Inspection Non-Pole Backlog Down Conductor Detection (DCD) | EPSS,Aerial Inspection,Ground Inspection,Non-Pole Backlog,Pole Backlog, | EPSS Aerial Inspection Ground Inspection Non-Pole Backlog Pole Backlog | EPSS Aerial Inspection Ground Inspection Non-Pole Backlog Pole Backlog | EPSS,Aerial Inspection,Ground Inspection,Non-Pole Backlog,Pole Backlog, | EPSS Aerial Inspection Ground Inspection Non-Pole Backlog Pole Backlog | EPSS Aerial Inspection Ground Inspection Non-Pole Backlog Pole Backlog |  | Line Removal |  | ,Line Removal, | Line Removal | Line Removal
GRASS VALLEY 11032110 | EPSS | EPSS | EPSS | [6 empty] | Expulsion Fuse Replacement | [6 empty] | Aerial Inspection | Aerial Inspection | Ground Inspection | Ground Inspection | Ground Inspection | Non-Pole Backlog | Non-Pole Backlog | Non-Pole Backlog |  |  |  | Down Conductor Detection (DCD) | [10 empty] | Pole Backlog | EPSS,Expulsion Fuse Replacement,Ground Inspection,Non-Pole Backlog,Down Conductor Detection (DCD), | EPSS Expulsion Fuse Replacement Ground Inspection Non-Pole Backlog Down Conductor Detection (DCD) | EPSS Expulsion Fuse Replacement Ground Inspection Non-Pole Backlog Down Conductor Detection (DCD) | EPSS,Aerial Inspection,Ground Inspection,Non-Pole Backlog, | EPSS Aerial Inspection Ground Inspection Non-Pole Backlog | EPSS Aerial Inspection Ground Inspection Non-Pole Backlog | EPSS,Aerial Inspection,Ground Inspection,Non-Pole Backlog,Pole Backlog, | EPSS Aerial Inspection Ground Inspection Non-Pole Backlog Pole Backlog | EPSS Aerial Inspection Ground Inspection Non-Pole Backlog Pole Backlog |  |  |  | , | FALSE
HOPLAND 1101768 | EPSS | EPSS | EPSS | [6 empty] | Expulsion Fuse Replacement | [6 empty] | Aerial Inspection | Aerial Inspection | Ground Inspection | Ground Inspection | Ground Inspection | [6 empty] | Down Conductor Detection (DCD) | [5 empty] | Line Removal |  |  | Pole Backlog | Pole Backlog | Pole Backlog | EPSS,Expulsion Fuse Replacement,Ground Inspection,Down Conductor Detection (DCD),Line Removal,Pole Backlog, | EPSS Expulsion Fuse Replacement Ground Inspection Down Conductor Detection (DCD) Line Removal Pole Backlog | EPSS Expulsion Fuse Replacement Ground Inspection Down Conductor Detection (DCD) Line Removal Pole Backlog | EPSS,Aerial Inspection,Ground Inspection,Pole Backlog, | EPSS Aerial Inspection Ground Inspection Pole Backlog | EPSS Aerial Inspection Ground Inspection Pole Backlog | EPSS,Aerial Inspection,Ground Inspection,Pole Backlog, | EPSS Aerial Inspection Ground Inspection Pole Backlog | EPSS Aerial Inspection Ground Inspection Pole Backlog |  |  |  | , | FALSE
MORGAN HILL 2111123422 | EPSS | EPSS | EPSS | [13 empty] | Aerial Inspection |  |  | Ground Inspection | Ground Inspection | Non-Pole Backlog | Non-Pole Backlog | Non-Pole Backlog | [13 empty] | Pole Backlog |  | EPSS,Non-Pole Backlog, | EPSS Non-Pole Backlog | EPSS Non-Pole Backlog | EPSS,Aerial Inspection,Ground Inspection,Non-Pole Backlog,Pole Backlog, | EPSS Aerial Inspection Ground Inspection Non-Pole Backlog Pole Backlog | EPSS Aerial Inspection Ground Inspection Non-Pole Backlog Pole Backlog | EPSS,Ground Inspection,Non-Pole Backlog, | EPSS Ground Inspection Non-Pole Backlog | EPSS Ground Inspection Non-Pole Backlog |  |  |  | , | FALSE
GRAYS FLAT 0401CB | EPSS | EPSS | EPSS | Undergrounding | [13 empty] | Aerial Inspection | Ground Inspection | [20 empty] | EPSS,Undergrounding,Ground Inspection, | EPSS Undergrounding Ground Inspection | EPSS Undergrounding Ground Inspection | EPSS, | EPSS | EPSS | EPSS,Aerial Inspection, | EPSS Aerial Inspection | EPSS Aerial Inspection |  |  |  | , | FALSE
HOPLAND 11014626 | EPSS | EPSS | EPSS | [6 empty] | Expulsion Fuse Replacement | [6 empty] | Aerial Inspection | Aerial Inspection | Ground Inspection | Ground Inspection | Ground Inspection | Non-Pole Backlog | [5 empty] | Down Conductor Detection (DCD) | [11 empty] | EPSS,Expulsion Fuse Replacement,Ground Inspection,Non-Pole Backlog,Down Conductor Detection (DCD), | EPSS Expulsion Fuse Replacement Ground Inspection Non-Pole Backlog Down Conductor Detection (DCD) | EPSS Expulsion Fuse Replacement Ground Inspection Non-Pole Backlog Down Conductor Detection (DCD) | EPSS,Aerial Inspection,Ground Inspection, | EPSS Aerial Inspection Ground Inspection | EPSS Aerial Inspection Ground Inspection | EPSS,Aerial Inspection,Ground Inspection, | EPSS Aerial Inspection Ground Inspection | EPSS Aerial Inspection Ground Inspection |  |  |  | , | FALSE
ELECTRA 11026014 | EPSS | EPSS | EPSS | [6 empty] | Expulsion Fuse Replacement | [5 empty] | Aerial Inspection | Aerial Inspection | Aerial Inspection | Ground Inspection | Ground Inspection | Ground Inspection |  | Non-Pole Backlog | [14 empty] | Pole Backlog |  | EPSS,Expulsion Fuse Replacement,Aerial Inspection,Ground Inspection, | EPSS Expulsion Fuse Replacement Aerial Inspection Ground Inspection | EPSS Expulsion Fuse Replacement Aerial Inspection Ground Inspection | EPSS,Aerial Inspection,Ground Inspection,Non-Pole Backlog,Pole Backlog, | EPSS Aerial Inspection Ground Inspection Non-Pole Backlog Pole Backlog | EPSS Aerial Inspection Ground Inspection Non-Pole Backlog Pole Backlog | EPSS,Aerial Inspection,Ground Inspection, | EPSS Aerial Inspection Ground Inspection | EPSS Aerial Inspection Ground Inspection |  |  |  | , | FALSE
BRUNSWICK 11041020 | EPSS | EPSS | EPSS | [6 empty] | Expulsion Fuse Replacement | Expulsion Fuse Replacement |  |  |  |  | Aerial Inspection | Aerial Inspection | Aerial Inspection | Ground Inspection | Ground Inspection | Ground Inspection | Non-Pole Backlog | Non-Pole Backlog | Non-Pole Backlog |  |  | Tree Removal | Down Conductor Detection (DCD) | [8 empty] | Pole Backlog | Pole Backlog | Pole Backlog | EPSS,Expulsion Fuse Replacement,Aerial Inspection,Ground Inspection,Non-Pole Backlog,Down Conductor Detection (DCD),Pole Backlog, | EPSS Expulsion Fuse Replacement Aerial Inspection Ground Inspection Non-Pole Backlog Down Conductor Detection (DCD) Pole Backlog | EPSS Expulsion Fuse Replacement Aerial Inspection Ground Inspection Non-Pole Backlog Down Conductor Detection (DCD) Pole Backlog | EPSS,Expulsion Fuse Replacement,Aerial Inspection,Ground Inspection,Non-Pole Backlog,Pole Backlog, | EPSS Expulsion Fuse Replacement Aerial Inspection Ground Inspection Non-Pole Backlog Pole Backlog | EPSS Expulsion Fuse Replacement Aerial Inspection Ground Inspection Non-Pole Backlog Pole Backlog | EPSS,Aerial Inspection,Ground Inspection,Non-Pole Backlog,Tree Removal,Pole Backlog, | EPSS Aerial Inspection Ground Inspection Non-Pole Backlog Tree Removal Pole Backlog | EPSS Aerial Inspection Ground Inspection Non-Pole Backlog Tree Removal Pole Backlog |  |  |  | , | FALSE
CLARK ROAD 11022068 | EPSS | EPSS | EPSS | [7 empty] | Expulsion Fuse Replacement |  |  |  |  | Aerial Inspection | Aerial Inspection | Aerial Inspection | Ground Inspection | Ground Inspection | Ground Inspection | Non-Pole Backlog |  | Non-Pole Backlog |  |  |  | Down Conductor Detection (DCD) | [10 empty] | Pole Backlog | EPSS,Aerial Inspection,Ground Inspection,Non-Pole Backlog,Down Conductor Detection (DCD), | EPSS Aerial Inspection Ground Inspection Non-Pole Backlog Down Conductor Detection (DCD) | EPSS Aerial Inspection Ground Inspection Non-Pole Backlog Down Conductor Detection (DCD) | EPSS,Expulsion Fuse Replacement,Aerial Inspection,Ground Inspection, | EPSS Expulsion Fuse Replacement Aerial Inspection Ground Inspection | EPSS Expulsion Fuse Replacement Aerial Inspection Ground Inspection | EPSS,Aerial Inspection,Ground Inspection,Non-Pole Backlog,Pole Backlog, | EPSS Aerial Inspection Ground Inspection Non-Pole Backlog Pole Backlog | EPSS Aerial Inspection Ground Inspection Non-Pole Backlog Pole Backlog |  |  |  | , | FALSE
WYANDOTTE 11031508 | EPSS | EPSS | EPSS | Undergrounding | [12 empty] | Aerial Inspection | Aerial Inspection | Ground Inspection | Ground Inspection | Ground Inspection | Non-Pole Backlog | Non-Pole Backlog | [16 empty] | EPSS,Undergrounding,Ground Inspection,Non-Pole Backlog, | EPSS Undergrounding Ground Inspection Non-Pole Backlog | EPSS Undergrounding Ground Inspection Non-Pole Backlog | EPSS,Aerial Inspection,Ground Inspection,Non-Pole Backlog, | EPSS Aerial Inspection Ground Inspection Non-Pole Backlog | EPSS Aerial Inspection Ground Inspection Non-Pole Backlog | EPSS,Aerial Inspection,Ground Inspection, | EPSS Aerial Inspection Ground Inspection | EPSS Aerial Inspection Ground Inspection | Undergrounding |  |  | Undergrounding, | Undergrounding | Undergrounding
GIRVAN 1101CB | EPSS | EPSS | EPSS | [6 empty] | Expulsion Fuse Replacement | [6 empty] | Aerial Inspection | Aerial Inspection | Ground Inspection | Ground Inspection | [19 empty] | EPSS,Expulsion Fuse Replacement,Ground Inspection, | EPSS Expulsion Fuse Replacement Ground Inspection | EPSS Expulsion Fuse Replacement Ground Inspection | EPSS,Aerial Inspection,Ground Inspection, | EPSS Aerial Inspection Ground Inspection | EPSS Aerial Inspection Ground Inspection | EPSS,Aerial Inspection, | EPSS Aerial Inspection | EPSS Aerial Inspection |  |  |  | , | FALSE
PASO ROBLES 1104R56 | EPSS | EPSS | EPSS | [6 empty] | Expulsion Fuse Replacement | [6 empty] | Aerial Inspection | Aerial Inspection | Ground Inspection | Ground Inspection | Ground Inspection | Non-Pole Backlog | Non-Pole Backlog | Non-Pole Backlog | [13 empty] | Pole Backlog | Pole Backlog | EPSS,Expulsion Fuse Replacement,Ground Inspection,Non-Pole Backlog, | EPSS Expulsion Fuse Replacement Ground Inspection Non-Pole Backlog | EPSS Expulsion Fuse Replacement Ground Inspection Non-Pole Backlog | EPSS,Aerial Inspection,Ground Inspection,Non-Pole Backlog,Pole Backlog, | EPSS Aerial Inspection Ground Inspection Non-Pole Backlog Pole Backlog | EPSS Aerial Inspection Ground Inspection Non-Pole Backlog Pole Backlog | EPSS,Aerial Inspection,Ground Inspection,Non-Pole Backlog,Pole Backlog, | EPSS Aerial Inspection Ground Inspection Non-Pole Backlog Pole Backlog | EPSS Aerial Inspection Ground Inspection Non-Pole Backlog Pole Backlog |  |  |  | , | FALSE
CAMP EVERS 210510214 | EPSS | EPSS | EPSS | [7 empty] | Expulsion Fuse Replacement | [6 empty] | Aerial Inspection |  | Ground Inspection | Ground Inspection | Non-Pole Backlog | Non-Pole Backlog | [14 empty] | Pole Backlog |  | EPSS,Non-Pole Backlog, | EPSS Non-Pole Backlog | EPSS Non-Pole Backlog | EPSS,Expulsion Fuse Replacement,Ground Inspection,Non-Pole Backlog,Pole Backlog, | EPSS Expulsion Fuse Replacement Ground Inspection Non-Pole Backlog Pole Backlog | EPSS Expulsion Fuse Replacement Ground Inspection Non-Pole Backlog Pole Backlog | EPSS,Aerial Inspection,Ground Inspection, | EPSS Aerial Inspection Ground Inspection | EPSS Aerial Inspection Ground Inspection |  |  |  | , | FALSE
PINE GROVE 110235576 | EPSS | EPSS | EPSS | [13 empty] | Aerial Inspection | Aerial Inspection |  | Ground Inspection | Ground Inspection | Non-Pole Backlog | Non-Pole Backlog |  |  |  |  | Down Conductor Detection (DCD) | [9 empty] | Pole Backlog |  | EPSS,Non-Pole Backlog,Down Conductor Detection (DCD), | EPSS Non-Pole Backlog Down Conductor Detection (DCD) | EPSS Non-Pole Backlog Down Conductor Detection (DCD) | EPSS,Aerial Inspection,Ground Inspection,Non-Pole Backlog,Pole Backlog, | EPSS Aerial Inspection Ground Inspection Non-Pole Backlog Pole Backlog | EPSS Aerial Inspection Ground Inspection Non-Pole Backlog Pole Backlog | EPSS,Aerial Inspection,Ground Inspection, | EPSS Aerial Inspection Ground Inspection | EPSS Aerial Inspection Ground Inspection |  |  |  | , | FALSE
MARIPOSA 210110070 | EPSS | EPSS | EPSS |  |  | Undergrounding |  |  |  | Expulsion Fuse Replacement | [5 empty] | Aerial Inspection | Aerial Inspection | Aerial Inspection |  | Ground Inspection | Ground Inspection | Non-Pole Backlog | Non-Pole Backlog | Non-Pole Backlog | [13 empty] | Pole Backlog | Pole Backlog | EPSS,Expulsion Fuse Replacement,Aerial Inspection,Non-Pole Backlog, | EPSS Expulsion Fuse Replacement Aerial Inspection Non-Pole Backlog | EPSS Expulsion Fuse Replacement Aerial Inspection Non-Pole Backlog | EPSS,Aerial Inspection,Ground Inspection,Non-Pole Backlog,Pole Backlog, | EPSS Aerial Inspection Ground Inspection Non-Pole Backlog Pole Backlog | EPSS Aerial Inspection Ground Inspection Non-Pole Backlog Pole Backlog | EPSS,Undergrounding,Aerial Inspection,Ground Inspection,Non-Pole Backlog,Pole Backlog, | EPSS Undergrounding Aerial Inspection Ground Inspection Non-Pole Backlog Pole Backlog | EPSS Undergrounding Aerial Inspection Ground Inspection Non-Pole Backlog Pole Backlog |  |  |  | , | FALSE
LUCERNE 110638632 | EPSS | EPSS | EPSS | [13 empty] | Aerial Inspection | Aerial Inspection | Ground Inspection | Ground Inspection |  | Non-Pole Backlog | Non-Pole Backlog |  |  |  |  | Down Conductor Detection (DCD) | [9 empty] | Pole Backlog |  | EPSS,Ground Inspection,Non-Pole Backlog,Down Conductor Detection (DCD), | EPSS Ground Inspection Non-Pole Backlog Down Conductor Detection (DCD) | EPSS Ground Inspection Non-Pole Backlog Down Conductor Detection (DCD) | EPSS,Aerial Inspection,Ground Inspection,Non-Pole Backlog,Pole Backlog, | EPSS Aerial Inspection Ground Inspection Non-Pole Backlog Pole Backlog | EPSS Aerial Inspection Ground Inspection Non-Pole Backlog Pole Backlog | EPSS,Aerial Inspection, | EPSS Aerial Inspection | EPSS Aerial Inspection |  |  |  | , | FALSE
HIGGINS 1104324510 | EPSS | EPSS | EPSS | [7 empty] | Expulsion Fuse Replacement |  |  |  |  | Aerial Inspection |  | Aerial Inspection | Ground Inspection | Ground Inspection | Ground Inspection | Non-Pole Backlog | [6 empty] | Down Conductor Detection (DCD) | [7 empty] | Pole Backlog |  |  | EPSS,Aerial Inspection,Ground Inspection,Non-Pole Backlog,Pole Backlog, | EPSS Aerial Inspection Ground Inspection Non-Pole Backlog Pole Backlog | EPSS Aerial Inspection Ground Inspection Non-Pole Backlog Pole Backlog | EPSS,Expulsion Fuse Replacement,Ground Inspection,Down Conductor Detection (DCD), | EPSS Expulsion Fuse Replacement Ground Inspection Down Conductor Detection (DCD) | EPSS Expulsion Fuse Replacement Ground Inspection Down Conductor Detection (DCD) | EPSS,Aerial Inspection,Ground Inspection, | EPSS Aerial Inspection Ground Inspection | EPSS Aerial Inspection Ground Inspection |  |  |  | , | FALSE
CALISTOGA 1102769230 | EPSS | EPSS | EPSS | [6 empty] | Expulsion Fuse Replacement | [6 empty] | Aerial Inspection | Aerial Inspection | Ground Inspection | Ground Inspection | Ground Inspection | Non-Pole Backlog |  | Non-Pole Backlog | [12 empty] | Pole Backlog |  | Pole Backlog | EPSS,Expulsion Fuse Replacement,Ground Inspection,Non-Pole Backlog,Pole Backlog, | EPSS Expulsion Fuse Replacement Ground Inspection Non-Pole Backlog Pole Backlog | EPSS Expulsion Fuse Replacement Ground Inspection Non-Pole Backlog Pole Backlog | EPSS,Aerial Inspection,Ground Inspection, | EPSS Aerial Inspection Ground Inspection | EPSS Aerial Inspection Ground Inspection | EPSS,Aerial Inspection,Ground Inspection,Non-Pole Backlog,Pole Backlog, | EPSS Aerial Inspection Ground Inspection Non-Pole Backlog Pole Backlog | EPSS Aerial Inspection Ground Inspection Non-Pole Backlog Pole Backlog |  |  |  | , | FALSE
DIAMOND SPRINGS 1106930190 | EPSS | EPSS | EPSS | [6 empty] | Expulsion Fuse Replacement | Expulsion Fuse Replacement | Expulsion Fuse Replacement |  |  |  |  | Aerial Inspection | Aerial Inspection | Ground Inspection | Ground Inspection | Ground Inspection | Non-Pole Backlog |  | Non-Pole Backlog |  |  |  | Down Conductor Detection (DCD) | [8 empty] | Pole Backlog |  | Pole Backlog | EPSS,Expulsion Fuse Replacement,Ground Inspection,Non-Pole Backlog,Down Conductor Detection (DCD),Pole Backlog, | EPSS Expulsion Fuse Replacement Ground Inspection Non-Pole Backlog Down Conductor Detection (DCD) Pole Backlog | EPSS Expulsion Fuse Replacement Ground Inspection Non-Pole Backlog Down Conductor Detection (DCD) Pole Backlog | EPSS,Expulsion Fuse Replacement,Aerial Inspection,Ground Inspection, | EPSS Expulsion Fuse Replacement Aerial Inspection Ground Inspection | EPSS Expulsion Fuse Replacement Aerial Inspection Ground Inspection | EPSS,Expulsion Fuse Replacement,Aerial Inspection,Ground Inspection,Non-Pole Backlog,Pole Backlog, | EPSS Expulsion Fuse Replacement Aerial Inspection Ground Inspection Non-Pole Backlog Pole Backlog | EPSS Expulsion Fuse Replacement Aerial Inspection Ground Inspection Non-Pole Backlog Pole Backlog | Undergrounding |  | Overhead Hardening | Undergrounding,Overhead Hardening, | Undergrounding Overhead Hardening | Undergrounding Overhead Hardening
RACETRACK 1704CB | EPSS | EPSS | EPSS | [6 empty] | Expulsion Fuse Replacement |  |  | Surge Arrestor Replacement |  |  | Aerial Inspection | Aerial Inspection | Aerial Inspection | Ground Inspection | Ground Inspection | Ground Inspection | Non-Pole Backlog |  | Non-Pole Backlog | [12 empty] | Pole Backlog |  | Pole Backlog | EPSS,Expulsion Fuse Replacement,Surge Arrestor Replacement,Aerial Inspection,Ground Inspection,Non-Pole Backlog,Pole Backlog, | EPSS Expulsion Fuse Replacement Surge Arrestor Replacement Aerial Inspection Ground Inspection Non-Pole Backlog Pole Backlog | EPSS Expulsion Fuse Replacement Surge Arrestor Replacement Aerial Inspection Ground Inspection Non-Pole Backlog Pole Backlog | EPSS,Aerial Inspection,Ground Inspection, | EPSS Aerial Inspection Ground Inspection | EPSS Aerial Inspection Ground Inspection | EPSS,Aerial Inspection,Ground Inspection,Non-Pole Backlog,Pole Backlog, | EPSS Aerial Inspection Ground Inspection Non-Pole Backlog Pole Backlog | EPSS Aerial Inspection Ground Inspection Non-Pole Backlog Pole Backlog |  |  |  | , | FALSE
CLOVERDALE 1102429006 | EPSS | EPSS | EPSS | [6 empty] | Expulsion Fuse Replacement | [6 empty] | Aerial Inspection | Aerial Inspection | Ground Inspection | Ground Inspection | [7 empty] | Down Conductor Detection (DCD) | [11 empty] | EPSS,Expulsion Fuse Replacement,Ground Inspection,Down Conductor Detection (DCD), | EPSS Expulsion Fuse Replacement Ground Inspection Down Conductor Detection (DCD) | EPSS Expulsion Fuse Replacement Ground Inspection Down Conductor Detection (DCD) | EPSS,Aerial Inspection,Ground Inspection, | EPSS Aerial Inspection Ground Inspection | EPSS Aerial Inspection Ground Inspection | EPSS,Aerial Inspection, | EPSS Aerial Inspection | EPSS Aerial Inspection |  |  |  | , | FALSE
MOUNTAIN QUARRIES 210151584 | EPSS | EPSS | EPSS | [6 empty] | Expulsion Fuse Replacement | Expulsion Fuse Replacement | [5 empty] | Aerial Inspection | Aerial Inspection | Ground Inspection | Ground Inspection | Ground Inspection | Non-Pole Backlog | [5 empty] | Down Conductor Detection (DCD) | [8 empty] | Pole Backlog |  | Pole Backlog | EPSS,Expulsion Fuse Replacement,Ground Inspection,Non-Pole Backlog,Down Conductor Detection (DCD),Pole Backlog, | EPSS Expulsion Fuse Replacement Ground Inspection Non-Pole Backlog Down Conductor Detection (DCD) Pole Backlog | EPSS Expulsion Fuse Replacement Ground Inspection Non-Pole Backlog Down Conductor Detection (DCD) Pole Backlog | EPSS,Expulsion Fuse Replacement,Aerial Inspection,Ground Inspection, | EPSS Expulsion Fuse Replacement Aerial Inspection Ground Inspection | EPSS Expulsion Fuse Replacement Aerial Inspection Ground Inspection | EPSS,Aerial Inspection,Ground Inspection,Pole Backlog, | EPSS Aerial Inspection Ground Inspection Pole Backlog | EPSS Aerial Inspection Ground Inspection Pole Backlog |  |  |  | , | FALSE
PIT NO 5 11011618 | EPSS | EPSS | EPSS | [13 empty] | Aerial Inspection | Aerial Inspection | Ground Inspection | Ground Inspection | Ground Inspection | Non-Pole Backlog | Non-Pole Backlog |  |  |  |  | Down Conductor Detection (DCD) | [8 empty] | Pole Backlog |  |  | EPSS,Ground Inspection,Non-Pole Backlog,Down Conductor Detection (DCD),Pole Backlog, | EPSS Ground Inspection Non-Pole Backlog Down Conductor Detection (DCD) Pole Backlog | EPSS Ground Inspection Non-Pole Backlog Down Conductor Detection (DCD) Pole Backlog | EPSS,Aerial Inspection,Ground Inspection,Non-Pole Backlog, | EPSS Aerial Inspection Ground Inspection Non-Pole Backlog | EPSS Aerial Inspection Ground Inspection Non-Pole Backlog | EPSS,Aerial Inspection,Ground Inspection, | EPSS Aerial Inspection Ground Inspection | EPSS Aerial Inspection Ground Inspection |  |  |  | , | FALSE
PUEBLO 2102943820 | EPSS | EPSS | EPSS | [6 empty] | Expulsion Fuse Replacement | [7 empty] | Aerial Inspection |  | Ground Inspection | Ground Inspection | Non-Pole Backlog | [6 empty] | Down Conductor Detection (DCD) | [10 empty] | EPSS,Expulsion Fuse Replacement,Non-Pole Backlog, | EPSS Expulsion Fuse Replacement Non-Pole Backlog | EPSS Expulsion Fuse Replacement Non-Pole Backlog | EPSS,Ground Inspection,Down Conductor Detection (DCD), | EPSS Ground Inspection Down Conductor Detection (DCD) | EPSS Ground Inspection Down Conductor Detection (DCD) | EPSS,Aerial Inspection,Ground Inspection, | EPSS Aerial Inspection Ground Inspection | EPSS Aerial Inspection Ground Inspection |  |  |  | , | FALSE
MARIPOSA 21021960 | EPSS | EPSS | EPSS | [6 empty] | Expulsion Fuse Replacement | [5 empty] | Aerial Inspection | Aerial Inspection | Aerial Inspection |  | Ground Inspection | Ground Inspection | Non-Pole Backlog | Non-Pole Backlog | Non-Pole Backlog | [14 empty] | Pole Backlog | EPSS,Expulsion Fuse Replacement,Aerial Inspection,Non-Pole Backlog, | EPSS Expulsion Fuse Replacement Aerial Inspection Non-Pole Backlog | EPSS Expulsion Fuse Replacement Aerial Inspection Non-Pole Backlog | EPSS,Aerial Inspection,Ground Inspection,Non-Pole Backlog, | EPSS Aerial Inspection Ground Inspection Non-Pole Backlog | EPSS Aerial Inspection Ground Inspection Non-Pole Backlog | EPSS,Aerial Inspection,Ground Inspection,Non-Pole Backlog,Pole Backlog, | EPSS Aerial Inspection Ground Inspection Non-Pole Backlog Pole Backlog | EPSS Aerial Inspection Ground Inspection Non-Pole Backlog Pole Backlog |  |  |  | , | FALSE
SHADY GLEN 1101585766 | EPSS | EPSS | EPSS | [7 empty] | Expulsion Fuse Replacement | [5 empty] | Aerial Inspection | Aerial Inspection | Ground Inspection | Ground Inspection |  | Non-Pole Backlog | [6 empty] | Down Conductor Detection (DCD) |  | Line Sensors | [8 empty] | EPSS,Ground Inspection,Non-Pole Backlog,Line Sensors, | EPSS Ground Inspection Non-Pole Backlog Line Sensors | EPSS Ground Inspection Non-Pole Backlog Line Sensors | EPSS,Expulsion Fuse Replacement,Aerial Inspection,Ground Inspection,Down Conductor Detection (DCD), | EPSS Expulsion Fuse Replacement Aerial Inspection Ground Inspection Down Conductor Detection (DCD) | EPSS Expulsion Fuse Replacement Aerial Inspection Ground Inspection Down Conductor Detection (DCD) | EPSS,Aerial Inspection, | EPSS Aerial Inspection | EPSS Aerial Inspection |  |  |  | , | FALSE
CALPINE 1146400 | EPSS | EPSS | EPSS | [17 empty] | Ground Inspection | Non-Pole Backlog | [17 empty] | EPSS,Non-Pole Backlog, | EPSS Non-Pole Backlog | EPSS Non-Pole Backlog | EPSS, | EPSS | EPSS | EPSS,Ground Inspection, | EPSS Ground Inspection | EPSS Ground Inspection |  |  |  | , | FALSE
CAMP EVERS 210660120 | EPSS | EPSS | EPSS | [7 empty] | Expulsion Fuse Replacement | [6 empty] | Aerial Inspection |  | Ground Inspection | Ground Inspection | Non-Pole Backlog | Non-Pole Backlog | Non-Pole Backlog | [13 empty] | Pole Backlog | Pole Backlog | EPSS,Non-Pole Backlog, | EPSS Non-Pole Backlog | EPSS Non-Pole Backlog | EPSS,Expulsion Fuse Replacement,Ground Inspection,Non-Pole Backlog,Pole Backlog, | EPSS Expulsion Fuse Replacement Ground Inspection Non-Pole Backlog Pole Backlog | EPSS Expulsion Fuse Replacement Ground Inspection Non-Pole Backlog Pole Backlog | EPSS,Aerial Inspection,Ground Inspection,Non-Pole Backlog,Pole Backlog, | EPSS Aerial Inspection Ground Inspection Non-Pole Backlog Pole Backlog | EPSS Aerial Inspection Ground Inspection Non-Pole Backlog Pole Backlog |  |  |  | , | FALSE
GIRVAN 11021028 | EPSS | EPSS | EPSS | [6 empty] | Expulsion Fuse Replacement | Expulsion Fuse Replacement | Expulsion Fuse Replacement |  |  |  |  | Aerial Inspection | Aerial Inspection |  | Ground Inspection | Ground Inspection | Non-Pole Backlog | Non-Pole Backlog |  |  |  |  | Down Conductor Detection (DCD) | [8 empty] | Pole Backlog | Pole Backlog |  | EPSS,Expulsion Fuse Replacement,Non-Pole Backlog,Down Conductor Detection (DCD),Pole Backlog, | EPSS Expulsion Fuse Replacement Non-Pole Backlog Down Conductor Detection (DCD) Pole Backlog | EPSS Expulsion Fuse Replacement Non-Pole Backlog Down Conductor Detection (DCD) Pole Backlog | EPSS,Expulsion Fuse Replacement,Aerial Inspection,Ground Inspection,Non-Pole Backlog,Pole Backlog, | EPSS Expulsion Fuse Replacement Aerial Inspection Ground Inspection Non-Pole Backlog Pole Backlog | EPSS Expulsion Fuse Replacement Aerial Inspection Ground Inspection Non-Pole Backlog Pole Backlog | EPSS,Expulsion Fuse Replacement,Aerial Inspection,Ground Inspection, | EPSS Expulsion Fuse Replacement Aerial Inspection Ground Inspection | EPSS Expulsion Fuse Replacement Aerial Inspection Ground Inspection |  |  |  | , | FALSE
CAMP EVERS 210510294 | EPSS | EPSS | EPSS | [7 empty] | Expulsion Fuse Replacement | [6 empty] | Aerial Inspection |  | Ground Inspection | Ground Inspection | Non-Pole Backlog | Non-Pole Backlog | Non-Pole Backlog | [13 empty] | Pole Backlog | Pole Backlog | EPSS,Non-Pole Backlog, | EPSS Non-Pole Backlog | EPSS Non-Pole Backlog | EPSS,Expulsion Fuse Replacement,Ground Inspection,Non-Pole Backlog,Pole Backlog, | EPSS Expulsion Fuse Replacement Ground Inspection Non-Pole Backlog Pole Backlog | EPSS Expulsion Fuse Replacement Ground Inspection Non-Pole Backlog Pole Backlog | EPSS,Aerial Inspection,Ground Inspection,Non-Pole Backlog,Pole Backlog, | EPSS Aerial Inspection Ground Inspection Non-Pole Backlog Pole Backlog | EPSS Aerial Inspection Ground Inspection Non-Pole Backlog Pole Backlog |  | Line Removal |  | ,Line Removal, | Line Removal | Line Removal
SAN ARDO 1102896438 | EPSS | EPSS | EPSS | [9 empty] | Surge Arrestor Replacement |  |  | Aerial Inspection | Aerial Inspection | Aerial Inspection | Ground Inspection | Ground Inspection | Ground Inspection | Non-Pole Backlog | Non-Pole Backlog | Non-Pole Backlog |  |  |  |  | Down Conductor Detection (DCD) | [8 empty] | Pole Backlog | Pole Backlog | EPSS,Surge Arrestor Replacement,Aerial Inspection,Ground Inspection,Non-Pole Backlog, | EPSS Surge Arrestor Replacement Aerial Inspection Ground Inspection Non-Pole Backlog | EPSS Surge Arrestor Replacement Aerial Inspection Ground Inspection Non-Pole Backlog | EPSS,Aerial Inspection,Ground Inspection,Non-Pole Backlog,Down Conductor Detection (DCD),Pole Backlog, | EPSS Aerial Inspection Ground Inspection Non-Pole Backlog Down Conductor Detection (DCD) Pole Backlog | EPSS Aerial Inspection Ground Inspection Non-Pole Backlog Down Conductor Detection (DCD) Pole Backlog | EPSS,Aerial Inspection,Ground Inspection,Non-Pole Backlog,Pole Backlog, | EPSS Aerial Inspection Ground Inspection Non-Pole Backlog Pole Backlog | EPSS Aerial Inspection Ground Inspection Non-Pole Backlog Pole Backlog |  |  |  | , | FALSE
PINE GROVE 1102269286 | EPSS | EPSS | EPSS | [6 empty] | Expulsion Fuse Replacement | Expulsion Fuse Replacement | [5 empty] | Aerial Inspection | Aerial Inspection |  | Ground Inspection | Ground Inspection | Non-Pole Backlog | Non-Pole Backlog | Non-Pole Backlog |  |  |  | Down Conductor Detection (DCD) | [8 empty] | Pole Backlog | Pole Backlog | Pole Backlog | EPSS,Expulsion Fuse Replacement,Non-Pole Backlog,Down Conductor Detection (DCD),Pole Backlog, | EPSS Expulsion Fuse Replacement Non-Pole Backlog Down Conductor Detection (DCD) Pole Backlog | EPSS Expulsion Fuse Replacement Non-Pole Backlog Down Conductor Detection (DCD) Pole Backlog | EPSS,Expulsion Fuse Replacement,Aerial Inspection,Ground Inspection,Non-Pole Backlog,Pole Backlog, | EPSS Expulsion Fuse Replacement Aerial Inspection Ground Inspection Non-Pole Backlog Pole Backlog | EPSS Expulsion Fuse Replacement Aerial Inspection Ground Inspection Non-Pole Backlog Pole Backlog | EPSS,Aerial Inspection,Ground Inspection,Non-Pole Backlog,Pole Backlog, | EPSS Aerial Inspection Ground Inspection Non-Pole Backlog Pole Backlog | EPSS Aerial Inspection Ground Inspection Non-Pole Backlog Pole Backlog |  |  |  | , | FALSE
PIT NO 7 1101CB | EPSS | EPSS | EPSS | [14 empty] | Aerial Inspection | Ground Inspection | Ground Inspection |  | Non-Pole Backlog | [8 empty] | Line Sensors |  |  |  | Line Removal |  |  |  |  | EPSS,Ground Inspection,Non-Pole Backlog,Line Sensors, | EPSS Ground Inspection Non-Pole Backlog Line Sensors | EPSS Ground Inspection Non-Pole Backlog Line Sensors | EPSS,Ground Inspection,Line Removal, | EPSS Ground Inspection Line Removal | EPSS Ground Inspection Line Removal | EPSS,Aerial Inspection, | EPSS Aerial Inspection | EPSS Aerial Inspection |  |  |  | , | FALSE
BEAR VALLEY 2105454432 | EPSS | EPSS | EPSS | [6 empty] | Expulsion Fuse Replacement | Expulsion Fuse Replacement | [5 empty] | Aerial Inspection | Aerial Inspection | Ground Inspection | Ground Inspection | Ground Inspection | Non-Pole Backlog | [5 empty] | Down Conductor Detection (DCD) | [5 empty] | Line Removal | [5 empty] | EPSS,Expulsion Fuse Replacement,Ground Inspection,Non-Pole Backlog,Down Conductor Detection (DCD),Line Removal, | EPSS Expulsion Fuse Replacement Ground Inspection Non-Pole Backlog Down Conductor Detection (DCD) Line Removal | EPSS Expulsion Fuse Replacement Ground Inspection Non-Pole Backlog Down Conductor Detection (DCD) Line Removal | EPSS,Expulsion Fuse Replacement,Aerial Inspection,Ground Inspection, | EPSS Expulsion Fuse Replacement Aerial Inspection Ground Inspection | EPSS Expulsion Fuse Replacement Aerial Inspection Ground Inspection | EPSS,Aerial Inspection,Ground Inspection, | EPSS Aerial Inspection Ground Inspection | EPSS Aerial Inspection Ground Inspection |  |  |  | , | FALSE
TEMPLETON 2111A66 | EPSS | EPSS | EPSS | [6 empty] | Expulsion Fuse Replacement | Expulsion Fuse Replacement | Expulsion Fuse Replacement |  |  |  |  | Aerial Inspection | Aerial Inspection |  | Ground Inspection | Ground Inspection | Non-Pole Backlog | Non-Pole Backlog | Non-Pole Backlog | [12 empty] | Pole Backlog |  | Pole Backlog | EPSS,Expulsion Fuse Replacement,Non-Pole Backlog,Pole Backlog, | EPSS Expulsion Fuse Replacement Non-Pole Backlog Pole Backlog | EPSS Expulsion Fuse Replacement Non-Pole Backlog Pole Backlog | EPSS,Expulsion Fuse Replacement,Aerial Inspection,Ground Inspection,Non-Pole Backlog, | EPSS Expulsion Fuse Replacement Aerial Inspection Ground Inspection Non-Pole Backlog | EPSS Expulsion Fuse Replacement Aerial Inspection Ground Inspection Non-Pole Backlog | EPSS,Expulsion Fuse Replacement,Aerial Inspection,Ground Inspection,Non-Pole Backlog,Pole Backlog, | EPSS Expulsion Fuse Replacement Aerial Inspection Ground Inspection Non-Pole Backlog Pole Backlog | EPSS Expulsion Fuse Replacement Aerial Inspection Ground Inspection Non-Pole Backlog Pole Backlog |  |  |  | , | FALSE
TASSAJARA 2112676362 | EPSS | EPSS | EPSS | [14 empty] | Aerial Inspection |  | Ground Inspection | Ground Inspection | Non-Pole Backlog | [17 empty] | EPSS,Non-Pole Backlog, | EPSS Non-Pole Backlog | EPSS Non-Pole Backlog | EPSS,Ground Inspection, | EPSS Ground Inspection | EPSS Ground Inspection | EPSS,Aerial Inspection,Ground Inspection, | EPSS Aerial Inspection Ground Inspection | EPSS Aerial Inspection Ground Inspection |  |  |  | , | FALSE
UKIAH 1114408 | EPSS | EPSS | EPSS | [6 empty] | Expulsion Fuse Replacement | [6 empty] | Aerial Inspection | Aerial Inspection | Ground Inspection | Ground Inspection |  | Non-Pole Backlog |  | Non-Pole Backlog |  |  | Tree Removal | Down Conductor Detection (DCD) | [8 empty] | Pole Backlog |  |  | EPSS,Expulsion Fuse Replacement,Ground Inspection,Non-Pole Backlog,Down Conductor Detection (DCD),Pole Backlog, | EPSS Expulsion Fuse Replacement Ground Inspection Non-Pole Backlog Down Conductor Detection (DCD) Pole Backlog | EPSS Expulsion Fuse Replacement Ground Inspection Non-Pole Backlog Down Conductor Detection (DCD) Pole Backlog | EPSS,Aerial Inspection,Ground Inspection, | EPSS Aerial Inspection Ground Inspection | EPSS Aerial Inspection Ground Inspection | EPSS,Aerial Inspection,Non-Pole Backlog,Tree Removal, | EPSS Aerial Inspection Non-Pole Backlog Tree Removal | EPSS Aerial Inspection Non-Pole Backlog Tree Removal |  |  |  | , | FALSE
UKIAH 1111807988 | EPSS | EPSS | EPSS | [13 empty] | Aerial Inspection | Aerial Inspection | Ground Inspection |  |  | Non-Pole Backlog | [17 empty] | EPSS,Ground Inspection,Non-Pole Backlog, | EPSS Ground Inspection Non-Pole Backlog | EPSS Ground Inspection Non-Pole Backlog | EPSS,Aerial Inspection, | EPSS Aerial Inspection | EPSS Aerial Inspection | EPSS,Aerial Inspection, | EPSS Aerial Inspection | EPSS Aerial Inspection |  |  |  | , | FALSE
IGNACIO 1105775176 | EPSS | EPSS | EPSS | [7 empty] | Expulsion Fuse Replacement | [9 empty] | Ground Inspection | Non-Pole Backlog | [6 empty] | Down Conductor Detection (DCD) | [10 empty] | EPSS,Non-Pole Backlog, | EPSS Non-Pole Backlog | EPSS Non-Pole Backlog | EPSS,Expulsion Fuse Replacement,Down Conductor Detection (DCD), | EPSS Expulsion Fuse Replacement Down Conductor Detection (DCD) | EPSS Expulsion Fuse Replacement Down Conductor Detection (DCD) | EPSS,Ground Inspection, | EPSS Ground Inspection | EPSS Ground Inspection |  |  |  | , | FALSE
SILVERADO 2105131568 | EPSS | EPSS | EPSS | [7 empty] | Expulsion Fuse Replacement | [5 empty] | Aerial Inspection |  |  |  | Ground Inspection | Non-Pole Backlog | [17 empty] | EPSS,Non-Pole Backlog, | EPSS Non-Pole Backlog | EPSS Non-Pole Backlog | EPSS,Expulsion Fuse Replacement,Aerial Inspection, | EPSS Expulsion Fuse Replacement Aerial Inspection | EPSS Expulsion Fuse Replacement Aerial Inspection | EPSS,Ground Inspection, | EPSS Ground Inspection | EPSS Ground Inspection |  |  |  | , | FALSE
CURTIS 170384944 | EPSS | EPSS | EPSS | [6 empty] | Expulsion Fuse Replacement | [5 empty] | Aerial Inspection | Aerial Inspection | Aerial Inspection | Ground Inspection | Ground Inspection | Ground Inspection | Non-Pole Backlog |  | Non-Pole Backlog |  |  |  | Down Conductor Detection (DCD) | [8 empty] | Pole Backlog |  |  | EPSS,Expulsion Fuse Replacement,Aerial Inspection,Ground Inspection,Non-Pole Backlog,Down Conductor Detection (DCD),Pole Backlog, | EPSS Expulsion Fuse Replacement Aerial Inspection Ground Inspection Non-Pole Backlog Down Conductor Detection (DCD) Pole Backlog | EPSS Expulsion Fuse Replacement Aerial Inspection Ground Inspection Non-Pole Backlog Down Conductor Detection (DCD) Pole Backlog | EPSS,Aerial Inspection,Ground Inspection, | EPSS Aerial Inspection Ground Inspection | EPSS Aerial Inspection Ground Inspection | EPSS,Aerial Inspection,Ground Inspection,Non-Pole Backlog, | EPSS Aerial Inspection Ground Inspection Non-Pole Backlog | EPSS Aerial Inspection Ground Inspection Non-Pole Backlog |  |  |  | , | FALSE
PINE GROVE 11021222 | EPSS | EPSS | EPSS | Undergrounding |  |  | Overhead Hardening |  |  |  | Expulsion Fuse Replacement | Expulsion Fuse Replacement |  |  |  | Aerial Inspection | Aerial Inspection | Aerial Inspection |  | Ground Inspection | Ground Inspection | Non-Pole Backlog | Non-Pole Backlog | Non-Pole Backlog |  |  |  | Down Conductor Detection (DCD) | [9 empty] | Pole Backlog | Pole Backlog | EPSS,Undergrounding,Overhead Hardening,Aerial Inspection,Non-Pole Backlog,Down Conductor Detection (DCD), | EPSS Undergrounding Overhead Hardening Aerial Inspection Non-Pole Backlog Down Conductor Detection (DCD) | EPSS Undergrounding Overhead Hardening Aerial Inspection Non-Pole Backlog Down Conductor Detection (DCD) | EPSS,Expulsion Fuse Replacement,Aerial Inspection,Ground Inspection,Non-Pole Backlog,Pole Backlog, | EPSS Expulsion Fuse Replacement Aerial Inspection Ground Inspection Non-Pole Backlog Pole Backlog | EPSS Expulsion Fuse Replacement Aerial Inspection Ground Inspection Non-Pole Backlog Pole Backlog | EPSS,Expulsion Fuse Replacement,Aerial Inspection,Ground Inspection,Non-Pole Backlog,Pole Backlog, | EPSS Expulsion Fuse Replacement Aerial Inspection Ground Inspection Non-Pole Backlog Pole Backlog | EPSS Expulsion Fuse Replacement Aerial Inspection Ground Inspection Non-Pole Backlog Pole Backlog | Undergrounding |  | Overhead Hardening | Undergrounding,Overhead Hardening, | Undergrounding Overhead Hardening | Undergrounding Overhead Hardening
SISQUOC 110245261 | EPSS | EPSS | EPSS | [13 empty] | Aerial Inspection |  | Ground Inspection |  | Ground Inspection | [6 empty] | Down Conductor Detection (DCD) | [11 empty] | EPSS,Ground Inspection,Down Conductor Detection (DCD), | EPSS Ground Inspection Down Conductor Detection (DCD) | EPSS Ground Inspection Down Conductor Detection (DCD) | EPSS,Aerial Inspection, | EPSS Aerial Inspection | EPSS Aerial Inspection | EPSS,Ground Inspection, | EPSS Ground Inspection | EPSS Ground Inspection |  |  |  | , | FALSE
HIGGINS 11032194 | EPSS | EPSS | EPSS | [13 empty] | Aerial Inspection |  | Ground Inspection |  |  | Non-Pole Backlog | Non-Pole Backlog | Non-Pole Backlog |  |  |  |  | Down Conductor Detection (DCD) | [10 empty] | EPSS,Ground Inspection,Non-Pole Backlog, | EPSS Ground Inspection Non-Pole Backlog | EPSS Ground Inspection Non-Pole Backlog | EPSS,Aerial Inspection,Non-Pole Backlog,Down Conductor Detection (DCD), | EPSS Aerial Inspection Non-Pole Backlog Down Conductor Detection (DCD) | EPSS Aerial Inspection Non-Pole Backlog Down Conductor Detection (DCD) | EPSS,Non-Pole Backlog, | EPSS Non-Pole Backlog | EPSS Non-Pole Backlog |  |  |  | , | FALSE
POTTER VALLEY P H 110576498 | EPSS | EPSS | EPSS | [13 empty] | Aerial Inspection | Aerial Inspection | Ground Inspection | Ground Inspection | [7 empty] | Down Conductor Detection (DCD) | [11 empty] | EPSS,Ground Inspection,Down Conductor Detection (DCD), | EPSS Ground Inspection Down Conductor Detection (DCD) | EPSS Ground Inspection Down Conductor Detection (DCD) | EPSS,Aerial Inspection,Ground Inspection, | EPSS Aerial Inspection Ground Inspection | EPSS Aerial Inspection Ground Inspection | EPSS,Aerial Inspection, | EPSS Aerial Inspection | EPSS Aerial Inspection |  |  |  | , | FALSE
SHINGLE SPRINGS 2108449638 | EPSS | EPSS | EPSS | [17 empty] | Ground Inspection | [18 empty] | EPSS, | EPSS | EPSS | EPSS, | EPSS | EPSS | EPSS,Ground Inspection, | EPSS Ground Inspection | EPSS Ground Inspection |  |  |  | , | FALSE
ALLEGHANY 1101183068 | EPSS | EPSS | EPSS | [8 empty] | Expulsion Fuse Replacement |  |  |  |  | Aerial Inspection |  | Ground Inspection | [8 empty] | Down Conductor Detection (DCD) | [11 empty] | EPSS,Ground Inspection,Down Conductor Detection (DCD), | EPSS Ground Inspection Down Conductor Detection (DCD) | EPSS Ground Inspection Down Conductor Detection (DCD) | EPSS,Aerial Inspection, | EPSS Aerial Inspection | EPSS Aerial Inspection | EPSS,Expulsion Fuse Replacement, | EPSS Expulsion Fuse Replacement | EPSS Expulsion Fuse Replacement |  |  |  | , | FALSE
FROGTOWN 1702592404 | EPSS | EPSS | EPSS | [14 empty] | Aerial Inspection |  | Ground Inspection | [7 empty] | Down Conductor Detection (DCD) | [11 empty] | EPSS,Down Conductor Detection (DCD), | EPSS Down Conductor Detection (DCD) | EPSS Down Conductor Detection (DCD) | EPSS,Ground Inspection, | EPSS Ground Inspection | EPSS Ground Inspection | EPSS,Aerial Inspection, | EPSS Aerial Inspection | EPSS Aerial Inspection |  |  |  | , | FALSE
MARIPOSA 2101309438 | EPSS | EPSS | EPSS | [5 empty] | Overhead Hardening | Expulsion Fuse Replacement | [5 empty] | Aerial Inspection | Aerial Inspection | Aerial Inspection | Ground Inspection | Ground Inspection | Ground Inspection | Non-Pole Backlog | Non-Pole Backlog | [10 empty] | Line Removal |  | Line Removal |  |  |  | EPSS,Expulsion Fuse Replacement,Aerial Inspection,Ground Inspection,Non-Pole Backlog,Line Removal, | EPSS Expulsion Fuse Replacement Aerial Inspection Ground Inspection Non-Pole Backlog Line Removal | EPSS Expulsion Fuse Replacement Aerial Inspection Ground Inspection Non-Pole Backlog Line Removal | EPSS,Aerial Inspection,Ground Inspection,Non-Pole Backlog, | EPSS Aerial Inspection Ground Inspection Non-Pole Backlog | EPSS Aerial Inspection Ground Inspection Non-Pole Backlog | EPSS,Overhead Hardening,Aerial Inspection,Ground Inspection,Line Removal, | EPSS Overhead Hardening Aerial Inspection Ground Inspection Line Removal | EPSS Overhead Hardening Aerial Inspection Ground Inspection Line Removal |  | Line Removal |  | ,Line Removal, | Line Removal | Line Removal
CALAVERAS CEMENT 1101CB | EPSS | EPSS | EPSS | [6 empty] | Expulsion Fuse Replacement | [6 empty] | Aerial Inspection | Aerial Inspection | Ground Inspection | Ground Inspection |  | Non-Pole Backlog | Non-Pole Backlog | [13 empty] | Pole Backlog | Pole Backlog |  | EPSS,Expulsion Fuse Replacement,Ground Inspection,Non-Pole Backlog,Pole Backlog, | EPSS Expulsion Fuse Replacement Ground Inspection Non-Pole Backlog Pole Backlog | EPSS Expulsion Fuse Replacement Ground Inspection Non-Pole Backlog Pole Backlog | EPSS,Aerial Inspection,Ground Inspection,Non-Pole Backlog,Pole Backlog, | EPSS Aerial Inspection Ground Inspection Non-Pole Backlog Pole Backlog | EPSS Aerial Inspection Ground Inspection Non-Pole Backlog Pole Backlog | EPSS,Aerial Inspection, | EPSS Aerial Inspection | EPSS Aerial Inspection |  |  |  | , | FALSE
SARATOGA 1107LC12 | EPSS | EPSS | EPSS | [36 empty] | EPSS, | EPSS | EPSS | EPSS, | EPSS | EPSS | EPSS, | EPSS | EPSS |  | Line Removal |  | ,Line Removal, | Line Removal | Line Removal
CHOLAME 21025597 | EPSS | EPSS | EPSS | [12 empty] | Aerial Inspection |  | Aerial Inspection |  | Ground Inspection | Ground Inspection |  |  | Non-Pole Backlog |  |  |  |  | Down Conductor Detection (DCD) | [9 empty] | Pole Backlog | EPSS,Aerial Inspection, | EPSS Aerial Inspection | EPSS Aerial Inspection | EPSS,Ground Inspection,Down Conductor Detection (DCD), | EPSS Ground Inspection Down Conductor Detection (DCD) | EPSS Ground Inspection Down Conductor Detection (DCD) | EPSS,Aerial Inspection,Ground Inspection,Non-Pole Backlog,Pole Backlog, | EPSS Aerial Inspection Ground Inspection Non-Pole Backlog Pole Backlog | EPSS Aerial Inspection Ground Inspection Non-Pole Backlog Pole Backlog |  |  |  | , | FALSE
AUBERRY 1101R2578 | EPSS | EPSS | EPSS | Undergrounding |  |  | Overhead Hardening | Overhead Hardening |  | Expulsion Fuse Replacement |  |  | Surge Arrestor Replacement | Surge Arrestor Replacement |  |  | Aerial Inspection | Aerial Inspection | Ground Inspection |  | Ground Inspection | Non-Pole Backlog | [8 empty] | Line Sensors |  |  | Line Removal |  |  |  |  | Pole Backlog | EPSS,Undergrounding,Overhead Hardening,Expulsion Fuse Replacement,Surge Arrestor Replacement,Ground Inspection,Non-Pole Backlog,Line Sensors,Line Removal, | EPSS Undergrounding Overhead Hardening Expulsion Fuse Replacement Surge Arrestor Replacement Ground Inspection Non-Pole Backlog Line Sensors Line Removal | EPSS Undergrounding Overhead Hardening Expulsion Fuse Replacement Surge Arrestor Replacement Ground Inspection Non-Pole Backlog Line Sensors Line Removal | EPSS,Overhead Hardening,Surge Arrestor Replacement,Aerial Inspection, | EPSS Overhead Hardening Surge Arrestor Replacement Aerial Inspection | EPSS Overhead Hardening Surge Arrestor Replacement Aerial Inspection | EPSS,Aerial Inspection,Ground Inspection,Pole Backlog, | EPSS Aerial Inspection Ground Inspection Pole Backlog | EPSS Aerial Inspection Ground Inspection Pole Backlog |  |  | Overhead Hardening | ,Overhead Hardening, | Overhead Hardening | Overhead Hardening
OAKHURST 110310190 | EPSS | EPSS | EPSS | [7 empty] | Expulsion Fuse Replacement | [8 empty] | Ground Inspection | Ground Inspection | Non-Pole Backlog | Non-Pole Backlog |  |  |  |  | Down Conductor Detection (DCD) |  |  | Line Sensors | [6 empty] | Pole Backlog | Pole Backlog | EPSS,Non-Pole Backlog,Down Conductor Detection (DCD),Line Sensors, | EPSS Non-Pole Backlog Down Conductor Detection (DCD) Line Sensors | EPSS Non-Pole Backlog Down Conductor Detection (DCD) Line Sensors | EPSS,Expulsion Fuse Replacement,Ground Inspection,Non-Pole Backlog,Pole Backlog, | EPSS Expulsion Fuse Replacement Ground Inspection Non-Pole Backlog Pole Backlog | EPSS Expulsion Fuse Replacement Ground Inspection Non-Pole Backlog Pole Backlog | EPSS,Ground Inspection,Pole Backlog, | EPSS Ground Inspection Pole Backlog | EPSS Ground Inspection Pole Backlog |  |  |  | , | FALSE
KIRKER 2104442850 | EPSS | EPSS | EPSS | Undergrounding |  |  | Overhead Hardening |  |  | Expulsion Fuse Replacement |  |  |  | Surge Arrestor Replacement |  |  | Aerial Inspection | Aerial Inspection | Ground Inspection | Ground Inspection | Ground Inspection | Non-Pole Backlog | Non-Pole Backlog | [7 empty] | Line Sensors |  |  | Line Removal |  |  | Pole Backlog | Pole Backlog |  | EPSS,Undergrounding,Overhead Hardening,Expulsion Fuse Replacement,Ground Inspection,Non-Pole Backlog,Line Sensors,Line Removal,Pole Backlog, | EPSS Undergrounding Overhead Hardening Expulsion Fuse Replacement Ground Inspection Non-Pole Backlog Line Sensors Line Removal Pole Backlog | EPSS Undergrounding Overhead Hardening Expulsion Fuse Replacement Ground Inspection Non-Pole Backlog Line Sensors Line Removal Pole Backlog | EPSS,Surge Arrestor Replacement,Aerial Inspection,Ground Inspection,Non-Pole Backlog,Pole Backlog, | EPSS Surge Arrestor Replacement Aerial Inspection Ground Inspection Non-Pole Backlog Pole Backlog | EPSS Surge Arrestor Replacement Aerial Inspection Ground Inspection Non-Pole Backlog Pole Backlog | EPSS,Aerial Inspection,Ground Inspection, | EPSS Aerial Inspection Ground Inspection | EPSS Aerial Inspection Ground Inspection | Undergrounding |  | Overhead Hardening | Undergrounding,Overhead Hardening, | Undergrounding Overhead Hardening | Undergrounding Overhead Hardening
IGNACIO 11051943 | EPSS | EPSS | EPSS | [13 empty] | Aerial Inspection |  | Ground Inspection |  | Ground Inspection | Non-Pole Backlog |  | Non-Pole Backlog |  |  |  |  | Down Conductor Detection (DCD) | [9 empty] | Pole Backlog | EPSS,Ground Inspection,Non-Pole Backlog, | EPSS Ground Inspection Non-Pole Backlog | EPSS Ground Inspection Non-Pole Backlog | EPSS,Aerial Inspection,Down Conductor Detection (DCD), | EPSS Aerial Inspection Down Conductor Detection (DCD) | EPSS Aerial Inspection Down Conductor Detection (DCD) | EPSS,Ground Inspection,Non-Pole Backlog,Pole Backlog, | EPSS Ground Inspection Non-Pole Backlog Pole Backlog | EPSS Ground Inspection Non-Pole Backlog Pole Backlog |  |  |  | , | FALSE
POTTER VALLEY P H 11051904 | EPSS | EPSS | EPSS | Undergrounding |  |  | Overhead Hardening | Overhead Hardening | Overhead Hardening | Expulsion Fuse Replacement |  |  | Surge Arrestor Replacement | Surge Arrestor Replacement |  | Aerial Inspection | Aerial Inspection | Aerial Inspection | Ground Inspection | Ground Inspection | Ground Inspection | Non-Pole Backlog |  | Non-Pole Backlog |  |  |  | Down Conductor Detection (DCD) | [6 empty] | Line Removal |  |  | Pole Backlog | Pole Backlog | EPSS,Undergrounding,Overhead Hardening,Expulsion Fuse Replacement,Surge Arrestor Replacement,Aerial Inspection,Ground Inspection,Non-Pole Backlog,Down Conductor Detection (DCD), | EPSS Undergrounding Overhead Hardening Expulsion Fuse Replacement Surge Arrestor Replacement Aerial Inspection Ground Inspection Non-Pole Backlog Down Conductor Detection (DCD) | EPSS Undergrounding Overhead Hardening Expulsion Fuse Replacement Surge Arrestor Replacement Aerial Inspection Ground Inspection Non-Pole Backlog Down Conductor Detection (DCD) | EPSS,Overhead Hardening,Surge Arrestor Replacement,Aerial Inspection,Ground Inspection,Line Removal,Pole Backlog, | EPSS Overhead Hardening Surge Arrestor Replacement Aerial Inspection Ground Inspection Line Removal Pole Backlog | EPSS Overhead Hardening Surge Arrestor Replacement Aerial Inspection Ground Inspection Line Removal Pole Backlog | EPSS,Overhead Hardening,Aerial Inspection,Ground Inspection,Non-Pole Backlog,Pole Backlog, | EPSS Overhead Hardening Aerial Inspection Ground Inspection Non-Pole Backlog Pole Backlog | EPSS Overhead Hardening Aerial Inspection Ground Inspection Non-Pole Backlog Pole Backlog |  |  |  | , | FALSE
OAKHURST 1103719490 | EPSS | EPSS | EPSS | [14 empty] | Aerial Inspection |  | Ground Inspection | Ground Inspection | Non-Pole Backlog | Non-Pole Backlog | Non-Pole Backlog |  |  |  | Down Conductor Detection (DCD) |  |  | Line Sensors | [5 empty] | Pole Backlog | Pole Backlog | Pole Backlog | EPSS,Non-Pole Backlog,Down Conductor Detection (DCD),Line Sensors,Pole Backlog, | EPSS Non-Pole Backlog Down Conductor Detection (DCD) Line Sensors Pole Backlog | EPSS Non-Pole Backlog Down Conductor Detection (DCD) Line Sensors Pole Backlog | EPSS,Ground Inspection,Non-Pole Backlog,Pole Backlog, | EPSS Ground Inspection Non-Pole Backlog Pole Backlog | EPSS Ground Inspection Non-Pole Backlog Pole Backlog | EPSS,Aerial Inspection,Ground Inspection,Non-Pole Backlog,Pole Backlog, | EPSS Aerial Inspection Ground Inspection Non-Pole Backlog Pole Backlog | EPSS Aerial Inspection Ground Inspection Non-Pole Backlog Pole Backlog |  |  |  | , | FALSE
BIG MEADOWS 21012248 | EPSS | EPSS | EPSS | Undergrounding |  |  | Overhead Hardening | [10 empty] | Aerial Inspection |  | Ground Inspection | Ground Inspection | [6 empty] | Down Conductor Detection (DCD) |  |  | Line Sensors |  |  | Line Removal | [5 empty] | EPSS,Undergrounding,Overhead Hardening,Down Conductor Detection (DCD),Line Sensors,Line Removal, | EPSS Undergrounding Overhead Hardening Down Conductor Detection (DCD) Line Sensors Line Removal | EPSS Undergrounding Overhead Hardening Down Conductor Detection (DCD) Line Sensors Line Removal | EPSS,Ground Inspection, | EPSS Ground Inspection | EPSS Ground Inspection | EPSS,Aerial Inspection,Ground Inspection, | EPSS Aerial Inspection Ground Inspection | EPSS Aerial Inspection Ground Inspection |  |  | Overhead Hardening | ,Overhead Hardening, | Overhead Hardening | Overhead Hardening
PINE GROVE 110283098 | EPSS | EPSS | EPSS | [13 empty] | Aerial Inspection | Aerial Inspection |  | Ground Inspection | Ground Inspection | Non-Pole Backlog |  | Non-Pole Backlog |  |  |  | Down Conductor Detection (DCD) | [8 empty] | Pole Backlog |  | Pole Backlog | EPSS,Non-Pole Backlog,Down Conductor Detection (DCD),Pole Backlog, | EPSS Non-Pole Backlog Down Conductor Detection (DCD) Pole Backlog | EPSS Non-Pole Backlog Down Conductor Detection (DCD) Pole Backlog | EPSS,Aerial Inspection,Ground Inspection, | EPSS Aerial Inspection Ground Inspection | EPSS Aerial Inspection Ground Inspection | EPSS,Aerial Inspection,Ground Inspection,Non-Pole Backlog,Pole Backlog, | EPSS Aerial Inspection Ground Inspection Non-Pole Backlog Pole Backlog | EPSS Aerial Inspection Ground Inspection Non-Pole Backlog Pole Backlog |  |  |  | , | FALSE
SILVERADO 2103507513 | EPSS | EPSS | EPSS | [7 empty] | Expulsion Fuse Replacement | Expulsion Fuse Replacement |  |  |  |  | Aerial Inspection |  | Ground Inspection |  | Ground Inspection | Non-Pole Backlog | [8 empty] | Line Sensors | [8 empty] | EPSS,Ground Inspection,Non-Pole Backlog,Line Sensors, | EPSS Ground Inspection Non-Pole Backlog Line Sensors | EPSS Ground Inspection Non-Pole Backlog Line Sensors | EPSS,Expulsion Fuse Replacement,Aerial Inspection, | EPSS Expulsion Fuse Replacement Aerial Inspection | EPSS Expulsion Fuse Replacement Aerial Inspection | EPSS,Expulsion Fuse Replacement,Ground Inspection, | EPSS Expulsion Fuse Replacement Ground Inspection | EPSS Expulsion Fuse Replacement Ground Inspection |  |  |  | , | FALSE
MORGAN HILL 2111919856 | EPSS | EPSS | EPSS | [6 empty] | Expulsion Fuse Replacement | [6 empty] | Aerial Inspection | Aerial Inspection | Ground Inspection | Ground Inspection | Ground Inspection | Non-Pole Backlog |  | Non-Pole Backlog | [14 empty] | Pole Backlog | EPSS,Expulsion Fuse Replacement,Ground Inspection,Non-Pole Backlog, | EPSS Expulsion Fuse Replacement Ground Inspection Non-Pole Backlog | EPSS Expulsion Fuse Replacement Ground Inspection Non-Pole Backlog | EPSS,Aerial Inspection,Ground Inspection, | EPSS Aerial Inspection Ground Inspection | EPSS Aerial Inspection Ground Inspection | EPSS,Aerial Inspection,Ground Inspection,Non-Pole Backlog,Pole Backlog, | EPSS Aerial Inspection Ground Inspection Non-Pole Backlog Pole Backlog | EPSS Aerial Inspection Ground Inspection Non-Pole Backlog Pole Backlog |  |  |  | , | FALSE
FROGTOWN 17027134 | EPSS | EPSS | EPSS | [6 empty] | Expulsion Fuse Replacement | [5 empty] | Aerial Inspection | Aerial Inspection | Aerial Inspection | Ground Inspection | Ground Inspection | Ground Inspection | Non-Pole Backlog | Non-Pole Backlog |  |  |  |  | Down Conductor Detection (DCD) | [9 empty] | Pole Backlog |  | EPSS,Expulsion Fuse Replacement,Aerial Inspection,Ground Inspection,Non-Pole Backlog,Down Conductor Detection (DCD), | EPSS Expulsion Fuse Replacement Aerial Inspection Ground Inspection Non-Pole Backlog Down Conductor Detection (DCD) | EPSS Expulsion Fuse Replacement Aerial Inspection Ground Inspection Non-Pole Backlog Down Conductor Detection (DCD) | EPSS,Aerial Inspection,Ground Inspection,Non-Pole Backlog,Pole Backlog, | EPSS Aerial Inspection Ground Inspection Non-Pole Backlog Pole Backlog | EPSS Aerial Inspection Ground Inspection Non-Pole Backlog Pole Backlog | EPSS,Aerial Inspection,Ground Inspection, | EPSS Aerial Inspection Ground Inspection | EPSS Aerial Inspection Ground Inspection |  |  |  | , | FALSE
AUBERRY 1101R2838 | EPSS | EPSS | EPSS | [6 empty] | Expulsion Fuse Replacement | [6 empty] | Aerial Inspection | Aerial Inspection | Ground Inspection |  | Ground Inspection | Non-Pole Backlog | Non-Pole Backlog | Non-Pole Backlog |  |  |  | Down Conductor Detection (DCD) |  |  | Line Sensors | [7 empty] | Pole Backlog | EPSS,Expulsion Fuse Replacement,Ground Inspection,Non-Pole Backlog,Down Conductor Detection (DCD),Line Sensors, | EPSS Expulsion Fuse Replacement Ground Inspection Non-Pole Backlog Down Conductor Detection (DCD) Line Sensors | EPSS Expulsion Fuse Replacement Ground Inspection Non-Pole Backlog Down Conductor Detection (DCD) Line Sensors | EPSS,Aerial Inspection,Non-Pole Backlog, | EPSS Aerial Inspection Non-Pole Backlog | EPSS Aerial Inspection Non-Pole Backlog | EPSS,Aerial Inspection,Ground Inspection,Non-Pole Backlog,Pole Backlog, | EPSS Aerial Inspection Ground Inspection Non-Pole Backlog Pole Backlog | EPSS Aerial Inspection Ground Inspection Non-Pole Backlog Pole Backlog |  |  |  | , | FALSE
DOBBINS 110191464 | EPSS | EPSS | EPSS | [6 empty] | Expulsion Fuse Replacement | [5 empty] | Aerial Inspection | Aerial Inspection | Aerial Inspection | Ground Inspection | Ground Inspection | Ground Inspection | Non-Pole Backlog | [6 empty] | Down Conductor Detection (DCD) | [7 empty] | Pole Backlog |  |  | EPSS,Expulsion Fuse Replacement,Aerial Inspection,Ground Inspection,Non-Pole Backlog,Pole Backlog, | EPSS Expulsion Fuse Replacement Aerial Inspection Ground Inspection Non-Pole Backlog Pole Backlog | EPSS Expulsion Fuse Replacement Aerial Inspection Ground Inspection Non-Pole Backlog Pole Backlog | EPSS,Aerial Inspection,Ground Inspection,Down Conductor Detection (DCD), | EPSS Aerial Inspection Ground Inspection Down Conductor Detection (DCD) | EPSS Aerial Inspection Ground Inspection Down Conductor Detection (DCD) | EPSS,Aerial Inspection,Ground Inspection, | EPSS Aerial Inspection Ground Inspection | EPSS Aerial Inspection Ground Inspection |  |  |  | , | FALSE
HIGHLANDS 11031282 | EPSS | EPSS | EPSS | [13 empty] | Aerial Inspection |  | Ground Inspection |  | Ground Inspection | Non-Pole Backlog | Non-Pole Backlog |  |  |  |  | Down Conductor Detection (DCD) | [5 empty] | Line Removal |  |  |  | Pole Backlog |  | EPSS,Ground Inspection,Non-Pole Backlog,Down Conductor Detection (DCD),Line Removal, | EPSS Ground Inspection Non-Pole Backlog Down Conductor Detection (DCD) Line Removal | EPSS Ground Inspection Non-Pole Backlog Down Conductor Detection (DCD) Line Removal | EPSS,Aerial Inspection,Non-Pole Backlog,Pole Backlog, | EPSS Aerial Inspection Non-Pole Backlog Pole Backlog | EPSS Aerial Inspection Non-Pole Backlog Pole Backlog | EPSS,Ground Inspection, | EPSS Ground Inspection | EPSS Ground Inspection |  |  |  | , | FALSE
CEDAR CREEK 1101CB | EPSS | EPSS | EPSS | [6 empty] | Expulsion Fuse Replacement | Expulsion Fuse Replacement |  | Surge Arrestor Replacement |  |  |  | Aerial Inspection | Aerial Inspection | Ground Inspection | Ground Inspection | Ground Inspection | Non-Pole Backlog | Non-Pole Backlog | Non-Pole Backlog |  | Tree Removal | Tree Removal | [9 empty] | Pole Backlog |  | Pole Backlog | EPSS,Expulsion Fuse Replacement,Surge Arrestor Replacement,Ground Inspection,Non-Pole Backlog,Pole Backlog, | EPSS Expulsion Fuse Replacement Surge Arrestor Replacement Ground Inspection Non-Pole Backlog Pole Backlog | EPSS Expulsion Fuse Replacement Surge Arrestor Replacement Ground Inspection Non-Pole Backlog Pole Backlog | EPSS,Expulsion Fuse Replacement,Aerial Inspection,Ground Inspection,Non-Pole Backlog,Tree Removal, | EPSS Expulsion Fuse Replacement Aerial Inspection Ground Inspection Non-Pole Backlog Tree Removal | EPSS Expulsion Fuse Replacement Aerial Inspection Ground Inspection Non-Pole Backlog Tree Removal | EPSS,Aerial Inspection,Ground Inspection,Non-Pole Backlog,Tree Removal,Pole Backlog, | EPSS Aerial Inspection Ground Inspection Non-Pole Backlog Tree Removal Pole Backlog | EPSS Aerial Inspection Ground Inspection Non-Pole Backlog Tree Removal Pole Backlog |  |  |  | , | FALSE
CEDAR CREEK 11011664 | EPSS | EPSS | EPSS | [6 empty] | Expulsion Fuse Replacement | Expulsion Fuse Replacement | [5 empty] | Aerial Inspection | Aerial Inspection | Ground Inspection | Ground Inspection | Ground Inspection | Non-Pole Backlog | Non-Pole Backlog | Non-Pole Backlog |  |  |  | Down Conductor Detection (DCD) | [10 empty] | Pole Backlog | EPSS,Expulsion Fuse Replacement,Ground Inspection,Non-Pole Backlog,Down Conductor Detection (DCD), | EPSS Expulsion Fuse Replacement Ground Inspection Non-Pole Backlog Down Conductor Detection (DCD) | EPSS Expulsion Fuse Replacement Ground Inspection Non-Pole Backlog Down Conductor Detection (DCD) | EPSS,Expulsion Fuse Replacement,Aerial Inspection,Ground Inspection,Non-Pole Backlog, | EPSS Expulsion Fuse Replacement Aerial Inspection Ground Inspection Non-Pole Backlog | EPSS Expulsion Fuse Replacement Aerial Inspection Ground Inspection Non-Pole Backlog | EPSS,Aerial Inspection,Ground Inspection,Non-Pole Backlog,Pole Backlog, | EPSS Aerial Inspection Ground Inspection Non-Pole Backlog Pole Backlog | EPSS Aerial Inspection Ground Inspection Non-Pole Backlog Pole Backlog |  |  |  | , | FALSE
BEAR VALLEY 210190550 | EPSS | EPSS | EPSS | [6 empty] | Expulsion Fuse Replacement |  |  | Surge Arrestor Replacement |  |  | Aerial Inspection | Aerial Inspection | Aerial Inspection |  | Ground Inspection | Ground Inspection | Non-Pole Backlog |  | Non-Pole Backlog | [14 empty] | Pole Backlog | EPSS,Expulsion Fuse Replacement,Surge Arrestor Replacement,Aerial Inspection,Non-Pole Backlog, | EPSS Expulsion Fuse Replacement Surge Arrestor Replacement Aerial Inspection Non-Pole Backlog | EPSS Expulsion Fuse Replacement Surge Arrestor Replacement Aerial Inspection Non-Pole Backlog | EPSS,Aerial Inspection,Ground Inspection, | EPSS Aerial Inspection Ground Inspection | EPSS Aerial Inspection Ground Inspection | EPSS,Aerial Inspection,Ground Inspection,Non-Pole Backlog,Pole Backlog, | EPSS Aerial Inspection Ground Inspection Non-Pole Backlog Pole Backlog | EPSS Aerial Inspection Ground Inspection Non-Pole Backlog Pole Backlog |  |  |  | , | FALSE
PUEBLO 1105637242 | EPSS | EPSS | EPSS | [6 empty] | Expulsion Fuse Replacement | [5 empty] | Aerial Inspection | Aerial Inspection | Aerial Inspection | Ground Inspection | Ground Inspection | Ground Inspection |  | Non-Pole Backlog | Non-Pole Backlog |  |  |  |  | Down Conductor Detection (DCD) | [8 empty] | Pole Backlog |  | EPSS,Expulsion Fuse Replacement,Aerial Inspection,Ground Inspection, | EPSS Expulsion Fuse Replacement Aerial Inspection Ground Inspection | EPSS Expulsion Fuse Replacement Aerial Inspection Ground Inspection | EPSS,Aerial Inspection,Ground Inspection,Non-Pole Backlog,Down Conductor Detection (DCD),Pole Backlog, | EPSS Aerial Inspection Ground Inspection Non-Pole Backlog Down Conductor Detection (DCD) Pole Backlog | EPSS Aerial Inspection Ground Inspection Non-Pole Backlog Down Conductor Detection (DCD) Pole Backlog | EPSS,Aerial Inspection,Ground Inspection,Non-Pole Backlog, | EPSS Aerial Inspection Ground Inspection Non-Pole Backlog | EPSS Aerial Inspection Ground Inspection Non-Pole Backlog |  | Line Removal |  | ,Line Removal, | Line Removal | Line Removal
ORO FINO 11022096 | EPSS | EPSS | EPSS | [12 empty] | Aerial Inspection |  | Aerial Inspection |  | Ground Inspection |  | Non-Pole Backlog | [17 empty] | EPSS,Aerial Inspection,Non-Pole Backlog, | EPSS Aerial Inspection Non-Pole Backlog | EPSS Aerial Inspection Non-Pole Backlog | EPSS,Ground Inspection, | EPSS Ground Inspection | EPSS Ground Inspection | EPSS,Aerial Inspection, | EPSS Aerial Inspection | EPSS Aerial Inspection |  |  |  | , | FALSE
UPPER LAKE 1101CB | EPSS | EPSS | EPSS | [36 empty] | EPSS, | EPSS | EPSS | EPSS, | EPSS | EPSS | EPSS, | EPSS | EPSS |  |  | Overhead Hardening | ,Overhead Hardening, | Overhead Hardening | Overhead Hardening
CALISTOGA 1101843761 | EPSS | EPSS | EPSS | [6 empty] | Expulsion Fuse Replacement | [10 empty] | Ground Inspection | Non-Pole Backlog | [17 empty] | EPSS,Expulsion Fuse Replacement,Non-Pole Backlog, | EPSS Expulsion Fuse Replacement Non-Pole Backlog | EPSS Expulsion Fuse Replacement Non-Pole Backlog | EPSS, | EPSS | EPSS | EPSS,Ground Inspection, | EPSS Ground Inspection | EPSS Ground Inspection |  |  |  | , | FALSE
DUNLAP 11027360 | EPSS | EPSS | EPSS | [6 empty] | Expulsion Fuse Replacement | [7 empty] | Aerial Inspection |  | Ground Inspection |  | Non-Pole Backlog | Non-Pole Backlog | Non-Pole Backlog |  |  |  | Down Conductor Detection (DCD) | [9 empty] | Pole Backlog | Pole Backlog | EPSS,Expulsion Fuse Replacement,Non-Pole Backlog,Down Conductor Detection (DCD), | EPSS Expulsion Fuse Replacement Non-Pole Backlog Down Conductor Detection (DCD) | EPSS Expulsion Fuse Replacement Non-Pole Backlog Down Conductor Detection (DCD) | EPSS,Ground Inspection,Non-Pole Backlog,Pole Backlog, | EPSS Ground Inspection Non-Pole Backlog Pole Backlog | EPSS Ground Inspection Non-Pole Backlog Pole Backlog | EPSS,Aerial Inspection,Non-Pole Backlog,Pole Backlog, | EPSS Aerial Inspection Non-Pole Backlog Pole Backlog | EPSS Aerial Inspection Non-Pole Backlog Pole Backlog |  |  |  | , | FALSE
OAKHURST 1102683678 | EPSS | EPSS | EPSS | [6 empty] | Expulsion Fuse Replacement | [5 empty] | Aerial Inspection | Aerial Inspection | Aerial Inspection | Ground Inspection | Ground Inspection | Ground Inspection | Non-Pole Backlog | [17 empty] | EPSS,Expulsion Fuse Replacement,Aerial Inspection,Ground Inspection,Non-Pole Backlog, | EPSS Expulsion Fuse Replacement Aerial Inspection Ground Inspection Non-Pole Backlog | EPSS Expulsion Fuse Replacement Aerial Inspection Ground Inspection Non-Pole Backlog | EPSS,Aerial Inspection,Ground Inspection, | EPSS Aerial Inspection Ground Inspection | EPSS Aerial Inspection Ground Inspection | EPSS,Aerial Inspection,Ground Inspection, | EPSS Aerial Inspection Ground Inspection | EPSS Aerial Inspection Ground Inspection |  |  |  | , | FALSE
CLOVERDALE 1102674 | EPSS | EPSS | EPSS | [6 empty] | Expulsion Fuse Replacement | Expulsion Fuse Replacement |  |  |  |  | Aerial Inspection | Aerial Inspection | Aerial Inspection | Ground Inspection | Ground Inspection | Ground Inspection | Non-Pole Backlog | Non-Pole Backlog |  |  |  |  | Down Conductor Detection (DCD) | [11 empty] | EPSS,Expulsion Fuse Replacement,Aerial Inspection,Ground Inspection,Non-Pole Backlog,Down Conductor Detection (DCD), | EPSS Expulsion Fuse Replacement Aerial Inspection Ground Inspection Non-Pole Backlog Down Conductor Detection (DCD) | EPSS Expulsion Fuse Replacement Aerial Inspection Ground Inspection Non-Pole Backlog Down Conductor Detection (DCD) | EPSS,Expulsion Fuse Replacement,Aerial Inspection,Ground Inspection,Non-Pole Backlog, | EPSS Expulsion Fuse Replacement Aerial Inspection Ground Inspection Non-Pole Backlog | EPSS Expulsion Fuse Replacement Aerial Inspection Ground Inspection Non-Pole Backlog | EPSS,Aerial Inspection,Ground Inspection, | EPSS Aerial Inspection Ground Inspection | EPSS Aerial Inspection Ground Inspection |  |  |  | , | FALSE
DUNLAP 1103CB | EPSS | EPSS | EPSS | [12 empty] | Aerial Inspection |  | Aerial Inspection | Ground Inspection | Ground Inspection |  | Non-Pole Backlog |  | Non-Pole Backlog | [14 empty] | Pole Backlog | EPSS,Aerial Inspection,Ground Inspection,Non-Pole Backlog, | EPSS Aerial Inspection Ground Inspection Non-Pole Backlog | EPSS Aerial Inspection Ground Inspection Non-Pole Backlog | EPSS,Ground Inspection, | EPSS Ground Inspection | EPSS Ground Inspection | EPSS,Aerial Inspection,Non-Pole Backlog,Pole Backlog, | EPSS Aerial Inspection Non-Pole Backlog Pole Backlog | EPSS Aerial Inspection Non-Pole Backlog Pole Backlog |  |  |  | , | FALSE
SILVERADO 2105309298 | EPSS | EPSS | EPSS | [13 empty] | Aerial Inspection |  |  |  | Ground Inspection | Non-Pole Backlog | [17 empty] | EPSS,Non-Pole Backlog, | EPSS Non-Pole Backlog | EPSS Non-Pole Backlog | EPSS,Aerial Inspection, | EPSS Aerial Inspection | EPSS Aerial Inspection | EPSS,Ground Inspection, | EPSS Ground Inspection | EPSS Ground Inspection |  |  |  | , | FALSE
HARTLEY 1101789752 | EPSS | EPSS | EPSS | [13 empty] | Aerial Inspection |  | Ground Inspection | Ground Inspection | Ground Inspection | [6 empty] | Down Conductor Detection (DCD) | [11 empty] | EPSS,Ground Inspection,Down Conductor Detection (DCD), | EPSS Ground Inspection Down Conductor Detection (DCD) | EPSS Ground Inspection Down Conductor Detection (DCD) | EPSS,Aerial Inspection,Ground Inspection, | EPSS Aerial Inspection Ground Inspection | EPSS Aerial Inspection Ground Inspection | EPSS,Ground Inspection, | EPSS Ground Inspection | EPSS Ground Inspection |  |  |  | , | FALSE
FROGTOWN 1702307998 | EPSS | EPSS | EPSS | [13 empty] | Aerial Inspection | Aerial Inspection | Ground Inspection | Ground Inspection |  | Non-Pole Backlog | [5 empty] | Down Conductor Detection (DCD) | [11 empty] | EPSS,Ground Inspection,Non-Pole Backlog,Down Conductor Detection (DCD), | EPSS Ground Inspection Non-Pole Backlog Down Conductor Detection (DCD) | EPSS Ground Inspection Non-Pole Backlog Down Conductor Detection (DCD) | EPSS,Aerial Inspection,Ground Inspection, | EPSS Aerial Inspection Ground Inspection | EPSS Aerial Inspection Ground Inspection | EPSS,Aerial Inspection, | EPSS Aerial Inspection | EPSS Aerial Inspection |  |  |  | , | FALSE
ELK CREEK 110137334 | EPSS | EPSS | EPSS | [6 empty] | Expulsion Fuse Replacement | [5 empty] | Aerial Inspection | Aerial Inspection | Aerial Inspection | Ground Inspection | Ground Inspection | Ground Inspection | Non-Pole Backlog | [5 empty] | Down Conductor Detection (DCD) | [8 empty] | Pole Backlog |  |  | EPSS,Expulsion Fuse Replacement,Aerial Inspection,Ground Inspection,Non-Pole Backlog,Down Conductor Detection (DCD),Pole Backlog, | EPSS Expulsion Fuse Replacement Aerial Inspection Ground Inspection Non-Pole Backlog Down Conductor Detection (DCD) Pole Backlog | EPSS Expulsion Fuse Replacement Aerial Inspection Ground Inspection Non-Pole Backlog Down Conductor Detection (DCD) Pole Backlog | EPSS,Aerial Inspection,Ground Inspection, | EPSS Aerial Inspection Ground Inspection | EPSS Aerial Inspection Ground Inspection | EPSS,Aerial Inspection,Ground Inspection, | EPSS Aerial Inspection Ground Inspection | EPSS Aerial Inspection Ground Inspection |  |  |  | , | FALSE
PIT NO 3 21011386 | EPSS | EPSS | EPSS | [8 empty] | Expulsion Fuse Replacement |  |  |  |  | Aerial Inspection | Aerial Inspection | Ground Inspection | Ground Inspection | [7 empty] | Down Conductor Detection (DCD) | [11 empty] | EPSS,Ground Inspection,Down Conductor Detection (DCD), | EPSS Ground Inspection Down Conductor Detection (DCD) | EPSS Ground Inspection Down Conductor Detection (DCD) | EPSS,Aerial Inspection,Ground Inspection, | EPSS Aerial Inspection Ground Inspection | EPSS Aerial Inspection Ground Inspection | EPSS,Expulsion Fuse Replacement,Aerial Inspection, | EPSS Expulsion Fuse Replacement Aerial Inspection | EPSS Expulsion Fuse Replacement Aerial Inspection |  |  |  | , | FALSE
CHALLENGE 1101CB | EPSS | EPSS | EPSS | [13 empty] | Aerial Inspection | Aerial Inspection | Ground Inspection | Ground Inspection | Ground Inspection | Non-Pole Backlog | Non-Pole Backlog | [14 empty] | Pole Backlog |  | EPSS,Ground Inspection,Non-Pole Backlog, | EPSS Ground Inspection Non-Pole Backlog | EPSS Ground Inspection Non-Pole Backlog | EPSS,Aerial Inspection,Ground Inspection,Non-Pole Backlog,Pole Backlog, | EPSS Aerial Inspection Ground Inspection Non-Pole Backlog Pole Backlog | EPSS Aerial Inspection Ground Inspection Non-Pole Backlog Pole Backlog | EPSS,Aerial Inspection,Ground Inspection, | EPSS Aerial Inspection Ground Inspection | EPSS Aerial Inspection Ground Inspection |  |  |  | , | FALSE
CLOVERDALE 1102801904 | EPSS | EPSS | EPSS | [14 empty] | Aerial Inspection | Ground Inspection | [8 empty] | Down Conductor Detection (DCD) | [11 empty] | EPSS,Ground Inspection,Down Conductor Detection (DCD), | EPSS Ground Inspection Down Conductor Detection (DCD) | EPSS Ground Inspection Down Conductor Detection (DCD) | EPSS, | EPSS | EPSS | EPSS,Aerial Inspection, | EPSS Aerial Inspection | EPSS Aerial Inspection |  |  |  | , | FALSE
CAMP EVERS 2105426822 | EPSS | EPSS | EPSS | [14 empty] | Aerial Inspection |  | Ground Inspection | Ground Inspection | Non-Pole Backlog | [17 empty] | EPSS,Non-Pole Backlog, | EPSS Non-Pole Backlog | EPSS Non-Pole Backlog | EPSS,Ground Inspection, | EPSS Ground Inspection | EPSS Ground Inspection | EPSS,Aerial Inspection,Ground Inspection, | EPSS Aerial Inspection Ground Inspection | EPSS Aerial Inspection Ground Inspection |  |  |  | , | FALSE
WEIMAR 1102CB | EPSS | EPSS | EPSS | [7 empty] | Expulsion Fuse Replacement | Expulsion Fuse Replacement |  |  |  |  | Aerial Inspection | Aerial Inspection | Ground Inspection | Ground Inspection | Ground Inspection | Non-Pole Backlog | Non-Pole Backlog | Non-Pole Backlog | [6 empty] | Line Sensors | [5 empty] | Pole Backlog |  | Pole Backlog | EPSS,Ground Inspection,Non-Pole Backlog,Line Sensors,Pole Backlog, | EPSS Ground Inspection Non-Pole Backlog Line Sensors Pole Backlog | EPSS Ground Inspection Non-Pole Backlog Line Sensors Pole Backlog | EPSS,Expulsion Fuse Replacement,Aerial Inspection,Ground Inspection,Non-Pole Backlog, | EPSS Expulsion Fuse Replacement Aerial Inspection Ground Inspection Non-Pole Backlog | EPSS Expulsion Fuse Replacement Aerial Inspection Ground Inspection Non-Pole Backlog | EPSS,Expulsion Fuse Replacement,Aerial Inspection,Ground Inspection,Non-Pole Backlog,Pole Backlog, | EPSS Expulsion Fuse Replacement Aerial Inspection Ground Inspection Non-Pole Backlog Pole Backlog | EPSS Expulsion Fuse Replacement Aerial Inspection Ground Inspection Non-Pole Backlog Pole Backlog |  |  |  | , | FALSE
SILVERADO 2103403102 | EPSS | EPSS | EPSS | [13 empty] | Aerial Inspection |  |  |  | Ground Inspection | Non-Pole Backlog | [8 empty] | Line Sensors | [8 empty] | EPSS,Non-Pole Backlog,Line Sensors, | EPSS Non-Pole Backlog Line Sensors | EPSS Non-Pole Backlog Line Sensors | EPSS,Aerial Inspection, | EPSS Aerial Inspection | EPSS Aerial Inspection | EPSS,Ground Inspection, | EPSS Ground Inspection | EPSS Ground Inspection |  |  |  | , | FALSE
SAN JOAQUIN #3 1101673480 | EPSS | EPSS | EPSS | [6 empty] | Expulsion Fuse Replacement | Expulsion Fuse Replacement | [5 empty] | Aerial Inspection | Aerial Inspection | Ground Inspection | Ground Inspection | Ground Inspection | Non-Pole Backlog | Non-Pole Backlog | Non-Pole Backlog |  |  |  | Down Conductor Detection (DCD) | [8 empty] | Pole Backlog | Pole Backlog | Pole Backlog | EPSS,Expulsion Fuse Replacement,Ground Inspection,Non-Pole Backlog,Down Conductor Detection (DCD),Pole Backlog, | EPSS Expulsion Fuse Replacement Ground Inspection Non-Pole Backlog Down Conductor Detection (DCD) Pole Backlog | EPSS Expulsion Fuse Replacement Ground Inspection Non-Pole Backlog Down Conductor Detection (DCD) Pole Backlog | EPSS,Expulsion Fuse Replacement,Aerial Inspection,Ground Inspection,Non-Pole Backlog,Pole Backlog, | EPSS Expulsion Fuse Replacement Aerial Inspection Ground Inspection Non-Pole Backlog Pole Backlog | EPSS Expulsion Fuse Replacement Aerial Inspection Ground Inspection Non-Pole Backlog Pole Backlog | EPSS,Aerial Inspection,Ground Inspection,Non-Pole Backlog,Pole Backlog, | EPSS Aerial Inspection Ground Inspection Non-Pole Backlog Pole Backlog | EPSS Aerial Inspection Ground Inspection Non-Pole Backlog Pole Backlog |  |  |  | , | FALSE
CLARKSVILLE 210419772 | EPSS | EPSS | EPSS | [6 empty] | Expulsion Fuse Replacement | Expulsion Fuse Replacement | [5 empty] | Aerial Inspection | Aerial Inspection |  | Ground Inspection | Ground Inspection | Non-Pole Backlog | Non-Pole Backlog | Non-Pole Backlog | [12 empty] | Pole Backlog | Pole Backlog |  | EPSS,Expulsion Fuse Replacement,Non-Pole Backlog,Pole Backlog, | EPSS Expulsion Fuse Replacement Non-Pole Backlog Pole Backlog | EPSS Expulsion Fuse Replacement Non-Pole Backlog Pole Backlog | EPSS,Expulsion Fuse Replacement,Aerial Inspection,Ground Inspection,Non-Pole Backlog,Pole Backlog, | EPSS Expulsion Fuse Replacement Aerial Inspection Ground Inspection Non-Pole Backlog Pole Backlog | EPSS Expulsion Fuse Replacement Aerial Inspection Ground Inspection Non-Pole Backlog Pole Backlog | EPSS,Aerial Inspection,Ground Inspection,Non-Pole Backlog, | EPSS Aerial Inspection Ground Inspection Non-Pole Backlog | EPSS Aerial Inspection Ground Inspection Non-Pole Backlog |  |  |  | , | FALSE
MILPITAS 110962157 | EPSS | EPSS | EPSS | [16 empty] | Ground Inspection | [8 empty] | Down Conductor Detection (DCD) | [10 empty] | EPSS, | EPSS | EPSS | EPSS,Ground Inspection,Down Conductor Detection (DCD), | EPSS Ground Inspection Down Conductor Detection (DCD) | EPSS Ground Inspection Down Conductor Detection (DCD) | EPSS, | EPSS | EPSS |  |  |  | , | FALSE
DUNBAR 1103681238 | EPSS | EPSS | EPSS | [7 empty] | Expulsion Fuse Replacement | [6 empty] | Aerial Inspection |  | Ground Inspection | Ground Inspection |  | Non-Pole Backlog | [7 empty] | Line Sensors | [8 empty] | EPSS,Line Sensors, | EPSS Line Sensors | EPSS Line Sensors | EPSS,Expulsion Fuse Replacement,Ground Inspection,Non-Pole Backlog, | EPSS Expulsion Fuse Replacement Ground Inspection Non-Pole Backlog | EPSS Expulsion Fuse Replacement Ground Inspection Non-Pole Backlog | EPSS,Aerial Inspection,Ground Inspection, | EPSS Aerial Inspection Ground Inspection | EPSS Aerial Inspection Ground Inspection |  |  |  | , | FALSE
FROGTOWN 17016807 | EPSS | EPSS | EPSS | [13 empty] | Aerial Inspection |  |  | Ground Inspection | Ground Inspection | Non-Pole Backlog | [5 empty] | Down Conductor Detection (DCD) | [8 empty] | Pole Backlog |  |  | EPSS,Non-Pole Backlog,Down Conductor Detection (DCD),Pole Backlog, | EPSS Non-Pole Backlog Down Conductor Detection (DCD) Pole Backlog | EPSS Non-Pole Backlog Down Conductor Detection (DCD) Pole Backlog | EPSS,Aerial Inspection,Ground Inspection, | EPSS Aerial Inspection Ground Inspection | EPSS Aerial Inspection Ground Inspection | EPSS,Ground Inspection, | EPSS Ground Inspection | EPSS Ground Inspection |  |  |  | , | FALSE
PANOCHE 11034008 | EPSS | EPSS | EPSS | [7 empty] | Expulsion Fuse Replacement |  |  |  |  | Aerial Inspection | Aerial Inspection | Aerial Inspection |  | Ground Inspection | Ground Inspection | Non-Pole Backlog | Non-Pole Backlog | Non-Pole Backlog |  |  |  |  | Down Conductor Detection (DCD) | [7 empty] | Pole Backlog | Pole Backlog | Pole Backlog | EPSS,Aerial Inspection,Non-Pole Backlog,Pole Backlog, | EPSS Aerial Inspection Non-Pole Backlog Pole Backlog | EPSS Aerial Inspection Non-Pole Backlog Pole Backlog | EPSS,Expulsion Fuse Replacement,Aerial Inspection,Ground Inspection,Non-Pole Backlog,Down Conductor Detection (DCD),Pole Backlog, | EPSS Expulsion Fuse Replacement Aerial Inspection Ground Inspection Non-Pole Backlog Down Conductor Detection (DCD) Pole Backlog | EPSS Expulsion Fuse Replacement Aerial Inspection Ground Inspection Non-Pole Backlog Down Conductor Detection (DCD) Pole Backlog | EPSS,Aerial Inspection,Ground Inspection,Non-Pole Backlog,Pole Backlog, | EPSS Aerial Inspection Ground Inspection Non-Pole Backlog Pole Backlog | EPSS Aerial Inspection Ground Inspection Non-Pole Backlog Pole Backlog |  |  |  | , | FALSE
CURTIS 170411300 | EPSS | EPSS | EPSS | [6 empty] | Expulsion Fuse Replacement | [5 empty] | Aerial Inspection |  | Aerial Inspection |  | Ground Inspection | Ground Inspection | Non-Pole Backlog | [5 empty] | Down Conductor Detection (DCD) | [11 empty] | EPSS,Expulsion Fuse Replacement,Aerial Inspection,Non-Pole Backlog,Down Conductor Detection (DCD), | EPSS Expulsion Fuse Replacement Aerial Inspection Non-Pole Backlog Down Conductor Detection (DCD) | EPSS Expulsion Fuse Replacement Aerial Inspection Non-Pole Backlog Down Conductor Detection (DCD) | EPSS,Ground Inspection, | EPSS Ground Inspection | EPSS Ground Inspection | EPSS,Aerial Inspection,Ground Inspection, | EPSS Aerial Inspection Ground Inspection | EPSS Aerial Inspection Ground Inspection |  |  |  | , | FALSE
LOS GATOS 1108LB86 | EPSS | EPSS | EPSS | [8 empty] | Expulsion Fuse Replacement |  |  |  |  | Aerial Inspection | Aerial Inspection | Ground Inspection | Ground Inspection |  | Non-Pole Backlog | Non-Pole Backlog | Non-Pole Backlog |  |  |  |  | Down Conductor Detection (DCD) | [8 empty] | Pole Backlog | Pole Backlog | EPSS,Ground Inspection,Non-Pole Backlog, | EPSS Ground Inspection Non-Pole Backlog | EPSS Ground Inspection Non-Pole Backlog | EPSS,Aerial Inspection,Ground Inspection,Non-Pole Backlog,Down Conductor Detection (DCD),Pole Backlog, | EPSS Aerial Inspection Ground Inspection Non-Pole Backlog Down Conductor Detection (DCD) Pole Backlog | EPSS Aerial Inspection Ground Inspection Non-Pole Backlog Down Conductor Detection (DCD) Pole Backlog | EPSS,Expulsion Fuse Replacement,Aerial Inspection,Non-Pole Backlog,Pole Backlog, | EPSS Expulsion Fuse Replacement Aerial Inspection Non-Pole Backlog Pole Backlog | EPSS Expulsion Fuse Replacement Aerial Inspection Non-Pole Backlog Pole Backlog |  |  |  | , | FALSE
OILFIELDS 1103N48 | EPSS | EPSS | EPSS | [6 empty] | Expulsion Fuse Replacement | [5 empty] | Aerial Inspection | Aerial Inspection | Aerial Inspection |  | Ground Inspection | Ground Inspection | Non-Pole Backlog | Non-Pole Backlog | Non-Pole Backlog |  |  |  | Down Conductor Detection (DCD) | [9 empty] | Pole Backlog | Pole Backlog | EPSS,Expulsion Fuse Replacement,Aerial Inspection,Non-Pole Backlog,Down Conductor Detection (DCD), | EPSS Expulsion Fuse Replacement Aerial Inspection Non-Pole Backlog Down Conductor Detection (DCD) | EPSS Expulsion Fuse Replacement Aerial Inspection Non-Pole Backlog Down Conductor Detection (DCD) | EPSS,Aerial Inspection,Ground Inspection,Non-Pole Backlog,Pole Backlog, | EPSS Aerial Inspection Ground Inspection Non-Pole Backlog Pole Backlog | EPSS Aerial Inspection Ground Inspection Non-Pole Backlog Pole Backlog | EPSS,Aerial Inspection,Ground Inspection,Non-Pole Backlog,Pole Backlog, | EPSS Aerial Inspection Ground Inspection Non-Pole Backlog Pole Backlog | EPSS Aerial Inspection Ground Inspection Non-Pole Backlog Pole Backlog |  | Line Removal |  | ,Line Removal, | Line Removal | Line Removal
CALAVERAS CEMENT 1101585 | EPSS | EPSS | EPSS | [13 empty] | Aerial Inspection | Aerial Inspection | Ground Inspection |  | Ground Inspection | Non-Pole Backlog | [5 empty] | Down Conductor Detection (DCD) | [11 empty] | EPSS,Ground Inspection,Non-Pole Backlog,Down Conductor Detection (DCD), | EPSS Ground Inspection Non-Pole Backlog Down Conductor Detection (DCD) | EPSS Ground Inspection Non-Pole Backlog Down Conductor Detection (DCD) | EPSS,Aerial Inspection, | EPSS Aerial Inspection | EPSS Aerial Inspection | EPSS,Aerial Inspection,Ground Inspection, | EPSS Aerial Inspection Ground Inspection | EPSS Aerial Inspection Ground Inspection |  |  |  | , | FALSE
AUBERRY 1101R2839 | EPSS | EPSS | EPSS | Undergrounding |  |  |  |  | Overhead Hardening | Expulsion Fuse Replacement |  |  | Surge Arrestor Replacement | Surge Arrestor Replacement |  |  | Aerial Inspection | Aerial Inspection | Ground Inspection |  |  | Non-Pole Backlog | [8 empty] | Line Sensors |  |  |  |  | Line Removal |  | Pole Backlog |  | EPSS,Undergrounding,Expulsion Fuse Replacement,Surge Arrestor Replacement,Ground Inspection,Non-Pole Backlog,Line Sensors, | EPSS Undergrounding Expulsion Fuse Replacement Surge Arrestor Replacement Ground Inspection Non-Pole Backlog Line Sensors | EPSS Undergrounding Expulsion Fuse Replacement Surge Arrestor Replacement Ground Inspection Non-Pole Backlog Line Sensors | EPSS,Surge Arrestor Replacement,Aerial Inspection,Pole Backlog, | EPSS Surge Arrestor Replacement Aerial Inspection Pole Backlog | EPSS Surge Arrestor Replacement Aerial Inspection Pole Backlog | EPSS,Overhead Hardening,Aerial Inspection,Line Removal, | EPSS Overhead Hardening Aerial Inspection Line Removal | EPSS Overhead Hardening Aerial Inspection Line Removal |  |  |  | , | FALSE
CORNING 110164090 | EPSS | EPSS | EPSS | [13 empty] | Aerial Inspection | Aerial Inspection | Ground Inspection |  | Ground Inspection | Non-Pole Backlog | Non-Pole Backlog |  |  |  |  | Down Conductor Detection (DCD) | [9 empty] | Pole Backlog | Pole Backlog | EPSS,Ground Inspection,Non-Pole Backlog,Down Conductor Detection (DCD), | EPSS Ground Inspection Non-Pole Backlog Down Conductor Detection (DCD) | EPSS Ground Inspection Non-Pole Backlog Down Conductor Detection (DCD) | EPSS,Aerial Inspection,Non-Pole Backlog,Pole Backlog, | EPSS Aerial Inspection Non-Pole Backlog Pole Backlog | EPSS Aerial Inspection Non-Pole Backlog Pole Backlog | EPSS,Aerial Inspection,Ground Inspection,Pole Backlog, | EPSS Aerial Inspection Ground Inspection Pole Backlog | EPSS Aerial Inspection Ground Inspection Pole Backlog |  |  |  | , | FALSE
MONTICELLO 1101130412 | EPSS | EPSS | EPSS | [13 empty] | Aerial Inspection |  | Ground Inspection |  | Ground Inspection | [7 empty] | Down Conductor Detection (DCD) | [10 empty] | EPSS,Ground Inspection, | EPSS Ground Inspection | EPSS Ground Inspection | EPSS,Aerial Inspection,Down Conductor Detection (DCD), | EPSS Aerial Inspection Down Conductor Detection (DCD) | EPSS Aerial Inspection Down Conductor Detection (DCD) | EPSS,Ground Inspection, | EPSS Ground Inspection | EPSS Ground Inspection |  |  |  | , | FALSE
ALTO 11243121 | EPSS | EPSS | EPSS | [7 empty] | Expulsion Fuse Replacement | [6 empty] | Aerial Inspection |  | Ground Inspection | Ground Inspection | Non-Pole Backlog |  | Non-Pole Backlog |  |  |  |  | Down Conductor Detection (DCD) | [9 empty] | Pole Backlog | EPSS,Non-Pole Backlog, | EPSS Non-Pole Backlog | EPSS Non-Pole Backlog | EPSS,Expulsion Fuse Replacement,Ground Inspection,Down Conductor Detection (DCD), | EPSS Expulsion Fuse Replacement Ground Inspection Down Conductor Detection (DCD) | EPSS Expulsion Fuse Replacement Ground Inspection Down Conductor Detection (DCD) | EPSS,Aerial Inspection,Ground Inspection,Non-Pole Backlog,Pole Backlog, | EPSS Aerial Inspection Ground Inspection Non-Pole Backlog Pole Backlog | EPSS Aerial Inspection Ground Inspection Non-Pole Backlog Pole Backlog |  |  |  | , | FALSE
OAKHURST 1101636114 | EPSS | EPSS | EPSS | [6 empty] | Expulsion Fuse Replacement | [6 empty] | Aerial Inspection | Aerial Inspection | Ground Inspection | Ground Inspection | Ground Inspection | Non-Pole Backlog | [8 empty] | Line Sensors | [7 empty] | Pole Backlog | EPSS,Expulsion Fuse Replacement,Ground Inspection,Non-Pole Backlog,Line Sensors, | EPSS Expulsion Fuse Replacement Ground Inspection Non-Pole Backlog Line Sensors | EPSS Expulsion Fuse Replacement Ground Inspection Non-Pole Backlog Line Sensors | EPSS,Aerial Inspection,Ground Inspection, | EPSS Aerial Inspection Ground Inspection | EPSS Aerial Inspection Ground Inspection | EPSS,Aerial Inspection,Ground Inspection,Pole Backlog, | EPSS Aerial Inspection Ground Inspection Pole Backlog | EPSS Aerial Inspection Ground Inspection Pole Backlog |  |  |  | , | FALSE
SILVERADO 2104708 | EPSS | EPSS | EPSS |  | Undergrounding | [5 empty] | Expulsion Fuse Replacement | [6 empty] | Aerial Inspection |  | Ground Inspection | Ground Inspection | Non-Pole Backlog | Non-Pole Backlog | [13 empty] | Pole Backlog | Pole Backlog |  | EPSS,Non-Pole Backlog,Pole Backlog, | EPSS Non-Pole Backlog Pole Backlog | EPSS Non-Pole Backlog Pole Backlog | EPSS,Undergrounding,Expulsion Fuse Replacement,Ground Inspection,Non-Pole Backlog,Pole Backlog, | EPSS Undergrounding Expulsion Fuse Replacement Ground Inspection Non-Pole Backlog Pole Backlog | EPSS Undergrounding Expulsion Fuse Replacement Ground Inspection Non-Pole Backlog Pole Backlog | EPSS,Aerial Inspection,Ground Inspection, | EPSS Aerial Inspection Ground Inspection | EPSS Aerial Inspection Ground Inspection |  |  |  | , | FALSE
ALTO 1124430 | EPSS | EPSS | EPSS | [8 empty] | Expulsion Fuse Replacement | [5 empty] | Aerial Inspection |  | Ground Inspection | Ground Inspection | Non-Pole Backlog | Non-Pole Backlog | Non-Pole Backlog |  |  |  |  | Down Conductor Detection (DCD) | [7 empty] | Pole Backlog |  | Pole Backlog | EPSS,Non-Pole Backlog,Pole Backlog, | EPSS Non-Pole Backlog Pole Backlog | EPSS Non-Pole Backlog Pole Backlog | EPSS,Ground Inspection,Non-Pole Backlog,Down Conductor Detection (DCD), | EPSS Ground Inspection Non-Pole Backlog Down Conductor Detection (DCD) | EPSS Ground Inspection Non-Pole Backlog Down Conductor Detection (DCD) | EPSS,Expulsion Fuse Replacement,Aerial Inspection,Ground Inspection,Non-Pole Backlog,Pole Backlog, | EPSS Expulsion Fuse Replacement Aerial Inspection Ground Inspection Non-Pole Backlog Pole Backlog | EPSS Expulsion Fuse Replacement Aerial Inspection Ground Inspection Non-Pole Backlog Pole Backlog |  |  |  | , | FALSE
RED BLUFF 11041302 | EPSS | EPSS | EPSS | [13 empty] | Aerial Inspection |  | Ground Inspection | Ground Inspection | Ground Inspection | Non-Pole Backlog | Non-Pole Backlog |  |  |  |  | Down Conductor Detection (DCD) | [9 empty] | Pole Backlog |  | EPSS,Ground Inspection,Non-Pole Backlog,Down Conductor Detection (DCD), | EPSS Ground Inspection Non-Pole Backlog Down Conductor Detection (DCD) | EPSS Ground Inspection Non-Pole Backlog Down Conductor Detection (DCD) | EPSS,Aerial Inspection,Ground Inspection,Non-Pole Backlog,Pole Backlog, | EPSS Aerial Inspection Ground Inspection Non-Pole Backlog Pole Backlog | EPSS Aerial Inspection Ground Inspection Non-Pole Backlog Pole Backlog | EPSS,Ground Inspection, | EPSS Ground Inspection | EPSS Ground Inspection |  |  |  | , | FALSE
PARADISE 1104961990 | EPSS | EPSS | EPSS |  | Undergrounding | [11 empty] | Aerial Inspection |  |  | Ground Inspection | Ground Inspection | [18 empty] | EPSS, | EPSS | EPSS | EPSS,Undergrounding,Aerial Inspection,Ground Inspection, | EPSS Undergrounding Aerial Inspection Ground Inspection | EPSS Undergrounding Aerial Inspection Ground Inspection | EPSS,Ground Inspection, | EPSS Ground Inspection | EPSS Ground Inspection |  |  |  | , | FALSE
SARATOGA 1105LC14 | EPSS | EPSS | EPSS | [7 empty] | Expulsion Fuse Replacement | Expulsion Fuse Replacement |  |  |  |  | Aerial Inspection | Aerial Inspection | Ground Inspection | Ground Inspection | Ground Inspection | Non-Pole Backlog | Non-Pole Backlog | Non-Pole Backlog |  |  |  |  | Down Conductor Detection (DCD) | [8 empty] | Pole Backlog | Pole Backlog | EPSS,Ground Inspection,Non-Pole Backlog, | EPSS Ground Inspection Non-Pole Backlog | EPSS Ground Inspection Non-Pole Backlog | EPSS,Expulsion Fuse Replacement,Aerial Inspection,Ground Inspection,Non-Pole Backlog,Down Conductor Detection (DCD),Pole Backlog, | EPSS Expulsion Fuse Replacement Aerial Inspection Ground Inspection Non-Pole Backlog Down Conductor Detection (DCD) Pole Backlog | EPSS Expulsion Fuse Replacement Aerial Inspection Ground Inspection Non-Pole Backlog Down Conductor Detection (DCD) Pole Backlog | EPSS,Expulsion Fuse Replacement,Aerial Inspection,Ground Inspection,Non-Pole Backlog,Pole Backlog, | EPSS Expulsion Fuse Replacement Aerial Inspection Ground Inspection Non-Pole Backlog Pole Backlog | EPSS Expulsion Fuse Replacement Aerial Inspection Ground Inspection Non-Pole Backlog Pole Backlog |  |  |  | , | FALSE
CLOVERDALE 110247214 | EPSS | EPSS | EPSS | [14 empty] | Aerial Inspection | Ground Inspection | [8 empty] | Down Conductor Detection (DCD) | [11 empty] | EPSS,Ground Inspection,Down Conductor Detection (DCD), | EPSS Ground Inspection Down Conductor Detection (DCD) | EPSS Ground Inspection Down Conductor Detection (DCD) | EPSS, | EPSS | EPSS | EPSS,Aerial Inspection, | EPSS Aerial Inspection | EPSS Aerial Inspection |  |  |  | , | FALSE
EL DORADO PH 21016852 | EPSS | EPSS | EPSS |  |  | Undergrounding |  |  |  |  | Expulsion Fuse Replacement |  |  |  |  | Aerial Inspection |  | Aerial Inspection |  | Ground Inspection | Ground Inspection | Non-Pole Backlog | Non-Pole Backlog | Non-Pole Backlog |  |  |  | Down Conductor Detection (DCD) |  |  | Line Sensors | [5 empty] | Pole Backlog | Pole Backlog | Pole Backlog | EPSS,Aerial Inspection,Non-Pole Backlog,Down Conductor Detection (DCD),Line Sensors,Pole Backlog, | EPSS Aerial Inspection Non-Pole Backlog Down Conductor Detection (DCD) Line Sensors Pole Backlog | EPSS Aerial Inspection Non-Pole Backlog Down Conductor Detection (DCD) Line Sensors Pole Backlog | EPSS,Expulsion Fuse Replacement,Ground Inspection,Non-Pole Backlog,Pole Backlog, | EPSS Expulsion Fuse Replacement Ground Inspection Non-Pole Backlog Pole Backlog | EPSS Expulsion Fuse Replacement Ground Inspection Non-Pole Backlog Pole Backlog | EPSS,Undergrounding,Aerial Inspection,Ground Inspection,Non-Pole Backlog,Pole Backlog, | EPSS Undergrounding Aerial Inspection Ground Inspection Non-Pole Backlog Pole Backlog | EPSS Undergrounding Aerial Inspection Ground Inspection Non-Pole Backlog Pole Backlog |  |  |  | , | FALSE
OREGON TRAIL 11031448 | EPSS | EPSS | EPSS | [6 empty] | Expulsion Fuse Replacement | Expulsion Fuse Replacement |  |  |  |  | Aerial Inspection | Aerial Inspection | Aerial Inspection | Ground Inspection | Ground Inspection | Ground Inspection | Non-Pole Backlog | Non-Pole Backlog | Non-Pole Backlog |  |  |  | Down Conductor Detection (DCD) | [9 empty] | Pole Backlog | Pole Backlog | EPSS,Expulsion Fuse Replacement,Aerial Inspection,Ground Inspection,Non-Pole Backlog,Down Conductor Detection (DCD), | EPSS Expulsion Fuse Replacement Aerial Inspection Ground Inspection Non-Pole Backlog Down Conductor Detection (DCD) | EPSS Expulsion Fuse Replacement Aerial Inspection Ground Inspection Non-Pole Backlog Down Conductor Detection (DCD) | EPSS,Expulsion Fuse Replacement,Aerial Inspection,Ground Inspection,Non-Pole Backlog,Pole Backlog, | EPSS Expulsion Fuse Replacement Aerial Inspection Ground Inspection Non-Pole Backlog Pole Backlog | EPSS Expulsion Fuse Replacement Aerial Inspection Ground Inspection Non-Pole Backlog Pole Backlog | EPSS,Aerial Inspection,Ground Inspection,Non-Pole Backlog,Pole Backlog, | EPSS Aerial Inspection Ground Inspection Non-Pole Backlog Pole Backlog | EPSS Aerial Inspection Ground Inspection Non-Pole Backlog Pole Backlog |  |  |  | , | FALSE
STAFFORD 11021048 | EPSS | EPSS | EPSS | [7 empty] | Expulsion Fuse Replacement | Expulsion Fuse Replacement |  |  |  |  | Aerial Inspection |  | Ground Inspection |  | Ground Inspection | Non-Pole Backlog |  | Non-Pole Backlog |  |  |  |  | Down Conductor Detection (DCD) | [9 empty] | Pole Backlog | EPSS,Ground Inspection,Non-Pole Backlog, | EPSS Ground Inspection Non-Pole Backlog | EPSS Ground Inspection Non-Pole Backlog | EPSS,Expulsion Fuse Replacement,Aerial Inspection,Down Conductor Detection (DCD), | EPSS Expulsion Fuse Replacement Aerial Inspection Down Conductor Detection (DCD) | EPSS Expulsion Fuse Replacement Aerial Inspection Down Conductor Detection (DCD) | EPSS,Expulsion Fuse Replacement,Ground Inspection,Non-Pole Backlog,Pole Backlog, | EPSS Expulsion Fuse Replacement Ground Inspection Non-Pole Backlog Pole Backlog | EPSS Expulsion Fuse Replacement Ground Inspection Non-Pole Backlog Pole Backlog |  |  |  | , | FALSE
CAMP EVERS 210595050 | EPSS | EPSS | EPSS | [14 empty] | Aerial Inspection |  | Ground Inspection |  | Non-Pole Backlog | [17 empty] | EPSS,Non-Pole Backlog, | EPSS Non-Pole Backlog | EPSS Non-Pole Backlog | EPSS,Ground Inspection, | EPSS Ground Inspection | EPSS Ground Inspection | EPSS,Aerial Inspection, | EPSS Aerial Inspection | EPSS Aerial Inspection |  |  |  | , | FALSE
SARATOGA 1107LC26 | EPSS | EPSS | EPSS | [8 empty] | Expulsion Fuse Replacement |  |  |  |  | Aerial Inspection | Aerial Inspection | Ground Inspection | Ground Inspection | Ground Inspection | Non-Pole Backlog | Non-Pole Backlog | [5 empty] | Down Conductor Detection (DCD) | [8 empty] | Pole Backlog |  | EPSS,Ground Inspection,Non-Pole Backlog, | EPSS Ground Inspection Non-Pole Backlog | EPSS Ground Inspection Non-Pole Backlog | EPSS,Aerial Inspection,Ground Inspection,Non-Pole Backlog,Down Conductor Detection (DCD),Pole Backlog, | EPSS Aerial Inspection Ground Inspection Non-Pole Backlog Down Conductor Detection (DCD) Pole Backlog | EPSS Aerial Inspection Ground Inspection Non-Pole Backlog Down Conductor Detection (DCD) Pole Backlog | EPSS,Expulsion Fuse Replacement,Aerial Inspection,Ground Inspection, | EPSS Expulsion Fuse Replacement Aerial Inspection Ground Inspection | EPSS Expulsion Fuse Replacement Aerial Inspection Ground Inspection |  |  |  | , | FALSE
MENLO 11028896 | EPSS | EPSS | EPSS | [13 empty] | Aerial Inspection |  | Ground Inspection |  |  | Non-Pole Backlog | [11 empty] | Line Removal | [5 empty] | EPSS,Ground Inspection,Non-Pole Backlog,Line Removal, | EPSS Ground Inspection Non-Pole Backlog Line Removal | EPSS Ground Inspection Non-Pole Backlog Line Removal | EPSS,Aerial Inspection, | EPSS Aerial Inspection | EPSS Aerial Inspection | EPSS, | EPSS | EPSS |  |  |  | , | FALSE
WILLITS 11032500 | EPSS | EPSS | EPSS | [36 empty] | EPSS, | EPSS | EPSS | EPSS, | EPSS | EPSS | EPSS, | EPSS | EPSS |  |  |  | , | FALSE
DUNBAR 110347964 | EPSS | EPSS | EPSS | [13 empty] | Aerial Inspection |  |  | Ground Inspection | Ground Inspection | Non-Pole Backlog | [5 empty] | Down Conductor Detection (DCD) |  |  | Line Sensors | [8 empty] | EPSS,Non-Pole Backlog,Down Conductor Detection (DCD),Line Sensors, | EPSS Non-Pole Backlog Down Conductor Detection (DCD) Line Sensors | EPSS Non-Pole Backlog Down Conductor Detection (DCD) Line Sensors | EPSS,Aerial Inspection,Ground Inspection, | EPSS Aerial Inspection Ground Inspection | EPSS Aerial Inspection Ground Inspection | EPSS,Ground Inspection, | EPSS Ground Inspection | EPSS Ground Inspection |  |  |  | , | FALSE
HIGGINS 1103995672 | EPSS | EPSS | EPSS | [7 empty] | Expulsion Fuse Replacement | [5 empty] | Aerial Inspection |  | Ground Inspection |  | Ground Inspection | Non-Pole Backlog |  | Non-Pole Backlog |  |  |  |  | Down Conductor Detection (DCD) | [10 empty] | EPSS,Ground Inspection,Non-Pole Backlog, | EPSS Ground Inspection Non-Pole Backlog | EPSS Ground Inspection Non-Pole Backlog | EPSS,Expulsion Fuse Replacement,Aerial Inspection,Down Conductor Detection (DCD), | EPSS Expulsion Fuse Replacement Aerial Inspection Down Conductor Detection (DCD) | EPSS Expulsion Fuse Replacement Aerial Inspection Down Conductor Detection (DCD) | EPSS,Ground Inspection,Non-Pole Backlog, | EPSS Ground Inspection Non-Pole Backlog | EPSS Ground Inspection Non-Pole Backlog |  |  |  | , | FALSE
BEAR VALLEY 210110019 | EPSS | EPSS | EPSS | [9 empty] | Surge Arrestor Replacement |  |  | Aerial Inspection | Aerial Inspection | Aerial Inspection |  | Ground Inspection | Ground Inspection | [18 empty] | EPSS,Surge Arrestor Replacement,Aerial Inspection, | EPSS Surge Arrestor Replacement Aerial Inspection | EPSS Surge Arrestor Replacement Aerial Inspection | EPSS,Aerial Inspection,Ground Inspection, | EPSS Aerial Inspection Ground Inspection | EPSS Aerial Inspection Ground Inspection | EPSS,Aerial Inspection,Ground Inspection, | EPSS Aerial Inspection Ground Inspection | EPSS Aerial Inspection Ground Inspection |  |  |  | , | FALSE
SAN LUIS OBISPO 1101V12 | EPSS | EPSS | EPSS | [6 empty] | Expulsion Fuse Replacement | [6 empty] | Aerial Inspection | Aerial Inspection |  | Ground Inspection | Ground Inspection | Non-Pole Backlog | Non-Pole Backlog | Non-Pole Backlog |  |  |  | Down Conductor Detection (DCD) | [9 empty] | Pole Backlog | Pole Backlog | EPSS,Expulsion Fuse Replacement,Non-Pole Backlog,Down Conductor Detection (DCD), | EPSS Expulsion Fuse Replacement Non-Pole Backlog Down Conductor Detection (DCD) | EPSS Expulsion Fuse Replacement Non-Pole Backlog Down Conductor Detection (DCD) | EPSS,Aerial Inspection,Ground Inspection,Non-Pole Backlog,Pole Backlog, | EPSS Aerial Inspection Ground Inspection Non-Pole Backlog Pole Backlog | EPSS Aerial Inspection Ground Inspection Non-Pole Backlog Pole Backlog | EPSS,Aerial Inspection,Ground Inspection,Non-Pole Backlog,Pole Backlog, | EPSS Aerial Inspection Ground Inspection Non-Pole Backlog Pole Backlog | EPSS Aerial Inspection Ground Inspection Non-Pole Backlog Pole Backlog |  |  |  | , | FALSE
PIT NO 1 1101CB | EPSS | EPSS | EPSS | [6 empty] | Expulsion Fuse Replacement | [5 empty] | Aerial Inspection | Aerial Inspection | Aerial Inspection |  | Ground Inspection | Ground Inspection | Non-Pole Backlog | [17 empty] | EPSS,Expulsion Fuse Replacement,Aerial Inspection,Non-Pole Backlog, | EPSS Expulsion Fuse Replacement Aerial Inspection Non-Pole Backlog | EPSS Expulsion Fuse Replacement Aerial Inspection Non-Pole Backlog | EPSS,Aerial Inspection,Ground Inspection, | EPSS Aerial Inspection Ground Inspection | EPSS Aerial Inspection Ground Inspection | EPSS,Aerial Inspection,Ground Inspection, | EPSS Aerial Inspection Ground Inspection | EPSS Aerial Inspection Ground Inspection |  |  |  | , | FALSE
PUEBLO 1104580658 | EPSS | EPSS | EPSS | [13 empty] | Aerial Inspection | Aerial Inspection | Ground Inspection | Ground Inspection |  | Non-Pole Backlog | [6 empty] | Down Conductor Detection (DCD) | [10 empty] | EPSS,Ground Inspection,Non-Pole Backlog, | EPSS Ground Inspection Non-Pole Backlog | EPSS Ground Inspection Non-Pole Backlog | EPSS,Aerial Inspection,Ground Inspection,Down Conductor Detection (DCD), | EPSS Aerial Inspection Ground Inspection Down Conductor Detection (DCD) | EPSS Aerial Inspection Ground Inspection Down Conductor Detection (DCD) | EPSS,Aerial Inspection, | EPSS Aerial Inspection | EPSS Aerial Inspection |  |  |  | , | FALSE
LAYTONVILLE 1101518 | EPSS | EPSS | EPSS | [6 empty] | Expulsion Fuse Replacement | Expulsion Fuse Replacement | Expulsion Fuse Replacement | Surge Arrestor Replacement |  |  |  | Aerial Inspection | Aerial Inspection | Ground Inspection | Ground Inspection |  | Non-Pole Backlog | Non-Pole Backlog | Non-Pole Backlog |  |  |  | Down Conductor Detection (DCD) | [9 empty] | Pole Backlog |  | EPSS,Expulsion Fuse Replacement,Surge Arrestor Replacement,Ground Inspection,Non-Pole Backlog,Down Conductor Detection (DCD), | EPSS Expulsion Fuse Replacement Surge Arrestor Replacement Ground Inspection Non-Pole Backlog Down Conductor Detection (DCD) | EPSS Expulsion Fuse Replacement Surge Arrestor Replacement Ground Inspection Non-Pole Backlog Down Conductor Detection (DCD) | EPSS,Expulsion Fuse Replacement,Aerial Inspection,Ground Inspection,Non-Pole Backlog,Pole Backlog, | EPSS Expulsion Fuse Replacement Aerial Inspection Ground Inspection Non-Pole Backlog Pole Backlog | EPSS Expulsion Fuse Replacement Aerial Inspection Ground Inspection Non-Pole Backlog Pole Backlog | EPSS,Expulsion Fuse Replacement,Aerial Inspection,Non-Pole Backlog, | EPSS Expulsion Fuse Replacement Aerial Inspection Non-Pole Backlog | EPSS Expulsion Fuse Replacement Aerial Inspection Non-Pole Backlog |  |  |  | , | FALSE
HICKS 2101XR250 | EPSS | EPSS | EPSS | [6 empty] | Expulsion Fuse Replacement | Expulsion Fuse Replacement | Expulsion Fuse Replacement |  |  |  |  | Aerial Inspection | Aerial Inspection | Ground Inspection | Ground Inspection | Ground Inspection | Non-Pole Backlog | Non-Pole Backlog | Non-Pole Backlog | [6 empty] | Line Sensors | [5 empty] | Pole Backlog | Pole Backlog | Pole Backlog | EPSS,Expulsion Fuse Replacement,Ground Inspection,Non-Pole Backlog,Line Sensors,Pole Backlog, | EPSS Expulsion Fuse Replacement Ground Inspection Non-Pole Backlog Line Sensors Pole Backlog | EPSS Expulsion Fuse Replacement Ground Inspection Non-Pole Backlog Line Sensors Pole Backlog | EPSS,Expulsion Fuse Replacement,Aerial Inspection,Ground Inspection,Non-Pole Backlog,Pole Backlog, | EPSS Expulsion Fuse Replacement Aerial Inspection Ground Inspection Non-Pole Backlog Pole Backlog | EPSS Expulsion Fuse Replacement Aerial Inspection Ground Inspection Non-Pole Backlog Pole Backlog | EPSS,Expulsion Fuse Replacement,Aerial Inspection,Ground Inspection,Non-Pole Backlog,Pole Backlog, | EPSS Expulsion Fuse Replacement Aerial Inspection Ground Inspection Non-Pole Backlog Pole Backlog | EPSS Expulsion Fuse Replacement Aerial Inspection Ground Inspection Non-Pole Backlog Pole Backlog |  |  |  | , | FALSE
BRUNSWICK 11052210 | EPSS | EPSS | EPSS | [7 empty] | Expulsion Fuse Replacement | Expulsion Fuse Replacement |  |  |  | Aerial Inspection |  | Aerial Inspection |  | Ground Inspection | Ground Inspection | Non-Pole Backlog | Non-Pole Backlog |  |  |  |  | Down Conductor Detection (DCD) | [8 empty] | Pole Backlog | Pole Backlog |  | EPSS,Aerial Inspection,Non-Pole Backlog,Down Conductor Detection (DCD),Pole Backlog, | EPSS Aerial Inspection Non-Pole Backlog Down Conductor Detection (DCD) Pole Backlog | EPSS Aerial Inspection Non-Pole Backlog Down Conductor Detection (DCD) Pole Backlog | EPSS,Expulsion Fuse Replacement,Ground Inspection,Non-Pole Backlog,Pole Backlog, | EPSS Expulsion Fuse Replacement Ground Inspection Non-Pole Backlog Pole Backlog | EPSS Expulsion Fuse Replacement Ground Inspection Non-Pole Backlog Pole Backlog | EPSS,Expulsion Fuse Replacement,Aerial Inspection,Ground Inspection, | EPSS Expulsion Fuse Replacement Aerial Inspection Ground Inspection | EPSS Expulsion Fuse Replacement Aerial Inspection Ground Inspection |  |  |  | , | FALSE
MORGAN HILL 2111XR398 | EPSS | EPSS | EPSS | [6 empty] | Expulsion Fuse Replacement |  | Expulsion Fuse Replacement |  |  |  |  | Aerial Inspection | Aerial Inspection | Ground Inspection | Ground Inspection | Ground Inspection | Non-Pole Backlog | Non-Pole Backlog | Non-Pole Backlog | [14 empty] | Pole Backlog | EPSS,Expulsion Fuse Replacement,Ground Inspection,Non-Pole Backlog, | EPSS Expulsion Fuse Replacement Ground Inspection Non-Pole Backlog | EPSS Expulsion Fuse Replacement Ground Inspection Non-Pole Backlog | EPSS,Aerial Inspection,Ground Inspection,Non-Pole Backlog, | EPSS Aerial Inspection Ground Inspection Non-Pole Backlog | EPSS Aerial Inspection Ground Inspection Non-Pole Backlog | EPSS,Expulsion Fuse Replacement,Aerial Inspection,Ground Inspection,Non-Pole Backlog,Pole Backlog, | EPSS Expulsion Fuse Replacement Aerial Inspection Ground Inspection Non-Pole Backlog Pole Backlog | EPSS Expulsion Fuse Replacement Aerial Inspection Ground Inspection Non-Pole Backlog Pole Backlog |  |  |  | , | FALSE
ATASCADERO 1101A02 | EPSS | EPSS | EPSS | [6 empty] | Expulsion Fuse Replacement | Expulsion Fuse Replacement | [5 empty] | Aerial Inspection | Aerial Inspection |  | Ground Inspection | Ground Inspection | Non-Pole Backlog |  | Non-Pole Backlog |  |  |  | Down Conductor Detection (DCD) | [10 empty] | Pole Backlog | EPSS,Expulsion Fuse Replacement,Non-Pole Backlog,Down Conductor Detection (DCD), | EPSS Expulsion Fuse Replacement Non-Pole Backlog Down Conductor Detection (DCD) | EPSS Expulsion Fuse Replacement Non-Pole Backlog Down Conductor Detection (DCD) | EPSS,Expulsion Fuse Replacement,Aerial Inspection,Ground Inspection, | EPSS Expulsion Fuse Replacement Aerial Inspection Ground Inspection | EPSS Expulsion Fuse Replacement Aerial Inspection Ground Inspection | EPSS,Aerial Inspection,Ground Inspection,Non-Pole Backlog,Pole Backlog, | EPSS Aerial Inspection Ground Inspection Non-Pole Backlog Pole Backlog | EPSS Aerial Inspection Ground Inspection Non-Pole Backlog Pole Backlog |  |  |  | , | FALSE
JESSUP 1102158468 | EPSS | EPSS | EPSS | [17 empty] | Ground Inspection | Non-Pole Backlog | [5 empty] | Down Conductor Detection (DCD) | [11 empty] | EPSS,Non-Pole Backlog,Down Conductor Detection (DCD), | EPSS Non-Pole Backlog Down Conductor Detection (DCD) | EPSS Non-Pole Backlog Down Conductor Detection (DCD) | EPSS, | EPSS | EPSS | EPSS,Ground Inspection, | EPSS Ground Inspection | EPSS Ground Inspection |  |  |  | , | FALSE
CALAVERAS CEMENT 110111236 | EPSS | EPSS | EPSS | [6 empty] | Expulsion Fuse Replacement | Expulsion Fuse Replacement | [5 empty] | Aerial Inspection | Aerial Inspection | Ground Inspection |  | Ground Inspection | Non-Pole Backlog |  | Non-Pole Backlog |  |  |  | Down Conductor Detection (DCD) | [10 empty] | Pole Backlog | EPSS,Expulsion Fuse Replacement,Ground Inspection,Non-Pole Backlog,Down Conductor Detection (DCD), | EPSS Expulsion Fuse Replacement Ground Inspection Non-Pole Backlog Down Conductor Detection (DCD) | EPSS Expulsion Fuse Replacement Ground Inspection Non-Pole Backlog Down Conductor Detection (DCD) | EPSS,Expulsion Fuse Replacement,Aerial Inspection, | EPSS Expulsion Fuse Replacement Aerial Inspection | EPSS Expulsion Fuse Replacement Aerial Inspection | EPSS,Aerial Inspection,Ground Inspection,Non-Pole Backlog,Pole Backlog, | EPSS Aerial Inspection Ground Inspection Non-Pole Backlog Pole Backlog | EPSS Aerial Inspection Ground Inspection Non-Pole Backlog Pole Backlog |  |  |  | , | FALSE
CHOLAME 2102867686 | EPSS | EPSS | EPSS | [12 empty] | Aerial Inspection | Aerial Inspection | Aerial Inspection | Ground Inspection | Ground Inspection | Ground Inspection | Non-Pole Backlog | Non-Pole Backlog |  |  |  |  | Down Conductor Detection (DCD) | [11 empty] | EPSS,Aerial Inspection,Ground Inspection,Non-Pole Backlog,Down Conductor Detection (DCD), | EPSS Aerial Inspection Ground Inspection Non-Pole Backlog Down Conductor Detection (DCD) | EPSS Aerial Inspection Ground Inspection Non-Pole Backlog Down Conductor Detection (DCD) | EPSS,Aerial Inspection,Ground Inspection,Non-Pole Backlog, | EPSS Aerial Inspection Ground Inspection Non-Pole Backlog | EPSS Aerial Inspection Ground Inspection Non-Pole Backlog | EPSS,Aerial Inspection,Ground Inspection, | EPSS Aerial Inspection Ground Inspection | EPSS Aerial Inspection Ground Inspection |  |  |  | , | FALSE
OILFIELDS 1103N62 | EPSS | EPSS | EPSS | [14 empty] | Aerial Inspection |  | Ground Inspection | Ground Inspection | Non-Pole Backlog | [5 empty] | Down Conductor Detection (DCD) | [11 empty] | EPSS,Non-Pole Backlog,Down Conductor Detection (DCD), | EPSS Non-Pole Backlog Down Conductor Detection (DCD) | EPSS Non-Pole Backlog Down Conductor Detection (DCD) | EPSS,Ground Inspection, | EPSS Ground Inspection | EPSS Ground Inspection | EPSS,Aerial Inspection,Ground Inspection, | EPSS Aerial Inspection Ground Inspection | EPSS Aerial Inspection Ground Inspection |  |  |  | , | FALSE
LOS GATOS 110160052 | EPSS | EPSS | EPSS | [8 empty] | Expulsion Fuse Replacement | [5 empty] | Aerial Inspection |  | Ground Inspection | Ground Inspection |  | Non-Pole Backlog | Non-Pole Backlog |  |  |  |  | Down Conductor Detection (DCD) | [9 empty] | Pole Backlog | EPSS, | EPSS | EPSS | EPSS,Ground Inspection,Non-Pole Backlog,Down Conductor Detection (DCD), | EPSS Ground Inspection Non-Pole Backlog Down Conductor Detection (DCD) | EPSS Ground Inspection Non-Pole Backlog Down Conductor Detection (DCD) | EPSS,Expulsion Fuse Replacement,Aerial Inspection,Ground Inspection,Non-Pole Backlog,Pole Backlog, | EPSS Expulsion Fuse Replacement Aerial Inspection Ground Inspection Non-Pole Backlog Pole Backlog | EPSS Expulsion Fuse Replacement Aerial Inspection Ground Inspection Non-Pole Backlog Pole Backlog |  |  |  | , | FALSE
WOODACRE 1102851 | EPSS | EPSS | EPSS | [14 empty] | Aerial Inspection |  | Ground Inspection | Ground Inspection | Non-Pole Backlog | [17 empty] | EPSS,Non-Pole Backlog, | EPSS Non-Pole Backlog | EPSS Non-Pole Backlog | EPSS,Ground Inspection, | EPSS Ground Inspection | EPSS Ground Inspection | EPSS,Aerial Inspection,Ground Inspection, | EPSS Aerial Inspection Ground Inspection | EPSS Aerial Inspection Ground Inspection |  |  |  | , | FALSE
OTTER 110263868 | EPSS | EPSS | EPSS | [7 empty] | Expulsion Fuse Replacement | [6 empty] | Aerial Inspection |  | Ground Inspection | Ground Inspection | Non-Pole Backlog | Non-Pole Backlog | Non-Pole Backlog |  |  |  |  | Down Conductor Detection (DCD) | [7 empty] | Pole Backlog | Pole Backlog | Pole Backlog | EPSS,Non-Pole Backlog,Pole Backlog, | EPSS Non-Pole Backlog Pole Backlog | EPSS Non-Pole Backlog Pole Backlog | EPSS,Expulsion Fuse Replacement,Ground Inspection,Non-Pole Backlog,Down Conductor Detection (DCD),Pole Backlog, | EPSS Expulsion Fuse Replacement Ground Inspection Non-Pole Backlog Down Conductor Detection (DCD) Pole Backlog | EPSS Expulsion Fuse Replacement Ground Inspection Non-Pole Backlog Down Conductor Detection (DCD) Pole Backlog | EPSS,Aerial Inspection,Ground Inspection,Non-Pole Backlog,Pole Backlog, | EPSS Aerial Inspection Ground Inspection Non-Pole Backlog Pole Backlog | EPSS Aerial Inspection Ground Inspection Non-Pole Backlog Pole Backlog |  |  |  | , | FALSE
SCE REFUGIO 1701CB | EPSS | EPSS | EPSS | [36 empty] | EPSS, | EPSS | EPSS | EPSS, | EPSS | EPSS | EPSS, | EPSS | EPSS |  |  |  | , | FALSE
OAKHURST 110310570 | EPSS | EPSS | EPSS | [13 empty] | Aerial Inspection | Aerial Inspection | Ground Inspection | Ground Inspection | Ground Inspection | Non-Pole Backlog |  | Non-Pole Backlog |  |  |  | Down Conductor Detection (DCD) |  |  | Line Sensors | [8 empty] | EPSS,Ground Inspection,Non-Pole Backlog,Down Conductor Detection (DCD),Line Sensors, | EPSS Ground Inspection Non-Pole Backlog Down Conductor Detection (DCD) Line Sensors | EPSS Ground Inspection Non-Pole Backlog Down Conductor Detection (DCD) Line Sensors | EPSS,Aerial Inspection,Ground Inspection, | EPSS Aerial Inspection Ground Inspection | EPSS Aerial Inspection Ground Inspection | EPSS,Aerial Inspection,Ground Inspection,Non-Pole Backlog, | EPSS Aerial Inspection Ground Inspection Non-Pole Backlog | EPSS Aerial Inspection Ground Inspection Non-Pole Backlog |  |  |  | , | FALSE
ALLEGHANY 1101804 | EPSS | EPSS | EPSS | [6 empty] | Expulsion Fuse Replacement | Expulsion Fuse Replacement | [5 empty] | Aerial Inspection | Aerial Inspection | Ground Inspection | Ground Inspection | Ground Inspection | Non-Pole Backlog | Non-Pole Backlog | Non-Pole Backlog |  |  |  | Down Conductor Detection (DCD) | [9 empty] | Pole Backlog | Pole Backlog | EPSS,Expulsion Fuse Replacement,Ground Inspection,Non-Pole Backlog,Down Conductor Detection (DCD), | EPSS Expulsion Fuse Replacement Ground Inspection Non-Pole Backlog Down Conductor Detection (DCD) | EPSS Expulsion Fuse Replacement Ground Inspection Non-Pole Backlog Down Conductor Detection (DCD) | EPSS,Expulsion Fuse Replacement,Aerial Inspection,Ground Inspection,Non-Pole Backlog,Pole Backlog, | EPSS Expulsion Fuse Replacement Aerial Inspection Ground Inspection Non-Pole Backlog Pole Backlog | EPSS Expulsion Fuse Replacement Aerial Inspection Ground Inspection Non-Pole Backlog Pole Backlog | EPSS,Aerial Inspection,Ground Inspection,Non-Pole Backlog,Pole Backlog, | EPSS Aerial Inspection Ground Inspection Non-Pole Backlog Pole Backlog | EPSS Aerial Inspection Ground Inspection Non-Pole Backlog Pole Backlog |  |  |  | , | FALSE
CURTIS 170247488 | EPSS | EPSS | EPSS | [6 empty] | Expulsion Fuse Replacement | [5 empty] | Aerial Inspection | Aerial Inspection | Aerial Inspection | Ground Inspection | Ground Inspection | Ground Inspection | Non-Pole Backlog |  | Non-Pole Backlog | [14 empty] | Pole Backlog | EPSS,Expulsion Fuse Replacement,Aerial Inspection,Ground Inspection,Non-Pole Backlog, | EPSS Expulsion Fuse Replacement Aerial Inspection Ground Inspection Non-Pole Backlog | EPSS Expulsion Fuse Replacement Aerial Inspection Ground Inspection Non-Pole Backlog | EPSS,Aerial Inspection,Ground Inspection, | EPSS Aerial Inspection Ground Inspection | EPSS Aerial Inspection Ground Inspection | EPSS,Aerial Inspection,Ground Inspection,Non-Pole Backlog,Pole Backlog, | EPSS Aerial Inspection Ground Inspection Non-Pole Backlog Pole Backlog | EPSS Aerial Inspection Ground Inspection Non-Pole Backlog Pole Backlog |  |  |  | , | FALSE
OILFIELDS 1103N04 | EPSS | EPSS | EPSS | [14 empty] | Aerial Inspection | Ground Inspection | Ground Inspection | [7 empty] | Down Conductor Detection (DCD) | [11 empty] | EPSS,Ground Inspection,Down Conductor Detection (DCD), | EPSS Ground Inspection Down Conductor Detection (DCD) | EPSS Ground Inspection Down Conductor Detection (DCD) | EPSS,Ground Inspection, | EPSS Ground Inspection | EPSS Ground Inspection | EPSS,Aerial Inspection, | EPSS Aerial Inspection | EPSS Aerial Inspection |  |  |  | , | FALSE
OILFIELDS 1103451760 | EPSS | EPSS | EPSS | [14 empty] | Aerial Inspection |  | Ground Inspection |  | Non-Pole Backlog | [5 empty] | Down Conductor Detection (DCD) | [11 empty] | EPSS,Non-Pole Backlog,Down Conductor Detection (DCD), | EPSS Non-Pole Backlog Down Conductor Detection (DCD) | EPSS Non-Pole Backlog Down Conductor Detection (DCD) | EPSS,Ground Inspection, | EPSS Ground Inspection | EPSS Ground Inspection | EPSS,Aerial Inspection, | EPSS Aerial Inspection | EPSS Aerial Inspection |  |  |  | , | FALSE
CAMP EVERS 210533542 | EPSS | EPSS | EPSS | [14 empty] | Aerial Inspection |  | Ground Inspection | Ground Inspection | Non-Pole Backlog |  | Non-Pole Backlog | [15 empty] | EPSS,Non-Pole Backlog, | EPSS Non-Pole Backlog | EPSS Non-Pole Backlog | EPSS,Ground Inspection, | EPSS Ground Inspection | EPSS Ground Inspection | EPSS,Aerial Inspection,Ground Inspection,Non-Pole Backlog, | EPSS Aerial Inspection Ground Inspection Non-Pole Backlog | EPSS Aerial Inspection Ground Inspection Non-Pole Backlog |  |  |  | , | FALSE
ORO FINO 11012022 | EPSS | EPSS | EPSS | [6 empty] | Expulsion Fuse Replacement |  | Expulsion Fuse Replacement | [5 empty] | Aerial Inspection |  | Ground Inspection | Ground Inspection | Non-Pole Backlog | Non-Pole Backlog | Non-Pole Backlog |  |  |  | Down Conductor Detection (DCD) | [9 empty] | Pole Backlog |  | EPSS,Expulsion Fuse Replacement,Non-Pole Backlog,Down Conductor Detection (DCD), | EPSS Expulsion Fuse Replacement Non-Pole Backlog Down Conductor Detection (DCD) | EPSS Expulsion Fuse Replacement Non-Pole Backlog Down Conductor Detection (DCD) | EPSS,Ground Inspection,Non-Pole Backlog,Pole Backlog, | EPSS Ground Inspection Non-Pole Backlog Pole Backlog | EPSS Ground Inspection Non-Pole Backlog Pole Backlog | EPSS,Expulsion Fuse Replacement,Aerial Inspection,Ground Inspection,Non-Pole Backlog, | EPSS Expulsion Fuse Replacement Aerial Inspection Ground Inspection Non-Pole Backlog | EPSS Expulsion Fuse Replacement Aerial Inspection Ground Inspection Non-Pole Backlog |  |  |  | , | FALSE
CURTIS 170210940 | EPSS | EPSS | EPSS | [8 empty] | Expulsion Fuse Replacement | Surge Arrestor Replacement |  |  |  | Aerial Inspection | Aerial Inspection | Ground Inspection | Ground Inspection | Ground Inspection | Non-Pole Backlog |  | Non-Pole Backlog |  |  |  | Down Conductor Detection (DCD) | [10 empty] | Pole Backlog | EPSS,Surge Arrestor Replacement,Ground Inspection,Non-Pole Backlog,Down Conductor Detection (DCD), | EPSS Surge Arrestor Replacement Ground Inspection Non-Pole Backlog Down Conductor Detection (DCD) | EPSS Surge Arrestor Replacement Ground Inspection Non-Pole Backlog Down Conductor Detection (DCD) | EPSS,Aerial Inspection,Ground Inspection, | EPSS Aerial Inspection Ground Inspection | EPSS Aerial Inspection Ground Inspection | EPSS,Expulsion Fuse Replacement,Aerial Inspection,Ground Inspection,Non-Pole Backlog,Pole Backlog, | EPSS Expulsion Fuse Replacement Aerial Inspection Ground Inspection Non-Pole Backlog Pole Backlog | EPSS Expulsion Fuse Replacement Aerial Inspection Ground Inspection Non-Pole Backlog Pole Backlog |  |  |  | , | FALSE
SUNOL 1101MR299 | EPSS | EPSS | EPSS | [6 empty] | Expulsion Fuse Replacement | [7 empty] | Aerial Inspection |  | Ground Inspection | Ground Inspection | Non-Pole Backlog | [17 empty] | EPSS,Expulsion Fuse Replacement,Non-Pole Backlog, | EPSS Expulsion Fuse Replacement Non-Pole Backlog | EPSS Expulsion Fuse Replacement Non-Pole Backlog | EPSS,Ground Inspection, | EPSS Ground Inspection | EPSS Ground Inspection | EPSS,Aerial Inspection,Ground Inspection, | EPSS Aerial Inspection Ground Inspection | EPSS Aerial Inspection Ground Inspection |  |  |  | , | FALSE
VOLTA 1102CB | EPSS | EPSS | EPSS | [16 empty] | Ground Inspection | Ground Inspection | Non-Pole Backlog | [14 empty] | Pole Backlog |  |  | EPSS,Non-Pole Backlog,Pole Backlog, | EPSS Non-Pole Backlog Pole Backlog | EPSS Non-Pole Backlog Pole Backlog | EPSS,Ground Inspection, | EPSS Ground Inspection | EPSS Ground Inspection | EPSS,Ground Inspection, | EPSS Ground Inspection | EPSS Ground Inspection |  |  |  | , | FALSE
OILFIELDS 11032757 | EPSS | EPSS | EPSS | [14 empty] | Aerial Inspection |  | Ground Inspection |  | Non-Pole Backlog |  | Non-Pole Backlog |  |  |  | Down Conductor Detection (DCD) | [10 empty] | Pole Backlog | EPSS,Non-Pole Backlog,Down Conductor Detection (DCD), | EPSS Non-Pole Backlog Down Conductor Detection (DCD) | EPSS Non-Pole Backlog Down Conductor Detection (DCD) | EPSS,Ground Inspection, | EPSS Ground Inspection | EPSS Ground Inspection | EPSS,Aerial Inspection,Non-Pole Backlog,Pole Backlog, | EPSS Aerial Inspection Non-Pole Backlog Pole Backlog | EPSS Aerial Inspection Non-Pole Backlog Pole Backlog |  |  |  | , | FALSE
BRUNSWICK 110350070 | EPSS | EPSS | EPSS | [7 empty] | Expulsion Fuse Replacement | [5 empty] | Aerial Inspection |  | Ground Inspection | Ground Inspection | Ground Inspection |  |  | Non-Pole Backlog | [13 empty] | Pole Backlog |  | EPSS,Ground Inspection, | EPSS Ground Inspection | EPSS Ground Inspection | EPSS,Expulsion Fuse Replacement,Aerial Inspection,Ground Inspection,Pole Backlog, | EPSS Expulsion Fuse Replacement Aerial Inspection Ground Inspection Pole Backlog | EPSS Expulsion Fuse Replacement Aerial Inspection Ground Inspection Pole Backlog | EPSS,Ground Inspection,Non-Pole Backlog, | EPSS Ground Inspection Non-Pole Backlog | EPSS Ground Inspection Non-Pole Backlog |  |  | Overhead Hardening | ,Overhead Hardening, | Overhead Hardening | Overhead Hardening
CURTIS 170349746 | EPSS | EPSS | EPSS | [13 empty] | Aerial Inspection |  | Ground Inspection | [9 empty] | Down Conductor Detection (DCD) | [10 empty] | EPSS,Ground Inspection, | EPSS Ground Inspection | EPSS Ground Inspection | EPSS,Aerial Inspection,Down Conductor Detection (DCD), | EPSS Aerial Inspection Down Conductor Detection (DCD) | EPSS Aerial Inspection Down Conductor Detection (DCD) | EPSS, | EPSS | EPSS |  |  |  | , | FALSE
HIGGINS 11041006 | EPSS | EPSS | EPSS | [6 empty] | Expulsion Fuse Replacement |  | Expulsion Fuse Replacement | Surge Arrestor Replacement |  |  | Aerial Inspection | Aerial Inspection | Aerial Inspection | Ground Inspection | Ground Inspection | Ground Inspection | Non-Pole Backlog | Non-Pole Backlog | Non-Pole Backlog |  |  |  |  | Down Conductor Detection (DCD) | [9 empty] | Pole Backlog | EPSS,Expulsion Fuse Replacement,Surge Arrestor Replacement,Aerial Inspection,Ground Inspection,Non-Pole Backlog, | EPSS Expulsion Fuse Replacement Surge Arrestor Replacement Aerial Inspection Ground Inspection Non-Pole Backlog | EPSS Expulsion Fuse Replacement Surge Arrestor Replacement Aerial Inspection Ground Inspection Non-Pole Backlog | EPSS,Aerial Inspection,Ground Inspection,Non-Pole Backlog,Down Conductor Detection (DCD), | EPSS Aerial Inspection Ground Inspection Non-Pole Backlog Down Conductor Detection (DCD) | EPSS Aerial Inspection Ground Inspection Non-Pole Backlog Down Conductor Detection (DCD) | EPSS,Expulsion Fuse Replacement,Aerial Inspection,Ground Inspection,Non-Pole Backlog,Pole Backlog, | EPSS Expulsion Fuse Replacement Aerial Inspection Ground Inspection Non-Pole Backlog Pole Backlog | EPSS Expulsion Fuse Replacement Aerial Inspection Ground Inspection Non-Pole Backlog Pole Backlog |  |  |  | , | FALSE
JARVIS 1111907698 | EPSS | EPSS | EPSS | [13 empty] | Aerial Inspection |  | Ground Inspection |  | Ground Inspection | Non-Pole Backlog | [6 empty] | Down Conductor Detection (DCD) | [10 empty] | EPSS,Ground Inspection,Non-Pole Backlog, | EPSS Ground Inspection Non-Pole Backlog | EPSS Ground Inspection Non-Pole Backlog | EPSS,Aerial Inspection,Down Conductor Detection (DCD), | EPSS Aerial Inspection Down Conductor Detection (DCD) | EPSS Aerial Inspection Down Conductor Detection (DCD) | EPSS,Ground Inspection, | EPSS Ground Inspection | EPSS Ground Inspection |  |  |  | , | FALSE
SWIFT 2110XR254 | EPSS | EPSS | EPSS | [13 empty] | Aerial Inspection | Aerial Inspection | Ground Inspection | Ground Inspection |  |  | Non-Pole Backlog | [5 empty] | Down Conductor Detection (DCD) | [10 empty] | EPSS,Ground Inspection, | EPSS Ground Inspection | EPSS Ground Inspection | EPSS,Aerial Inspection,Ground Inspection,Non-Pole Backlog,Down Conductor Detection (DCD), | EPSS Aerial Inspection Ground Inspection Non-Pole Backlog Down Conductor Detection (DCD) | EPSS Aerial Inspection Ground Inspection Non-Pole Backlog Down Conductor Detection (DCD) | EPSS,Aerial Inspection, | EPSS Aerial Inspection | EPSS Aerial Inspection |  |  |  | , | FALSE
DUNBAR 110379086 | EPSS | EPSS | EPSS | [7 empty] | Expulsion Fuse Replacement | [5 empty] | Aerial Inspection | Aerial Inspection | Ground Inspection | Ground Inspection |  | Non-Pole Backlog | [8 empty] | Line Sensors | [8 empty] | EPSS,Ground Inspection,Non-Pole Backlog,Line Sensors, | EPSS Ground Inspection Non-Pole Backlog Line Sensors | EPSS Ground Inspection Non-Pole Backlog Line Sensors | EPSS,Expulsion Fuse Replacement,Aerial Inspection,Ground Inspection, | EPSS Expulsion Fuse Replacement Aerial Inspection Ground Inspection | EPSS Expulsion Fuse Replacement Aerial Inspection Ground Inspection | EPSS,Aerial Inspection, | EPSS Aerial Inspection | EPSS Aerial Inspection |  |  |  | , | FALSE
APPLE HILL 210297982 | EPSS | EPSS | EPSS | [6 empty] | Expulsion Fuse Replacement | Expulsion Fuse Replacement | [5 empty] | Aerial Inspection |  | Ground Inspection |  | Ground Inspection | Non-Pole Backlog | Non-Pole Backlog | Non-Pole Backlog |  |  |  | Down Conductor Detection (DCD) | [10 empty] | Pole Backlog | EPSS,Expulsion Fuse Replacement,Ground Inspection,Non-Pole Backlog,Down Conductor Detection (DCD), | EPSS Expulsion Fuse Replacement Ground Inspection Non-Pole Backlog Down Conductor Detection (DCD) | EPSS Expulsion Fuse Replacement Ground Inspection Non-Pole Backlog Down Conductor Detection (DCD) | EPSS,Expulsion Fuse Replacement,Aerial Inspection,Non-Pole Backlog, | EPSS Expulsion Fuse Replacement Aerial Inspection Non-Pole Backlog | EPSS Expulsion Fuse Replacement Aerial Inspection Non-Pole Backlog | EPSS,Ground Inspection,Non-Pole Backlog,Pole Backlog, | EPSS Ground Inspection Non-Pole Backlog Pole Backlog | EPSS Ground Inspection Non-Pole Backlog Pole Backlog |  |  |  | , | FALSE
ATASCADERO 1101A50 | EPSS | EPSS | EPSS | [6 empty] | Expulsion Fuse Replacement | Expulsion Fuse Replacement | Expulsion Fuse Replacement |  |  |  |  | Aerial Inspection | Aerial Inspection | Ground Inspection | Ground Inspection | Ground Inspection | Non-Pole Backlog | Non-Pole Backlog | Non-Pole Backlog |  |  |  | Down Conductor Detection (DCD) | [10 empty] | Pole Backlog | EPSS,Expulsion Fuse Replacement,Ground Inspection,Non-Pole Backlog,Down Conductor Detection (DCD), | EPSS Expulsion Fuse Replacement Ground Inspection Non-Pole Backlog Down Conductor Detection (DCD) | EPSS Expulsion Fuse Replacement Ground Inspection Non-Pole Backlog Down Conductor Detection (DCD) | EPSS,Expulsion Fuse Replacement,Aerial Inspection,Ground Inspection,Non-Pole Backlog, | EPSS Expulsion Fuse Replacement Aerial Inspection Ground Inspection Non-Pole Backlog | EPSS Expulsion Fuse Replacement Aerial Inspection Ground Inspection Non-Pole Backlog | EPSS,Expulsion Fuse Replacement,Aerial Inspection,Ground Inspection,Non-Pole Backlog,Pole Backlog, | EPSS Expulsion Fuse Replacement Aerial Inspection Ground Inspection Non-Pole Backlog Pole Backlog | EPSS Expulsion Fuse Replacement Aerial Inspection Ground Inspection Non-Pole Backlog Pole Backlog |  |  |  | , | FALSE
WYANDOTTE 11071510 | EPSS | EPSS | EPSS | [6 empty] | Expulsion Fuse Replacement | Expulsion Fuse Replacement |  | Surge Arrestor Replacement |  |  |  | Aerial Inspection | Aerial Inspection | Ground Inspection | Ground Inspection | Ground Inspection | Non-Pole Backlog | Non-Pole Backlog | Non-Pole Backlog |  |  |  | Down Conductor Detection (DCD) | [8 empty] | Pole Backlog |  |  | EPSS,Expulsion Fuse Replacement,Surge Arrestor Replacement,Ground Inspection,Non-Pole Backlog,Down Conductor Detection (DCD),Pole Backlog, | EPSS Expulsion Fuse Replacement Surge Arrestor Replacement Ground Inspection Non-Pole Backlog Down Conductor Detection (DCD) Pole Backlog | EPSS Expulsion Fuse Replacement Surge Arrestor Replacement Ground Inspection Non-Pole Backlog Down Conductor Detection (DCD) Pole Backlog | EPSS,Expulsion Fuse Replacement,Aerial Inspection,Ground Inspection,Non-Pole Backlog, | EPSS Expulsion Fuse Replacement Aerial Inspection Ground Inspection Non-Pole Backlog | EPSS Expulsion Fuse Replacement Aerial Inspection Ground Inspection Non-Pole Backlog | EPSS,Aerial Inspection,Ground Inspection,Non-Pole Backlog, | EPSS Aerial Inspection Ground Inspection Non-Pole Backlog | EPSS Aerial Inspection Ground Inspection Non-Pole Backlog |  | Line Removal |  | ,Line Removal, | Line Removal | Line Removal
DUNLAP 110239190 | EPSS | EPSS | EPSS | [6 empty] | Expulsion Fuse Replacement | [7 empty] | Aerial Inspection | Ground Inspection | Ground Inspection |  |  |  | Non-Pole Backlog |  |  |  | Down Conductor Detection (DCD) | [10 empty] | Pole Backlog | EPSS,Expulsion Fuse Replacement,Ground Inspection,Down Conductor Detection (DCD), | EPSS Expulsion Fuse Replacement Ground Inspection Down Conductor Detection (DCD) | EPSS Expulsion Fuse Replacement Ground Inspection Down Conductor Detection (DCD) | EPSS,Ground Inspection, | EPSS Ground Inspection | EPSS Ground Inspection | EPSS,Aerial Inspection,Non-Pole Backlog,Pole Backlog, | EPSS Aerial Inspection Non-Pole Backlog Pole Backlog | EPSS Aerial Inspection Non-Pole Backlog Pole Backlog |  |  |  | , | FALSE
CHOLAME 2102796386 | EPSS | EPSS | EPSS | [6 empty] | Expulsion Fuse Replacement | [5 empty] | Aerial Inspection | Aerial Inspection | Aerial Inspection | Ground Inspection | Ground Inspection | Ground Inspection | Non-Pole Backlog | Non-Pole Backlog | [5 empty] | Down Conductor Detection (DCD) | [8 empty] | Pole Backlog |  | EPSS,Expulsion Fuse Replacement,Aerial Inspection,Ground Inspection,Non-Pole Backlog, | EPSS Expulsion Fuse Replacement Aerial Inspection Ground Inspection Non-Pole Backlog | EPSS Expulsion Fuse Replacement Aerial Inspection Ground Inspection Non-Pole Backlog | EPSS,Aerial Inspection,Ground Inspection,Non-Pole Backlog,Down Conductor Detection (DCD),Pole Backlog, | EPSS Aerial Inspection Ground Inspection Non-Pole Backlog Down Conductor Detection (DCD) Pole Backlog | EPSS Aerial Inspection Ground Inspection Non-Pole Backlog Down Conductor Detection (DCD) Pole Backlog | EPSS,Aerial Inspection,Ground Inspection, | EPSS Aerial Inspection Ground Inspection | EPSS Aerial Inspection Ground Inspection |  |  |  | , | FALSE
MIDDLETOWN 1101481876 | EPSS | EPSS | EPSS | [13 empty] | Aerial Inspection |  | Ground Inspection | Ground Inspection | Ground Inspection | Non-Pole Backlog | [17 empty] | EPSS,Ground Inspection,Non-Pole Backlog, | EPSS Ground Inspection Non-Pole Backlog | EPSS Ground Inspection Non-Pole Backlog | EPSS,Aerial Inspection,Ground Inspection, | EPSS Aerial Inspection Ground Inspection | EPSS Aerial Inspection Ground Inspection | EPSS,Ground Inspection, | EPSS Ground Inspection | EPSS Ground Inspection |  |  | Overhead Hardening | ,Overhead Hardening, | Overhead Hardening | Overhead Hardening
FULTON 1107145720 | EPSS | EPSS | EPSS | [6 empty] | Expulsion Fuse Replacement | [7 empty] | Aerial Inspection |  | Ground Inspection | Ground Inspection | Non-Pole Backlog | Non-Pole Backlog | [16 empty] | EPSS,Expulsion Fuse Replacement,Non-Pole Backlog, | EPSS Expulsion Fuse Replacement Non-Pole Backlog | EPSS Expulsion Fuse Replacement Non-Pole Backlog | EPSS,Ground Inspection,Non-Pole Backlog, | EPSS Ground Inspection Non-Pole Backlog | EPSS Ground Inspection Non-Pole Backlog | EPSS,Aerial Inspection,Ground Inspection, | EPSS Aerial Inspection Ground Inspection | EPSS Aerial Inspection Ground Inspection |  |  |  | , | FALSE
KING CITY 11037038 | EPSS | EPSS | EPSS | [6 empty] | Expulsion Fuse Replacement | Expulsion Fuse Replacement |  |  |  |  | Aerial Inspection | Aerial Inspection | Aerial Inspection | Ground Inspection | Ground Inspection | Ground Inspection | Non-Pole Backlog | Non-Pole Backlog | Non-Pole Backlog |  |  |  |  | Down Conductor Detection (DCD) | [7 empty] | Pole Backlog | Pole Backlog | Pole Backlog | EPSS,Expulsion Fuse Replacement,Aerial Inspection,Ground Inspection,Non-Pole Backlog,Pole Backlog, | EPSS Expulsion Fuse Replacement Aerial Inspection Ground Inspection Non-Pole Backlog Pole Backlog | EPSS Expulsion Fuse Replacement Aerial Inspection Ground Inspection Non-Pole Backlog Pole Backlog | EPSS,Expulsion Fuse Replacement,Aerial Inspection,Ground Inspection,Non-Pole Backlog,Down Conductor Detection (DCD),Pole Backlog, | EPSS Expulsion Fuse Replacement Aerial Inspection Ground Inspection Non-Pole Backlog Down Conductor Detection (DCD) Pole Backlog | EPSS Expulsion Fuse Replacement Aerial Inspection Ground Inspection Non-Pole Backlog Down Conductor Detection (DCD) Pole Backlog | EPSS,Aerial Inspection,Ground Inspection,Non-Pole Backlog,Pole Backlog, | EPSS Aerial Inspection Ground Inspection Non-Pole Backlog Pole Backlog | EPSS Aerial Inspection Ground Inspection Non-Pole Backlog Pole Backlog |  |  |  | , | FALSE
CURTIS 170539256 | EPSS | EPSS | EPSS | [6 empty] | Expulsion Fuse Replacement | Expulsion Fuse Replacement | [5 empty] | Aerial Inspection | Aerial Inspection | Ground Inspection | Ground Inspection | Ground Inspection | Non-Pole Backlog |  | Non-Pole Backlog |  |  |  | Down Conductor Detection (DCD) | [8 empty] | Pole Backlog |  |  | EPSS,Expulsion Fuse Replacement,Ground Inspection,Non-Pole Backlog,Down Conductor Detection (DCD),Pole Backlog, | EPSS Expulsion Fuse Replacement Ground Inspection Non-Pole Backlog Down Conductor Detection (DCD) Pole Backlog | EPSS Expulsion Fuse Replacement Ground Inspection Non-Pole Backlog Down Conductor Detection (DCD) Pole Backlog | EPSS,Expulsion Fuse Replacement,Aerial Inspection,Ground Inspection, | EPSS Expulsion Fuse Replacement Aerial Inspection Ground Inspection | EPSS Expulsion Fuse Replacement Aerial Inspection Ground Inspection | EPSS,Aerial Inspection,Ground Inspection,Non-Pole Backlog, | EPSS Aerial Inspection Ground Inspection Non-Pole Backlog | EPSS Aerial Inspection Ground Inspection Non-Pole Backlog |  |  |  | , | FALSE
AUBERRY 1101233716 | EPSS | EPSS | EPSS | [14 empty] | Aerial Inspection |  | Ground Inspection | [7 empty] | Down Conductor Detection (DCD) |  |  | Line Sensors | [8 empty] | EPSS,Down Conductor Detection (DCD),Line Sensors, | EPSS Down Conductor Detection (DCD) Line Sensors | EPSS Down Conductor Detection (DCD) Line Sensors | EPSS,Ground Inspection, | EPSS Ground Inspection | EPSS Ground Inspection | EPSS,Aerial Inspection, | EPSS Aerial Inspection | EPSS Aerial Inspection |  |  |  | , | FALSE
CALPELLA 1101542 | EPSS | EPSS | EPSS | [6 empty] | Expulsion Fuse Replacement | [6 empty] | Aerial Inspection | Aerial Inspection | Ground Inspection | Ground Inspection | Ground Inspection | Non-Pole Backlog |  | Non-Pole Backlog |  |  |  | Down Conductor Detection (DCD) | [8 empty] | Pole Backlog |  | Pole Backlog | EPSS,Expulsion Fuse Replacement,Ground Inspection,Non-Pole Backlog,Down Conductor Detection (DCD),Pole Backlog, | EPSS Expulsion Fuse Replacement Ground Inspection Non-Pole Backlog Down Conductor Detection (DCD) Pole Backlog | EPSS Expulsion Fuse Replacement Ground Inspection Non-Pole Backlog Down Conductor Detection (DCD) Pole Backlog | EPSS,Aerial Inspection,Ground Inspection, | EPSS Aerial Inspection Ground Inspection | EPSS Aerial Inspection Ground Inspection | EPSS,Aerial Inspection,Ground Inspection,Non-Pole Backlog,Pole Backlog, | EPSS Aerial Inspection Ground Inspection Non-Pole Backlog Pole Backlog | EPSS Aerial Inspection Ground Inspection Non-Pole Backlog Pole Backlog |  |  |  | , | FALSE
REDBUD 1101708166 | EPSS | EPSS | EPSS | Undergrounding | Undergrounding |  | Overhead Hardening | [9 empty] | Aerial Inspection | Aerial Inspection | Ground Inspection | Ground Inspection | Ground Inspection | Non-Pole Backlog | Non-Pole Backlog |  |  |  |  | Down Conductor Detection (DCD) | [5 empty] | Line Removal | [5 empty] | EPSS,Undergrounding,Overhead Hardening,Ground Inspection,Non-Pole Backlog,Down Conductor Detection (DCD),Line Removal, | EPSS Undergrounding Overhead Hardening Ground Inspection Non-Pole Backlog Down Conductor Detection (DCD) Line Removal | EPSS Undergrounding Overhead Hardening Ground Inspection Non-Pole Backlog Down Conductor Detection (DCD) Line Removal | EPSS,Undergrounding,Aerial Inspection,Ground Inspection,Non-Pole Backlog, | EPSS Undergrounding Aerial Inspection Ground Inspection Non-Pole Backlog | EPSS Undergrounding Aerial Inspection Ground Inspection Non-Pole Backlog | EPSS,Aerial Inspection,Ground Inspection, | EPSS Aerial Inspection Ground Inspection | EPSS Aerial Inspection Ground Inspection |  |  |  | , | FALSE
ALTO 1124432 | EPSS | EPSS | EPSS | [6 empty] | Expulsion Fuse Replacement | [7 empty] | Aerial Inspection |  | Ground Inspection | Ground Inspection | Non-Pole Backlog | Non-Pole Backlog | Non-Pole Backlog |  |  |  |  | Down Conductor Detection (DCD) | [7 empty] | Pole Backlog | Pole Backlog | Pole Backlog | EPSS,Expulsion Fuse Replacement,Non-Pole Backlog,Pole Backlog, | EPSS Expulsion Fuse Replacement Non-Pole Backlog Pole Backlog | EPSS Expulsion Fuse Replacement Non-Pole Backlog Pole Backlog | EPSS,Ground Inspection,Non-Pole Backlog,Down Conductor Detection (DCD),Pole Backlog, | EPSS Ground Inspection Non-Pole Backlog Down Conductor Detection (DCD) Pole Backlog | EPSS Ground Inspection Non-Pole Backlog Down Conductor Detection (DCD) Pole Backlog | EPSS,Aerial Inspection,Ground Inspection,Non-Pole Backlog,Pole Backlog, | EPSS Aerial Inspection Ground Inspection Non-Pole Backlog Pole Backlog | EPSS Aerial Inspection Ground Inspection Non-Pole Backlog Pole Backlog |  |  |  | , | FALSE
WEST POINT 1101L1969 | EPSS | EPSS | EPSS | [14 empty] | Aerial Inspection |  | Ground Inspection |  |  | Non-Pole Backlog |  |  |  |  | Down Conductor Detection (DCD) |  |  | Line Sensors | [8 empty] | EPSS,Down Conductor Detection (DCD),Line Sensors, | EPSS Down Conductor Detection (DCD) Line Sensors | EPSS Down Conductor Detection (DCD) Line Sensors | EPSS,Ground Inspection,Non-Pole Backlog, | EPSS Ground Inspection Non-Pole Backlog | EPSS Ground Inspection Non-Pole Backlog | EPSS,Aerial Inspection, | EPSS Aerial Inspection | EPSS Aerial Inspection |  |  |  | , | FALSE
CLOVERDALE 1101964556 | EPSS | EPSS | EPSS | [13 empty] | Aerial Inspection | Aerial Inspection | Ground Inspection | Ground Inspection |  | Non-Pole Backlog | [17 empty] | EPSS,Ground Inspection,Non-Pole Backlog, | EPSS Ground Inspection Non-Pole Backlog | EPSS Ground Inspection Non-Pole Backlog | EPSS,Aerial Inspection,Ground Inspection, | EPSS Aerial Inspection Ground Inspection | EPSS Aerial Inspection Ground Inspection | EPSS,Aerial Inspection, | EPSS Aerial Inspection | EPSS Aerial Inspection |  |  |  | , | FALSE
SILVERADO 2102808 | EPSS | EPSS | EPSS | [6 empty] | Expulsion Fuse Replacement | [6 empty] | Aerial Inspection |  |  |  | Ground Inspection | Non-Pole Backlog |  | Non-Pole Backlog | [14 empty] | Pole Backlog | EPSS,Expulsion Fuse Replacement,Non-Pole Backlog, | EPSS Expulsion Fuse Replacement Non-Pole Backlog | EPSS Expulsion Fuse Replacement Non-Pole Backlog | EPSS,Aerial Inspection, | EPSS Aerial Inspection | EPSS Aerial Inspection | EPSS,Ground Inspection,Non-Pole Backlog,Pole Backlog, | EPSS Ground Inspection Non-Pole Backlog Pole Backlog | EPSS Ground Inspection Non-Pole Backlog Pole Backlog |  |  |  | , | FALSE
FROGTOWN 170232556 | EPSS | EPSS | EPSS | [14 empty] | Aerial Inspection |  | Ground Inspection | [7 empty] | Down Conductor Detection (DCD) | [11 empty] | EPSS,Down Conductor Detection (DCD), | EPSS Down Conductor Detection (DCD) | EPSS Down Conductor Detection (DCD) | EPSS,Ground Inspection, | EPSS Ground Inspection | EPSS Ground Inspection | EPSS,Aerial Inspection, | EPSS Aerial Inspection | EPSS Aerial Inspection |  |  |  | , | FALSE
OAKHURST 1102333062 | EPSS | EPSS | EPSS | [6 empty] | Expulsion Fuse Replacement | [10 empty] | Ground Inspection | [18 empty] | EPSS,Expulsion Fuse Replacement, | EPSS Expulsion Fuse Replacement | EPSS Expulsion Fuse Replacement | EPSS, | EPSS | EPSS | EPSS,Ground Inspection, | EPSS Ground Inspection | EPSS Ground Inspection |  |  |  | , | FALSE
COVELO 1101664688 | EPSS | EPSS | EPSS | [13 empty] | Aerial Inspection |  | Ground Inspection | Ground Inspection | [7 empty] | Down Conductor Detection (DCD) | [11 empty] | EPSS,Ground Inspection,Down Conductor Detection (DCD), | EPSS Ground Inspection Down Conductor Detection (DCD) | EPSS Ground Inspection Down Conductor Detection (DCD) | EPSS,Aerial Inspection,Ground Inspection, | EPSS Aerial Inspection Ground Inspection | EPSS Aerial Inspection Ground Inspection | EPSS, | EPSS | EPSS |  |  |  | , | FALSE
JESSUP 11012839 | EPSS | EPSS | EPSS | [14 empty] | Aerial Inspection |  | Ground Inspection |  | Non-Pole Backlog | [5 empty] | Down Conductor Detection (DCD) | [11 empty] | EPSS,Non-Pole Backlog,Down Conductor Detection (DCD), | EPSS Non-Pole Backlog Down Conductor Detection (DCD) | EPSS Non-Pole Backlog Down Conductor Detection (DCD) | EPSS,Ground Inspection, | EPSS Ground Inspection | EPSS Ground Inspection | EPSS,Aerial Inspection, | EPSS Aerial Inspection | EPSS Aerial Inspection |  |  |  | , | FALSE
BRUNSWICK 1103173934 | EPSS | EPSS | EPSS | [13 empty] | Aerial Inspection | Aerial Inspection |  | Ground Inspection | Ground Inspection | Non-Pole Backlog | Non-Pole Backlog | Non-Pole Backlog | [15 empty] | EPSS,Non-Pole Backlog, | EPSS Non-Pole Backlog | EPSS Non-Pole Backlog | EPSS,Aerial Inspection,Ground Inspection,Non-Pole Backlog, | EPSS Aerial Inspection Ground Inspection Non-Pole Backlog | EPSS Aerial Inspection Ground Inspection Non-Pole Backlog | EPSS,Aerial Inspection,Ground Inspection,Non-Pole Backlog, | EPSS Aerial Inspection Ground Inspection Non-Pole Backlog | EPSS Aerial Inspection Ground Inspection Non-Pole Backlog |  |  |  | , | FALSE
LOS GATOS 1106LA42 | EPSS | EPSS | EPSS | [14 empty] | Aerial Inspection |  | Ground Inspection | [18 empty] | Pole Backlog | EPSS, | EPSS | EPSS | EPSS,Ground Inspection, | EPSS Ground Inspection | EPSS Ground Inspection | EPSS,Aerial Inspection,Pole Backlog, | EPSS Aerial Inspection Pole Backlog | EPSS Aerial Inspection Pole Backlog |  |  |  | , | FALSE
NARROWS 210248484 | EPSS | EPSS | EPSS | [6 empty] | Expulsion Fuse Replacement | Expulsion Fuse Replacement | Expulsion Fuse Replacement |  |  |  |  | Aerial Inspection | Aerial Inspection | Ground Inspection |  | Ground Inspection | Non-Pole Backlog | Non-Pole Backlog | Non-Pole Backlog |  |  | Tree Removal | [9 empty] | Pole Backlog | Pole Backlog | Pole Backlog | EPSS,Expulsion Fuse Replacement,Ground Inspection,Non-Pole Backlog,Pole Backlog, | EPSS Expulsion Fuse Replacement Ground Inspection Non-Pole Backlog Pole Backlog | EPSS Expulsion Fuse Replacement Ground Inspection Non-Pole Backlog Pole Backlog | EPSS,Expulsion Fuse Replacement,Aerial Inspection,Non-Pole Backlog,Pole Backlog, | EPSS Expulsion Fuse Replacement Aerial Inspection Non-Pole Backlog Pole Backlog | EPSS Expulsion Fuse Replacement Aerial Inspection Non-Pole Backlog Pole Backlog | EPSS,Expulsion Fuse Replacement,Aerial Inspection,Ground Inspection,Non-Pole Backlog,Tree Removal,Pole Backlog, | EPSS Expulsion Fuse Replacement Aerial Inspection Ground Inspection Non-Pole Backlog Tree Removal Pole Backlog | EPSS Expulsion Fuse Replacement Aerial Inspection Ground Inspection Non-Pole Backlog Tree Removal Pole Backlog |  | Line Removal |  | ,Line Removal, | Line Removal | Line Removal
HIGHLANDS 1103520 | EPSS | EPSS | EPSS | [6 empty] | Expulsion Fuse Replacement | [6 empty] | Aerial Inspection | Aerial Inspection | Ground Inspection | Ground Inspection | Ground Inspection | Non-Pole Backlog | Non-Pole Backlog |  |  |  |  | Down Conductor Detection (DCD) | [9 empty] | Pole Backlog |  | EPSS,Expulsion Fuse Replacement,Ground Inspection,Non-Pole Backlog,Down Conductor Detection (DCD), | EPSS Expulsion Fuse Replacement Ground Inspection Non-Pole Backlog Down Conductor Detection (DCD) | EPSS Expulsion Fuse Replacement Ground Inspection Non-Pole Backlog Down Conductor Detection (DCD) | EPSS,Aerial Inspection,Ground Inspection,Non-Pole Backlog,Pole Backlog, | EPSS Aerial Inspection Ground Inspection Non-Pole Backlog Pole Backlog | EPSS Aerial Inspection Ground Inspection Non-Pole Backlog Pole Backlog | EPSS,Aerial Inspection,Ground Inspection, | EPSS Aerial Inspection Ground Inspection | EPSS Aerial Inspection Ground Inspection |  |  |  | , | FALSE
AUBERRY 1101R2845 | EPSS | EPSS | EPSS | [13 empty] | Aerial Inspection | Aerial Inspection | Ground Inspection | Ground Inspection |  | Non-Pole Backlog | Non-Pole Backlog | Non-Pole Backlog |  |  |  | Down Conductor Detection (DCD) |  |  | Line Sensors | [6 empty] | Pole Backlog |  | EPSS,Ground Inspection,Non-Pole Backlog,Down Conductor Detection (DCD),Line Sensors, | EPSS Ground Inspection Non-Pole Backlog Down Conductor Detection (DCD) Line Sensors | EPSS Ground Inspection Non-Pole Backlog Down Conductor Detection (DCD) Line Sensors | EPSS,Aerial Inspection,Ground Inspection,Non-Pole Backlog,Pole Backlog, | EPSS Aerial Inspection Ground Inspection Non-Pole Backlog Pole Backlog | EPSS Aerial Inspection Ground Inspection Non-Pole Backlog Pole Backlog | EPSS,Aerial Inspection,Non-Pole Backlog, | EPSS Aerial Inspection Non-Pole Backlog | EPSS Aerial Inspection Non-Pole Backlog |  |  |  | , | FALSE
WILDWOOD 110185112 | EPSS | EPSS | EPSS | [13 empty] | Aerial Inspection | Aerial Inspection | Ground Inspection | Ground Inspection | Ground Inspection | Non-Pole Backlog | [14 empty] | Pole Backlog |  |  | EPSS,Ground Inspection,Non-Pole Backlog,Pole Backlog, | EPSS Ground Inspection Non-Pole Backlog Pole Backlog | EPSS Ground Inspection Non-Pole Backlog Pole Backlog | EPSS,Aerial Inspection,Ground Inspection, | EPSS Aerial Inspection Ground Inspection | EPSS Aerial Inspection Ground Inspection | EPSS,Aerial Inspection,Ground Inspection, | EPSS Aerial Inspection Ground Inspection | EPSS Aerial Inspection Ground Inspection |  |  |  | , | FALSE
CORNING 110253184 | EPSS | EPSS | EPSS | Undergrounding | [5 empty] | Expulsion Fuse Replacement | [6 empty] | Aerial Inspection | Aerial Inspection | Ground Inspection |  | Ground Inspection | Non-Pole Backlog | [5 empty] | Down Conductor Detection (DCD) | [5 empty] | Line Removal | Line Removal |  |  |  |  | EPSS,Undergrounding,Expulsion Fuse Replacement,Ground Inspection,Non-Pole Backlog,Down Conductor Detection (DCD),Line Removal, | EPSS Undergrounding Expulsion Fuse Replacement Ground Inspection Non-Pole Backlog Down Conductor Detection (DCD) Line Removal | EPSS Undergrounding Expulsion Fuse Replacement Ground Inspection Non-Pole Backlog Down Conductor Detection (DCD) Line Removal | EPSS,Aerial Inspection,Line Removal, | EPSS Aerial Inspection Line Removal | EPSS Aerial Inspection Line Removal | EPSS,Aerial Inspection,Ground Inspection, | EPSS Aerial Inspection Ground Inspection | EPSS Aerial Inspection Ground Inspection |  |  |  | , | FALSE
CLAYTON 2212334476 | EPSS | EPSS | EPSS | [12 empty] | Aerial Inspection |  | Aerial Inspection |  | Ground Inspection |  | Non-Pole Backlog | [8 empty] | Line Sensors | [8 empty] | EPSS,Aerial Inspection,Non-Pole Backlog,Line Sensors, | EPSS Aerial Inspection Non-Pole Backlog Line Sensors | EPSS Aerial Inspection Non-Pole Backlog Line Sensors | EPSS,Ground Inspection, | EPSS Ground Inspection | EPSS Ground Inspection | EPSS,Aerial Inspection, | EPSS Aerial Inspection | EPSS Aerial Inspection |  |  |  | , | FALSE
CLARK ROAD 11022582 | EPSS | EPSS | EPSS | [6 empty] | Expulsion Fuse Replacement | [6 empty] | Aerial Inspection | Aerial Inspection | Ground Inspection | Ground Inspection | Ground Inspection | Non-Pole Backlog | [5 empty] | Down Conductor Detection (DCD) | [10 empty] | Pole Backlog | EPSS,Expulsion Fuse Replacement,Ground Inspection,Non-Pole Backlog,Down Conductor Detection (DCD), | EPSS Expulsion Fuse Replacement Ground Inspection Non-Pole Backlog Down Conductor Detection (DCD) | EPSS Expulsion Fuse Replacement Ground Inspection Non-Pole Backlog Down Conductor Detection (DCD) | EPSS,Aerial Inspection,Ground Inspection, | EPSS Aerial Inspection Ground Inspection | EPSS Aerial Inspection Ground Inspection | EPSS,Aerial Inspection,Ground Inspection,Pole Backlog, | EPSS Aerial Inspection Ground Inspection Pole Backlog | EPSS Aerial Inspection Ground Inspection Pole Backlog |  |  |  | , | FALSE
LOS GATOS 1106LA46 | EPSS | EPSS | EPSS | [14 empty] | Aerial Inspection |  | Ground Inspection | [18 empty] | Pole Backlog | EPSS, | EPSS | EPSS | EPSS,Ground Inspection, | EPSS Ground Inspection | EPSS Ground Inspection | EPSS,Aerial Inspection,Pole Backlog, | EPSS Aerial Inspection Pole Backlog | EPSS Aerial Inspection Pole Backlog |  |  |  | , | FALSE
HIGHLANDS 1102CB | EPSS | EPSS | EPSS | [6 empty] | Expulsion Fuse Replacement | [6 empty] | Aerial Inspection |  | Ground Inspection |  | Ground Inspection | Non-Pole Backlog | Non-Pole Backlog | Non-Pole Backlog | [15 empty] | EPSS,Expulsion Fuse Replacement,Ground Inspection,Non-Pole Backlog, | EPSS Expulsion Fuse Replacement Ground Inspection Non-Pole Backlog | EPSS Expulsion Fuse Replacement Ground Inspection Non-Pole Backlog | EPSS,Aerial Inspection,Non-Pole Backlog, | EPSS Aerial Inspection Non-Pole Backlog | EPSS Aerial Inspection Non-Pole Backlog | EPSS,Ground Inspection,Non-Pole Backlog, | EPSS Ground Inspection Non-Pole Backlog | EPSS Ground Inspection Non-Pole Backlog |  |  |  | , | FALSE
CLOVERDALE 110184088 | EPSS | EPSS | EPSS | [6 empty] | Expulsion Fuse Replacement | [6 empty] | Aerial Inspection | Aerial Inspection | Ground Inspection | Ground Inspection |  | Non-Pole Backlog | [5 empty] | Down Conductor Detection (DCD) | [11 empty] | EPSS,Expulsion Fuse Replacement,Ground Inspection,Non-Pole Backlog,Down Conductor Detection (DCD), | EPSS Expulsion Fuse Replacement Ground Inspection Non-Pole Backlog Down Conductor Detection (DCD) | EPSS Expulsion Fuse Replacement Ground Inspection Non-Pole Backlog Down Conductor Detection (DCD) | EPSS,Aerial Inspection,Ground Inspection, | EPSS Aerial Inspection Ground Inspection | EPSS Aerial Inspection Ground Inspection | EPSS,Aerial Inspection, | EPSS Aerial Inspection | EPSS Aerial Inspection |  |  |  | , | FALSE
SARATOGA 1106340986 | EPSS | EPSS | EPSS | [8 empty] | Expulsion Fuse Replacement |  |  |  |  | Aerial Inspection | Aerial Inspection | Ground Inspection | Ground Inspection | Ground Inspection | Non-Pole Backlog | Non-Pole Backlog | Non-Pole Backlog | [13 empty] | Pole Backlog | Pole Backlog | EPSS,Ground Inspection,Non-Pole Backlog, | EPSS Ground Inspection Non-Pole Backlog | EPSS Ground Inspection Non-Pole Backlog | EPSS,Aerial Inspection,Ground Inspection,Non-Pole Backlog,Pole Backlog, | EPSS Aerial Inspection Ground Inspection Non-Pole Backlog Pole Backlog | EPSS Aerial Inspection Ground Inspection Non-Pole Backlog Pole Backlog | EPSS,Expulsion Fuse Replacement,Aerial Inspection,Ground Inspection,Non-Pole Backlog,Pole Backlog, | EPSS Expulsion Fuse Replacement Aerial Inspection Ground Inspection Non-Pole Backlog Pole Backlog | EPSS Expulsion Fuse Replacement Aerial Inspection Ground Inspection Non-Pole Backlog Pole Backlog |  |  |  | , | FALSE
OAKHURST 1103CB | EPSS | EPSS | EPSS | [6 empty] | Expulsion Fuse Replacement | Expulsion Fuse Replacement | [5 empty] | Aerial Inspection | Aerial Inspection | Ground Inspection | Ground Inspection | Ground Inspection | Non-Pole Backlog | Non-Pole Backlog | Non-Pole Backlog | [6 empty] | Line Sensors | [5 empty] | Pole Backlog | Pole Backlog | Pole Backlog | EPSS,Expulsion Fuse Replacement,Ground Inspection,Non-Pole Backlog,Line Sensors,Pole Backlog, | EPSS Expulsion Fuse Replacement Ground Inspection Non-Pole Backlog Line Sensors Pole Backlog | EPSS Expulsion Fuse Replacement Ground Inspection Non-Pole Backlog Line Sensors Pole Backlog | EPSS,Expulsion Fuse Replacement,Aerial Inspection,Ground Inspection,Non-Pole Backlog,Pole Backlog, | EPSS Expulsion Fuse Replacement Aerial Inspection Ground Inspection Non-Pole Backlog Pole Backlog | EPSS Expulsion Fuse Replacement Aerial Inspection Ground Inspection Non-Pole Backlog Pole Backlog | EPSS,Aerial Inspection,Ground Inspection,Non-Pole Backlog,Pole Backlog, | EPSS Aerial Inspection Ground Inspection Non-Pole Backlog Pole Backlog | EPSS Aerial Inspection Ground Inspection Non-Pole Backlog Pole Backlog |  |  |  | , | FALSE
SALT SPRINGS 21011216 | EPSS | EPSS | EPSS | [13 empty] | Aerial Inspection | Aerial Inspection | Ground Inspection |  |  | Non-Pole Backlog | Non-Pole Backlog | Non-Pole Backlog |  |  |  | Down Conductor Detection (DCD) | [11 empty] | EPSS,Ground Inspection,Non-Pole Backlog,Down Conductor Detection (DCD), | EPSS Ground Inspection Non-Pole Backlog Down Conductor Detection (DCD) | EPSS Ground Inspection Non-Pole Backlog Down Conductor Detection (DCD) | EPSS,Aerial Inspection,Non-Pole Backlog, | EPSS Aerial Inspection Non-Pole Backlog | EPSS Aerial Inspection Non-Pole Backlog | EPSS,Aerial Inspection,Non-Pole Backlog, | EPSS Aerial Inspection Non-Pole Backlog | EPSS Aerial Inspection Non-Pole Backlog |  |  |  | , | FALSE
ATASCADERO 1103492068 | EPSS | EPSS | EPSS | [6 empty] | Expulsion Fuse Replacement | [6 empty] | Aerial Inspection | Aerial Inspection |  | Ground Inspection | Ground Inspection | Non-Pole Backlog | Non-Pole Backlog | [16 empty] | EPSS,Expulsion Fuse Replacement,Non-Pole Backlog, | EPSS Expulsion Fuse Replacement Non-Pole Backlog | EPSS Expulsion Fuse Replacement Non-Pole Backlog | EPSS,Aerial Inspection,Ground Inspection,Non-Pole Backlog, | EPSS Aerial Inspection Ground Inspection Non-Pole Backlog | EPSS Aerial Inspection Ground Inspection Non-Pole Backlog | EPSS,Aerial Inspection,Ground Inspection, | EPSS Aerial Inspection Ground Inspection | EPSS Aerial Inspection Ground Inspection |  |  |  | , | FALSE
VOLTA 11011516 | EPSS | EPSS | EPSS |  | Undergrounding | Undergrounding | Overhead Hardening |  | Overhead Hardening | [7 empty] | Aerial Inspection | Aerial Inspection | Ground Inspection |  | Ground Inspection | [6 empty] | Down Conductor Detection (DCD) |  |  | Line Sensors |  |  |  | Line Removal |  | Pole Backlog |  |  | EPSS,Overhead Hardening,Ground Inspection,Down Conductor Detection (DCD),Line Sensors,Pole Backlog, | EPSS Overhead Hardening Ground Inspection Down Conductor Detection (DCD) Line Sensors Pole Backlog | EPSS Overhead Hardening Ground Inspection Down Conductor Detection (DCD) Line Sensors Pole Backlog | EPSS,Undergrounding,Aerial Inspection,Line Removal, | EPSS Undergrounding Aerial Inspection Line Removal | EPSS Undergrounding Aerial Inspection Line Removal | EPSS,Undergrounding,Overhead Hardening,Aerial Inspection,Ground Inspection, | EPSS Undergrounding Overhead Hardening Aerial Inspection Ground Inspection | EPSS Undergrounding Overhead Hardening Aerial Inspection Ground Inspection |  |  |  | , | FALSE
LOS GATOS 1106LA64 | EPSS | EPSS | EPSS | [7 empty] | Expulsion Fuse Replacement | Expulsion Fuse Replacement | [5 empty] | Aerial Inspection |  | Ground Inspection | Ground Inspection | Non-Pole Backlog | Non-Pole Backlog | Non-Pole Backlog | [12 empty] | Pole Backlog |  | Pole Backlog | EPSS,Non-Pole Backlog,Pole Backlog, | EPSS Non-Pole Backlog Pole Backlog | EPSS Non-Pole Backlog Pole Backlog | EPSS,Expulsion Fuse Replacement,Ground Inspection,Non-Pole Backlog, | EPSS Expulsion Fuse Replacement Ground Inspection Non-Pole Backlog | EPSS Expulsion Fuse Replacement Ground Inspection Non-Pole Backlog | EPSS,Expulsion Fuse Replacement,Aerial Inspection,Ground Inspection,Non-Pole Backlog,Pole Backlog, | EPSS Expulsion Fuse Replacement Aerial Inspection Ground Inspection Non-Pole Backlog Pole Backlog | EPSS Expulsion Fuse Replacement Aerial Inspection Ground Inspection Non-Pole Backlog Pole Backlog |  |  |  | , | FALSE
BIG BASIN 1101391980 | EPSS | EPSS | EPSS | [7 empty] | Expulsion Fuse Replacement | [6 empty] | Aerial Inspection |  | Ground Inspection | Ground Inspection | Non-Pole Backlog | Non-Pole Backlog | Non-Pole Backlog |  |  |  |  | Down Conductor Detection (DCD) | [9 empty] | Pole Backlog | EPSS,Non-Pole Backlog, | EPSS Non-Pole Backlog | EPSS Non-Pole Backlog | EPSS,Expulsion Fuse Replacement,Ground Inspection,Non-Pole Backlog,Down Conductor Detection (DCD), | EPSS Expulsion Fuse Replacement Ground Inspection Non-Pole Backlog Down Conductor Detection (DCD) | EPSS Expulsion Fuse Replacement Ground Inspection Non-Pole Backlog Down Conductor Detection (DCD) | EPSS,Aerial Inspection,Ground Inspection,Non-Pole Backlog,Pole Backlog, | EPSS Aerial Inspection Ground Inspection Non-Pole Backlog Pole Backlog | EPSS Aerial Inspection Ground Inspection Non-Pole Backlog Pole Backlog |  |  |  | , | FALSE
ALTO 11243745 | EPSS | EPSS | EPSS | [17 empty] | Ground Inspection | Non-Pole Backlog | Non-Pole Backlog | Non-Pole Backlog |  |  |  |  | Down Conductor Detection (DCD) | [7 empty] | Pole Backlog |  | Pole Backlog | EPSS,Non-Pole Backlog,Pole Backlog, | EPSS Non-Pole Backlog Pole Backlog | EPSS Non-Pole Backlog Pole Backlog | EPSS,Non-Pole Backlog,Down Conductor Detection (DCD), | EPSS Non-Pole Backlog Down Conductor Detection (DCD) | EPSS Non-Pole Backlog Down Conductor Detection (DCD) | EPSS,Ground Inspection,Non-Pole Backlog,Pole Backlog, | EPSS Ground Inspection Non-Pole Backlog Pole Backlog | EPSS Ground Inspection Non-Pole Backlog Pole Backlog |  |  |  | , | FALSE
BRUNSWICK 110532536 | EPSS | EPSS | EPSS | [7 empty] | Expulsion Fuse Replacement | Expulsion Fuse Replacement | Surge Arrestor Replacement |  |  |  |  | Aerial Inspection |  | Ground Inspection | Ground Inspection | Non-Pole Backlog | Non-Pole Backlog | Non-Pole Backlog |  |  |  | Down Conductor Detection (DCD) | [10 empty] | Pole Backlog | EPSS,Surge Arrestor Replacement,Non-Pole Backlog,Down Conductor Detection (DCD), | EPSS Surge Arrestor Replacement Non-Pole Backlog Down Conductor Detection (DCD) | EPSS Surge Arrestor Replacement Non-Pole Backlog Down Conductor Detection (DCD) | EPSS,Expulsion Fuse Replacement,Ground Inspection,Non-Pole Backlog, | EPSS Expulsion Fuse Replacement Ground Inspection Non-Pole Backlog | EPSS Expulsion Fuse Replacement Ground Inspection Non-Pole Backlog | EPSS,Expulsion Fuse Replacement,Aerial Inspection,Ground Inspection,Non-Pole Backlog,Pole Backlog, | EPSS Expulsion Fuse Replacement Aerial Inspection Ground Inspection Non-Pole Backlog Pole Backlog | EPSS Expulsion Fuse Replacement Aerial Inspection Ground Inspection Non-Pole Backlog Pole Backlog |  |  |  | , | FALSE
MENLO 11028952 | EPSS | EPSS | EPSS | [7 empty] | Expulsion Fuse Replacement | Expulsion Fuse Replacement |  |  |  |  | Aerial Inspection |  | Ground Inspection |  |  | Non-Pole Backlog | Non-Pole Backlog | Non-Pole Backlog |  |  |  |  | Down Conductor Detection (DCD) | [7 empty] | Pole Backlog |  | Pole Backlog | EPSS,Ground Inspection,Non-Pole Backlog,Pole Backlog, | EPSS Ground Inspection Non-Pole Backlog Pole Backlog | EPSS Ground Inspection Non-Pole Backlog Pole Backlog | EPSS,Expulsion Fuse Replacement,Aerial Inspection,Non-Pole Backlog,Down Conductor Detection (DCD), | EPSS Expulsion Fuse Replacement Aerial Inspection Non-Pole Backlog Down Conductor Detection (DCD) | EPSS Expulsion Fuse Replacement Aerial Inspection Non-Pole Backlog Down Conductor Detection (DCD) | EPSS,Expulsion Fuse Replacement,Non-Pole Backlog,Pole Backlog, | EPSS Expulsion Fuse Replacement Non-Pole Backlog Pole Backlog | EPSS Expulsion Fuse Replacement Non-Pole Backlog Pole Backlog |  |  |  | , | FALSE
DIAMOND SPRINGS 1106176130 | EPSS | EPSS | EPSS | [13 empty] | Aerial Inspection |  | Ground Inspection | [8 empty] | Down Conductor Detection (DCD) | [11 empty] | EPSS,Ground Inspection,Down Conductor Detection (DCD), | EPSS Ground Inspection Down Conductor Detection (DCD) | EPSS Ground Inspection Down Conductor Detection (DCD) | EPSS,Aerial Inspection, | EPSS Aerial Inspection | EPSS Aerial Inspection | EPSS, | EPSS | EPSS |  |  |  | , | FALSE
CLARK ROAD 11022070 | EPSS | EPSS | EPSS | Undergrounding |  | Undergrounding | [7 empty] | Surge Arrestor Replacement |  |  |  | Aerial Inspection |  | Ground Inspection | [7 empty] | Down Conductor Detection (DCD) | [7 empty] | Line Removal |  |  |  | EPSS,Undergrounding,Down Conductor Detection (DCD), | EPSS Undergrounding Down Conductor Detection (DCD) | EPSS Undergrounding Down Conductor Detection (DCD) | EPSS,Surge Arrestor Replacement,Ground Inspection, | EPSS Surge Arrestor Replacement Ground Inspection | EPSS Surge Arrestor Replacement Ground Inspection | EPSS,Undergrounding,Aerial Inspection,Line Removal, | EPSS Undergrounding Aerial Inspection Line Removal | EPSS Undergrounding Aerial Inspection Line Removal |  |  |  | , | FALSE
PUTAH CREEK 11028352 | EPSS | EPSS | EPSS |  |  |  | Overhead Hardening |  |  | Expulsion Fuse Replacement | [7 empty] | Aerial Inspection | Ground Inspection | Ground Inspection |  | Non-Pole Backlog | [5 empty] | Down Conductor Detection (DCD) | [11 empty] | EPSS,Overhead Hardening,Expulsion Fuse Replacement,Ground Inspection,Non-Pole Backlog,Down Conductor Detection (DCD), | EPSS Overhead Hardening Expulsion Fuse Replacement Ground Inspection Non-Pole Backlog Down Conductor Detection (DCD) | EPSS Overhead Hardening Expulsion Fuse Replacement Ground Inspection Non-Pole Backlog Down Conductor Detection (DCD) | EPSS,Ground Inspection, | EPSS Ground Inspection | EPSS Ground Inspection | EPSS,Aerial Inspection, | EPSS Aerial Inspection | EPSS Aerial Inspection |  | Line Removal | Overhead Hardening | ,Line Removal,Overhead Hardening, | Line Removal Overhead Hardening | Line Removal Overhead Hardening
MIWUK 17029270 | EPSS | EPSS | EPSS | [12 empty] | Aerial Inspection | Aerial Inspection | Aerial Inspection |  | Ground Inspection | Ground Inspection | Non-Pole Backlog | Non-Pole Backlog | Non-Pole Backlog | [13 empty] | Pole Backlog | Pole Backlog | EPSS,Aerial Inspection,Non-Pole Backlog, | EPSS Aerial Inspection Non-Pole Backlog | EPSS Aerial Inspection Non-Pole Backlog | EPSS,Aerial Inspection,Ground Inspection,Non-Pole Backlog,Pole Backlog, | EPSS Aerial Inspection Ground Inspection Non-Pole Backlog Pole Backlog | EPSS Aerial Inspection Ground Inspection Non-Pole Backlog Pole Backlog | EPSS,Aerial Inspection,Ground Inspection,Non-Pole Backlog,Pole Backlog, | EPSS Aerial Inspection Ground Inspection Non-Pole Backlog Pole Backlog | EPSS Aerial Inspection Ground Inspection Non-Pole Backlog Pole Backlog |  |  |  | , | FALSE
MARIPOSA 21029590 | EPSS | EPSS | EPSS | [6 empty] | Expulsion Fuse Replacement | [5 empty] | Aerial Inspection | Aerial Inspection | Aerial Inspection |  | Ground Inspection | Ground Inspection | Non-Pole Backlog | Non-Pole Backlog | Non-Pole Backlog | [13 empty] | Pole Backlog | Pole Backlog | EPSS,Expulsion Fuse Replacement,Aerial Inspection,Non-Pole Backlog, | EPSS Expulsion Fuse Replacement Aerial Inspection Non-Pole Backlog | EPSS Expulsion Fuse Replacement Aerial Inspection Non-Pole Backlog | EPSS,Aerial Inspection,Ground Inspection,Non-Pole Backlog,Pole Backlog, | EPSS Aerial Inspection Ground Inspection Non-Pole Backlog Pole Backlog | EPSS Aerial Inspection Ground Inspection Non-Pole Backlog Pole Backlog | EPSS,Aerial Inspection,Ground Inspection,Non-Pole Backlog,Pole Backlog, | EPSS Aerial Inspection Ground Inspection Non-Pole Backlog Pole Backlog | EPSS Aerial Inspection Ground Inspection Non-Pole Backlog Pole Backlog |  |  |  | , | FALSE
HIGGINS 110332120 | EPSS | EPSS | EPSS | [6 empty] | Expulsion Fuse Replacement | Expulsion Fuse Replacement | Expulsion Fuse Replacement | Surge Arrestor Replacement |  |  |  | Aerial Inspection | Aerial Inspection | Ground Inspection | Ground Inspection | Ground Inspection | Non-Pole Backlog | Non-Pole Backlog | Non-Pole Backlog |  |  |  |  | Down Conductor Detection (DCD) | [7 empty] | Pole Backlog | Pole Backlog | Pole Backlog | EPSS,Expulsion Fuse Replacement,Surge Arrestor Replacement,Ground Inspection,Non-Pole Backlog,Pole Backlog, | EPSS Expulsion Fuse Replacement Surge Arrestor Replacement Ground Inspection Non-Pole Backlog Pole Backlog | EPSS Expulsion Fuse Replacement Surge Arrestor Replacement Ground Inspection Non-Pole Backlog Pole Backlog | EPSS,Expulsion Fuse Replacement,Aerial Inspection,Ground Inspection,Non-Pole Backlog,Down Conductor Detection (DCD),Pole Backlog, | EPSS Expulsion Fuse Replacement Aerial Inspection Ground Inspection Non-Pole Backlog Down Conductor Detection (DCD) Pole Backlog | EPSS Expulsion Fuse Replacement Aerial Inspection Ground Inspection Non-Pole Backlog Down Conductor Detection (DCD) Pole Backlog | EPSS,Expulsion Fuse Replacement,Aerial Inspection,Ground Inspection,Non-Pole Backlog,Pole Backlog, | EPSS Expulsion Fuse Replacement Aerial Inspection Ground Inspection Non-Pole Backlog Pole Backlog | EPSS Expulsion Fuse Replacement Aerial Inspection Ground Inspection Non-Pole Backlog Pole Backlog |  |  |  | , | FALSE
HOPLAND 110194006 | EPSS | EPSS | EPSS | [13 empty] | Aerial Inspection | Aerial Inspection | Ground Inspection | Ground Inspection | Ground Inspection | Non-Pole Backlog | [14 empty] | Pole Backlog |  |  | EPSS,Ground Inspection,Non-Pole Backlog,Pole Backlog, | EPSS Ground Inspection Non-Pole Backlog Pole Backlog | EPSS Ground Inspection Non-Pole Backlog Pole Backlog | EPSS,Aerial Inspection,Ground Inspection, | EPSS Aerial Inspection Ground Inspection | EPSS Aerial Inspection Ground Inspection | EPSS,Aerial Inspection,Ground Inspection, | EPSS Aerial Inspection Ground Inspection | EPSS Aerial Inspection Ground Inspection |  |  |  | , | FALSE
LAURELES 1111432 | EPSS | EPSS | EPSS | [7 empty] | Expulsion Fuse Replacement | Expulsion Fuse Replacement |  |  |  |  | Aerial Inspection | Aerial Inspection | Ground Inspection | Ground Inspection | Ground Inspection | Non-Pole Backlog | Non-Pole Backlog | Non-Pole Backlog |  |  |  |  | Down Conductor Detection (DCD) | [7 empty] | Pole Backlog | Pole Backlog | Pole Backlog | EPSS,Ground Inspection,Non-Pole Backlog,Pole Backlog, | EPSS Ground Inspection Non-Pole Backlog Pole Backlog | EPSS Ground Inspection Non-Pole Backlog Pole Backlog | EPSS,Expulsion Fuse Replacement,Aerial Inspection,Ground Inspection,Non-Pole Backlog,Down Conductor Detection (DCD),Pole Backlog, | EPSS Expulsion Fuse Replacement Aerial Inspection Ground Inspection Non-Pole Backlog Down Conductor Detection (DCD) Pole Backlog | EPSS Expulsion Fuse Replacement Aerial Inspection Ground Inspection Non-Pole Backlog Down Conductor Detection (DCD) Pole Backlog | EPSS,Expulsion Fuse Replacement,Aerial Inspection,Ground Inspection,Non-Pole Backlog,Pole Backlog, | EPSS Expulsion Fuse Replacement Aerial Inspection Ground Inspection Non-Pole Backlog Pole Backlog | EPSS Expulsion Fuse Replacement Aerial Inspection Ground Inspection Non-Pole Backlog Pole Backlog |  |  |  | , | FALSE
BRUNSWICK 11052140 | EPSS | EPSS | EPSS | [7 empty] | Expulsion Fuse Replacement | Expulsion Fuse Replacement |  |  |  | Aerial Inspection |  | Aerial Inspection |  | Ground Inspection | Ground Inspection | Non-Pole Backlog | Non-Pole Backlog | Non-Pole Backlog |  |  |  | Down Conductor Detection (DCD) | [8 empty] | Pole Backlog | Pole Backlog | Pole Backlog | EPSS,Aerial Inspection,Non-Pole Backlog,Down Conductor Detection (DCD),Pole Backlog, | EPSS Aerial Inspection Non-Pole Backlog Down Conductor Detection (DCD) Pole Backlog | EPSS Aerial Inspection Non-Pole Backlog Down Conductor Detection (DCD) Pole Backlog | EPSS,Expulsion Fuse Replacement,Ground Inspection,Non-Pole Backlog,Pole Backlog, | EPSS Expulsion Fuse Replacement Ground Inspection Non-Pole Backlog Pole Backlog | EPSS Expulsion Fuse Replacement Ground Inspection Non-Pole Backlog Pole Backlog | EPSS,Expulsion Fuse Replacement,Aerial Inspection,Ground Inspection,Non-Pole Backlog,Pole Backlog, | EPSS Expulsion Fuse Replacement Aerial Inspection Ground Inspection Non-Pole Backlog Pole Backlog | EPSS Expulsion Fuse Replacement Aerial Inspection Ground Inspection Non-Pole Backlog Pole Backlog |  |  |  | , | FALSE
NARROWS 21022220 | EPSS | EPSS | EPSS | [6 empty] | Expulsion Fuse Replacement | Expulsion Fuse Replacement |  | Surge Arrestor Replacement |  |  |  | Aerial Inspection | Aerial Inspection | Ground Inspection | Ground Inspection |  | Non-Pole Backlog |  | Non-Pole Backlog | [12 empty] | Pole Backlog |  | Pole Backlog | EPSS,Expulsion Fuse Replacement,Surge Arrestor Replacement,Ground Inspection,Non-Pole Backlog,Pole Backlog, | EPSS Expulsion Fuse Replacement Surge Arrestor Replacement Ground Inspection Non-Pole Backlog Pole Backlog | EPSS Expulsion Fuse Replacement Surge Arrestor Replacement Ground Inspection Non-Pole Backlog Pole Backlog | EPSS,Expulsion Fuse Replacement,Aerial Inspection,Ground Inspection, | EPSS Expulsion Fuse Replacement Aerial Inspection Ground Inspection | EPSS Expulsion Fuse Replacement Aerial Inspection Ground Inspection | EPSS,Aerial Inspection,Non-Pole Backlog,Pole Backlog, | EPSS Aerial Inspection Non-Pole Backlog Pole Backlog | EPSS Aerial Inspection Non-Pole Backlog Pole Backlog |  |  |  | , | FALSE
CLOVERDALE 1102172096 | EPSS | EPSS | EPSS | [14 empty] | Aerial Inspection |  | Ground Inspection | [7 empty] | Down Conductor Detection (DCD) | [11 empty] | EPSS,Down Conductor Detection (DCD), | EPSS Down Conductor Detection (DCD) | EPSS Down Conductor Detection (DCD) | EPSS,Ground Inspection, | EPSS Ground Inspection | EPSS Ground Inspection | EPSS,Aerial Inspection, | EPSS Aerial Inspection | EPSS Aerial Inspection |  |  |  | , | FALSE
SHINGLE SPRINGS 210913322 | EPSS | EPSS | EPSS | [6 empty] | Expulsion Fuse Replacement | Expulsion Fuse Replacement |  |  |  |  | Aerial Inspection | Aerial Inspection | Aerial Inspection | Ground Inspection | Ground Inspection | Ground Inspection | Non-Pole Backlog |  | Non-Pole Backlog |  |  |  | Down Conductor Detection (DCD) | [8 empty] | Pole Backlog | Pole Backlog |  | EPSS,Expulsion Fuse Replacement,Aerial Inspection,Ground Inspection,Non-Pole Backlog,Down Conductor Detection (DCD),Pole Backlog, | EPSS Expulsion Fuse Replacement Aerial Inspection Ground Inspection Non-Pole Backlog Down Conductor Detection (DCD) Pole Backlog | EPSS Expulsion Fuse Replacement Aerial Inspection Ground Inspection Non-Pole Backlog Down Conductor Detection (DCD) Pole Backlog | EPSS,Expulsion Fuse Replacement,Aerial Inspection,Ground Inspection,Pole Backlog, | EPSS Expulsion Fuse Replacement Aerial Inspection Ground Inspection Pole Backlog | EPSS Expulsion Fuse Replacement Aerial Inspection Ground Inspection Pole Backlog | EPSS,Aerial Inspection,Ground Inspection,Non-Pole Backlog, | EPSS Aerial Inspection Ground Inspection Non-Pole Backlog | EPSS Aerial Inspection Ground Inspection Non-Pole Backlog |  |  |  | , | FALSE
SARATOGA 1105431214 | EPSS | EPSS | EPSS | [15 empty] | Ground Inspection |  | Ground Inspection | Non-Pole Backlog | [17 empty] | EPSS,Ground Inspection,Non-Pole Backlog, | EPSS Ground Inspection Non-Pole Backlog | EPSS Ground Inspection Non-Pole Backlog | EPSS, | EPSS | EPSS | EPSS,Ground Inspection, | EPSS Ground Inspection | EPSS Ground Inspection |  |  |  | , | FALSE
MENLO 1102331044 | EPSS | EPSS | EPSS | [13 empty] | Aerial Inspection | Aerial Inspection | Ground Inspection | Ground Inspection | Ground Inspection | [7 empty] | Down Conductor Detection (DCD) | [10 empty] | EPSS,Ground Inspection, | EPSS Ground Inspection | EPSS Ground Inspection | EPSS,Aerial Inspection,Ground Inspection,Down Conductor Detection (DCD), | EPSS Aerial Inspection Ground Inspection Down Conductor Detection (DCD) | EPSS Aerial Inspection Ground Inspection Down Conductor Detection (DCD) | EPSS,Aerial Inspection,Ground Inspection, | EPSS Aerial Inspection Ground Inspection | EPSS Aerial Inspection Ground Inspection |  |  |  | , | FALSE
STELLING 1110568350 | EPSS | EPSS | EPSS | [6 empty] | Expulsion Fuse Replacement | [6 empty] | Aerial Inspection | Aerial Inspection | Ground Inspection | Ground Inspection | Ground Inspection | Non-Pole Backlog | Non-Pole Backlog | [14 empty] | Pole Backlog | Pole Backlog | EPSS,Expulsion Fuse Replacement,Ground Inspection,Non-Pole Backlog, | EPSS Expulsion Fuse Replacement Ground Inspection Non-Pole Backlog | EPSS Expulsion Fuse Replacement Ground Inspection Non-Pole Backlog | EPSS,Aerial Inspection,Ground Inspection,Non-Pole Backlog,Pole Backlog, | EPSS Aerial Inspection Ground Inspection Non-Pole Backlog Pole Backlog | EPSS Aerial Inspection Ground Inspection Non-Pole Backlog Pole Backlog | EPSS,Aerial Inspection,Ground Inspection,Pole Backlog, | EPSS Aerial Inspection Ground Inspection Pole Backlog | EPSS Aerial Inspection Ground Inspection Pole Backlog |  |  |  | , | FALSE
MARIPOSA 210197142 | EPSS | EPSS | EPSS | [12 empty] | Aerial Inspection | Aerial Inspection | Aerial Inspection | Ground Inspection | Ground Inspection | Ground Inspection | [18 empty] | EPSS,Aerial Inspection,Ground Inspection, | EPSS Aerial Inspection Ground Inspection | EPSS Aerial Inspection Ground Inspection | EPSS,Aerial Inspection,Ground Inspection, | EPSS Aerial Inspection Ground Inspection | EPSS Aerial Inspection Ground Inspection | EPSS,Aerial Inspection,Ground Inspection, | EPSS Aerial Inspection Ground Inspection | EPSS Aerial Inspection Ground Inspection |  | Line Removal | Overhead Hardening | ,Line Removal,Overhead Hardening, | Line Removal Overhead Hardening | Line Removal Overhead Hardening
RESEARCH 2102183888 | EPSS | EPSS | EPSS | [7 empty] | Expulsion Fuse Replacement | [6 empty] | Aerial Inspection |  | Ground Inspection | Ground Inspection | Non-Pole Backlog | Non-Pole Backlog | [5 empty] | Down Conductor Detection (DCD) | [8 empty] | Pole Backlog |  | EPSS,Non-Pole Backlog, | EPSS Non-Pole Backlog | EPSS Non-Pole Backlog | EPSS,Expulsion Fuse Replacement,Ground Inspection,Non-Pole Backlog,Down Conductor Detection (DCD),Pole Backlog, | EPSS Expulsion Fuse Replacement Ground Inspection Non-Pole Backlog Down Conductor Detection (DCD) Pole Backlog | EPSS Expulsion Fuse Replacement Ground Inspection Non-Pole Backlog Down Conductor Detection (DCD) Pole Backlog | EPSS,Aerial Inspection,Ground Inspection, | EPSS Aerial Inspection Ground Inspection | EPSS Aerial Inspection Ground Inspection |  |  |  | , | FALSE
MENDOCINO 110148750 | EPSS | EPSS | EPSS | [6 empty] | Expulsion Fuse Replacement | Expulsion Fuse Replacement | [6 empty] | Aerial Inspection |  | Ground Inspection | Ground Inspection | Non-Pole Backlog |  | Non-Pole Backlog |  |  |  | Down Conductor Detection (DCD) | [8 empty] | Pole Backlog |  | Pole Backlog | EPSS,Expulsion Fuse Replacement,Non-Pole Backlog,Down Conductor Detection (DCD),Pole Backlog, | EPSS Expulsion Fuse Replacement Non-Pole Backlog Down Conductor Detection (DCD) Pole Backlog | EPSS Expulsion Fuse Replacement Non-Pole Backlog Down Conductor Detection (DCD) Pole Backlog | EPSS,Expulsion Fuse Replacement,Ground Inspection, | EPSS Expulsion Fuse Replacement Ground Inspection | EPSS Expulsion Fuse Replacement Ground Inspection | EPSS,Aerial Inspection,Ground Inspection,Non-Pole Backlog,Pole Backlog, | EPSS Aerial Inspection Ground Inspection Non-Pole Backlog Pole Backlog | EPSS Aerial Inspection Ground Inspection Non-Pole Backlog Pole Backlog |  | Line Removal |  | ,Line Removal, | Line Removal | Line Removal
JAMESON 1105466348 | EPSS | EPSS | EPSS | Undergrounding | [5 empty] | Expulsion Fuse Replacement |  |  | Surge Arrestor Replacement |  |  | Aerial Inspection | Aerial Inspection | Aerial Inspection | Ground Inspection | Ground Inspection | Ground Inspection | Non-Pole Backlog | [14 empty] | Pole Backlog |  |  | EPSS,Undergrounding,Expulsion Fuse Replacement,Surge Arrestor Replacement,Aerial Inspection,Ground Inspection,Non-Pole Backlog,Pole Backlog, | EPSS Undergrounding Expulsion Fuse Replacement Surge Arrestor Replacement Aerial Inspection Ground Inspection Non-Pole Backlog Pole Backlog | EPSS Undergrounding Expulsion Fuse Replacement Surge Arrestor Replacement Aerial Inspection Ground Inspection Non-Pole Backlog Pole Backlog | EPSS,Aerial Inspection,Ground Inspection, | EPSS Aerial Inspection Ground Inspection | EPSS Aerial Inspection Ground Inspection | EPSS,Aerial Inspection,Ground Inspection, | EPSS Aerial Inspection Ground Inspection | EPSS Aerial Inspection Ground Inspection |  |  |  | , | FALSE
STELLING 111060094 | EPSS | EPSS | EPSS | [14 empty] | Aerial Inspection |  | Ground Inspection | Ground Inspection | Non-Pole Backlog | Non-Pole Backlog | Non-Pole Backlog | [12 empty] | Pole Backlog |  | Pole Backlog | EPSS,Non-Pole Backlog,Pole Backlog, | EPSS Non-Pole Backlog Pole Backlog | EPSS Non-Pole Backlog Pole Backlog | EPSS,Ground Inspection,Non-Pole Backlog, | EPSS Ground Inspection Non-Pole Backlog | EPSS Ground Inspection Non-Pole Backlog | EPSS,Aerial Inspection,Ground Inspection,Non-Pole Backlog,Pole Backlog, | EPSS Aerial Inspection Ground Inspection Non-Pole Backlog Pole Backlog | EPSS Aerial Inspection Ground Inspection Non-Pole Backlog Pole Backlog |  |  |  | , | FALSE
SILVERADO 2103617828 | EPSS | EPSS | EPSS | [13 empty] | Aerial Inspection |  |  |  | Ground Inspection | Non-Pole Backlog | Non-Pole Backlog | [7 empty] | Line Sensors | [6 empty] | Pole Backlog |  | EPSS,Non-Pole Backlog,Line Sensors, | EPSS Non-Pole Backlog Line Sensors | EPSS Non-Pole Backlog Line Sensors | EPSS,Aerial Inspection,Non-Pole Backlog,Pole Backlog, | EPSS Aerial Inspection Non-Pole Backlog Pole Backlog | EPSS Aerial Inspection Non-Pole Backlog Pole Backlog | EPSS,Ground Inspection, | EPSS Ground Inspection | EPSS Ground Inspection |  |  |  | , | FALSE
DIAMOND SPRINGS 1106279670 | EPSS | EPSS | EPSS | [13 empty] | Aerial Inspection | Aerial Inspection | Ground Inspection | Ground Inspection |  | Non-Pole Backlog | [5 empty] | Down Conductor Detection (DCD) | [8 empty] | Pole Backlog |  |  | EPSS,Ground Inspection,Non-Pole Backlog,Down Conductor Detection (DCD),Pole Backlog, | EPSS Ground Inspection Non-Pole Backlog Down Conductor Detection (DCD) Pole Backlog | EPSS Ground Inspection Non-Pole Backlog Down Conductor Detection (DCD) Pole Backlog | EPSS,Aerial Inspection,Ground Inspection, | EPSS Aerial Inspection Ground Inspection | EPSS Aerial Inspection Ground Inspection | EPSS,Aerial Inspection, | EPSS Aerial Inspection | EPSS Aerial Inspection |  |  |  | , | FALSE
DUNBAR 1103416 | EPSS | EPSS | EPSS |  | Undergrounding | [5 empty] | Expulsion Fuse Replacement | [5 empty] | Aerial Inspection |  | Ground Inspection |  | Ground Inspection |  | Non-Pole Backlog | [7 empty] | Line Sensors | [6 empty] | Pole Backlog |  | EPSS,Ground Inspection,Line Sensors, | EPSS Ground Inspection Line Sensors | EPSS Ground Inspection Line Sensors | EPSS,Undergrounding,Expulsion Fuse Replacement,Aerial Inspection,Non-Pole Backlog,Pole Backlog, | EPSS Undergrounding Expulsion Fuse Replacement Aerial Inspection Non-Pole Backlog Pole Backlog | EPSS Undergrounding Expulsion Fuse Replacement Aerial Inspection Non-Pole Backlog Pole Backlog | EPSS,Ground Inspection, | EPSS Ground Inspection | EPSS Ground Inspection |  |  |  | , | FALSE
CLAYTON 2215812394 | EPSS | EPSS | EPSS | [14 empty] | Aerial Inspection |  | Ground Inspection | Ground Inspection | Non-Pole Backlog | [8 empty] | Line Sensors | [8 empty] | EPSS,Non-Pole Backlog,Line Sensors, | EPSS Non-Pole Backlog Line Sensors | EPSS Non-Pole Backlog Line Sensors | EPSS,Ground Inspection, | EPSS Ground Inspection | EPSS Ground Inspection | EPSS,Aerial Inspection,Ground Inspection, | EPSS Aerial Inspection Ground Inspection | EPSS Aerial Inspection Ground Inspection |  |  |  | , | FALSE
AUBERRY 110149122 | EPSS | EPSS | EPSS | [5 empty] | Overhead Hardening | [6 empty] | Aerial Inspection | Aerial Inspection | Aerial Inspection | Ground Inspection | Ground Inspection | Ground Inspection | [6 empty] | Down Conductor Detection (DCD) |  |  | Line Sensors | [7 empty] | Pole Backlog | EPSS,Aerial Inspection,Ground Inspection,Down Conductor Detection (DCD),Line Sensors, | EPSS Aerial Inspection Ground Inspection Down Conductor Detection (DCD) Line Sensors | EPSS Aerial Inspection Ground Inspection Down Conductor Detection (DCD) Line Sensors | EPSS,Aerial Inspection,Ground Inspection, | EPSS Aerial Inspection Ground Inspection | EPSS Aerial Inspection Ground Inspection | EPSS,Overhead Hardening,Aerial Inspection,Ground Inspection,Pole Backlog, | EPSS Overhead Hardening Aerial Inspection Ground Inspection Pole Backlog | EPSS Overhead Hardening Aerial Inspection Ground Inspection Pole Backlog |  |  |  | , | FALSE
KONOCTI 1102965078 | EPSS | EPSS | EPSS | [5 empty] | Overhead Hardening | [7 empty] | Aerial Inspection |  | Ground Inspection | Ground Inspection |  | Non-Pole Backlog | Non-Pole Backlog | Non-Pole Backlog |  |  |  | Down Conductor Detection (DCD) | [9 empty] | Pole Backlog |  | EPSS,Ground Inspection,Non-Pole Backlog,Down Conductor Detection (DCD), | EPSS Ground Inspection Non-Pole Backlog Down Conductor Detection (DCD) | EPSS Ground Inspection Non-Pole Backlog Down Conductor Detection (DCD) | EPSS,Aerial Inspection,Ground Inspection,Non-Pole Backlog,Pole Backlog, | EPSS Aerial Inspection Ground Inspection Non-Pole Backlog Pole Backlog | EPSS Aerial Inspection Ground Inspection Non-Pole Backlog Pole Backlog | EPSS,Overhead Hardening,Non-Pole Backlog, | EPSS Overhead Hardening Non-Pole Backlog | EPSS Overhead Hardening Non-Pole Backlog |  | Line Removal | Overhead Hardening | ,Line Removal,Overhead Hardening, | Line Removal Overhead Hardening | Line Removal Overhead Hardening
VINEYARD 2108MR172 | EPSS | EPSS | EPSS | [7 empty] | Expulsion Fuse Replacement | [6 empty] | Aerial Inspection |  | Ground Inspection | Ground Inspection | [17 empty] | Pole Backlog | EPSS, | EPSS | EPSS | EPSS,Expulsion Fuse Replacement,Ground Inspection, | EPSS Expulsion Fuse Replacement Ground Inspection | EPSS Expulsion Fuse Replacement Ground Inspection | EPSS,Aerial Inspection,Ground Inspection,Pole Backlog, | EPSS Aerial Inspection Ground Inspection Pole Backlog | EPSS Aerial Inspection Ground Inspection Pole Backlog |  |  |  | , | FALSE
CAMP EVERS 210660124 | EPSS | EPSS | EPSS | [7 empty] | Expulsion Fuse Replacement | Expulsion Fuse Replacement | [5 empty] | Aerial Inspection |  | Ground Inspection | Ground Inspection | Non-Pole Backlog | Non-Pole Backlog | Non-Pole Backlog | [12 empty] | Pole Backlog | Pole Backlog | Pole Backlog | EPSS,Non-Pole Backlog,Pole Backlog, | EPSS Non-Pole Backlog Pole Backlog | EPSS Non-Pole Backlog Pole Backlog | EPSS,Expulsion Fuse Replacement,Ground Inspection,Non-Pole Backlog,Pole Backlog, | EPSS Expulsion Fuse Replacement Ground Inspection Non-Pole Backlog Pole Backlog | EPSS Expulsion Fuse Replacement Ground Inspection Non-Pole Backlog Pole Backlog | EPSS,Expulsion Fuse Replacement,Aerial Inspection,Ground Inspection,Non-Pole Backlog,Pole Backlog, | EPSS Expulsion Fuse Replacement Aerial Inspection Ground Inspection Non-Pole Backlog Pole Backlog | EPSS Expulsion Fuse Replacement Aerial Inspection Ground Inspection Non-Pole Backlog Pole Backlog |  |  |  | , | FALSE
ATASCADERO 1103440856 | EPSS | EPSS | EPSS | [6 empty] | Expulsion Fuse Replacement | [6 empty] | Aerial Inspection | Aerial Inspection |  | Ground Inspection | Ground Inspection | Non-Pole Backlog | Non-Pole Backlog | Non-Pole Backlog | [12 empty] | Pole Backlog | Pole Backlog | Pole Backlog | EPSS,Expulsion Fuse Replacement,Non-Pole Backlog,Pole Backlog, | EPSS Expulsion Fuse Replacement Non-Pole Backlog Pole Backlog | EPSS Expulsion Fuse Replacement Non-Pole Backlog Pole Backlog | EPSS,Aerial Inspection,Ground Inspection,Non-Pole Backlog,Pole Backlog, | EPSS Aerial Inspection Ground Inspection Non-Pole Backlog Pole Backlog | EPSS Aerial Inspection Ground Inspection Non-Pole Backlog Pole Backlog | EPSS,Aerial Inspection,Ground Inspection,Non-Pole Backlog,Pole Backlog, | EPSS Aerial Inspection Ground Inspection Non-Pole Backlog Pole Backlog | EPSS Aerial Inspection Ground Inspection Non-Pole Backlog Pole Backlog |  |  |  | , | FALSE
RESEARCH 2102644462 | EPSS | EPSS | EPSS | [7 empty] | Expulsion Fuse Replacement | [6 empty] | Aerial Inspection |  | Ground Inspection | Ground Inspection | Non-Pole Backlog | [6 empty] | Down Conductor Detection (DCD) | [10 empty] | EPSS,Non-Pole Backlog, | EPSS Non-Pole Backlog | EPSS Non-Pole Backlog | EPSS,Expulsion Fuse Replacement,Ground Inspection,Down Conductor Detection (DCD), | EPSS Expulsion Fuse Replacement Ground Inspection Down Conductor Detection (DCD) | EPSS Expulsion Fuse Replacement Ground Inspection Down Conductor Detection (DCD) | EPSS,Aerial Inspection,Ground Inspection, | EPSS Aerial Inspection Ground Inspection | EPSS Aerial Inspection Ground Inspection |  |  |  | , | FALSE
PIT NO 5 11011606 | EPSS | EPSS | EPSS | [36 empty] | EPSS, | EPSS | EPSS | EPSS, | EPSS | EPSS | EPSS, | EPSS | EPSS |  |  |  | , | FALSE
COALINGA NO 2 110541954 | EPSS | EPSS | EPSS | [8 empty] | Expulsion Fuse Replacement | Surge Arrestor Replacement |  |  | Aerial Inspection | Aerial Inspection | Aerial Inspection | Ground Inspection | Ground Inspection | Ground Inspection | Non-Pole Backlog | [5 empty] | Down Conductor Detection (DCD) | [9 empty] | Pole Backlog | Pole Backlog | EPSS,Surge Arrestor Replacement,Aerial Inspection,Ground Inspection,Non-Pole Backlog,Down Conductor Detection (DCD), | EPSS Surge Arrestor Replacement Aerial Inspection Ground Inspection Non-Pole Backlog Down Conductor Detection (DCD) | EPSS Surge Arrestor Replacement Aerial Inspection Ground Inspection Non-Pole Backlog Down Conductor Detection (DCD) | EPSS,Aerial Inspection,Ground Inspection,Pole Backlog, | EPSS Aerial Inspection Ground Inspection Pole Backlog | EPSS Aerial Inspection Ground Inspection Pole Backlog | EPSS,Expulsion Fuse Replacement,Aerial Inspection,Ground Inspection,Pole Backlog, | EPSS Expulsion Fuse Replacement Aerial Inspection Ground Inspection Pole Backlog | EPSS Expulsion Fuse Replacement Aerial Inspection Ground Inspection Pole Backlog |  |  |  | , | FALSE
PASO ROBLES 1103N50 | EPSS | EPSS | EPSS |  |  |  |  | Overhead Hardening | [8 empty] | Aerial Inspection | Aerial Inspection | Ground Inspection | Ground Inspection | Ground Inspection | [6 empty] | Down Conductor Detection (DCD) | [11 empty] | EPSS,Ground Inspection,Down Conductor Detection (DCD), | EPSS Ground Inspection Down Conductor Detection (DCD) | EPSS Ground Inspection Down Conductor Detection (DCD) | EPSS,Overhead Hardening,Aerial Inspection,Ground Inspection, | EPSS Overhead Hardening Aerial Inspection Ground Inspection | EPSS Overhead Hardening Aerial Inspection Ground Inspection | EPSS,Aerial Inspection,Ground Inspection, | EPSS Aerial Inspection Ground Inspection | EPSS Aerial Inspection Ground Inspection |  |  |  | , | FALSE
SAN LUIS OBISPO 1104982992 | EPSS | EPSS | EPSS | [13 empty] | Aerial Inspection | Aerial Inspection |  | Ground Inspection | Ground Inspection | Non-Pole Backlog | Non-Pole Backlog |  |  |  |  | Down Conductor Detection (DCD) | [9 empty] | Pole Backlog |  | EPSS,Non-Pole Backlog,Down Conductor Detection (DCD), | EPSS Non-Pole Backlog Down Conductor Detection (DCD) | EPSS Non-Pole Backlog Down Conductor Detection (DCD) | EPSS,Aerial Inspection,Ground Inspection,Non-Pole Backlog,Pole Backlog, | EPSS Aerial Inspection Ground Inspection Non-Pole Backlog Pole Backlog | EPSS Aerial Inspection Ground Inspection Non-Pole Backlog Pole Backlog | EPSS,Aerial Inspection,Ground Inspection, | EPSS Aerial Inspection Ground Inspection | EPSS Aerial Inspection Ground Inspection |  |  |  | , | FALSE
NARROWS 21052748 | EPSS | EPSS | EPSS | [6 empty] | Expulsion Fuse Replacement |  |  | Surge Arrestor Replacement |  |  |  | Aerial Inspection | Aerial Inspection | Ground Inspection | Ground Inspection |  | Non-Pole Backlog | Non-Pole Backlog | Non-Pole Backlog | [12 empty] | Pole Backlog | Pole Backlog |  | EPSS,Expulsion Fuse Replacement,Surge Arrestor Replacement,Ground Inspection,Non-Pole Backlog,Pole Backlog, | EPSS Expulsion Fuse Replacement Surge Arrestor Replacement Ground Inspection Non-Pole Backlog Pole Backlog | EPSS Expulsion Fuse Replacement Surge Arrestor Replacement Ground Inspection Non-Pole Backlog Pole Backlog | EPSS,Aerial Inspection,Ground Inspection,Non-Pole Backlog,Pole Backlog, | EPSS Aerial Inspection Ground Inspection Non-Pole Backlog Pole Backlog | EPSS Aerial Inspection Ground Inspection Non-Pole Backlog Pole Backlog | EPSS,Aerial Inspection,Non-Pole Backlog, | EPSS Aerial Inspection Non-Pole Backlog | EPSS Aerial Inspection Non-Pole Backlog |  |  |  | , | FALSE
COARSEGOLD 210210040 | EPSS | EPSS | EPSS | [6 empty] | Expulsion Fuse Replacement | Expulsion Fuse Replacement | [5 empty] | Aerial Inspection |  |  |  | Ground Inspection | Non-Pole Backlog | [5 empty] | Down Conductor Detection (DCD) | [11 empty] | EPSS,Expulsion Fuse Replacement,Non-Pole Backlog,Down Conductor Detection (DCD), | EPSS Expulsion Fuse Replacement Non-Pole Backlog Down Conductor Detection (DCD) | EPSS Expulsion Fuse Replacement Non-Pole Backlog Down Conductor Detection (DCD) | EPSS,Expulsion Fuse Replacement,Aerial Inspection, | EPSS Expulsion Fuse Replacement Aerial Inspection | EPSS Expulsion Fuse Replacement Aerial Inspection | EPSS,Ground Inspection, | EPSS Ground Inspection | EPSS Ground Inspection |  |  |  | , | FALSE
AUBERRY 1101R2579 | EPSS | EPSS | EPSS | [9 empty] | Surge Arrestor Replacement |  |  |  | Aerial Inspection | Aerial Inspection | Ground Inspection |  | Ground Inspection |  | Non-Pole Backlog | Non-Pole Backlog | [6 empty] | Line Sensors | [7 empty] | Pole Backlog | EPSS,Surge Arrestor Replacement,Ground Inspection,Line Sensors, | EPSS Surge Arrestor Replacement Ground Inspection Line Sensors | EPSS Surge Arrestor Replacement Ground Inspection Line Sensors | EPSS,Aerial Inspection,Non-Pole Backlog, | EPSS Aerial Inspection Non-Pole Backlog | EPSS Aerial Inspection Non-Pole Backlog | EPSS,Aerial Inspection,Ground Inspection,Non-Pole Backlog,Pole Backlog, | EPSS Aerial Inspection Ground Inspection Non-Pole Backlog Pole Backlog | EPSS Aerial Inspection Ground Inspection Non-Pole Backlog Pole Backlog |  |  |  | , | FALSE
CLEAR LAKE 11011302 | EPSS | EPSS | EPSS | [7 empty] | Expulsion Fuse Replacement | [5 empty] | Aerial Inspection | Aerial Inspection | Ground Inspection | Ground Inspection | Ground Inspection | Non-Pole Backlog | Non-Pole Backlog | Non-Pole Backlog |  |  |  | Down Conductor Detection (DCD) | [8 empty] | Pole Backlog | Pole Backlog | Pole Backlog | EPSS,Ground Inspection,Non-Pole Backlog,Down Conductor Detection (DCD),Pole Backlog, | EPSS Ground Inspection Non-Pole Backlog Down Conductor Detection (DCD) Pole Backlog | EPSS Ground Inspection Non-Pole Backlog Down Conductor Detection (DCD) Pole Backlog | EPSS,Expulsion Fuse Replacement,Aerial Inspection,Ground Inspection,Non-Pole Backlog,Pole Backlog, | EPSS Expulsion Fuse Replacement Aerial Inspection Ground Inspection Non-Pole Backlog Pole Backlog | EPSS Expulsion Fuse Replacement Aerial Inspection Ground Inspection Non-Pole Backlog Pole Backlog | EPSS,Aerial Inspection,Ground Inspection,Non-Pole Backlog,Pole Backlog, | EPSS Aerial Inspection Ground Inspection Non-Pole Backlog Pole Backlog | EPSS Aerial Inspection Ground Inspection Non-Pole Backlog Pole Backlog |  | Line Removal |  | ,Line Removal, | Line Removal | Line Removal
SUNOL 1101MR387 | EPSS | EPSS | EPSS | [13 empty] | Aerial Inspection |  | Ground Inspection |  | Ground Inspection | Non-Pole Backlog | [6 empty] | Down Conductor Detection (DCD) | [10 empty] | EPSS,Ground Inspection,Non-Pole Backlog, | EPSS Ground Inspection Non-Pole Backlog | EPSS Ground Inspection Non-Pole Backlog | EPSS,Aerial Inspection,Down Conductor Detection (DCD), | EPSS Aerial Inspection Down Conductor Detection (DCD) | EPSS Aerial Inspection Down Conductor Detection (DCD) | EPSS,Ground Inspection, | EPSS Ground Inspection | EPSS Ground Inspection |  |  |  | , | FALSE
MC KEE 1107827486 | EPSS | EPSS | EPSS | [6 empty] | Expulsion Fuse Replacement | [6 empty] | Aerial Inspection | Aerial Inspection | Ground Inspection | Ground Inspection |  | Non-Pole Backlog | [17 empty] | EPSS,Expulsion Fuse Replacement,Ground Inspection,Non-Pole Backlog, | EPSS Expulsion Fuse Replacement Ground Inspection Non-Pole Backlog | EPSS Expulsion Fuse Replacement Ground Inspection Non-Pole Backlog | EPSS,Aerial Inspection,Ground Inspection, | EPSS Aerial Inspection Ground Inspection | EPSS Aerial Inspection Ground Inspection | EPSS,Aerial Inspection, | EPSS Aerial Inspection | EPSS Aerial Inspection |  |  |  | , | FALSE
MORGAN HILL 2111419718 | EPSS | EPSS | EPSS | [14 empty] | Aerial Inspection |  | Ground Inspection | Ground Inspection | Non-Pole Backlog | Non-Pole Backlog | Non-Pole Backlog | [13 empty] | Pole Backlog | Pole Backlog | EPSS,Non-Pole Backlog, | EPSS Non-Pole Backlog | EPSS Non-Pole Backlog | EPSS,Ground Inspection,Non-Pole Backlog,Pole Backlog, | EPSS Ground Inspection Non-Pole Backlog Pole Backlog | EPSS Ground Inspection Non-Pole Backlog Pole Backlog | EPSS,Aerial Inspection,Ground Inspection,Non-Pole Backlog,Pole Backlog, | EPSS Aerial Inspection Ground Inspection Non-Pole Backlog Pole Backlog | EPSS Aerial Inspection Ground Inspection Non-Pole Backlog Pole Backlog |  |  |  | , | FALSE
GUSTINE 1102999258 | EPSS | EPSS | EPSS | [9 empty] | Surge Arrestor Replacement |  |  |  | Aerial Inspection | Aerial Inspection | Ground Inspection | Ground Inspection | Ground Inspection | Non-Pole Backlog | [17 empty] | EPSS,Surge Arrestor Replacement,Ground Inspection,Non-Pole Backlog, | EPSS Surge Arrestor Replacement Ground Inspection Non-Pole Backlog | EPSS Surge Arrestor Replacement Ground Inspection Non-Pole Backlog | EPSS,Aerial Inspection,Ground Inspection, | EPSS Aerial Inspection Ground Inspection | EPSS Aerial Inspection Ground Inspection | EPSS,Aerial Inspection,Ground Inspection, | EPSS Aerial Inspection Ground Inspection | EPSS Aerial Inspection Ground Inspection |  |  |  | , | FALSE
BRUNSWICK 11032200 | EPSS | EPSS | EPSS | [7 empty] | Expulsion Fuse Replacement | Expulsion Fuse Replacement | [5 empty] | Aerial Inspection |  | Ground Inspection | Ground Inspection | Non-Pole Backlog | Non-Pole Backlog | [16 empty] | EPSS,Non-Pole Backlog, | EPSS Non-Pole Backlog | EPSS Non-Pole Backlog | EPSS,Expulsion Fuse Replacement,Ground Inspection,Non-Pole Backlog, | EPSS Expulsion Fuse Replacement Ground Inspection Non-Pole Backlog | EPSS Expulsion Fuse Replacement Ground Inspection Non-Pole Backlog | EPSS,Expulsion Fuse Replacement,Aerial Inspection,Ground Inspection, | EPSS Expulsion Fuse Replacement Aerial Inspection Ground Inspection | EPSS Expulsion Fuse Replacement Aerial Inspection Ground Inspection |  |  |  | , | FALSE
MORGAN HILL 2111XR292 | EPSS | EPSS | EPSS | [6 empty] | Expulsion Fuse Replacement | Expulsion Fuse Replacement | Expulsion Fuse Replacement |  |  |  |  | Aerial Inspection |  | Ground Inspection | Ground Inspection |  | Non-Pole Backlog | Non-Pole Backlog | Non-Pole Backlog | [12 empty] | Pole Backlog |  | Pole Backlog | EPSS,Expulsion Fuse Replacement,Ground Inspection,Non-Pole Backlog,Pole Backlog, | EPSS Expulsion Fuse Replacement Ground Inspection Non-Pole Backlog Pole Backlog | EPSS Expulsion Fuse Replacement Ground Inspection Non-Pole Backlog Pole Backlog | EPSS,Expulsion Fuse Replacement,Aerial Inspection,Ground Inspection,Non-Pole Backlog, | EPSS Expulsion Fuse Replacement Aerial Inspection Ground Inspection Non-Pole Backlog | EPSS Expulsion Fuse Replacement Aerial Inspection Ground Inspection Non-Pole Backlog | EPSS,Expulsion Fuse Replacement,Non-Pole Backlog,Pole Backlog, | EPSS Expulsion Fuse Replacement Non-Pole Backlog Pole Backlog | EPSS Expulsion Fuse Replacement Non-Pole Backlog Pole Backlog |  |  |  | , | FALSE
KONOCTI 11084037 | EPSS | EPSS | EPSS | [8 empty] | Expulsion Fuse Replacement |  |  |  |  | Aerial Inspection | Aerial Inspection |  | Ground Inspection | Ground Inspection | Non-Pole Backlog | [5 empty] | Down Conductor Detection (DCD) | [11 empty] | EPSS,Non-Pole Backlog,Down Conductor Detection (DCD), | EPSS Non-Pole Backlog Down Conductor Detection (DCD) | EPSS Non-Pole Backlog Down Conductor Detection (DCD) | EPSS,Aerial Inspection,Ground Inspection, | EPSS Aerial Inspection Ground Inspection | EPSS Aerial Inspection Ground Inspection | EPSS,Expulsion Fuse Replacement,Aerial Inspection,Ground Inspection, | EPSS Expulsion Fuse Replacement Aerial Inspection Ground Inspection | EPSS Expulsion Fuse Replacement Aerial Inspection Ground Inspection |  |  |  | , | FALSE
PARADISE 11052214 | EPSS | EPSS | EPSS | Undergrounding | Undergrounding | [5 empty] | Expulsion Fuse Replacement | Expulsion Fuse Replacement |  |  |  |  | Aerial Inspection | Aerial Inspection | Ground Inspection | Ground Inspection | Ground Inspection | Non-Pole Backlog | Non-Pole Backlog | Non-Pole Backlog | [14 empty] | Pole Backlog | EPSS,Undergrounding,Ground Inspection,Non-Pole Backlog, | EPSS Undergrounding Ground Inspection Non-Pole Backlog | EPSS Undergrounding Ground Inspection Non-Pole Backlog | EPSS,Undergrounding,Expulsion Fuse Replacement,Aerial Inspection,Ground Inspection,Non-Pole Backlog, | EPSS Undergrounding Expulsion Fuse Replacement Aerial Inspection Ground Inspection Non-Pole Backlog | EPSS Undergrounding Expulsion Fuse Replacement Aerial Inspection Ground Inspection Non-Pole Backlog | EPSS,Expulsion Fuse Replacement,Aerial Inspection,Ground Inspection,Non-Pole Backlog,Pole Backlog, | EPSS Expulsion Fuse Replacement Aerial Inspection Ground Inspection Non-Pole Backlog Pole Backlog | EPSS Expulsion Fuse Replacement Aerial Inspection Ground Inspection Non-Pole Backlog Pole Backlog |  |  |  | , | FALSE
NARROWS 21022728 | EPSS | EPSS | EPSS | [13 empty] | Aerial Inspection | Aerial Inspection | Ground Inspection | Ground Inspection | Ground Inspection | Non-Pole Backlog | Non-Pole Backlog | [13 empty] | Pole Backlog |  |  | EPSS,Ground Inspection,Non-Pole Backlog,Pole Backlog, | EPSS Ground Inspection Non-Pole Backlog Pole Backlog | EPSS Ground Inspection Non-Pole Backlog Pole Backlog | EPSS,Aerial Inspection,Ground Inspection,Non-Pole Backlog, | EPSS Aerial Inspection Ground Inspection Non-Pole Backlog | EPSS Aerial Inspection Ground Inspection Non-Pole Backlog | EPSS,Aerial Inspection,Ground Inspection, | EPSS Aerial Inspection Ground Inspection | EPSS Aerial Inspection Ground Inspection |  |  |  | , | FALSE
MIRABEL 110257840 | EPSS | EPSS | EPSS | [14 empty] | Aerial Inspection |  | Ground Inspection | Ground Inspection | Non-Pole Backlog | Non-Pole Backlog | Non-Pole Backlog |  |  |  | Down Conductor Detection (DCD) | [9 empty] | Pole Backlog | Pole Backlog | EPSS,Non-Pole Backlog,Down Conductor Detection (DCD), | EPSS Non-Pole Backlog Down Conductor Detection (DCD) | EPSS Non-Pole Backlog Down Conductor Detection (DCD) | EPSS,Ground Inspection,Non-Pole Backlog,Pole Backlog, | EPSS Ground Inspection Non-Pole Backlog Pole Backlog | EPSS Ground Inspection Non-Pole Backlog Pole Backlog | EPSS,Aerial Inspection,Ground Inspection,Non-Pole Backlog,Pole Backlog, | EPSS Aerial Inspection Ground Inspection Non-Pole Backlog Pole Backlog | EPSS Aerial Inspection Ground Inspection Non-Pole Backlog Pole Backlog |  |  |  | , | FALSE
BEAR VALLEY 2105916436 | EPSS | EPSS | EPSS | [13 empty] | Aerial Inspection | Aerial Inspection | Ground Inspection | Ground Inspection | Ground Inspection |  |  | Non-Pole Backlog |  |  |  | Down Conductor Detection (DCD) | [10 empty] | Pole Backlog | EPSS,Ground Inspection,Down Conductor Detection (DCD), | EPSS Ground Inspection Down Conductor Detection (DCD) | EPSS Ground Inspection Down Conductor Detection (DCD) | EPSS,Aerial Inspection,Ground Inspection, | EPSS Aerial Inspection Ground Inspection | EPSS Aerial Inspection Ground Inspection | EPSS,Aerial Inspection,Ground Inspection,Non-Pole Backlog,Pole Backlog, | EPSS Aerial Inspection Ground Inspection Non-Pole Backlog Pole Backlog | EPSS Aerial Inspection Ground Inspection Non-Pole Backlog Pole Backlog |  |  |  | , | FALSE
UKIAH 1113CB | EPSS | EPSS | EPSS | [14 empty] | Aerial Inspection | Ground Inspection | Ground Inspection |  | Non-Pole Backlog |  | Non-Pole Backlog | [14 empty] | Pole Backlog | EPSS,Ground Inspection,Non-Pole Backlog, | EPSS Ground Inspection Non-Pole Backlog | EPSS Ground Inspection Non-Pole Backlog | EPSS,Ground Inspection, | EPSS Ground Inspection | EPSS Ground Inspection | EPSS,Aerial Inspection,Non-Pole Backlog,Pole Backlog, | EPSS Aerial Inspection Non-Pole Backlog Pole Backlog | EPSS Aerial Inspection Non-Pole Backlog Pole Backlog |  |  |  | , | FALSE
OAKHURST 1102455174 | EPSS | EPSS | EPSS | [6 empty] | Expulsion Fuse Replacement | [6 empty] | Aerial Inspection |  |  |  | Ground Inspection | Non-Pole Backlog | Non-Pole Backlog | [14 empty] | Pole Backlog |  | EPSS,Expulsion Fuse Replacement,Non-Pole Backlog, | EPSS Expulsion Fuse Replacement Non-Pole Backlog | EPSS Expulsion Fuse Replacement Non-Pole Backlog | EPSS,Aerial Inspection,Non-Pole Backlog,Pole Backlog, | EPSS Aerial Inspection Non-Pole Backlog Pole Backlog | EPSS Aerial Inspection Non-Pole Backlog Pole Backlog | EPSS,Ground Inspection, | EPSS Ground Inspection | EPSS Ground Inspection |  |  |  | , | FALSE
MIWUK 1701360164 | EPSS | EPSS | EPSS | [7 empty] | Expulsion Fuse Replacement | [6 empty] | Aerial Inspection |  | Ground Inspection | Ground Inspection | Non-Pole Backlog | [8 empty] | Line Sensors | [8 empty] | EPSS,Non-Pole Backlog,Line Sensors, | EPSS Non-Pole Backlog Line Sensors | EPSS Non-Pole Backlog Line Sensors | EPSS,Expulsion Fuse Replacement,Ground Inspection, | EPSS Expulsion Fuse Replacement Ground Inspection | EPSS Expulsion Fuse Replacement Ground Inspection | EPSS,Aerial Inspection,Ground Inspection, | EPSS Aerial Inspection Ground Inspection | EPSS Aerial Inspection Ground Inspection |  |  |  | , | FALSE
DOBBINS 110183186 | EPSS | EPSS | EPSS | [6 empty] | Expulsion Fuse Replacement | [6 empty] | Aerial Inspection | Aerial Inspection | Ground Inspection |  | Ground Inspection | Non-Pole Backlog | [6 empty] | Down Conductor Detection (DCD) | [7 empty] | Pole Backlog |  |  | EPSS,Expulsion Fuse Replacement,Ground Inspection,Non-Pole Backlog,Pole Backlog, | EPSS Expulsion Fuse Replacement Ground Inspection Non-Pole Backlog Pole Backlog | EPSS Expulsion Fuse Replacement Ground Inspection Non-Pole Backlog Pole Backlog | EPSS,Aerial Inspection,Down Conductor Detection (DCD), | EPSS Aerial Inspection Down Conductor Detection (DCD) | EPSS Aerial Inspection Down Conductor Detection (DCD) | EPSS,Aerial Inspection,Ground Inspection, | EPSS Aerial Inspection Ground Inspection | EPSS Aerial Inspection Ground Inspection |  |  |  | , | FALSE
HOPLAND 1101960 | EPSS | EPSS | EPSS | [13 empty] | Aerial Inspection | Aerial Inspection | Ground Inspection | Ground Inspection | Ground Inspection | Non-Pole Backlog | Non-Pole Backlog |  |  |  |  | Down Conductor Detection (DCD) | [10 empty] | Pole Backlog | EPSS,Ground Inspection,Non-Pole Backlog,Down Conductor Detection (DCD), | EPSS Ground Inspection Non-Pole Backlog Down Conductor Detection (DCD) | EPSS Ground Inspection Non-Pole Backlog Down Conductor Detection (DCD) | EPSS,Aerial Inspection,Ground Inspection,Non-Pole Backlog, | EPSS Aerial Inspection Ground Inspection Non-Pole Backlog | EPSS Aerial Inspection Ground Inspection Non-Pole Backlog | EPSS,Aerial Inspection,Ground Inspection,Pole Backlog, | EPSS Aerial Inspection Ground Inspection Pole Backlog | EPSS Aerial Inspection Ground Inspection Pole Backlog |  |  |  | , | FALSE
VASCO 1102546328 | EPSS | EPSS | EPSS | [6 empty] | Expulsion Fuse Replacement | [5 empty] | Aerial Inspection | Aerial Inspection | Aerial Inspection | Ground Inspection | Ground Inspection | Ground Inspection | Non-Pole Backlog | Non-Pole Backlog | [14 empty] | Pole Backlog | Pole Backlog | EPSS,Expulsion Fuse Replacement,Aerial Inspection,Ground Inspection,Non-Pole Backlog, | EPSS Expulsion Fuse Replacement Aerial Inspection Ground Inspection Non-Pole Backlog | EPSS Expulsion Fuse Replacement Aerial Inspection Ground Inspection Non-Pole Backlog | EPSS,Aerial Inspection,Ground Inspection,Non-Pole Backlog,Pole Backlog, | EPSS Aerial Inspection Ground Inspection Non-Pole Backlog Pole Backlog | EPSS Aerial Inspection Ground Inspection Non-Pole Backlog Pole Backlog | EPSS,Aerial Inspection,Ground Inspection,Pole Backlog, | EPSS Aerial Inspection Ground Inspection Pole Backlog | EPSS Aerial Inspection Ground Inspection Pole Backlog |  |  |  | , | FALSE
WILLITS 1103538 | EPSS | EPSS | EPSS | [6 empty] | Expulsion Fuse Replacement | [7 empty] | Aerial Inspection |  | Ground Inspection | Ground Inspection | Non-Pole Backlog | [5 empty] | Down Conductor Detection (DCD) | [11 empty] | EPSS,Expulsion Fuse Replacement,Non-Pole Backlog,Down Conductor Detection (DCD), | EPSS Expulsion Fuse Replacement Non-Pole Backlog Down Conductor Detection (DCD) | EPSS Expulsion Fuse Replacement Non-Pole Backlog Down Conductor Detection (DCD) | EPSS,Ground Inspection, | EPSS Ground Inspection | EPSS Ground Inspection | EPSS,Aerial Inspection,Ground Inspection, | EPSS Aerial Inspection Ground Inspection | EPSS Aerial Inspection Ground Inspection |  |  |  | , | FALSE
CURTIS 17046060 | EPSS | EPSS | EPSS | [7 empty] | Expulsion Fuse Replacement |  |  |  |  | Aerial Inspection | Aerial Inspection | Aerial Inspection | Ground Inspection | Ground Inspection |  | Non-Pole Backlog | [5 empty] | Down Conductor Detection (DCD) | [11 empty] | EPSS,Aerial Inspection,Ground Inspection,Non-Pole Backlog,Down Conductor Detection (DCD), | EPSS Aerial Inspection Ground Inspection Non-Pole Backlog Down Conductor Detection (DCD) | EPSS Aerial Inspection Ground Inspection Non-Pole Backlog Down Conductor Detection (DCD) | EPSS,Expulsion Fuse Replacement,Aerial Inspection,Ground Inspection, | EPSS Expulsion Fuse Replacement Aerial Inspection Ground Inspection | EPSS Expulsion Fuse Replacement Aerial Inspection Ground Inspection | EPSS,Aerial Inspection, | EPSS Aerial Inspection | EPSS Aerial Inspection |  |  |  | , | FALSE
EL DORADO PH 2102771208 | EPSS | EPSS | EPSS | [17 empty] | Ground Inspection |  | Non-Pole Backlog |  |  |  |  | Down Conductor Detection (DCD) | [11 empty] | EPSS,Down Conductor Detection (DCD), | EPSS Down Conductor Detection (DCD) | EPSS Down Conductor Detection (DCD) | EPSS,Non-Pole Backlog, | EPSS Non-Pole Backlog | EPSS Non-Pole Backlog | EPSS,Ground Inspection, | EPSS Ground Inspection | EPSS Ground Inspection |  |  |  | , | FALSE
VACAVILLE 11088762 | EPSS | EPSS | EPSS | Undergrounding | [11 empty] | Aerial Inspection | Aerial Inspection | Aerial Inspection | Ground Inspection | Ground Inspection | Ground Inspection | Non-Pole Backlog | [5 empty] | Down Conductor Detection (DCD) | [8 empty] | Pole Backlog |  |  | EPSS,Undergrounding,Aerial Inspection,Ground Inspection,Non-Pole Backlog,Down Conductor Detection (DCD),Pole Backlog, | EPSS Undergrounding Aerial Inspection Ground Inspection Non-Pole Backlog Down Conductor Detection (DCD) Pole Backlog | EPSS Undergrounding Aerial Inspection Ground Inspection Non-Pole Backlog Down Conductor Detection (DCD) Pole Backlog | EPSS,Aerial Inspection,Ground Inspection, | EPSS Aerial Inspection Ground Inspection | EPSS Aerial Inspection Ground Inspection | EPSS,Aerial Inspection,Ground Inspection, | EPSS Aerial Inspection Ground Inspection | EPSS Aerial Inspection Ground Inspection |  |  |  | , | FALSE
CALISTOGA 1102634 | EPSS | EPSS | EPSS | [14 empty] | Aerial Inspection | Ground Inspection | Ground Inspection | Ground Inspection | [16 empty] | Pole Backlog |  | EPSS,Ground Inspection, | EPSS Ground Inspection | EPSS Ground Inspection | EPSS,Ground Inspection,Pole Backlog, | EPSS Ground Inspection Pole Backlog | EPSS Ground Inspection Pole Backlog | EPSS,Aerial Inspection,Ground Inspection, | EPSS Aerial Inspection Ground Inspection | EPSS Aerial Inspection Ground Inspection |  |  |  | , | FALSE
TEMPLETON 2110941946 | EPSS | EPSS | EPSS | [6 empty] | Expulsion Fuse Replacement |  |  | Surge Arrestor Replacement |  |  |  | Aerial Inspection | Aerial Inspection |  | Ground Inspection | Ground Inspection | Non-Pole Backlog |  | Non-Pole Backlog |  |  |  | Down Conductor Detection (DCD) | [10 empty] | Pole Backlog | EPSS,Expulsion Fuse Replacement,Surge Arrestor Replacement,Non-Pole Backlog,Down Conductor Detection (DCD), | EPSS Expulsion Fuse Replacement Surge Arrestor Replacement Non-Pole Backlog Down Conductor Detection (DCD) | EPSS Expulsion Fuse Replacement Surge Arrestor Replacement Non-Pole Backlog Down Conductor Detection (DCD) | EPSS,Aerial Inspection,Ground Inspection, | EPSS Aerial Inspection Ground Inspection | EPSS Aerial Inspection Ground Inspection | EPSS,Aerial Inspection,Ground Inspection,Non-Pole Backlog,Pole Backlog, | EPSS Aerial Inspection Ground Inspection Non-Pole Backlog Pole Backlog | EPSS Aerial Inspection Ground Inspection Non-Pole Backlog Pole Backlog |  |  |  | , | FALSE
PASO ROBLES 1103N58 | EPSS | EPSS | EPSS |  |  |  | Overhead Hardening | Overhead Hardening | [8 empty] | Aerial Inspection | Aerial Inspection | Ground Inspection | Ground Inspection | Ground Inspection | Non-Pole Backlog | Non-Pole Backlog | Non-Pole Backlog |  |  |  | Down Conductor Detection (DCD) | [11 empty] | EPSS,Overhead Hardening,Ground Inspection,Non-Pole Backlog,Down Conductor Detection (DCD), | EPSS Overhead Hardening Ground Inspection Non-Pole Backlog Down Conductor Detection (DCD) | EPSS Overhead Hardening Ground Inspection Non-Pole Backlog Down Conductor Detection (DCD) | EPSS,Overhead Hardening,Aerial Inspection,Ground Inspection,Non-Pole Backlog, | EPSS Overhead Hardening Aerial Inspection Ground Inspection Non-Pole Backlog | EPSS Overhead Hardening Aerial Inspection Ground Inspection Non-Pole Backlog | EPSS,Aerial Inspection,Ground Inspection,Non-Pole Backlog, | EPSS Aerial Inspection Ground Inspection Non-Pole Backlog | EPSS Aerial Inspection Ground Inspection Non-Pole Backlog |  |  | Overhead Hardening | ,Overhead Hardening, | Overhead Hardening | Overhead Hardening
WOODSIDE 11043583 | EPSS | EPSS | EPSS | [8 empty] | Expulsion Fuse Replacement | [5 empty] | Aerial Inspection |  | Ground Inspection | Ground Inspection | Non-Pole Backlog |  | Non-Pole Backlog |  |  |  |  | Down Conductor Detection (DCD) | [9 empty] | Pole Backlog | EPSS,Non-Pole Backlog, | EPSS Non-Pole Backlog | EPSS Non-Pole Backlog | EPSS,Ground Inspection,Down Conductor Detection (DCD), | EPSS Ground Inspection Down Conductor Detection (DCD) | EPSS Ground Inspection Down Conductor Detection (DCD) | EPSS,Expulsion Fuse Replacement,Aerial Inspection,Ground Inspection,Non-Pole Backlog,Pole Backlog, | EPSS Expulsion Fuse Replacement Aerial Inspection Ground Inspection Non-Pole Backlog Pole Backlog | EPSS Expulsion Fuse Replacement Aerial Inspection Ground Inspection Non-Pole Backlog Pole Backlog |  |  |  | , | FALSE
KONOCTI 11024300 | EPSS | EPSS | EPSS | [6 empty] | Expulsion Fuse Replacement | Expulsion Fuse Replacement |  |  |  |  | Aerial Inspection |  | Aerial Inspection |  | Ground Inspection | Ground Inspection | Non-Pole Backlog | Non-Pole Backlog | Non-Pole Backlog |  |  |  | Down Conductor Detection (DCD) | [8 empty] | Pole Backlog | Pole Backlog | Pole Backlog | EPSS,Expulsion Fuse Replacement,Aerial Inspection,Non-Pole Backlog,Down Conductor Detection (DCD),Pole Backlog, | EPSS Expulsion Fuse Replacement Aerial Inspection Non-Pole Backlog Down Conductor Detection (DCD) Pole Backlog | EPSS Expulsion Fuse Replacement Aerial Inspection Non-Pole Backlog Down Conductor Detection (DCD) Pole Backlog | EPSS,Expulsion Fuse Replacement,Ground Inspection,Non-Pole Backlog,Pole Backlog, | EPSS Expulsion Fuse Replacement Ground Inspection Non-Pole Backlog Pole Backlog | EPSS Expulsion Fuse Replacement Ground Inspection Non-Pole Backlog Pole Backlog | EPSS,Aerial Inspection,Ground Inspection,Non-Pole Backlog,Pole Backlog, | EPSS Aerial Inspection Ground Inspection Non-Pole Backlog Pole Backlog | EPSS Aerial Inspection Ground Inspection Non-Pole Backlog Pole Backlog |  |  |  | , | FALSE
WOODSIDE 11018884 | EPSS | EPSS | EPSS | [6 empty] | Expulsion Fuse Replacement | [7 empty] | Aerial Inspection |  | Ground Inspection | Ground Inspection | Non-Pole Backlog | Non-Pole Backlog | Non-Pole Backlog |  |  |  |  | Down Conductor Detection (DCD) | [9 empty] | Pole Backlog | EPSS,Expulsion Fuse Replacement,Non-Pole Backlog, | EPSS Expulsion Fuse Replacement Non-Pole Backlog | EPSS Expulsion Fuse Replacement Non-Pole Backlog | EPSS,Ground Inspection,Non-Pole Backlog,Down Conductor Detection (DCD), | EPSS Ground Inspection Non-Pole Backlog Down Conductor Detection (DCD) | EPSS Ground Inspection Non-Pole Backlog Down Conductor Detection (DCD) | EPSS,Aerial Inspection,Ground Inspection,Non-Pole Backlog,Pole Backlog, | EPSS Aerial Inspection Ground Inspection Non-Pole Backlog Pole Backlog | EPSS Aerial Inspection Ground Inspection Non-Pole Backlog Pole Backlog |  |  |  | , | FALSE
DIAMOND SPRINGS 11052102 | EPSS | EPSS | EPSS |  |  |  | Overhead Hardening |  |  | Expulsion Fuse Replacement | Expulsion Fuse Replacement |  |  |  |  | Aerial Inspection | Aerial Inspection | Aerial Inspection | Ground Inspection | Ground Inspection | Ground Inspection | Non-Pole Backlog | Non-Pole Backlog | Non-Pole Backlog |  |  |  | Down Conductor Detection (DCD) | [8 empty] | Pole Backlog | Pole Backlog | Pole Backlog | EPSS,Overhead Hardening,Expulsion Fuse Replacement,Aerial Inspection,Ground Inspection,Non-Pole Backlog,Down Conductor Detection (DCD),Pole Backlog, | EPSS Overhead Hardening Expulsion Fuse Replacement Aerial Inspection Ground Inspection Non-Pole Backlog Down Conductor Detection (DCD) Pole Backlog | EPSS Overhead Hardening Expulsion Fuse Replacement Aerial Inspection Ground Inspection Non-Pole Backlog Down Conductor Detection (DCD) Pole Backlog | EPSS,Expulsion Fuse Replacement,Aerial Inspection,Ground Inspection,Non-Pole Backlog,Pole Backlog, | EPSS Expulsion Fuse Replacement Aerial Inspection Ground Inspection Non-Pole Backlog Pole Backlog | EPSS Expulsion Fuse Replacement Aerial Inspection Ground Inspection Non-Pole Backlog Pole Backlog | EPSS,Aerial Inspection,Ground Inspection,Non-Pole Backlog,Pole Backlog, | EPSS Aerial Inspection Ground Inspection Non-Pole Backlog Pole Backlog | EPSS Aerial Inspection Ground Inspection Non-Pole Backlog Pole Backlog |  | Line Removal | Overhead Hardening | ,Line Removal,Overhead Hardening, | Line Removal Overhead Hardening | Line Removal Overhead Hardening
SARATOGA 1107413816 | EPSS | EPSS | EPSS | [7 empty] | Expulsion Fuse Replacement | [6 empty] | Aerial Inspection |  | Ground Inspection | Ground Inspection | Non-Pole Backlog | Non-Pole Backlog | [5 empty] | Down Conductor Detection (DCD) | [10 empty] | EPSS,Non-Pole Backlog, | EPSS Non-Pole Backlog | EPSS Non-Pole Backlog | EPSS,Expulsion Fuse Replacement,Ground Inspection,Non-Pole Backlog,Down Conductor Detection (DCD), | EPSS Expulsion Fuse Replacement Ground Inspection Non-Pole Backlog Down Conductor Detection (DCD) | EPSS Expulsion Fuse Replacement Ground Inspection Non-Pole Backlog Down Conductor Detection (DCD) | EPSS,Aerial Inspection,Ground Inspection, | EPSS Aerial Inspection Ground Inspection | EPSS Aerial Inspection Ground Inspection |  |  |  | , | FALSE
OLETA 11022642 | EPSS | EPSS | EPSS | [14 empty] | Aerial Inspection |  | Ground Inspection | Ground Inspection | Non-Pole Backlog | [7 empty] | Down Conductor Detection (DCD) | [9 empty] | EPSS,Non-Pole Backlog, | EPSS Non-Pole Backlog | EPSS Non-Pole Backlog | EPSS,Ground Inspection, | EPSS Ground Inspection | EPSS Ground Inspection | EPSS,Aerial Inspection,Ground Inspection,Down Conductor Detection (DCD), | EPSS Aerial Inspection Ground Inspection Down Conductor Detection (DCD) | EPSS Aerial Inspection Ground Inspection Down Conductor Detection (DCD) |  |  |  | , | FALSE
CAMP EVERS 21055232 | EPSS | EPSS | EPSS | [8 empty] | Expulsion Fuse Replacement | [5 empty] | Aerial Inspection |  | Ground Inspection | Ground Inspection | Non-Pole Backlog | Non-Pole Backlog | Non-Pole Backlog | [14 empty] | Pole Backlog | EPSS,Non-Pole Backlog, | EPSS Non-Pole Backlog | EPSS Non-Pole Backlog | EPSS,Ground Inspection,Non-Pole Backlog, | EPSS Ground Inspection Non-Pole Backlog | EPSS Ground Inspection Non-Pole Backlog | EPSS,Expulsion Fuse Replacement,Aerial Inspection,Ground Inspection,Non-Pole Backlog,Pole Backlog, | EPSS Expulsion Fuse Replacement Aerial Inspection Ground Inspection Non-Pole Backlog Pole Backlog | EPSS Expulsion Fuse Replacement Aerial Inspection Ground Inspection Non-Pole Backlog Pole Backlog |  |  |  | , | FALSE
RINCON 1101146053 | EPSS | EPSS | EPSS | [7 empty] | Expulsion Fuse Replacement | [5 empty] | Aerial Inspection | Aerial Inspection | Ground Inspection | Ground Inspection |  | Non-Pole Backlog | Non-Pole Backlog | Non-Pole Backlog |  |  |  | Down Conductor Detection (DCD) | [11 empty] | EPSS,Ground Inspection,Non-Pole Backlog,Down Conductor Detection (DCD), | EPSS Ground Inspection Non-Pole Backlog Down Conductor Detection (DCD) | EPSS Ground Inspection Non-Pole Backlog Down Conductor Detection (DCD) | EPSS,Expulsion Fuse Replacement,Aerial Inspection,Ground Inspection,Non-Pole Backlog, | EPSS Expulsion Fuse Replacement Aerial Inspection Ground Inspection Non-Pole Backlog | EPSS Expulsion Fuse Replacement Aerial Inspection Ground Inspection Non-Pole Backlog | EPSS,Aerial Inspection,Non-Pole Backlog, | EPSS Aerial Inspection Non-Pole Backlog | EPSS Aerial Inspection Non-Pole Backlog |  |  |  | , | FALSE
EL DORADO PH 21026645 | EPSS | EPSS | EPSS |  |  | Undergrounding |  |  |  |  | Expulsion Fuse Replacement | [5 empty] | Aerial Inspection | Aerial Inspection |  | Ground Inspection | Ground Inspection | Non-Pole Backlog |  | Non-Pole Backlog | [14 empty] | Pole Backlog | EPSS,Non-Pole Backlog, | EPSS Non-Pole Backlog | EPSS Non-Pole Backlog | EPSS,Expulsion Fuse Replacement,Aerial Inspection,Ground Inspection, | EPSS Expulsion Fuse Replacement Aerial Inspection Ground Inspection | EPSS Expulsion Fuse Replacement Aerial Inspection Ground Inspection | EPSS,Undergrounding,Aerial Inspection,Ground Inspection,Non-Pole Backlog,Pole Backlog, | EPSS Undergrounding Aerial Inspection Ground Inspection Non-Pole Backlog Pole Backlog | EPSS Undergrounding Aerial Inspection Ground Inspection Non-Pole Backlog Pole Backlog |  | Line Removal |  | ,Line Removal, | Line Removal | Line Removal
LAURELES 111110141 | EPSS | EPSS | EPSS | [14 empty] | Aerial Inspection |  | Ground Inspection |  | Non-Pole Backlog | [6 empty] | Down Conductor Detection (DCD) | [10 empty] | EPSS,Non-Pole Backlog, | EPSS Non-Pole Backlog | EPSS Non-Pole Backlog | EPSS,Ground Inspection,Down Conductor Detection (DCD), | EPSS Ground Inspection Down Conductor Detection (DCD) | EPSS Ground Inspection Down Conductor Detection (DCD) | EPSS,Aerial Inspection, | EPSS Aerial Inspection | EPSS Aerial Inspection |  |  |  | , | FALSE
SISQUOC 1103858898 | EPSS | EPSS | EPSS | [12 empty] | Aerial Inspection |  | Aerial Inspection |  | Ground Inspection | Ground Inspection | Non-Pole Backlog | Non-Pole Backlog | Non-Pole Backlog |  |  |  | Down Conductor Detection (DCD) | [9 empty] | Pole Backlog | Pole Backlog | EPSS,Aerial Inspection,Non-Pole Backlog,Down Conductor Detection (DCD), | EPSS Aerial Inspection Non-Pole Backlog Down Conductor Detection (DCD) | EPSS Aerial Inspection Non-Pole Backlog Down Conductor Detection (DCD) | EPSS,Ground Inspection,Non-Pole Backlog,Pole Backlog, | EPSS Ground Inspection Non-Pole Backlog Pole Backlog | EPSS Ground Inspection Non-Pole Backlog Pole Backlog | EPSS,Aerial Inspection,Ground Inspection,Non-Pole Backlog,Pole Backlog, | EPSS Aerial Inspection Ground Inspection Non-Pole Backlog Pole Backlog | EPSS Aerial Inspection Ground Inspection Non-Pole Backlog Pole Backlog |  |  |  | , | FALSE
MORGAN HILL 2105345099 | EPSS | EPSS | EPSS | [6 empty] | Expulsion Fuse Replacement | [7 empty] | Aerial Inspection |  | Ground Inspection | Ground Inspection | Non-Pole Backlog | [8 empty] | Line Sensors | [8 empty] | EPSS,Expulsion Fuse Replacement,Non-Pole Backlog,Line Sensors, | EPSS Expulsion Fuse Replacement Non-Pole Backlog Line Sensors | EPSS Expulsion Fuse Replacement Non-Pole Backlog Line Sensors | EPSS,Ground Inspection, | EPSS Ground Inspection | EPSS Ground Inspection | EPSS,Aerial Inspection,Ground Inspection, | EPSS Aerial Inspection Ground Inspection | EPSS Aerial Inspection Ground Inspection |  |  |  | , | FALSE
BRUNSWICK 1104761310 | EPSS | EPSS | EPSS | [17 empty] | Ground Inspection | [6 empty] | Down Conductor Detection (DCD) | [11 empty] | EPSS,Down Conductor Detection (DCD), | EPSS Down Conductor Detection (DCD) | EPSS Down Conductor Detection (DCD) | EPSS, | EPSS | EPSS | EPSS,Ground Inspection, | EPSS Ground Inspection | EPSS Ground Inspection |  |  |  | , | FALSE
GANSNER 11012424 | EPSS | EPSS | EPSS | Undergrounding | [5 empty] | Expulsion Fuse Replacement | Expulsion Fuse Replacement |  | Surge Arrestor Replacement |  |  |  | Aerial Inspection | Aerial Inspection | Ground Inspection | Ground Inspection | Ground Inspection | Non-Pole Backlog | Non-Pole Backlog | Non-Pole Backlog |  |  |  |  | Down Conductor Detection (DCD) |  | Line Sensors | [7 empty] | Pole Backlog | EPSS,Undergrounding,Expulsion Fuse Replacement,Surge Arrestor Replacement,Ground Inspection,Non-Pole Backlog,Line Sensors, | EPSS Undergrounding Expulsion Fuse Replacement Surge Arrestor Replacement Ground Inspection Non-Pole Backlog Line Sensors | EPSS Undergrounding Expulsion Fuse Replacement Surge Arrestor Replacement Ground Inspection Non-Pole Backlog Line Sensors | EPSS,Expulsion Fuse Replacement,Aerial Inspection,Ground Inspection,Non-Pole Backlog,Down Conductor Detection (DCD), | EPSS Expulsion Fuse Replacement Aerial Inspection Ground Inspection Non-Pole Backlog Down Conductor Detection (DCD) | EPSS Expulsion Fuse Replacement Aerial Inspection Ground Inspection Non-Pole Backlog Down Conductor Detection (DCD) | EPSS,Aerial Inspection,Ground Inspection,Non-Pole Backlog,Pole Backlog, | EPSS Aerial Inspection Ground Inspection Non-Pole Backlog Pole Backlog | EPSS Aerial Inspection Ground Inspection Non-Pole Backlog Pole Backlog | Undergrounding |  | Overhead Hardening | Undergrounding,Overhead Hardening, | Undergrounding Overhead Hardening | Undergrounding Overhead Hardening
CHALLENGE 11021064 | EPSS | EPSS | EPSS | [13 empty] | Aerial Inspection | Aerial Inspection | Ground Inspection | Ground Inspection | Ground Inspection | Non-Pole Backlog | Non-Pole Backlog | [5 empty] | Down Conductor Detection (DCD) | [7 empty] | Pole Backlog |  |  | EPSS,Ground Inspection,Non-Pole Backlog,Pole Backlog, | EPSS Ground Inspection Non-Pole Backlog Pole Backlog | EPSS Ground Inspection Non-Pole Backlog Pole Backlog | EPSS,Aerial Inspection,Ground Inspection,Non-Pole Backlog,Down Conductor Detection (DCD), | EPSS Aerial Inspection Ground Inspection Non-Pole Backlog Down Conductor Detection (DCD) | EPSS Aerial Inspection Ground Inspection Non-Pole Backlog Down Conductor Detection (DCD) | EPSS,Aerial Inspection,Ground Inspection, | EPSS Aerial Inspection Ground Inspection | EPSS Aerial Inspection Ground Inspection |  | Line Removal |  | ,Line Removal, | Line Removal | Line Removal
COARSEGOLD 210210330 | EPSS | EPSS | EPSS | [6 empty] | Expulsion Fuse Replacement | Expulsion Fuse Replacement | [5 empty] | Aerial Inspection | Aerial Inspection |  | Ground Inspection | Ground Inspection | Non-Pole Backlog | Non-Pole Backlog | Non-Pole Backlog |  |  |  | Down Conductor Detection (DCD) | [9 empty] | Pole Backlog |  | EPSS,Expulsion Fuse Replacement,Non-Pole Backlog,Down Conductor Detection (DCD), | EPSS Expulsion Fuse Replacement Non-Pole Backlog Down Conductor Detection (DCD) | EPSS Expulsion Fuse Replacement Non-Pole Backlog Down Conductor Detection (DCD) | EPSS,Expulsion Fuse Replacement,Aerial Inspection,Ground Inspection,Non-Pole Backlog,Pole Backlog, | EPSS Expulsion Fuse Replacement Aerial Inspection Ground Inspection Non-Pole Backlog Pole Backlog | EPSS Expulsion Fuse Replacement Aerial Inspection Ground Inspection Non-Pole Backlog Pole Backlog | EPSS,Aerial Inspection,Ground Inspection,Non-Pole Backlog, | EPSS Aerial Inspection Ground Inspection Non-Pole Backlog | EPSS Aerial Inspection Ground Inspection Non-Pole Backlog |  |  |  | , | FALSE
MORAGA 1101CB | EPSS | EPSS | EPSS | [7 empty] | Expulsion Fuse Replacement | [5 empty] | Aerial Inspection | Aerial Inspection | Ground Inspection | Ground Inspection | Ground Inspection | Non-Pole Backlog |  | Non-Pole Backlog | [6 empty] | Line Sensors | [7 empty] | Pole Backlog | EPSS,Ground Inspection,Non-Pole Backlog,Line Sensors, | EPSS Ground Inspection Non-Pole Backlog Line Sensors | EPSS Ground Inspection Non-Pole Backlog Line Sensors | EPSS,Expulsion Fuse Replacement,Aerial Inspection,Ground Inspection, | EPSS Expulsion Fuse Replacement Aerial Inspection Ground Inspection | EPSS Expulsion Fuse Replacement Aerial Inspection Ground Inspection | EPSS,Aerial Inspection,Ground Inspection,Non-Pole Backlog,Pole Backlog, | EPSS Aerial Inspection Ground Inspection Non-Pole Backlog Pole Backlog | EPSS Aerial Inspection Ground Inspection Non-Pole Backlog Pole Backlog |  |  |  | , | FALSE
CAMP EVERS 210574170 | EPSS | EPSS | EPSS | [14 empty] | Aerial Inspection |  | Ground Inspection | [19 empty] | EPSS, | EPSS | EPSS | EPSS,Ground Inspection, | EPSS Ground Inspection | EPSS Ground Inspection | EPSS,Aerial Inspection, | EPSS Aerial Inspection | EPSS Aerial Inspection |  |  |  | , | FALSE
DIAMOND SPRINGS 110518935 | EPSS | EPSS | EPSS | [6 empty] | Expulsion Fuse Replacement |  |  | Surge Arrestor Replacement |  |  | Aerial Inspection | Aerial Inspection | Aerial Inspection |  | Ground Inspection | Ground Inspection | Non-Pole Backlog |  | Non-Pole Backlog |  |  |  | Down Conductor Detection (DCD) | [8 empty] | Pole Backlog |  | Pole Backlog | EPSS,Expulsion Fuse Replacement,Surge Arrestor Replacement,Aerial Inspection,Non-Pole Backlog,Down Conductor Detection (DCD),Pole Backlog, | EPSS Expulsion Fuse Replacement Surge Arrestor Replacement Aerial Inspection Non-Pole Backlog Down Conductor Detection (DCD) Pole Backlog | EPSS Expulsion Fuse Replacement Surge Arrestor Replacement Aerial Inspection Non-Pole Backlog Down Conductor Detection (DCD) Pole Backlog | EPSS,Aerial Inspection,Ground Inspection, | EPSS Aerial Inspection Ground Inspection | EPSS Aerial Inspection Ground Inspection | EPSS,Aerial Inspection,Ground Inspection,Non-Pole Backlog,Pole Backlog, | EPSS Aerial Inspection Ground Inspection Non-Pole Backlog Pole Backlog | EPSS Aerial Inspection Ground Inspection Non-Pole Backlog Pole Backlog |  |  |  | , | FALSE
SAND CREEK 11037070 | EPSS | EPSS | EPSS | [13 empty] | Aerial Inspection | Aerial Inspection |  | Ground Inspection | Ground Inspection | Non-Pole Backlog |  | Non-Pole Backlog |  |  |  | Down Conductor Detection (DCD) | [10 empty] | Pole Backlog | EPSS,Non-Pole Backlog,Down Conductor Detection (DCD), | EPSS Non-Pole Backlog Down Conductor Detection (DCD) | EPSS Non-Pole Backlog Down Conductor Detection (DCD) | EPSS,Aerial Inspection,Ground Inspection, | EPSS Aerial Inspection Ground Inspection | EPSS Aerial Inspection Ground Inspection | EPSS,Aerial Inspection,Ground Inspection,Non-Pole Backlog,Pole Backlog, | EPSS Aerial Inspection Ground Inspection Non-Pole Backlog Pole Backlog | EPSS Aerial Inspection Ground Inspection Non-Pole Backlog Pole Backlog |  |  |  | , | FALSE
BEN LOMOND 04015400 | EPSS | EPSS | EPSS | [14 empty] | Aerial Inspection |  | Ground Inspection | [19 empty] | EPSS, | EPSS | EPSS | EPSS,Ground Inspection, | EPSS Ground Inspection | EPSS Ground Inspection | EPSS,Aerial Inspection, | EPSS Aerial Inspection | EPSS Aerial Inspection |  |  |  | , | FALSE
SILVERADO 21051308 | EPSS | EPSS | EPSS | [17 empty] | Ground Inspection | [18 empty] | EPSS, | EPSS | EPSS | EPSS, | EPSS | EPSS | EPSS,Ground Inspection, | EPSS Ground Inspection | EPSS Ground Inspection |  |  |  | , | FALSE
OTTER 11022166 | EPSS | EPSS | EPSS | [6 empty] | Expulsion Fuse Replacement | Expulsion Fuse Replacement | [6 empty] | Aerial Inspection |  | Ground Inspection | Ground Inspection | Non-Pole Backlog | Non-Pole Backlog | [5 empty] | Down Conductor Detection (DCD) | [8 empty] | Pole Backlog |  | EPSS,Expulsion Fuse Replacement,Non-Pole Backlog, | EPSS Expulsion Fuse Replacement Non-Pole Backlog | EPSS Expulsion Fuse Replacement Non-Pole Backlog | EPSS,Expulsion Fuse Replacement,Ground Inspection,Non-Pole Backlog,Down Conductor Detection (DCD),Pole Backlog, | EPSS Expulsion Fuse Replacement Ground Inspection Non-Pole Backlog Down Conductor Detection (DCD) Pole Backlog | EPSS Expulsion Fuse Replacement Ground Inspection Non-Pole Backlog Down Conductor Detection (DCD) Pole Backlog | EPSS,Aerial Inspection,Ground Inspection, | EPSS Aerial Inspection Ground Inspection | EPSS Aerial Inspection Ground Inspection |  |  |  | , | FALSE
KONOCTI 1102716 | EPSS | EPSS | EPSS | [6 empty] | Expulsion Fuse Replacement | [6 empty] | Aerial Inspection | Aerial Inspection | Ground Inspection | Ground Inspection | Ground Inspection | Non-Pole Backlog | Non-Pole Backlog |  |  |  |  | Down Conductor Detection (DCD) | [8 empty] | Pole Backlog | Pole Backlog |  | EPSS,Expulsion Fuse Replacement,Ground Inspection,Non-Pole Backlog,Down Conductor Detection (DCD),Pole Backlog, | EPSS Expulsion Fuse Replacement Ground Inspection Non-Pole Backlog Down Conductor Detection (DCD) Pole Backlog | EPSS Expulsion Fuse Replacement Ground Inspection Non-Pole Backlog Down Conductor Detection (DCD) Pole Backlog | EPSS,Aerial Inspection,Ground Inspection,Non-Pole Backlog,Pole Backlog, | EPSS Aerial Inspection Ground Inspection Non-Pole Backlog Pole Backlog | EPSS Aerial Inspection Ground Inspection Non-Pole Backlog Pole Backlog | EPSS,Aerial Inspection,Ground Inspection, | EPSS Aerial Inspection Ground Inspection | EPSS Aerial Inspection Ground Inspection |  |  |  | , | FALSE
JESSUP 110168362 | EPSS | EPSS | EPSS | [7 empty] | Expulsion Fuse Replacement | [5 empty] | Aerial Inspection | Aerial Inspection | Ground Inspection | Ground Inspection |  |  | Non-Pole Backlog |  |  |  |  | Down Conductor Detection (DCD) | [11 empty] | EPSS,Ground Inspection,Down Conductor Detection (DCD), | EPSS Ground Inspection Down Conductor Detection (DCD) | EPSS Ground Inspection Down Conductor Detection (DCD) | EPSS,Expulsion Fuse Replacement,Aerial Inspection,Ground Inspection,Non-Pole Backlog, | EPSS Expulsion Fuse Replacement Aerial Inspection Ground Inspection Non-Pole Backlog | EPSS Expulsion Fuse Replacement Aerial Inspection Ground Inspection Non-Pole Backlog | EPSS,Aerial Inspection, | EPSS Aerial Inspection | EPSS Aerial Inspection |  |  |  | , | FALSE
CAMP EVERS 21065020 | EPSS | EPSS | EPSS | [7 empty] | Expulsion Fuse Replacement | [6 empty] | Aerial Inspection |  | Ground Inspection | Ground Inspection | Non-Pole Backlog | Non-Pole Backlog | Non-Pole Backlog | [12 empty] | Pole Backlog | Pole Backlog |  | EPSS,Non-Pole Backlog,Pole Backlog, | EPSS Non-Pole Backlog Pole Backlog | EPSS Non-Pole Backlog Pole Backlog | EPSS,Expulsion Fuse Replacement,Ground Inspection,Non-Pole Backlog,Pole Backlog, | EPSS Expulsion Fuse Replacement Ground Inspection Non-Pole Backlog Pole Backlog | EPSS Expulsion Fuse Replacement Ground Inspection Non-Pole Backlog Pole Backlog | EPSS,Aerial Inspection,Ground Inspection,Non-Pole Backlog, | EPSS Aerial Inspection Ground Inspection Non-Pole Backlog | EPSS Aerial Inspection Ground Inspection Non-Pole Backlog |  |  |  | , | FALSE
WILLITS 110337506 | EPSS | EPSS | EPSS | [6 empty] | Expulsion Fuse Replacement | [6 empty] | Aerial Inspection | Aerial Inspection | Ground Inspection | Ground Inspection | Ground Inspection | Non-Pole Backlog | Non-Pole Backlog | Non-Pole Backlog |  |  |  | Down Conductor Detection (DCD) | [9 empty] | Pole Backlog | Pole Backlog | EPSS,Expulsion Fuse Replacement,Ground Inspection,Non-Pole Backlog,Down Conductor Detection (DCD), | EPSS Expulsion Fuse Replacement Ground Inspection Non-Pole Backlog Down Conductor Detection (DCD) | EPSS Expulsion Fuse Replacement Ground Inspection Non-Pole Backlog Down Conductor Detection (DCD) | EPSS,Aerial Inspection,Ground Inspection,Non-Pole Backlog,Pole Backlog, | EPSS Aerial Inspection Ground Inspection Non-Pole Backlog Pole Backlog | EPSS Aerial Inspection Ground Inspection Non-Pole Backlog Pole Backlog | EPSS,Aerial Inspection,Ground Inspection,Non-Pole Backlog,Pole Backlog, | EPSS Aerial Inspection Ground Inspection Non-Pole Backlog Pole Backlog | EPSS Aerial Inspection Ground Inspection Non-Pole Backlog Pole Backlog |  |  |  | , | FALSE
SAN RAFAEL 11071166 | EPSS | EPSS | EPSS | [7 empty] | Expulsion Fuse Replacement | Expulsion Fuse Replacement |  |  |  |  | Aerial Inspection | Aerial Inspection | Ground Inspection | Ground Inspection | Ground Inspection | Non-Pole Backlog | Non-Pole Backlog | Non-Pole Backlog |  |  |  |  | Down Conductor Detection (DCD) |  | Line Sensors | [6 empty] | Pole Backlog | Pole Backlog | EPSS,Ground Inspection,Non-Pole Backlog,Line Sensors, | EPSS Ground Inspection Non-Pole Backlog Line Sensors | EPSS Ground Inspection Non-Pole Backlog Line Sensors | EPSS,Expulsion Fuse Replacement,Aerial Inspection,Ground Inspection,Non-Pole Backlog,Down Conductor Detection (DCD),Pole Backlog, | EPSS Expulsion Fuse Replacement Aerial Inspection Ground Inspection Non-Pole Backlog Down Conductor Detection (DCD) Pole Backlog | EPSS Expulsion Fuse Replacement Aerial Inspection Ground Inspection Non-Pole Backlog Down Conductor Detection (DCD) Pole Backlog | EPSS,Expulsion Fuse Replacement,Aerial Inspection,Ground Inspection,Non-Pole Backlog,Pole Backlog, | EPSS Expulsion Fuse Replacement Aerial Inspection Ground Inspection Non-Pole Backlog Pole Backlog | EPSS Expulsion Fuse Replacement Aerial Inspection Ground Inspection Non-Pole Backlog Pole Backlog |  |  |  | , | FALSE
CURTIS 1702CB | EPSS | EPSS | EPSS | [7 empty] | Expulsion Fuse Replacement | Expulsion Fuse Replacement |  |  |  |  | Aerial Inspection | Aerial Inspection | Ground Inspection | Ground Inspection | Ground Inspection | Non-Pole Backlog | Non-Pole Backlog | [13 empty] | Pole Backlog |  |  | EPSS,Ground Inspection,Non-Pole Backlog,Pole Backlog, | EPSS Ground Inspection Non-Pole Backlog Pole Backlog | EPSS Ground Inspection Non-Pole Backlog Pole Backlog | EPSS,Expulsion Fuse Replacement,Aerial Inspection,Ground Inspection,Non-Pole Backlog, | EPSS Expulsion Fuse Replacement Aerial Inspection Ground Inspection Non-Pole Backlog | EPSS Expulsion Fuse Replacement Aerial Inspection Ground Inspection Non-Pole Backlog | EPSS,Expulsion Fuse Replacement,Aerial Inspection,Ground Inspection, | EPSS Expulsion Fuse Replacement Aerial Inspection Ground Inspection | EPSS Expulsion Fuse Replacement Aerial Inspection Ground Inspection |  |  |  | , | FALSE
ELK CREEK 11012008 | EPSS | EPSS | EPSS | [12 empty] | Aerial Inspection | Aerial Inspection | Aerial Inspection | Ground Inspection | Ground Inspection | Ground Inspection | [6 empty] | Down Conductor Detection (DCD) | [9 empty] | Pole Backlog |  | EPSS,Aerial Inspection,Ground Inspection,Down Conductor Detection (DCD), | EPSS Aerial Inspection Ground Inspection Down Conductor Detection (DCD) | EPSS Aerial Inspection Ground Inspection Down Conductor Detection (DCD) | EPSS,Aerial Inspection,Ground Inspection,Pole Backlog, | EPSS Aerial Inspection Ground Inspection Pole Backlog | EPSS Aerial Inspection Ground Inspection Pole Backlog | EPSS,Aerial Inspection,Ground Inspection, | EPSS Aerial Inspection Ground Inspection | EPSS Aerial Inspection Ground Inspection |  |  |  | , | FALSE
SAN ARDO 11027030 | EPSS | EPSS | EPSS | [8 empty] | Expulsion Fuse Replacement |  |  |  | Aerial Inspection | Aerial Inspection | Aerial Inspection | Ground Inspection | Ground Inspection | Ground Inspection | Non-Pole Backlog |  | Non-Pole Backlog |  |  |  |  | Down Conductor Detection (DCD) | [9 empty] | Pole Backlog | EPSS,Aerial Inspection,Ground Inspection,Non-Pole Backlog, | EPSS Aerial Inspection Ground Inspection Non-Pole Backlog | EPSS Aerial Inspection Ground Inspection Non-Pole Backlog | EPSS,Aerial Inspection,Ground Inspection,Down Conductor Detection (DCD), | EPSS Aerial Inspection Ground Inspection Down Conductor Detection (DCD) | EPSS Aerial Inspection Ground Inspection Down Conductor Detection (DCD) | EPSS,Expulsion Fuse Replacement,Aerial Inspection,Ground Inspection,Non-Pole Backlog,Pole Backlog, | EPSS Expulsion Fuse Replacement Aerial Inspection Ground Inspection Non-Pole Backlog Pole Backlog | EPSS Expulsion Fuse Replacement Aerial Inspection Ground Inspection Non-Pole Backlog Pole Backlog |  |  |  | , | FALSE
MENLO 11031721 | EPSS | EPSS | EPSS | [7 empty] | Expulsion Fuse Replacement | [5 empty] | Aerial Inspection | Aerial Inspection | Ground Inspection | Ground Inspection |  | Non-Pole Backlog | [6 empty] | Down Conductor Detection (DCD) | [10 empty] | EPSS,Ground Inspection,Non-Pole Backlog, | EPSS Ground Inspection Non-Pole Backlog | EPSS Ground Inspection Non-Pole Backlog | EPSS,Expulsion Fuse Replacement,Aerial Inspection,Ground Inspection,Down Conductor Detection (DCD), | EPSS Expulsion Fuse Replacement Aerial Inspection Ground Inspection Down Conductor Detection (DCD) | EPSS Expulsion Fuse Replacement Aerial Inspection Ground Inspection Down Conductor Detection (DCD) | EPSS,Aerial Inspection, | EPSS Aerial Inspection | EPSS Aerial Inspection |  |  |  | , | FALSE
TEMPLETON 2111R86 | EPSS | EPSS | EPSS | [6 empty] | Expulsion Fuse Replacement | [6 empty] | Aerial Inspection | Aerial Inspection | Ground Inspection | Ground Inspection | Ground Inspection | Non-Pole Backlog |  | Non-Pole Backlog | [12 empty] | Pole Backlog |  |  | EPSS,Expulsion Fuse Replacement,Ground Inspection,Non-Pole Backlog,Pole Backlog, | EPSS Expulsion Fuse Replacement Ground Inspection Non-Pole Backlog Pole Backlog | EPSS Expulsion Fuse Replacement Ground Inspection Non-Pole Backlog Pole Backlog | EPSS,Aerial Inspection,Ground Inspection, | EPSS Aerial Inspection Ground Inspection | EPSS Aerial Inspection Ground Inspection | EPSS,Aerial Inspection,Ground Inspection,Non-Pole Backlog, | EPSS Aerial Inspection Ground Inspection Non-Pole Backlog | EPSS Aerial Inspection Ground Inspection Non-Pole Backlog |  |  |  | , | FALSE
SILVERADO 2104806 | EPSS | EPSS | EPSS | [6 empty] | Expulsion Fuse Replacement | [5 empty] | Aerial Inspection | Aerial Inspection | Aerial Inspection | Ground Inspection | Ground Inspection | Ground Inspection | Non-Pole Backlog |  | Non-Pole Backlog | [12 empty] | Pole Backlog |  | Pole Backlog | EPSS,Expulsion Fuse Replacement,Aerial Inspection,Ground Inspection,Non-Pole Backlog,Pole Backlog, | EPSS Expulsion Fuse Replacement Aerial Inspection Ground Inspection Non-Pole Backlog Pole Backlog | EPSS Expulsion Fuse Replacement Aerial Inspection Ground Inspection Non-Pole Backlog Pole Backlog | EPSS,Aerial Inspection,Ground Inspection, | EPSS Aerial Inspection Ground Inspection | EPSS Aerial Inspection Ground Inspection | EPSS,Aerial Inspection,Ground Inspection,Non-Pole Backlog,Pole Backlog, | EPSS Aerial Inspection Ground Inspection Non-Pole Backlog Pole Backlog | EPSS Aerial Inspection Ground Inspection Non-Pole Backlog Pole Backlog |  |  |  | , | FALSE
CORNING 110185162 | EPSS | EPSS | EPSS | [6 empty] | Expulsion Fuse Replacement | [6 empty] | Aerial Inspection | Aerial Inspection | Ground Inspection | Ground Inspection | [7 empty] | Down Conductor Detection (DCD) | [8 empty] | Pole Backlog |  |  | EPSS,Expulsion Fuse Replacement,Ground Inspection,Down Conductor Detection (DCD),Pole Backlog, | EPSS Expulsion Fuse Replacement Ground Inspection Down Conductor Detection (DCD) Pole Backlog | EPSS Expulsion Fuse Replacement Ground Inspection Down Conductor Detection (DCD) Pole Backlog | EPSS,Aerial Inspection,Ground Inspection, | EPSS Aerial Inspection Ground Inspection | EPSS Aerial Inspection Ground Inspection | EPSS,Aerial Inspection, | EPSS Aerial Inspection | EPSS Aerial Inspection |  |  |  | , | FALSE
SARATOGA 1103LC16 | EPSS | EPSS | EPSS | [8 empty] | Expulsion Fuse Replacement | [5 empty] | Aerial Inspection |  | Ground Inspection | Ground Inspection | Non-Pole Backlog | Non-Pole Backlog | Non-Pole Backlog |  |  |  |  | Down Conductor Detection (DCD) | [8 empty] | Pole Backlog | Pole Backlog | EPSS,Non-Pole Backlog, | EPSS Non-Pole Backlog | EPSS Non-Pole Backlog | EPSS,Ground Inspection,Non-Pole Backlog,Down Conductor Detection (DCD),Pole Backlog, | EPSS Ground Inspection Non-Pole Backlog Down Conductor Detection (DCD) Pole Backlog | EPSS Ground Inspection Non-Pole Backlog Down Conductor Detection (DCD) Pole Backlog | EPSS,Expulsion Fuse Replacement,Aerial Inspection,Ground Inspection,Non-Pole Backlog,Pole Backlog, | EPSS Expulsion Fuse Replacement Aerial Inspection Ground Inspection Non-Pole Backlog Pole Backlog | EPSS Expulsion Fuse Replacement Aerial Inspection Ground Inspection Non-Pole Backlog Pole Backlog |  |  |  | , | FALSE
SOLEDAD 2102858388 | EPSS | EPSS | EPSS | [6 empty] | Expulsion Fuse Replacement | [6 empty] | Aerial Inspection | Aerial Inspection |  | Ground Inspection | Ground Inspection | Non-Pole Backlog | Non-Pole Backlog | [5 empty] | Down Conductor Detection (DCD) | [8 empty] | Pole Backlog |  | EPSS,Expulsion Fuse Replacement,Non-Pole Backlog, | EPSS Expulsion Fuse Replacement Non-Pole Backlog | EPSS Expulsion Fuse Replacement Non-Pole Backlog | EPSS,Aerial Inspection,Ground Inspection,Non-Pole Backlog,Down Conductor Detection (DCD),Pole Backlog, | EPSS Aerial Inspection Ground Inspection Non-Pole Backlog Down Conductor Detection (DCD) Pole Backlog | EPSS Aerial Inspection Ground Inspection Non-Pole Backlog Down Conductor Detection (DCD) Pole Backlog | EPSS,Aerial Inspection,Ground Inspection, | EPSS Aerial Inspection Ground Inspection | EPSS Aerial Inspection Ground Inspection |  |  |  | , | FALSE
PARADISE 110636042 | EPSS | EPSS | EPSS | Undergrounding | [7 empty] | Expulsion Fuse Replacement |  |  |  | Aerial Inspection | Aerial Inspection | Aerial Inspection | Ground Inspection | Ground Inspection | Ground Inspection | Non-Pole Backlog | Non-Pole Backlog | Non-Pole Backlog | [14 empty] | Pole Backlog | EPSS,Undergrounding,Aerial Inspection,Ground Inspection,Non-Pole Backlog, | EPSS Undergrounding Aerial Inspection Ground Inspection Non-Pole Backlog | EPSS Undergrounding Aerial Inspection Ground Inspection Non-Pole Backlog | EPSS,Aerial Inspection,Ground Inspection,Non-Pole Backlog, | EPSS Aerial Inspection Ground Inspection Non-Pole Backlog | EPSS Aerial Inspection Ground Inspection Non-Pole Backlog | EPSS,Expulsion Fuse Replacement,Aerial Inspection,Ground Inspection,Non-Pole Backlog,Pole Backlog, | EPSS Expulsion Fuse Replacement Aerial Inspection Ground Inspection Non-Pole Backlog Pole Backlog | EPSS Expulsion Fuse Replacement Aerial Inspection Ground Inspection Non-Pole Backlog Pole Backlog |  |  |  | , | FALSE
POINT MORETTI 110110722 | EPSS | EPSS | EPSS | [27 empty] | Line Sensors | [8 empty] | EPSS,Line Sensors, | EPSS Line Sensors | EPSS Line Sensors | EPSS, | EPSS | EPSS | EPSS, | EPSS | EPSS |  |  |  | , | FALSE
TEMPLETON 2110N32 | EPSS | EPSS | EPSS | [6 empty] | Expulsion Fuse Replacement | [5 empty] | Aerial Inspection | Aerial Inspection | Aerial Inspection |  | Ground Inspection | Ground Inspection | Non-Pole Backlog | Non-Pole Backlog | Non-Pole Backlog |  |  |  | Down Conductor Detection (DCD) | [10 empty] | Pole Backlog | EPSS,Expulsion Fuse Replacement,Aerial Inspection,Non-Pole Backlog,Down Conductor Detection (DCD), | EPSS Expulsion Fuse Replacement Aerial Inspection Non-Pole Backlog Down Conductor Detection (DCD) | EPSS Expulsion Fuse Replacement Aerial Inspection Non-Pole Backlog Down Conductor Detection (DCD) | EPSS,Aerial Inspection,Ground Inspection,Non-Pole Backlog, | EPSS Aerial Inspection Ground Inspection Non-Pole Backlog | EPSS Aerial Inspection Ground Inspection Non-Pole Backlog | EPSS,Aerial Inspection,Ground Inspection,Non-Pole Backlog,Pole Backlog, | EPSS Aerial Inspection Ground Inspection Non-Pole Backlog Pole Backlog | EPSS Aerial Inspection Ground Inspection Non-Pole Backlog Pole Backlog |  |  |  | , | FALSE
DIAMOND SPRINGS 110699658 | EPSS | EPSS | EPSS | [8 empty] | Expulsion Fuse Replacement |  |  |  |  | Aerial Inspection | Aerial Inspection | Ground Inspection | Ground Inspection |  | Non-Pole Backlog | [14 empty] | Pole Backlog |  |  | EPSS,Ground Inspection,Non-Pole Backlog,Pole Backlog, | EPSS Ground Inspection Non-Pole Backlog Pole Backlog | EPSS Ground Inspection Non-Pole Backlog Pole Backlog | EPSS,Aerial Inspection,Ground Inspection, | EPSS Aerial Inspection Ground Inspection | EPSS Aerial Inspection Ground Inspection | EPSS,Expulsion Fuse Replacement,Aerial Inspection, | EPSS Expulsion Fuse Replacement Aerial Inspection | EPSS Expulsion Fuse Replacement Aerial Inspection |  |  |  | , | FALSE
SOLEDAD 2101107872 | EPSS | EPSS | EPSS | [17 empty] | Ground Inspection | Non-Pole Backlog | [17 empty] | EPSS,Non-Pole Backlog, | EPSS Non-Pole Backlog | EPSS Non-Pole Backlog | EPSS, | EPSS | EPSS | EPSS,Ground Inspection, | EPSS Ground Inspection | EPSS Ground Inspection |  |  |  | , | FALSE
BUTTE 1105134600 | EPSS | EPSS | EPSS | [13 empty] | Aerial Inspection |  | Ground Inspection | [20 empty] | EPSS,Ground Inspection, | EPSS Ground Inspection | EPSS Ground Inspection | EPSS,Aerial Inspection, | EPSS Aerial Inspection | EPSS Aerial Inspection | EPSS, | EPSS | EPSS |  |  |  | , | FALSE
ELECTRA 1101175840 | EPSS | EPSS | EPSS | [6 empty] | Expulsion Fuse Replacement | [6 empty] | Aerial Inspection |  |  | Ground Inspection | Ground Inspection | Non-Pole Backlog | Non-Pole Backlog | [13 empty] | Pole Backlog | Pole Backlog | Pole Backlog | EPSS,Expulsion Fuse Replacement,Non-Pole Backlog,Pole Backlog, | EPSS Expulsion Fuse Replacement Non-Pole Backlog Pole Backlog | EPSS Expulsion Fuse Replacement Non-Pole Backlog Pole Backlog | EPSS,Aerial Inspection,Ground Inspection,Non-Pole Backlog,Pole Backlog, | EPSS Aerial Inspection Ground Inspection Non-Pole Backlog Pole Backlog | EPSS Aerial Inspection Ground Inspection Non-Pole Backlog Pole Backlog | EPSS,Ground Inspection,Pole Backlog, | EPSS Ground Inspection Pole Backlog | EPSS Ground Inspection Pole Backlog |  |  |  | , | FALSE
NAPA 1112850068 | EPSS | EPSS | EPSS | [13 empty] | Aerial Inspection |  | Ground Inspection |  | Ground Inspection | Non-Pole Backlog |  | Non-Pole Backlog |  |  |  |  | Down Conductor Detection (DCD) | [9 empty] | Pole Backlog | EPSS,Ground Inspection,Non-Pole Backlog, | EPSS Ground Inspection Non-Pole Backlog | EPSS Ground Inspection Non-Pole Backlog | EPSS,Aerial Inspection,Down Conductor Detection (DCD), | EPSS Aerial Inspection Down Conductor Detection (DCD) | EPSS Aerial Inspection Down Conductor Detection (DCD) | EPSS,Ground Inspection,Non-Pole Backlog,Pole Backlog, | EPSS Ground Inspection Non-Pole Backlog Pole Backlog | EPSS Ground Inspection Non-Pole Backlog Pole Backlog |  |  |  | , | FALSE
LOS GATOS 110660116 | EPSS | EPSS | EPSS | [7 empty] | Expulsion Fuse Replacement | Expulsion Fuse Replacement | [5 empty] | Aerial Inspection |  | Ground Inspection | Ground Inspection | Non-Pole Backlog | Non-Pole Backlog | Non-Pole Backlog | [12 empty] | Pole Backlog | Pole Backlog | Pole Backlog | EPSS,Non-Pole Backlog,Pole Backlog, | EPSS Non-Pole Backlog Pole Backlog | EPSS Non-Pole Backlog Pole Backlog | EPSS,Expulsion Fuse Replacement,Ground Inspection,Non-Pole Backlog,Pole Backlog, | EPSS Expulsion Fuse Replacement Ground Inspection Non-Pole Backlog Pole Backlog | EPSS Expulsion Fuse Replacement Ground Inspection Non-Pole Backlog Pole Backlog | EPSS,Expulsion Fuse Replacement,Aerial Inspection,Ground Inspection,Non-Pole Backlog,Pole Backlog, | EPSS Expulsion Fuse Replacement Aerial Inspection Ground Inspection Non-Pole Backlog Pole Backlog | EPSS Expulsion Fuse Replacement Aerial Inspection Ground Inspection Non-Pole Backlog Pole Backlog |  |  |  | , | FALSE
HIGGINS 111051794 | EPSS | EPSS | EPSS | [6 empty] | Expulsion Fuse Replacement | Expulsion Fuse Replacement | [5 empty] | Aerial Inspection | Aerial Inspection | Ground Inspection | Ground Inspection | Ground Inspection | Non-Pole Backlog | [6 empty] | Down Conductor Detection (DCD) | [7 empty] | Pole Backlog |  |  | EPSS,Expulsion Fuse Replacement,Ground Inspection,Non-Pole Backlog,Pole Backlog, | EPSS Expulsion Fuse Replacement Ground Inspection Non-Pole Backlog Pole Backlog | EPSS Expulsion Fuse Replacement Ground Inspection Non-Pole Backlog Pole Backlog | EPSS,Expulsion Fuse Replacement,Aerial Inspection,Ground Inspection,Down Conductor Detection (DCD), | EPSS Expulsion Fuse Replacement Aerial Inspection Ground Inspection Down Conductor Detection (DCD) | EPSS Expulsion Fuse Replacement Aerial Inspection Ground Inspection Down Conductor Detection (DCD) | EPSS,Aerial Inspection,Ground Inspection, | EPSS Aerial Inspection Ground Inspection | EPSS Aerial Inspection Ground Inspection |  |  |  | , | FALSE
LAYTONVILLE 110237586 | EPSS | EPSS | EPSS | [6 empty] | Expulsion Fuse Replacement | Expulsion Fuse Replacement | [5 empty] | Aerial Inspection | Aerial Inspection | Ground Inspection | Ground Inspection |  | Non-Pole Backlog | [5 empty] | Down Conductor Detection (DCD) |  |  | Line Sensors | [8 empty] | EPSS,Expulsion Fuse Replacement,Ground Inspection,Non-Pole Backlog,Down Conductor Detection (DCD),Line Sensors, | EPSS Expulsion Fuse Replacement Ground Inspection Non-Pole Backlog Down Conductor Detection (DCD) Line Sensors | EPSS Expulsion Fuse Replacement Ground Inspection Non-Pole Backlog Down Conductor Detection (DCD) Line Sensors | EPSS,Expulsion Fuse Replacement,Aerial Inspection,Ground Inspection, | EPSS Expulsion Fuse Replacement Aerial Inspection Ground Inspection | EPSS Expulsion Fuse Replacement Aerial Inspection Ground Inspection | EPSS,Aerial Inspection, | EPSS Aerial Inspection | EPSS Aerial Inspection |  |  |  | , | FALSE
SALT SPRINGS 210237300 | EPSS | EPSS | EPSS | [14 empty] | Aerial Inspection |  | Ground Inspection | Ground Inspection | Non-Pole Backlog | [17 empty] | EPSS,Non-Pole Backlog, | EPSS Non-Pole Backlog | EPSS Non-Pole Backlog | EPSS,Ground Inspection, | EPSS Ground Inspection | EPSS Ground Inspection | EPSS,Aerial Inspection,Ground Inspection, | EPSS Aerial Inspection Ground Inspection | EPSS Aerial Inspection Ground Inspection |  |  |  | , | FALSE
SCE TEJON TIE 1101CB | EPSS | EPSS | EPSS | [13 empty] | Aerial Inspection |  | Ground Inspection | [20 empty] | EPSS,Ground Inspection, | EPSS Ground Inspection | EPSS Ground Inspection | EPSS,Aerial Inspection, | EPSS Aerial Inspection | EPSS Aerial Inspection | EPSS, | EPSS | EPSS |  |  |  | , | FALSE
AUBERRY 1101323028 | EPSS | EPSS | EPSS | [14 empty] | Aerial Inspection |  | Ground Inspection |  | Non-Pole Backlog |  | Non-Pole Backlog |  |  |  | Down Conductor Detection (DCD) |  |  | Line Sensors | [7 empty] | Pole Backlog | EPSS,Non-Pole Backlog,Down Conductor Detection (DCD),Line Sensors, | EPSS Non-Pole Backlog Down Conductor Detection (DCD) Line Sensors | EPSS Non-Pole Backlog Down Conductor Detection (DCD) Line Sensors | EPSS,Ground Inspection, | EPSS Ground Inspection | EPSS Ground Inspection | EPSS,Aerial Inspection,Non-Pole Backlog,Pole Backlog, | EPSS Aerial Inspection Non-Pole Backlog Pole Backlog | EPSS Aerial Inspection Non-Pole Backlog Pole Backlog |  |  |  | , | FALSE
REDBUD 1102922 | EPSS | EPSS | EPSS | [13 empty] | Aerial Inspection |  | Ground Inspection |  | Ground Inspection | Non-Pole Backlog | [5 empty] | Down Conductor Detection (DCD) | [8 empty] | Pole Backlog |  |  | EPSS,Ground Inspection,Non-Pole Backlog,Down Conductor Detection (DCD),Pole Backlog, | EPSS Ground Inspection Non-Pole Backlog Down Conductor Detection (DCD) Pole Backlog | EPSS Ground Inspection Non-Pole Backlog Down Conductor Detection (DCD) Pole Backlog | EPSS,Aerial Inspection, | EPSS Aerial Inspection | EPSS Aerial Inspection | EPSS,Ground Inspection, | EPSS Ground Inspection | EPSS Ground Inspection |  |  |  | , | FALSE
SAN JOAQUIN #2 1103CB | EPSS | EPSS | EPSS | [6 empty] | Expulsion Fuse Replacement |  |  | Surge Arrestor Replacement |  |  | Aerial Inspection | Aerial Inspection | Aerial Inspection | Ground Inspection | Ground Inspection | Ground Inspection | Non-Pole Backlog | Non-Pole Backlog | Non-Pole Backlog | [12 empty] | Pole Backlog | Pole Backlog | Pole Backlog | EPSS,Expulsion Fuse Replacement,Surge Arrestor Replacement,Aerial Inspection,Ground Inspection,Non-Pole Backlog,Pole Backlog, | EPSS Expulsion Fuse Replacement Surge Arrestor Replacement Aerial Inspection Ground Inspection Non-Pole Backlog Pole Backlog | EPSS Expulsion Fuse Replacement Surge Arrestor Replacement Aerial Inspection Ground Inspection Non-Pole Backlog Pole Backlog | EPSS,Aerial Inspection,Ground Inspection,Non-Pole Backlog,Pole Backlog, | EPSS Aerial Inspection Ground Inspection Non-Pole Backlog Pole Backlog | EPSS Aerial Inspection Ground Inspection Non-Pole Backlog Pole Backlog | EPSS,Aerial Inspection,Ground Inspection,Non-Pole Backlog,Pole Backlog, | EPSS Aerial Inspection Ground Inspection Non-Pole Backlog Pole Backlog | EPSS Aerial Inspection Ground Inspection Non-Pole Backlog Pole Backlog |  |  | Overhead Hardening | ,Overhead Hardening, | Overhead Hardening | Overhead Hardening
SARATOGA 1107167792 | EPSS | EPSS | EPSS | [7 empty] | Expulsion Fuse Replacement | [5 empty] | Aerial Inspection | Aerial Inspection | Ground Inspection | Ground Inspection |  | Non-Pole Backlog | Non-Pole Backlog | Non-Pole Backlog |  |  |  |  | Down Conductor Detection (DCD) | [5 empty] | Line Removal |  |  |  |  | EPSS,Ground Inspection,Non-Pole Backlog, | EPSS Ground Inspection Non-Pole Backlog | EPSS Ground Inspection Non-Pole Backlog | EPSS,Expulsion Fuse Replacement,Aerial Inspection,Ground Inspection,Non-Pole Backlog,Down Conductor Detection (DCD),Line Removal, | EPSS Expulsion Fuse Replacement Aerial Inspection Ground Inspection Non-Pole Backlog Down Conductor Detection (DCD) Line Removal | EPSS Expulsion Fuse Replacement Aerial Inspection Ground Inspection Non-Pole Backlog Down Conductor Detection (DCD) Line Removal | EPSS,Aerial Inspection,Non-Pole Backlog, | EPSS Aerial Inspection Non-Pole Backlog | EPSS Aerial Inspection Non-Pole Backlog |  |  |  | , | FALSE
DUNBAR 1102CB | EPSS | EPSS | EPSS | [13 empty] | Aerial Inspection | Aerial Inspection | Ground Inspection | Ground Inspection |  | Non-Pole Backlog | Non-Pole Backlog | [14 empty] | Pole Backlog |  | EPSS,Ground Inspection,Non-Pole Backlog, | EPSS Ground Inspection Non-Pole Backlog | EPSS Ground Inspection Non-Pole Backlog | EPSS,Aerial Inspection,Ground Inspection,Non-Pole Backlog,Pole Backlog, | EPSS Aerial Inspection Ground Inspection Non-Pole Backlog Pole Backlog | EPSS Aerial Inspection Ground Inspection Non-Pole Backlog Pole Backlog | EPSS,Aerial Inspection, | EPSS Aerial Inspection | EPSS Aerial Inspection |  |  |  | , | FALSE
LAURELES 11112028 | EPSS | EPSS | EPSS | [14 empty] | Aerial Inspection |  | Ground Inspection | Ground Inspection | Non-Pole Backlog | Non-Pole Backlog | Non-Pole Backlog |  |  |  |  | Down Conductor Detection (DCD) | [8 empty] | Pole Backlog | Pole Backlog | EPSS,Non-Pole Backlog, | EPSS Non-Pole Backlog | EPSS Non-Pole Backlog | EPSS,Ground Inspection,Non-Pole Backlog,Down Conductor Detection (DCD),Pole Backlog, | EPSS Ground Inspection Non-Pole Backlog Down Conductor Detection (DCD) Pole Backlog | EPSS Ground Inspection Non-Pole Backlog Down Conductor Detection (DCD) Pole Backlog | EPSS,Aerial Inspection,Ground Inspection,Non-Pole Backlog,Pole Backlog, | EPSS Aerial Inspection Ground Inspection Non-Pole Backlog Pole Backlog | EPSS Aerial Inspection Ground Inspection Non-Pole Backlog Pole Backlog |  |  |  | , | FALSE
HARTLEY 110194178 | EPSS | EPSS | EPSS | [8 empty] | Expulsion Fuse Replacement |  |  |  |  | Aerial Inspection | Aerial Inspection | Ground Inspection | Ground Inspection |  | Non-Pole Backlog | [5 empty] | Down Conductor Detection (DCD) | [11 empty] | EPSS,Ground Inspection,Non-Pole Backlog,Down Conductor Detection (DCD), | EPSS Ground Inspection Non-Pole Backlog Down Conductor Detection (DCD) | EPSS Ground Inspection Non-Pole Backlog Down Conductor Detection (DCD) | EPSS,Aerial Inspection,Ground Inspection, | EPSS Aerial Inspection Ground Inspection | EPSS Aerial Inspection Ground Inspection | EPSS,Expulsion Fuse Replacement,Aerial Inspection, | EPSS Expulsion Fuse Replacement Aerial Inspection | EPSS Expulsion Fuse Replacement Aerial Inspection |  |  |  | , | FALSE
ALLEGHANY 11011101/2 | EPSS | EPSS | EPSS | [36 empty] | EPSS, | EPSS | EPSS | EPSS, | EPSS | EPSS | EPSS, | EPSS | EPSS |  |  |  | , | FALSE
POINT MORETTI 110139126 | EPSS | EPSS | EPSS | [27 empty] | Line Sensors | [8 empty] | EPSS,Line Sensors, | EPSS Line Sensors | EPSS Line Sensors | EPSS, | EPSS | EPSS | EPSS, | EPSS | EPSS |  |  |  | , | FALSE
RACETRACK 17032553 | EPSS | EPSS | EPSS | [13 empty] | Aerial Inspection | Aerial Inspection | Ground Inspection | Ground Inspection |  | Non-Pole Backlog | [17 empty] | EPSS,Ground Inspection,Non-Pole Backlog, | EPSS Ground Inspection Non-Pole Backlog | EPSS Ground Inspection Non-Pole Backlog | EPSS,Aerial Inspection,Ground Inspection, | EPSS Aerial Inspection Ground Inspection | EPSS Aerial Inspection Ground Inspection | EPSS,Aerial Inspection, | EPSS Aerial Inspection | EPSS Aerial Inspection |  |  |  | , | FALSE
DUNBAR 1103596218 | EPSS | EPSS | EPSS | [8 empty] | Expulsion Fuse Replacement | [8 empty] | Ground Inspection | [9 empty] | Line Sensors | [8 empty] | EPSS,Line Sensors, | EPSS Line Sensors | EPSS Line Sensors | EPSS, | EPSS | EPSS | EPSS,Expulsion Fuse Replacement,Ground Inspection, | EPSS Expulsion Fuse Replacement Ground Inspection | EPSS Expulsion Fuse Replacement Ground Inspection |  |  |  | , | FALSE
LOW GAP 11014086 | EPSS | EPSS | EPSS | [13 empty] | Aerial Inspection |  | Ground Inspection |  |  | Non-Pole Backlog |  | Non-Pole Backlog | [15 empty] | EPSS,Ground Inspection,Non-Pole Backlog, | EPSS Ground Inspection Non-Pole Backlog | EPSS Ground Inspection Non-Pole Backlog | EPSS,Aerial Inspection, | EPSS Aerial Inspection | EPSS Aerial Inspection | EPSS,Non-Pole Backlog, | EPSS Non-Pole Backlog | EPSS Non-Pole Backlog |  |  |  | , | FALSE
DOBBINS 11015202 | EPSS | EPSS | EPSS | [6 empty] | Expulsion Fuse Replacement |  |  | Surge Arrestor Replacement |  |  | Aerial Inspection | Aerial Inspection | Aerial Inspection | Ground Inspection | Ground Inspection | Ground Inspection | [7 empty] | Down Conductor Detection (DCD) | [7 empty] | Pole Backlog |  | Pole Backlog | EPSS,Expulsion Fuse Replacement,Surge Arrestor Replacement,Aerial Inspection,Ground Inspection,Pole Backlog, | EPSS Expulsion Fuse Replacement Surge Arrestor Replacement Aerial Inspection Ground Inspection Pole Backlog | EPSS Expulsion Fuse Replacement Surge Arrestor Replacement Aerial Inspection Ground Inspection Pole Backlog | EPSS,Aerial Inspection,Ground Inspection,Down Conductor Detection (DCD), | EPSS Aerial Inspection Ground Inspection Down Conductor Detection (DCD) | EPSS Aerial Inspection Ground Inspection Down Conductor Detection (DCD) | EPSS,Aerial Inspection,Ground Inspection,Pole Backlog, | EPSS Aerial Inspection Ground Inspection Pole Backlog | EPSS Aerial Inspection Ground Inspection Pole Backlog |  |  |  | , | FALSE
SPRING GAP 1702CB | EPSS | EPSS | EPSS | [7 empty] | Expulsion Fuse Replacement | [5 empty] | Aerial Inspection | Aerial Inspection |  | Ground Inspection | Ground Inspection | Non-Pole Backlog | [17 empty] | EPSS,Non-Pole Backlog, | EPSS Non-Pole Backlog | EPSS Non-Pole Backlog | EPSS,Expulsion Fuse Replacement,Aerial Inspection,Ground Inspection, | EPSS Expulsion Fuse Replacement Aerial Inspection Ground Inspection | EPSS Expulsion Fuse Replacement Aerial Inspection Ground Inspection | EPSS,Aerial Inspection,Ground Inspection, | EPSS Aerial Inspection Ground Inspection | EPSS Aerial Inspection Ground Inspection |  |  |  | , | FALSE
MIDDLETOWN 11021312 | EPSS | EPSS | EPSS | [12 empty] | Aerial Inspection | Aerial Inspection | Aerial Inspection | Ground Inspection | Ground Inspection | Ground Inspection | Non-Pole Backlog |  | Non-Pole Backlog |  |  |  | Down Conductor Detection (DCD) | [10 empty] | Pole Backlog | EPSS,Aerial Inspection,Ground Inspection,Non-Pole Backlog,Down Conductor Detection (DCD), | EPSS Aerial Inspection Ground Inspection Non-Pole Backlog Down Conductor Detection (DCD) | EPSS Aerial Inspection Ground Inspection Non-Pole Backlog Down Conductor Detection (DCD) | EPSS,Aerial Inspection,Ground Inspection, | EPSS Aerial Inspection Ground Inspection | EPSS Aerial Inspection Ground Inspection | EPSS,Aerial Inspection,Ground Inspection,Non-Pole Backlog,Pole Backlog, | EPSS Aerial Inspection Ground Inspection Non-Pole Backlog Pole Backlog | EPSS Aerial Inspection Ground Inspection Non-Pole Backlog Pole Backlog |  |  |  | , | FALSE
LOS GATOS 1102526868 | EPSS | EPSS | EPSS | [8 empty] | Expulsion Fuse Replacement | [5 empty] | Aerial Inspection |  | Ground Inspection | Ground Inspection | Non-Pole Backlog | Non-Pole Backlog | Non-Pole Backlog | [14 empty] | Pole Backlog | EPSS,Non-Pole Backlog, | EPSS Non-Pole Backlog | EPSS Non-Pole Backlog | EPSS,Ground Inspection,Non-Pole Backlog, | EPSS Ground Inspection Non-Pole Backlog | EPSS Ground Inspection Non-Pole Backlog | EPSS,Expulsion Fuse Replacement,Aerial Inspection,Ground Inspection,Non-Pole Backlog,Pole Backlog, | EPSS Expulsion Fuse Replacement Aerial Inspection Ground Inspection Non-Pole Backlog Pole Backlog | EPSS Expulsion Fuse Replacement Aerial Inspection Ground Inspection Non-Pole Backlog Pole Backlog |  |  |  | , | FALSE
STILLWATER 11011320 | EPSS | EPSS | EPSS | [6 empty] | Expulsion Fuse Replacement | Expulsion Fuse Replacement | Expulsion Fuse Replacement |  |  |  |  | Aerial Inspection | Aerial Inspection | Ground Inspection | Ground Inspection |  | Non-Pole Backlog | [5 empty] | Down Conductor Detection (DCD) | [5 empty] | Line Removal |  |  | Pole Backlog |  |  | EPSS,Expulsion Fuse Replacement,Ground Inspection,Non-Pole Backlog,Down Conductor Detection (DCD),Line Removal,Pole Backlog, | EPSS Expulsion Fuse Replacement Ground Inspection Non-Pole Backlog Down Conductor Detection (DCD) Line Removal Pole Backlog | EPSS Expulsion Fuse Replacement Ground Inspection Non-Pole Backlog Down Conductor Detection (DCD) Line Removal Pole Backlog | EPSS,Expulsion Fuse Replacement,Aerial Inspection,Ground Inspection, | EPSS Expulsion Fuse Replacement Aerial Inspection Ground Inspection | EPSS Expulsion Fuse Replacement Aerial Inspection Ground Inspection | EPSS,Expulsion Fuse Replacement,Aerial Inspection, | EPSS Expulsion Fuse Replacement Aerial Inspection | EPSS Expulsion Fuse Replacement Aerial Inspection |  |  |  | , | FALSE
COARSEGOLD 2102383092 | EPSS | EPSS | EPSS | [17 empty] | Ground Inspection |  | Non-Pole Backlog |  |  |  |  | Down Conductor Detection (DCD) | [11 empty] | EPSS,Down Conductor Detection (DCD), | EPSS Down Conductor Detection (DCD) | EPSS Down Conductor Detection (DCD) | EPSS,Non-Pole Backlog, | EPSS Non-Pole Backlog | EPSS Non-Pole Backlog | EPSS,Ground Inspection, | EPSS Ground Inspection | EPSS Ground Inspection |  |  |  | , | FALSE
CLARKSVILLE 210413352 | EPSS | EPSS | EPSS | [6 empty] | Expulsion Fuse Replacement | Expulsion Fuse Replacement | [5 empty] | Aerial Inspection | Aerial Inspection | Ground Inspection | Ground Inspection | Ground Inspection | Non-Pole Backlog | Non-Pole Backlog | [13 empty] | Pole Backlog | Pole Backlog |  | EPSS,Expulsion Fuse Replacement,Ground Inspection,Non-Pole Backlog,Pole Backlog, | EPSS Expulsion Fuse Replacement Ground Inspection Non-Pole Backlog Pole Backlog | EPSS Expulsion Fuse Replacement Ground Inspection Non-Pole Backlog Pole Backlog | EPSS,Expulsion Fuse Replacement,Aerial Inspection,Ground Inspection,Non-Pole Backlog,Pole Backlog, | EPSS Expulsion Fuse Replacement Aerial Inspection Ground Inspection Non-Pole Backlog Pole Backlog | EPSS Expulsion Fuse Replacement Aerial Inspection Ground Inspection Non-Pole Backlog Pole Backlog | EPSS,Aerial Inspection,Ground Inspection, | EPSS Aerial Inspection Ground Inspection | EPSS Aerial Inspection Ground Inspection |  |  |  | , | FALSE
MONTE RIO 1111140 | EPSS | EPSS | EPSS | [7 empty] | Expulsion Fuse Replacement | [9 empty] | Ground Inspection | Non-Pole Backlog | Non-Pole Backlog |  |  |  |  | Down Conductor Detection (DCD) | [8 empty] | Pole Backlog |  |  | EPSS,Non-Pole Backlog,Down Conductor Detection (DCD),Pole Backlog, | EPSS Non-Pole Backlog Down Conductor Detection (DCD) Pole Backlog | EPSS Non-Pole Backlog Down Conductor Detection (DCD) Pole Backlog | EPSS,Expulsion Fuse Replacement,Non-Pole Backlog, | EPSS Expulsion Fuse Replacement Non-Pole Backlog | EPSS Expulsion Fuse Replacement Non-Pole Backlog | EPSS,Ground Inspection, | EPSS Ground Inspection | EPSS Ground Inspection |  |  |  | , | FALSE
MORGAN HILL 2105XR152 | EPSS | EPSS | EPSS | [6 empty] | Expulsion Fuse Replacement | Expulsion Fuse Replacement | [5 empty] | Aerial Inspection | Aerial Inspection | Ground Inspection | Ground Inspection |  | Non-Pole Backlog |  | Non-Pole Backlog | [6 empty] | Line Sensors | [5 empty] | Pole Backlog |  | Pole Backlog | EPSS,Expulsion Fuse Replacement,Ground Inspection,Non-Pole Backlog,Line Sensors,Pole Backlog, | EPSS Expulsion Fuse Replacement Ground Inspection Non-Pole Backlog Line Sensors Pole Backlog | EPSS Expulsion Fuse Replacement Ground Inspection Non-Pole Backlog Line Sensors Pole Backlog | EPSS,Expulsion Fuse Replacement,Aerial Inspection,Ground Inspection, | EPSS Expulsion Fuse Replacement Aerial Inspection Ground Inspection | EPSS Expulsion Fuse Replacement Aerial Inspection Ground Inspection | EPSS,Aerial Inspection,Non-Pole Backlog,Pole Backlog, | EPSS Aerial Inspection Non-Pole Backlog Pole Backlog | EPSS Aerial Inspection Non-Pole Backlog Pole Backlog |  |  |  | , | FALSE
CALISTOGA 1102184814 | EPSS | EPSS | EPSS | [16 empty] | Ground Inspection | Ground Inspection | Non-Pole Backlog | [17 empty] | EPSS,Non-Pole Backlog, | EPSS Non-Pole Backlog | EPSS Non-Pole Backlog | EPSS,Ground Inspection, | EPSS Ground Inspection | EPSS Ground Inspection | EPSS,Ground Inspection, | EPSS Ground Inspection | EPSS Ground Inspection |  |  | Overhead Hardening | ,Overhead Hardening, | Overhead Hardening | Overhead Hardening
HOLLISTER 21054018 | EPSS | EPSS | EPSS | [12 empty] | Aerial Inspection | Aerial Inspection | Aerial Inspection | Ground Inspection | Ground Inspection | Ground Inspection | Non-Pole Backlog | Non-Pole Backlog | Non-Pole Backlog |  |  |  |  | Down Conductor Detection (DCD) | [8 empty] | Pole Backlog | Pole Backlog | EPSS,Aerial Inspection,Ground Inspection,Non-Pole Backlog, | EPSS Aerial Inspection Ground Inspection Non-Pole Backlog | EPSS Aerial Inspection Ground Inspection Non-Pole Backlog | EPSS,Aerial Inspection,Ground Inspection,Non-Pole Backlog,Down Conductor Detection (DCD),Pole Backlog, | EPSS Aerial Inspection Ground Inspection Non-Pole Backlog Down Conductor Detection (DCD) Pole Backlog | EPSS Aerial Inspection Ground Inspection Non-Pole Backlog Down Conductor Detection (DCD) Pole Backlog | EPSS,Aerial Inspection,Ground Inspection,Non-Pole Backlog,Pole Backlog, | EPSS Aerial Inspection Ground Inspection Non-Pole Backlog Pole Backlog | EPSS Aerial Inspection Ground Inspection Non-Pole Backlog Pole Backlog |  |  |  | , | FALSE
ALHAMBRA 1105CB | EPSS | EPSS | EPSS | [13 empty] | Aerial Inspection | Aerial Inspection | Ground Inspection | Ground Inspection |  | Non-Pole Backlog | [17 empty] | EPSS,Ground Inspection,Non-Pole Backlog, | EPSS Ground Inspection Non-Pole Backlog | EPSS Ground Inspection Non-Pole Backlog | EPSS,Aerial Inspection,Ground Inspection, | EPSS Aerial Inspection Ground Inspection | EPSS Aerial Inspection Ground Inspection | EPSS,Aerial Inspection, | EPSS Aerial Inspection | EPSS Aerial Inspection |  |  |  | , | FALSE
MONTE RIO 11125040 | EPSS | EPSS | EPSS | [6 empty] | Expulsion Fuse Replacement | Expulsion Fuse Replacement | [6 empty] | Aerial Inspection |  | Ground Inspection | Ground Inspection | Non-Pole Backlog | Non-Pole Backlog |  |  |  |  | Down Conductor Detection (DCD) | [9 empty] | Pole Backlog |  | EPSS,Expulsion Fuse Replacement,Non-Pole Backlog,Down Conductor Detection (DCD), | EPSS Expulsion Fuse Replacement Non-Pole Backlog Down Conductor Detection (DCD) | EPSS Expulsion Fuse Replacement Non-Pole Backlog Down Conductor Detection (DCD) | EPSS,Expulsion Fuse Replacement,Ground Inspection,Non-Pole Backlog,Pole Backlog, | EPSS Expulsion Fuse Replacement Ground Inspection Non-Pole Backlog Pole Backlog | EPSS Expulsion Fuse Replacement Ground Inspection Non-Pole Backlog Pole Backlog | EPSS,Aerial Inspection,Ground Inspection, | EPSS Aerial Inspection Ground Inspection | EPSS Aerial Inspection Ground Inspection |  |  |  | , | FALSE
HIGHLANDS 1103568 | EPSS | EPSS | EPSS | [6 empty] | Expulsion Fuse Replacement | [6 empty] | Aerial Inspection | Aerial Inspection | Ground Inspection | Ground Inspection |  | Non-Pole Backlog | [5 empty] | Down Conductor Detection (DCD) | [5 empty] | Line Removal | [5 empty] | EPSS,Expulsion Fuse Replacement,Ground Inspection,Non-Pole Backlog,Down Conductor Detection (DCD),Line Removal, | EPSS Expulsion Fuse Replacement Ground Inspection Non-Pole Backlog Down Conductor Detection (DCD) Line Removal | EPSS Expulsion Fuse Replacement Ground Inspection Non-Pole Backlog Down Conductor Detection (DCD) Line Removal | EPSS,Aerial Inspection,Ground Inspection, | EPSS Aerial Inspection Ground Inspection | EPSS Aerial Inspection Ground Inspection | EPSS,Aerial Inspection, | EPSS Aerial Inspection | EPSS Aerial Inspection |  |  |  | , | FALSE
HIGGINS 1104CB | EPSS | EPSS | EPSS | [12 empty] | Aerial Inspection | Aerial Inspection | Aerial Inspection | Ground Inspection | Ground Inspection | Ground Inspection | Non-Pole Backlog | Non-Pole Backlog | [16 empty] | EPSS,Aerial Inspection,Ground Inspection,Non-Pole Backlog, | EPSS Aerial Inspection Ground Inspection Non-Pole Backlog | EPSS Aerial Inspection Ground Inspection Non-Pole Backlog | EPSS,Aerial Inspection,Ground Inspection,Non-Pole Backlog, | EPSS Aerial Inspection Ground Inspection Non-Pole Backlog | EPSS Aerial Inspection Ground Inspection Non-Pole Backlog | EPSS,Aerial Inspection,Ground Inspection, | EPSS Aerial Inspection Ground Inspection | EPSS Aerial Inspection Ground Inspection |  |  |  | , | FALSE
APPLE HILL 110313312 | EPSS | EPSS | EPSS | [6 empty] | Expulsion Fuse Replacement | Expulsion Fuse Replacement |  |  |  |  | Aerial Inspection | Aerial Inspection | Aerial Inspection | Ground Inspection | Ground Inspection | Ground Inspection | Non-Pole Backlog | Non-Pole Backlog | Non-Pole Backlog |  |  |  | Down Conductor Detection (DCD) |  |  | Line Sensors | [5 empty] | Pole Backlog |  | Pole Backlog | EPSS,Expulsion Fuse Replacement,Aerial Inspection,Ground Inspection,Non-Pole Backlog,Down Conductor Detection (DCD),Line Sensors,Pole Backlog, | EPSS Expulsion Fuse Replacement Aerial Inspection Ground Inspection Non-Pole Backlog Down Conductor Detection (DCD) Line Sensors Pole Backlog | EPSS Expulsion Fuse Replacement Aerial Inspection Ground Inspection Non-Pole Backlog Down Conductor Detection (DCD) Line Sensors Pole Backlog | EPSS,Expulsion Fuse Replacement,Aerial Inspection,Ground Inspection,Non-Pole Backlog, | EPSS Expulsion Fuse Replacement Aerial Inspection Ground Inspection Non-Pole Backlog | EPSS Expulsion Fuse Replacement Aerial Inspection Ground Inspection Non-Pole Backlog | EPSS,Aerial Inspection,Ground Inspection,Non-Pole Backlog,Pole Backlog, | EPSS Aerial Inspection Ground Inspection Non-Pole Backlog Pole Backlog | EPSS Aerial Inspection Ground Inspection Non-Pole Backlog Pole Backlog |  |  |  | , | FALSE
CAMP EVERS 2106287578 | EPSS | EPSS | EPSS | [8 empty] | Expulsion Fuse Replacement | [5 empty] | Aerial Inspection |  | Ground Inspection | Ground Inspection | Non-Pole Backlog | Non-Pole Backlog | [14 empty] | Pole Backlog |  | EPSS,Non-Pole Backlog, | EPSS Non-Pole Backlog | EPSS Non-Pole Backlog | EPSS,Ground Inspection,Non-Pole Backlog,Pole Backlog, | EPSS Ground Inspection Non-Pole Backlog Pole Backlog | EPSS Ground Inspection Non-Pole Backlog Pole Backlog | EPSS,Expulsion Fuse Replacement,Aerial Inspection,Ground Inspection, | EPSS Expulsion Fuse Replacement Aerial Inspection Ground Inspection | EPSS Expulsion Fuse Replacement Aerial Inspection Ground Inspection |  |  |  | , | FALSE
KONOCTI 11084039 | EPSS | EPSS | EPSS | [14 empty] | Aerial Inspection |  | Ground Inspection | Ground Inspection | Non-Pole Backlog | [5 empty] | Down Conductor Detection (DCD) | [11 empty] | EPSS,Non-Pole Backlog,Down Conductor Detection (DCD), | EPSS Non-Pole Backlog Down Conductor Detection (DCD) | EPSS Non-Pole Backlog Down Conductor Detection (DCD) | EPSS,Ground Inspection, | EPSS Ground Inspection | EPSS Ground Inspection | EPSS,Aerial Inspection,Ground Inspection, | EPSS Aerial Inspection Ground Inspection | EPSS Aerial Inspection Ground Inspection |  |  |  | , | FALSE
PIERCY 2110XR258 | EPSS | EPSS | EPSS | [6 empty] | Expulsion Fuse Replacement | Expulsion Fuse Replacement | [5 empty] | Aerial Inspection | Aerial Inspection | Ground Inspection | Ground Inspection | Ground Inspection | Non-Pole Backlog |  | Non-Pole Backlog | [14 empty] | Pole Backlog | EPSS,Expulsion Fuse Replacement,Ground Inspection,Non-Pole Backlog, | EPSS Expulsion Fuse Replacement Ground Inspection Non-Pole Backlog | EPSS Expulsion Fuse Replacement Ground Inspection Non-Pole Backlog | EPSS,Expulsion Fuse Replacement,Aerial Inspection,Ground Inspection, | EPSS Expulsion Fuse Replacement Aerial Inspection Ground Inspection | EPSS Expulsion Fuse Replacement Aerial Inspection Ground Inspection | EPSS,Aerial Inspection,Ground Inspection,Non-Pole Backlog,Pole Backlog, | EPSS Aerial Inspection Ground Inspection Non-Pole Backlog Pole Backlog | EPSS Aerial Inspection Ground Inspection Non-Pole Backlog Pole Backlog |  |  |  | , | FALSE
SILVERADO 210437632 | EPSS | EPSS | EPSS | [6 empty] | Expulsion Fuse Replacement | Expulsion Fuse Replacement | [6 empty] | Aerial Inspection |  | Ground Inspection | Ground Inspection | Non-Pole Backlog | [16 empty] | Pole Backlog | EPSS,Expulsion Fuse Replacement,Non-Pole Backlog, | EPSS Expulsion Fuse Replacement Non-Pole Backlog | EPSS Expulsion Fuse Replacement Non-Pole Backlog | EPSS,Expulsion Fuse Replacement,Ground Inspection, | EPSS Expulsion Fuse Replacement Ground Inspection | EPSS Expulsion Fuse Replacement Ground Inspection | EPSS,Aerial Inspection,Ground Inspection,Pole Backlog, | EPSS Aerial Inspection Ground Inspection Pole Backlog | EPSS Aerial Inspection Ground Inspection Pole Backlog |  |  |  | , | FALSE
CRESCENT MILLS 21012056 | EPSS | EPSS | EPSS | Undergrounding |  |  | Overhead Hardening |  |  | Expulsion Fuse Replacement | [6 empty] | Aerial Inspection |  | Ground Inspection |  | Ground Inspection | Non-Pole Backlog | [6 empty] | Down Conductor Detection (DCD) | [10 empty] | EPSS,Undergrounding,Overhead Hardening,Expulsion Fuse Replacement,Ground Inspection,Non-Pole Backlog, | EPSS Undergrounding Overhead Hardening Expulsion Fuse Replacement Ground Inspection Non-Pole Backlog | EPSS Undergrounding Overhead Hardening Expulsion Fuse Replacement Ground Inspection Non-Pole Backlog | EPSS,Aerial Inspection,Down Conductor Detection (DCD), | EPSS Aerial Inspection Down Conductor Detection (DCD) | EPSS Aerial Inspection Down Conductor Detection (DCD) | EPSS,Ground Inspection, | EPSS Ground Inspection | EPSS Ground Inspection |  |  | Overhead Hardening | ,Overhead Hardening, | Overhead Hardening | Overhead Hardening
ALTO 1125510 | EPSS | EPSS | EPSS | [6 empty] | Expulsion Fuse Replacement | Expulsion Fuse Replacement | [6 empty] | Aerial Inspection |  | Ground Inspection | Ground Inspection | Non-Pole Backlog | Non-Pole Backlog | Non-Pole Backlog |  |  |  |  | Down Conductor Detection (DCD) | [7 empty] | Pole Backlog | Pole Backlog | Pole Backlog | EPSS,Expulsion Fuse Replacement,Non-Pole Backlog,Pole Backlog, | EPSS Expulsion Fuse Replacement Non-Pole Backlog Pole Backlog | EPSS Expulsion Fuse Replacement Non-Pole Backlog Pole Backlog | EPSS,Expulsion Fuse Replacement,Ground Inspection,Non-Pole Backlog,Down Conductor Detection (DCD),Pole Backlog, | EPSS Expulsion Fuse Replacement Ground Inspection Non-Pole Backlog Down Conductor Detection (DCD) Pole Backlog | EPSS Expulsion Fuse Replacement Ground Inspection Non-Pole Backlog Down Conductor Detection (DCD) Pole Backlog | EPSS,Aerial Inspection,Ground Inspection,Non-Pole Backlog,Pole Backlog, | EPSS Aerial Inspection Ground Inspection Non-Pole Backlog Pole Backlog | EPSS Aerial Inspection Ground Inspection Non-Pole Backlog Pole Backlog |  |  |  | , | FALSE
PINE GROVE 11021765 | EPSS | EPSS | EPSS | [7 empty] | Expulsion Fuse Replacement | [6 empty] | Aerial Inspection |  | Ground Inspection | Ground Inspection | [6 empty] | Down Conductor Detection (DCD) | [11 empty] | EPSS,Down Conductor Detection (DCD), | EPSS Down Conductor Detection (DCD) | EPSS Down Conductor Detection (DCD) | EPSS,Expulsion Fuse Replacement,Ground Inspection, | EPSS Expulsion Fuse Replacement Ground Inspection | EPSS Expulsion Fuse Replacement Ground Inspection | EPSS,Aerial Inspection,Ground Inspection, | EPSS Aerial Inspection Ground Inspection | EPSS Aerial Inspection Ground Inspection |  |  |  | , | FALSE
CURTIS 170268380 | EPSS | EPSS | EPSS | [8 empty] | Expulsion Fuse Replacement | Surge Arrestor Replacement |  |  |  | Aerial Inspection | Aerial Inspection | Ground Inspection | Ground Inspection | Ground Inspection | Non-Pole Backlog | Non-Pole Backlog |  |  |  |  | Down Conductor Detection (DCD) | [8 empty] | Pole Backlog | Pole Backlog |  | EPSS,Surge Arrestor Replacement,Ground Inspection,Non-Pole Backlog,Down Conductor Detection (DCD),Pole Backlog, | EPSS Surge Arrestor Replacement Ground Inspection Non-Pole Backlog Down Conductor Detection (DCD) Pole Backlog | EPSS Surge Arrestor Replacement Ground Inspection Non-Pole Backlog Down Conductor Detection (DCD) Pole Backlog | EPSS,Aerial Inspection,Ground Inspection,Non-Pole Backlog,Pole Backlog, | EPSS Aerial Inspection Ground Inspection Non-Pole Backlog Pole Backlog | EPSS Aerial Inspection Ground Inspection Non-Pole Backlog Pole Backlog | EPSS,Expulsion Fuse Replacement,Aerial Inspection,Ground Inspection, | EPSS Expulsion Fuse Replacement Aerial Inspection Ground Inspection | EPSS Expulsion Fuse Replacement Aerial Inspection Ground Inspection |  |  |  | , | FALSE
BIG MEADOWS 2101CB | EPSS | EPSS | EPSS | [7 empty] | Expulsion Fuse Replacement | [9 empty] | Ground Inspection | Non-Pole Backlog |  | Non-Pole Backlog | [6 empty] | Line Sensors | [8 empty] | EPSS,Non-Pole Backlog,Line Sensors, | EPSS Non-Pole Backlog Line Sensors | EPSS Non-Pole Backlog Line Sensors | EPSS,Expulsion Fuse Replacement, | EPSS Expulsion Fuse Replacement | EPSS Expulsion Fuse Replacement | EPSS,Ground Inspection,Non-Pole Backlog, | EPSS Ground Inspection Non-Pole Backlog | EPSS Ground Inspection Non-Pole Backlog |  |  |  | , | FALSE
CALPELLA 1101600 | EPSS | EPSS | EPSS | [36 empty] | EPSS, | EPSS | EPSS | EPSS, | EPSS | EPSS | EPSS, | EPSS | EPSS |  |  |  | , | FALSE
CURTIS 170463502 | EPSS | EPSS | EPSS | [6 empty] | Expulsion Fuse Replacement | Expulsion Fuse Replacement | [5 empty] | Aerial Inspection | Aerial Inspection | Ground Inspection |  | Ground Inspection | [6 empty] | Down Conductor Detection (DCD) | [10 empty] | Pole Backlog | EPSS,Expulsion Fuse Replacement,Ground Inspection,Down Conductor Detection (DCD), | EPSS Expulsion Fuse Replacement Ground Inspection Down Conductor Detection (DCD) | EPSS Expulsion Fuse Replacement Ground Inspection Down Conductor Detection (DCD) | EPSS,Expulsion Fuse Replacement,Aerial Inspection, | EPSS Expulsion Fuse Replacement Aerial Inspection | EPSS Expulsion Fuse Replacement Aerial Inspection | EPSS,Aerial Inspection,Ground Inspection,Pole Backlog, | EPSS Aerial Inspection Ground Inspection Pole Backlog | EPSS Aerial Inspection Ground Inspection Pole Backlog |  |  |  | , | FALSE
MOUNTAIN QUARRIES 21012504 | EPSS | EPSS | EPSS | [6 empty] | Expulsion Fuse Replacement | [6 empty] | Aerial Inspection | Aerial Inspection | Ground Inspection |  | Ground Inspection | Non-Pole Backlog | Non-Pole Backlog | Non-Pole Backlog |  |  |  | Down Conductor Detection (DCD) | [9 empty] | Pole Backlog |  | EPSS,Expulsion Fuse Replacement,Ground Inspection,Non-Pole Backlog,Down Conductor Detection (DCD), | EPSS Expulsion Fuse Replacement Ground Inspection Non-Pole Backlog Down Conductor Detection (DCD) | EPSS Expulsion Fuse Replacement Ground Inspection Non-Pole Backlog Down Conductor Detection (DCD) | EPSS,Aerial Inspection,Non-Pole Backlog,Pole Backlog, | EPSS Aerial Inspection Non-Pole Backlog Pole Backlog | EPSS Aerial Inspection Non-Pole Backlog Pole Backlog | EPSS,Aerial Inspection,Ground Inspection,Non-Pole Backlog, | EPSS Aerial Inspection Ground Inspection Non-Pole Backlog | EPSS Aerial Inspection Ground Inspection Non-Pole Backlog |  |  |  | , | FALSE
WOODACRE 1102CB | EPSS | EPSS | EPSS | [6 empty] | Expulsion Fuse Replacement | [6 empty] | Aerial Inspection | Aerial Inspection | Ground Inspection | Ground Inspection | Ground Inspection | Non-Pole Backlog | Non-Pole Backlog | Non-Pole Backlog | [12 empty] | Pole Backlog |  | Pole Backlog | EPSS,Expulsion Fuse Replacement,Ground Inspection,Non-Pole Backlog,Pole Backlog, | EPSS Expulsion Fuse Replacement Ground Inspection Non-Pole Backlog Pole Backlog | EPSS Expulsion Fuse Replacement Ground Inspection Non-Pole Backlog Pole Backlog | EPSS,Aerial Inspection,Ground Inspection,Non-Pole Backlog, | EPSS Aerial Inspection Ground Inspection Non-Pole Backlog | EPSS Aerial Inspection Ground Inspection Non-Pole Backlog | EPSS,Aerial Inspection,Ground Inspection,Non-Pole Backlog,Pole Backlog, | EPSS Aerial Inspection Ground Inspection Non-Pole Backlog Pole Backlog | EPSS Aerial Inspection Ground Inspection Non-Pole Backlog Pole Backlog |  |  |  | , | FALSE
KONOCTI 1102354890 | EPSS | EPSS | EPSS | [6 empty] | Expulsion Fuse Replacement | [6 empty] | Aerial Inspection | Aerial Inspection | Ground Inspection | Ground Inspection | Ground Inspection |  | Non-Pole Backlog |  |  |  |  | Down Conductor Detection (DCD) | [11 empty] | EPSS,Expulsion Fuse Replacement,Ground Inspection,Down Conductor Detection (DCD), | EPSS Expulsion Fuse Replacement Ground Inspection Down Conductor Detection (DCD) | EPSS Expulsion Fuse Replacement Ground Inspection Down Conductor Detection (DCD) | EPSS,Aerial Inspection,Ground Inspection,Non-Pole Backlog, | EPSS Aerial Inspection Ground Inspection Non-Pole Backlog | EPSS Aerial Inspection Ground Inspection Non-Pole Backlog | EPSS,Aerial Inspection,Ground Inspection, | EPSS Aerial Inspection Ground Inspection | EPSS Aerial Inspection Ground Inspection |  |  |  | , | FALSE
OILFIELDS 110387034 | EPSS | EPSS | EPSS | [12 empty] | Aerial Inspection |  | Aerial Inspection |  | Ground Inspection | Ground Inspection | Non-Pole Backlog | Non-Pole Backlog |  |  |  |  | Down Conductor Detection (DCD) | [11 empty] | EPSS,Aerial Inspection,Non-Pole Backlog,Down Conductor Detection (DCD), | EPSS Aerial Inspection Non-Pole Backlog Down Conductor Detection (DCD) | EPSS Aerial Inspection Non-Pole Backlog Down Conductor Detection (DCD) | EPSS,Ground Inspection,Non-Pole Backlog, | EPSS Ground Inspection Non-Pole Backlog | EPSS Ground Inspection Non-Pole Backlog | EPSS,Aerial Inspection,Ground Inspection, | EPSS Aerial Inspection Ground Inspection | EPSS Aerial Inspection Ground Inspection |  |  |  | , | FALSE
SYCAMORE CREEK 1111976428 | EPSS | EPSS | EPSS | [13 empty] | Aerial Inspection | Aerial Inspection | Ground Inspection | Ground Inspection | [7 empty] | Down Conductor Detection (DCD) | [11 empty] | EPSS,Ground Inspection,Down Conductor Detection (DCD), | EPSS Ground Inspection Down Conductor Detection (DCD) | EPSS Ground Inspection Down Conductor Detection (DCD) | EPSS,Aerial Inspection,Ground Inspection, | EPSS Aerial Inspection Ground Inspection | EPSS Aerial Inspection Ground Inspection | EPSS,Aerial Inspection, | EPSS Aerial Inspection | EPSS Aerial Inspection |  |  |  | , | FALSE
MIWUK 1701953336 | EPSS | EPSS | EPSS | [7 empty] | Expulsion Fuse Replacement |  |  |  |  | Aerial Inspection |  | Aerial Inspection |  | Ground Inspection | Ground Inspection | Non-Pole Backlog | Non-Pole Backlog | Non-Pole Backlog |  |  |  | Down Conductor Detection (DCD) |  |  | Line Sensors | [6 empty] | Pole Backlog | Pole Backlog | EPSS,Aerial Inspection,Non-Pole Backlog,Down Conductor Detection (DCD),Line Sensors, | EPSS Aerial Inspection Non-Pole Backlog Down Conductor Detection (DCD) Line Sensors | EPSS Aerial Inspection Non-Pole Backlog Down Conductor Detection (DCD) Line Sensors | EPSS,Expulsion Fuse Replacement,Ground Inspection,Non-Pole Backlog,Pole Backlog, | EPSS Expulsion Fuse Replacement Ground Inspection Non-Pole Backlog Pole Backlog | EPSS Expulsion Fuse Replacement Ground Inspection Non-Pole Backlog Pole Backlog | EPSS,Aerial Inspection,Ground Inspection,Non-Pole Backlog,Pole Backlog, | EPSS Aerial Inspection Ground Inspection Non-Pole Backlog Pole Backlog | EPSS Aerial Inspection Ground Inspection Non-Pole Backlog Pole Backlog |  |  | Overhead Hardening | ,Overhead Hardening, | Overhead Hardening | Overhead Hardening
EL DORADO PH 210152456 | EPSS | EPSS | EPSS | [6 empty] | Expulsion Fuse Replacement | Expulsion Fuse Replacement |  | Surge Arrestor Replacement |  |  |  | Aerial Inspection |  | Ground Inspection |  |  | Non-Pole Backlog |  | Non-Pole Backlog |  |  |  | Down Conductor Detection (DCD) |  |  | Line Sensors | [5 empty] | Pole Backlog |  | Pole Backlog | EPSS,Expulsion Fuse Replacement,Surge Arrestor Replacement,Ground Inspection,Non-Pole Backlog,Down Conductor Detection (DCD),Line Sensors,Pole Backlog, | EPSS Expulsion Fuse Replacement Surge Arrestor Replacement Ground Inspection Non-Pole Backlog Down Conductor Detection (DCD) Line Sensors Pole Backlog | EPSS Expulsion Fuse Replacement Surge Arrestor Replacement Ground Inspection Non-Pole Backlog Down Conductor Detection (DCD) Line Sensors Pole Backlog | EPSS,Expulsion Fuse Replacement,Aerial Inspection, | EPSS Expulsion Fuse Replacement Aerial Inspection | EPSS Expulsion Fuse Replacement Aerial Inspection | EPSS,Non-Pole Backlog,Pole Backlog, | EPSS Non-Pole Backlog Pole Backlog | EPSS Non-Pole Backlog Pole Backlog |  |  |  | , | FALSE
LOS GATOS 1106LB48 | EPSS | EPSS | EPSS | [6 empty] | Expulsion Fuse Replacement | Expulsion Fuse Replacement | Expulsion Fuse Replacement | [5 empty] | Aerial Inspection |  | Ground Inspection | Ground Inspection | Non-Pole Backlog | Non-Pole Backlog | Non-Pole Backlog | [14 empty] | Pole Backlog | EPSS,Expulsion Fuse Replacement,Non-Pole Backlog, | EPSS Expulsion Fuse Replacement Non-Pole Backlog | EPSS Expulsion Fuse Replacement Non-Pole Backlog | EPSS,Expulsion Fuse Replacement,Ground Inspection,Non-Pole Backlog, | EPSS Expulsion Fuse Replacement Ground Inspection Non-Pole Backlog | EPSS Expulsion Fuse Replacement Ground Inspection Non-Pole Backlog | EPSS,Expulsion Fuse Replacement,Aerial Inspection,Ground Inspection,Non-Pole Backlog,Pole Backlog, | EPSS Expulsion Fuse Replacement Aerial Inspection Ground Inspection Non-Pole Backlog Pole Backlog | EPSS Expulsion Fuse Replacement Aerial Inspection Ground Inspection Non-Pole Backlog Pole Backlog |  |  |  | , | FALSE
SHADY GLEN 1101898212 | EPSS | EPSS | EPSS | [14 empty] | Aerial Inspection |  | Ground Inspection |  | Non-Pole Backlog | [8 empty] | Line Sensors | [8 empty] | EPSS,Non-Pole Backlog,Line Sensors, | EPSS Non-Pole Backlog Line Sensors | EPSS Non-Pole Backlog Line Sensors | EPSS,Ground Inspection, | EPSS Ground Inspection | EPSS Ground Inspection | EPSS,Aerial Inspection, | EPSS Aerial Inspection | EPSS Aerial Inspection |  |  |  | , | FALSE
GEYSERVILLE 110179788 | EPSS | EPSS | EPSS | [6 empty] | Expulsion Fuse Replacement | [6 empty] | Aerial Inspection | Aerial Inspection | Ground Inspection | Ground Inspection |  | Non-Pole Backlog | Non-Pole Backlog | Non-Pole Backlog |  |  |  | Down Conductor Detection (DCD) | [11 empty] | EPSS,Expulsion Fuse Replacement,Ground Inspection,Non-Pole Backlog,Down Conductor Detection (DCD), | EPSS Expulsion Fuse Replacement Ground Inspection Non-Pole Backlog Down Conductor Detection (DCD) | EPSS Expulsion Fuse Replacement Ground Inspection Non-Pole Backlog Down Conductor Detection (DCD) | EPSS,Aerial Inspection,Ground Inspection,Non-Pole Backlog, | EPSS Aerial Inspection Ground Inspection Non-Pole Backlog | EPSS Aerial Inspection Ground Inspection Non-Pole Backlog | EPSS,Aerial Inspection,Non-Pole Backlog, | EPSS Aerial Inspection Non-Pole Backlog | EPSS Aerial Inspection Non-Pole Backlog |  |  |  | , | FALSE
WESTLEY 1103237522 | EPSS | EPSS | EPSS | [8 empty] | Expulsion Fuse Replacement | Surge Arrestor Replacement |  |  |  | Aerial Inspection |  | Ground Inspection | Ground Inspection | Ground Inspection | Non-Pole Backlog | [5 empty] | Down Conductor Detection (DCD) | [11 empty] | EPSS,Surge Arrestor Replacement,Ground Inspection,Non-Pole Backlog,Down Conductor Detection (DCD), | EPSS Surge Arrestor Replacement Ground Inspection Non-Pole Backlog Down Conductor Detection (DCD) | EPSS Surge Arrestor Replacement Ground Inspection Non-Pole Backlog Down Conductor Detection (DCD) | EPSS,Aerial Inspection,Ground Inspection, | EPSS Aerial Inspection Ground Inspection | EPSS Aerial Inspection Ground Inspection | EPSS,Expulsion Fuse Replacement,Ground Inspection, | EPSS Expulsion Fuse Replacement Ground Inspection | EPSS Expulsion Fuse Replacement Ground Inspection |  |  |  | , | FALSE
MARIPOSA 210110990 | EPSS | EPSS | EPSS | [13 empty] | Aerial Inspection | Aerial Inspection |  | Ground Inspection | Ground Inspection | Non-Pole Backlog | Non-Pole Backlog | [16 empty] | EPSS,Non-Pole Backlog, | EPSS Non-Pole Backlog | EPSS Non-Pole Backlog | EPSS,Aerial Inspection,Ground Inspection,Non-Pole Backlog, | EPSS Aerial Inspection Ground Inspection Non-Pole Backlog | EPSS Aerial Inspection Ground Inspection Non-Pole Backlog | EPSS,Aerial Inspection,Ground Inspection, | EPSS Aerial Inspection Ground Inspection | EPSS Aerial Inspection Ground Inspection |  |  |  | , | FALSE
SILVERADO 2104324994 | EPSS | EPSS | EPSS | [16 empty] | Ground Inspection |  | Non-Pole Backlog | [17 empty] | EPSS,Non-Pole Backlog, | EPSS Non-Pole Backlog | EPSS Non-Pole Backlog | EPSS,Ground Inspection, | EPSS Ground Inspection | EPSS Ground Inspection | EPSS, | EPSS | EPSS |  |  |  | , | FALSE
CALISTOGA 1102100335 | EPSS | EPSS | EPSS | [36 empty] | EPSS, | EPSS | EPSS | EPSS, | EPSS | EPSS | EPSS, | EPSS | EPSS |  |  |  | , | FALSE
PARADISE 110353544 | EPSS | EPSS | EPSS |  | Undergrounding | [6 empty] | Expulsion Fuse Replacement |  |  |  | Aerial Inspection | Aerial Inspection | Aerial Inspection | Ground Inspection | Ground Inspection | Ground Inspection | [6 empty] | Down Conductor Detection (DCD) | [11 empty] | EPSS,Aerial Inspection,Ground Inspection,Down Conductor Detection (DCD), | EPSS Aerial Inspection Ground Inspection Down Conductor Detection (DCD) | EPSS Aerial Inspection Ground Inspection Down Conductor Detection (DCD) | EPSS,Undergrounding,Aerial Inspection,Ground Inspection, | EPSS Undergrounding Aerial Inspection Ground Inspection | EPSS Undergrounding Aerial Inspection Ground Inspection | EPSS,Expulsion Fuse Replacement,Aerial Inspection,Ground Inspection, | EPSS Expulsion Fuse Replacement Aerial Inspection Ground Inspection | EPSS Expulsion Fuse Replacement Aerial Inspection Ground Inspection |  |  |  | , | FALSE
MERCED FALLS 110287352 | EPSS | EPSS | EPSS | [13 empty] | Aerial Inspection |  | Ground Inspection | [20 empty] | EPSS,Ground Inspection, | EPSS Ground Inspection | EPSS Ground Inspection | EPSS,Aerial Inspection, | EPSS Aerial Inspection | EPSS Aerial Inspection | EPSS, | EPSS | EPSS |  |  |  | , | FALSE
FELTON 0401CB | EPSS | EPSS | EPSS | [14 empty] | Aerial Inspection |  | Ground Inspection | Ground Inspection | Non-Pole Backlog | [17 empty] | EPSS,Non-Pole Backlog, | EPSS Non-Pole Backlog | EPSS Non-Pole Backlog | EPSS,Ground Inspection, | EPSS Ground Inspection | EPSS Ground Inspection | EPSS,Aerial Inspection,Ground Inspection, | EPSS Aerial Inspection Ground Inspection | EPSS Aerial Inspection Ground Inspection |  |  |  | , | FALSE
OAKHURST 11035120 | EPSS | EPSS | EPSS | [13 empty] | Aerial Inspection | Aerial Inspection | Ground Inspection | Ground Inspection | Ground Inspection | Non-Pole Backlog | [5 empty] | Down Conductor Detection (DCD) |  |  | Line Sensors | [8 empty] | EPSS,Ground Inspection,Non-Pole Backlog,Down Conductor Detection (DCD),Line Sensors, | EPSS Ground Inspection Non-Pole Backlog Down Conductor Detection (DCD) Line Sensors | EPSS Ground Inspection Non-Pole Backlog Down Conductor Detection (DCD) Line Sensors | EPSS,Aerial Inspection,Ground Inspection, | EPSS Aerial Inspection Ground Inspection | EPSS Aerial Inspection Ground Inspection | EPSS,Aerial Inspection,Ground Inspection, | EPSS Aerial Inspection Ground Inspection | EPSS Aerial Inspection Ground Inspection |  |  |  | , | FALSE
LAYTONVILLE 1102CB | EPSS | EPSS | EPSS | [6 empty] | Expulsion Fuse Replacement | Expulsion Fuse Replacement | [5 empty] | Aerial Inspection | Aerial Inspection | Ground Inspection | Ground Inspection | Ground Inspection |  | Non-Pole Backlog | Non-Pole Backlog | [6 empty] | Line Sensors | [8 empty] | EPSS,Expulsion Fuse Replacement,Ground Inspection,Line Sensors, | EPSS Expulsion Fuse Replacement Ground Inspection Line Sensors | EPSS Expulsion Fuse Replacement Ground Inspection Line Sensors | EPSS,Expulsion Fuse Replacement,Aerial Inspection,Ground Inspection,Non-Pole Backlog, | EPSS Expulsion Fuse Replacement Aerial Inspection Ground Inspection Non-Pole Backlog | EPSS Expulsion Fuse Replacement Aerial Inspection Ground Inspection Non-Pole Backlog | EPSS,Aerial Inspection,Ground Inspection,Non-Pole Backlog, | EPSS Aerial Inspection Ground Inspection Non-Pole Backlog | EPSS Aerial Inspection Ground Inspection Non-Pole Backlog |  | Line Removal |  | ,Line Removal, | Line Removal | Line Removal
KETTLEMAN HILLS 2104358094 | EPSS | EPSS | EPSS | [16 empty] | Ground Inspection | [19 empty] | EPSS, | EPSS | EPSS | EPSS,Ground Inspection, | EPSS Ground Inspection | EPSS Ground Inspection | EPSS, | EPSS | EPSS |  |  |  | , | FALSE
DUNLAP 11037040 | EPSS | EPSS | EPSS | [13 empty] | Aerial Inspection | Aerial Inspection | Ground Inspection | Ground Inspection | Ground Inspection | Non-Pole Backlog | Non-Pole Backlog | Non-Pole Backlog |  |  |  | Down Conductor Detection (DCD) | [9 empty] | Pole Backlog | Pole Backlog | EPSS,Ground Inspection,Non-Pole Backlog,Down Conductor Detection (DCD), | EPSS Ground Inspection Non-Pole Backlog Down Conductor Detection (DCD) | EPSS Ground Inspection Non-Pole Backlog Down Conductor Detection (DCD) | EPSS,Aerial Inspection,Ground Inspection,Non-Pole Backlog,Pole Backlog, | EPSS Aerial Inspection Ground Inspection Non-Pole Backlog Pole Backlog | EPSS Aerial Inspection Ground Inspection Non-Pole Backlog Pole Backlog | EPSS,Aerial Inspection,Ground Inspection,Non-Pole Backlog,Pole Backlog, | EPSS Aerial Inspection Ground Inspection Non-Pole Backlog Pole Backlog | EPSS Aerial Inspection Ground Inspection Non-Pole Backlog Pole Backlog |  |  |  | , | FALSE
SHINGLE SPRINGS 210981390 | EPSS | EPSS | EPSS | [6 empty] | Expulsion Fuse Replacement | Expulsion Fuse Replacement | Expulsion Fuse Replacement |  |  |  |  | Aerial Inspection |  | Ground Inspection |  | Ground Inspection | Non-Pole Backlog | [5 empty] | Down Conductor Detection (DCD) | [8 empty] | Pole Backlog | Pole Backlog |  | EPSS,Expulsion Fuse Replacement,Ground Inspection,Non-Pole Backlog,Down Conductor Detection (DCD),Pole Backlog, | EPSS Expulsion Fuse Replacement Ground Inspection Non-Pole Backlog Down Conductor Detection (DCD) Pole Backlog | EPSS Expulsion Fuse Replacement Ground Inspection Non-Pole Backlog Down Conductor Detection (DCD) Pole Backlog | EPSS,Expulsion Fuse Replacement,Aerial Inspection,Pole Backlog, | EPSS Expulsion Fuse Replacement Aerial Inspection Pole Backlog | EPSS Expulsion Fuse Replacement Aerial Inspection Pole Backlog | EPSS,Expulsion Fuse Replacement,Ground Inspection, | EPSS Expulsion Fuse Replacement Ground Inspection | EPSS Expulsion Fuse Replacement Ground Inspection |  |  |  | , | FALSE
FROGTOWN 1701CB | EPSS | EPSS | EPSS | [13 empty] | Aerial Inspection | Aerial Inspection | Ground Inspection | Ground Inspection | Ground Inspection | Non-Pole Backlog | [14 empty] | Pole Backlog |  |  | EPSS,Ground Inspection,Non-Pole Backlog,Pole Backlog, | EPSS Ground Inspection Non-Pole Backlog Pole Backlog | EPSS Ground Inspection Non-Pole Backlog Pole Backlog | EPSS,Aerial Inspection,Ground Inspection, | EPSS Aerial Inspection Ground Inspection | EPSS Aerial Inspection Ground Inspection | EPSS,Aerial Inspection,Ground Inspection, | EPSS Aerial Inspection Ground Inspection | EPSS Aerial Inspection Ground Inspection |  |  |  | , | FALSE
LAS POSITAS 2108631066 | EPSS | EPSS | EPSS | [6 empty] | Expulsion Fuse Replacement | [6 empty] | Aerial Inspection | Aerial Inspection | Ground Inspection | Ground Inspection |  | Non-Pole Backlog | [17 empty] | EPSS,Expulsion Fuse Replacement,Ground Inspection,Non-Pole Backlog, | EPSS Expulsion Fuse Replacement Ground Inspection Non-Pole Backlog | EPSS Expulsion Fuse Replacement Ground Inspection Non-Pole Backlog | EPSS,Aerial Inspection,Ground Inspection, | EPSS Aerial Inspection Ground Inspection | EPSS Aerial Inspection Ground Inspection | EPSS,Aerial Inspection, | EPSS Aerial Inspection | EPSS Aerial Inspection |  |  |  | , | FALSE
PLACERVILLE 1111508410 | EPSS | EPSS | EPSS | [8 empty] | Expulsion Fuse Replacement |  |  |  |  | Aerial Inspection | Aerial Inspection | Ground Inspection | Ground Inspection |  | Non-Pole Backlog |  | Non-Pole Backlog | [12 empty] | Pole Backlog |  | Pole Backlog | EPSS,Ground Inspection,Non-Pole Backlog,Pole Backlog, | EPSS Ground Inspection Non-Pole Backlog Pole Backlog | EPSS Ground Inspection Non-Pole Backlog Pole Backlog | EPSS,Aerial Inspection,Ground Inspection, | EPSS Aerial Inspection Ground Inspection | EPSS Aerial Inspection Ground Inspection | EPSS,Expulsion Fuse Replacement,Aerial Inspection,Non-Pole Backlog,Pole Backlog, | EPSS Expulsion Fuse Replacement Aerial Inspection Non-Pole Backlog Pole Backlog | EPSS Expulsion Fuse Replacement Aerial Inspection Non-Pole Backlog Pole Backlog |  |  |  | , | FALSE
SHINGLE SPRINGS 210851476 | EPSS | EPSS | EPSS | [6 empty] | Expulsion Fuse Replacement | [6 empty] | Aerial Inspection | Aerial Inspection |  | Ground Inspection | Ground Inspection | Non-Pole Backlog | [11 empty] | Line Removal |  |  | Pole Backlog |  |  | EPSS,Expulsion Fuse Replacement,Non-Pole Backlog,Line Removal,Pole Backlog, | EPSS Expulsion Fuse Replacement Non-Pole Backlog Line Removal Pole Backlog | EPSS Expulsion Fuse Replacement Non-Pole Backlog Line Removal Pole Backlog | EPSS,Aerial Inspection,Ground Inspection, | EPSS Aerial Inspection Ground Inspection | EPSS Aerial Inspection Ground Inspection | EPSS,Aerial Inspection,Ground Inspection, | EPSS Aerial Inspection Ground Inspection | EPSS Aerial Inspection Ground Inspection |  |  |  | , | FALSE
SNEATH LANE 11016525 | EPSS | EPSS | EPSS | [8 empty] | Expulsion Fuse Replacement | [5 empty] | Aerial Inspection |  | Ground Inspection | Ground Inspection | [18 empty] | EPSS, | EPSS | EPSS | EPSS,Ground Inspection, | EPSS Ground Inspection | EPSS Ground Inspection | EPSS,Expulsion Fuse Replacement,Aerial Inspection,Ground Inspection, | EPSS Expulsion Fuse Replacement Aerial Inspection Ground Inspection | EPSS Expulsion Fuse Replacement Aerial Inspection Ground Inspection |  |  |  | , | FALSE
CAMP EVERS 210510786 | EPSS | EPSS | EPSS | [14 empty] | Aerial Inspection |  | Ground Inspection | [19 empty] | EPSS, | EPSS | EPSS | EPSS,Ground Inspection, | EPSS Ground Inspection | EPSS Ground Inspection | EPSS,Aerial Inspection, | EPSS Aerial Inspection | EPSS Aerial Inspection |  |  |  | , | FALSE
CEDAR CREEK 11011656 | EPSS | EPSS | EPSS | [6 empty] | Expulsion Fuse Replacement | Expulsion Fuse Replacement | [5 empty] | Aerial Inspection | Aerial Inspection | Ground Inspection | Ground Inspection |  | Non-Pole Backlog | [5 empty] | Down Conductor Detection (DCD) | [8 empty] | Pole Backlog |  |  | EPSS,Expulsion Fuse Replacement,Ground Inspection,Non-Pole Backlog,Down Conductor Detection (DCD),Pole Backlog, | EPSS Expulsion Fuse Replacement Ground Inspection Non-Pole Backlog Down Conductor Detection (DCD) Pole Backlog | EPSS Expulsion Fuse Replacement Ground Inspection Non-Pole Backlog Down Conductor Detection (DCD) Pole Backlog | EPSS,Expulsion Fuse Replacement,Aerial Inspection,Ground Inspection, | EPSS Expulsion Fuse Replacement Aerial Inspection Ground Inspection | EPSS Expulsion Fuse Replacement Aerial Inspection Ground Inspection | EPSS,Aerial Inspection, | EPSS Aerial Inspection | EPSS Aerial Inspection |  |  |  | , | FALSE
KANAKA 110165606 | EPSS | EPSS | EPSS | [7 empty] | Expulsion Fuse Replacement | [6 empty] | Aerial Inspection |  | Ground Inspection | Ground Inspection | Non-Pole Backlog | Non-Pole Backlog | Non-Pole Backlog | [6 empty] | Line Sensors | [7 empty] | Pole Backlog | EPSS,Non-Pole Backlog,Line Sensors, | EPSS Non-Pole Backlog Line Sensors | EPSS Non-Pole Backlog Line Sensors | EPSS,Expulsion Fuse Replacement,Ground Inspection,Non-Pole Backlog, | EPSS Expulsion Fuse Replacement Ground Inspection Non-Pole Backlog | EPSS Expulsion Fuse Replacement Ground Inspection Non-Pole Backlog | EPSS,Aerial Inspection,Ground Inspection,Non-Pole Backlog,Pole Backlog, | EPSS Aerial Inspection Ground Inspection Non-Pole Backlog Pole Backlog | EPSS Aerial Inspection Ground Inspection Non-Pole Backlog Pole Backlog |  | Line Removal |  | ,Line Removal, | Line Removal | Line Removal
MENLO 1103866118 | EPSS | EPSS | EPSS | [7 empty] | Expulsion Fuse Replacement | Expulsion Fuse Replacement |  |  |  |  | Aerial Inspection | Aerial Inspection | Ground Inspection | Ground Inspection |  | Non-Pole Backlog | Non-Pole Backlog | Non-Pole Backlog |  |  |  |  | Down Conductor Detection (DCD) | [10 empty] | EPSS,Ground Inspection,Non-Pole Backlog, | EPSS Ground Inspection Non-Pole Backlog | EPSS Ground Inspection Non-Pole Backlog | EPSS,Expulsion Fuse Replacement,Aerial Inspection,Ground Inspection,Non-Pole Backlog,Down Conductor Detection (DCD), | EPSS Expulsion Fuse Replacement Aerial Inspection Ground Inspection Non-Pole Backlog Down Conductor Detection (DCD) | EPSS Expulsion Fuse Replacement Aerial Inspection Ground Inspection Non-Pole Backlog Down Conductor Detection (DCD) | EPSS,Expulsion Fuse Replacement,Aerial Inspection,Non-Pole Backlog, | EPSS Expulsion Fuse Replacement Aerial Inspection Non-Pole Backlog | EPSS Expulsion Fuse Replacement Aerial Inspection Non-Pole Backlog |  |  |  | , | FALSE
CRESCENT MILLS 2101CB | EPSS | EPSS | EPSS | [9 empty] | Surge Arrestor Replacement | [7 empty] | Ground Inspection | Non-Pole Backlog | Non-Pole Backlog | [16 empty] | EPSS,Surge Arrestor Replacement,Non-Pole Backlog, | EPSS Surge Arrestor Replacement Non-Pole Backlog | EPSS Surge Arrestor Replacement Non-Pole Backlog | EPSS,Non-Pole Backlog, | EPSS Non-Pole Backlog | EPSS Non-Pole Backlog | EPSS,Ground Inspection, | EPSS Ground Inspection | EPSS Ground Inspection |  |  |  | , | FALSE
SARATOGA 11075696 | EPSS | EPSS | EPSS | [8 empty] | Expulsion Fuse Replacement |  |  |  |  | Aerial Inspection | Aerial Inspection | Ground Inspection | Ground Inspection |  | Non-Pole Backlog | Non-Pole Backlog | Non-Pole Backlog |  |  |  |  | Down Conductor Detection (DCD) | [8 empty] | Pole Backlog | Pole Backlog | EPSS,Ground Inspection,Non-Pole Backlog, | EPSS Ground Inspection Non-Pole Backlog | EPSS Ground Inspection Non-Pole Backlog | EPSS,Aerial Inspection,Ground Inspection,Non-Pole Backlog,Down Conductor Detection (DCD),Pole Backlog, | EPSS Aerial Inspection Ground Inspection Non-Pole Backlog Down Conductor Detection (DCD) Pole Backlog | EPSS Aerial Inspection Ground Inspection Non-Pole Backlog Down Conductor Detection (DCD) Pole Backlog | EPSS,Expulsion Fuse Replacement,Aerial Inspection,Non-Pole Backlog,Pole Backlog, | EPSS Expulsion Fuse Replacement Aerial Inspection Non-Pole Backlog Pole Backlog | EPSS Expulsion Fuse Replacement Aerial Inspection Non-Pole Backlog Pole Backlog |  |  |  | , | FALSE
CASTRO VALLEY 111010315 | EPSS | EPSS | EPSS | [14 empty] | Aerial Inspection |  | Ground Inspection | Ground Inspection | Non-Pole Backlog | [17 empty] | EPSS,Non-Pole Backlog, | EPSS Non-Pole Backlog | EPSS Non-Pole Backlog | EPSS,Ground Inspection, | EPSS Ground Inspection | EPSS Ground Inspection | EPSS,Aerial Inspection,Ground Inspection, | EPSS Aerial Inspection Ground Inspection | EPSS Aerial Inspection Ground Inspection |  |  |  | , | FALSE
WOODSIDE 110147872 | EPSS | EPSS | EPSS | [6 empty] | Expulsion Fuse Replacement | [7 empty] | Aerial Inspection |  | Ground Inspection | Ground Inspection | Non-Pole Backlog |  | Non-Pole Backlog |  |  |  |  | Down Conductor Detection (DCD) | [9 empty] | Pole Backlog | EPSS,Expulsion Fuse Replacement,Non-Pole Backlog, | EPSS Expulsion Fuse Replacement Non-Pole Backlog | EPSS Expulsion Fuse Replacement Non-Pole Backlog | EPSS,Ground Inspection,Down Conductor Detection (DCD), | EPSS Ground Inspection Down Conductor Detection (DCD) | EPSS Ground Inspection Down Conductor Detection (DCD) | EPSS,Aerial Inspection,Ground Inspection,Non-Pole Backlog,Pole Backlog, | EPSS Aerial Inspection Ground Inspection Non-Pole Backlog Pole Backlog | EPSS Aerial Inspection Ground Inspection Non-Pole Backlog Pole Backlog |  |  |  | , | FALSE
CAMP EVERS 2106478670 | EPSS | EPSS | EPSS | [14 empty] | Aerial Inspection |  | Ground Inspection | Ground Inspection |  | Non-Pole Backlog | Non-Pole Backlog | [15 empty] | EPSS, | EPSS | EPSS | EPSS,Ground Inspection,Non-Pole Backlog, | EPSS Ground Inspection Non-Pole Backlog | EPSS Ground Inspection Non-Pole Backlog | EPSS,Aerial Inspection,Ground Inspection,Non-Pole Backlog, | EPSS Aerial Inspection Ground Inspection Non-Pole Backlog | EPSS Aerial Inspection Ground Inspection Non-Pole Backlog |  |  |  | , | FALSE
BIG BASIN 110212758 | EPSS | EPSS | EPSS | Undergrounding |  |  | Overhead Hardening |  |  |  | Expulsion Fuse Replacement | Expulsion Fuse Replacement | [5 empty] | Aerial Inspection |  | Ground Inspection | Ground Inspection | Non-Pole Backlog | Non-Pole Backlog | Non-Pole Backlog | [14 empty] | Pole Backlog | EPSS,Undergrounding,Overhead Hardening,Non-Pole Backlog, | EPSS Undergrounding Overhead Hardening Non-Pole Backlog | EPSS Undergrounding Overhead Hardening Non-Pole Backlog | EPSS,Expulsion Fuse Replacement,Ground Inspection,Non-Pole Backlog, | EPSS Expulsion Fuse Replacement Ground Inspection Non-Pole Backlog | EPSS Expulsion Fuse Replacement Ground Inspection Non-Pole Backlog | EPSS,Expulsion Fuse Replacement,Aerial Inspection,Ground Inspection,Non-Pole Backlog,Pole Backlog, | EPSS Expulsion Fuse Replacement Aerial Inspection Ground Inspection Non-Pole Backlog Pole Backlog | EPSS Expulsion Fuse Replacement Aerial Inspection Ground Inspection Non-Pole Backlog Pole Backlog |  |  |  | , | FALSE
LAURELES 11116421 | EPSS | EPSS | EPSS | [14 empty] | Aerial Inspection |  | Ground Inspection |  | Non-Pole Backlog |  | Non-Pole Backlog |  |  |  |  | Down Conductor Detection (DCD) | [9 empty] | Pole Backlog | EPSS,Non-Pole Backlog, | EPSS Non-Pole Backlog | EPSS Non-Pole Backlog | EPSS,Ground Inspection,Down Conductor Detection (DCD), | EPSS Ground Inspection Down Conductor Detection (DCD) | EPSS Ground Inspection Down Conductor Detection (DCD) | EPSS,Aerial Inspection,Non-Pole Backlog,Pole Backlog, | EPSS Aerial Inspection Non-Pole Backlog Pole Backlog | EPSS Aerial Inspection Non-Pole Backlog Pole Backlog |  |  |  | , | FALSE
LUCERNE 110638436 | EPSS | EPSS | EPSS | [13 empty] | Aerial Inspection | Aerial Inspection | Ground Inspection | Ground Inspection | Ground Inspection | Non-Pole Backlog | [5 empty] | Down Conductor Detection (DCD) | [8 empty] | Pole Backlog |  |  | EPSS,Ground Inspection,Non-Pole Backlog,Down Conductor Detection (DCD),Pole Backlog, | EPSS Ground Inspection Non-Pole Backlog Down Conductor Detection (DCD) Pole Backlog | EPSS Ground Inspection Non-Pole Backlog Down Conductor Detection (DCD) Pole Backlog | EPSS,Aerial Inspection,Ground Inspection, | EPSS Aerial Inspection Ground Inspection | EPSS Aerial Inspection Ground Inspection | EPSS,Aerial Inspection,Ground Inspection, | EPSS Aerial Inspection Ground Inspection | EPSS Aerial Inspection Ground Inspection |  |  |  | , | FALSE
CAMP EVERS 2106130936 | EPSS | EPSS | EPSS | [7 empty] | Expulsion Fuse Replacement | Expulsion Fuse Replacement | [5 empty] | Aerial Inspection |  | Ground Inspection | Ground Inspection | Non-Pole Backlog | [17 empty] | EPSS,Non-Pole Backlog, | EPSS Non-Pole Backlog | EPSS Non-Pole Backlog | EPSS,Expulsion Fuse Replacement,Ground Inspection, | EPSS Expulsion Fuse Replacement Ground Inspection | EPSS Expulsion Fuse Replacement Ground Inspection | EPSS,Expulsion Fuse Replacement,Aerial Inspection,Ground Inspection, | EPSS Expulsion Fuse Replacement Aerial Inspection Ground Inspection | EPSS Expulsion Fuse Replacement Aerial Inspection Ground Inspection |  |  |  | , | FALSE
SAN ARDO 1102323708 | EPSS | EPSS | EPSS | [14 empty] | Aerial Inspection | Ground Inspection |  |  | Non-Pole Backlog | Non-Pole Backlog | [5 empty] | Down Conductor Detection (DCD) | [10 empty] | EPSS,Ground Inspection,Non-Pole Backlog, | EPSS Ground Inspection Non-Pole Backlog | EPSS Ground Inspection Non-Pole Backlog | EPSS,Non-Pole Backlog,Down Conductor Detection (DCD), | EPSS Non-Pole Backlog Down Conductor Detection (DCD) | EPSS Non-Pole Backlog Down Conductor Detection (DCD) | EPSS,Aerial Inspection, | EPSS Aerial Inspection | EPSS Aerial Inspection |  |  |  | , | FALSE
RAWSON 1103428534 | EPSS | EPSS | EPSS | [13 empty] | Aerial Inspection |  | Ground Inspection |  | Ground Inspection | Non-Pole Backlog |  | Non-Pole Backlog |  |  |  | Down Conductor Detection (DCD) | [10 empty] | Pole Backlog | EPSS,Ground Inspection,Non-Pole Backlog,Down Conductor Detection (DCD), | EPSS Ground Inspection Non-Pole Backlog Down Conductor Detection (DCD) | EPSS Ground Inspection Non-Pole Backlog Down Conductor Detection (DCD) | EPSS,Aerial Inspection, | EPSS Aerial Inspection | EPSS Aerial Inspection | EPSS,Ground Inspection,Non-Pole Backlog,Pole Backlog, | EPSS Ground Inspection Non-Pole Backlog Pole Backlog | EPSS Ground Inspection Non-Pole Backlog Pole Backlog |  |  |  | , | FALSE
POINT MORETTI 110110726 | EPSS | EPSS | EPSS |  |  |  | Overhead Hardening |  |  |  | Expulsion Fuse Replacement | Expulsion Fuse Replacement | [5 empty] | Aerial Inspection |  | Ground Inspection | Ground Inspection | Non-Pole Backlog | Non-Pole Backlog | Non-Pole Backlog |  |  |  |  | Down Conductor Detection (DCD) |  | Line Sensors | [7 empty] | Pole Backlog | EPSS,Overhead Hardening,Non-Pole Backlog,Line Sensors, | EPSS Overhead Hardening Non-Pole Backlog Line Sensors | EPSS Overhead Hardening Non-Pole Backlog Line Sensors | EPSS,Expulsion Fuse Replacement,Ground Inspection,Non-Pole Backlog,Down Conductor Detection (DCD), | EPSS Expulsion Fuse Replacement Ground Inspection Non-Pole Backlog Down Conductor Detection (DCD) | EPSS Expulsion Fuse Replacement Ground Inspection Non-Pole Backlog Down Conductor Detection (DCD) | EPSS,Expulsion Fuse Replacement,Aerial Inspection,Ground Inspection,Non-Pole Backlog,Pole Backlog, | EPSS Expulsion Fuse Replacement Aerial Inspection Ground Inspection Non-Pole Backlog Pole Backlog | EPSS Expulsion Fuse Replacement Aerial Inspection Ground Inspection Non-Pole Backlog Pole Backlog |  |  |  | , | FALSE
LOS GATOS 1106917258 | EPSS | EPSS | EPSS | [7 empty] | Expulsion Fuse Replacement | [6 empty] | Aerial Inspection |  | Ground Inspection | Ground Inspection |  | Non-Pole Backlog | Non-Pole Backlog | [14 empty] | Pole Backlog | EPSS, | EPSS | EPSS | EPSS,Expulsion Fuse Replacement,Ground Inspection,Non-Pole Backlog, | EPSS Expulsion Fuse Replacement Ground Inspection Non-Pole Backlog | EPSS Expulsion Fuse Replacement Ground Inspection Non-Pole Backlog | EPSS,Aerial Inspection,Ground Inspection,Non-Pole Backlog,Pole Backlog, | EPSS Aerial Inspection Ground Inspection Non-Pole Backlog Pole Backlog | EPSS Aerial Inspection Ground Inspection Non-Pole Backlog Pole Backlog |  |  |  | , | FALSE
SHINGLE SPRINGS 2105CB | EPSS | EPSS | EPSS | [6 empty] | Expulsion Fuse Replacement | Expulsion Fuse Replacement | [5 empty] | Aerial Inspection | Aerial Inspection |  | Ground Inspection | Ground Inspection | Non-Pole Backlog | Non-Pole Backlog | Non-Pole Backlog | [12 empty] | Pole Backlog |  |  | EPSS,Expulsion Fuse Replacement,Non-Pole Backlog,Pole Backlog, | EPSS Expulsion Fuse Replacement Non-Pole Backlog Pole Backlog | EPSS Expulsion Fuse Replacement Non-Pole Backlog Pole Backlog | EPSS,Expulsion Fuse Replacement,Aerial Inspection,Ground Inspection,Non-Pole Backlog, | EPSS Expulsion Fuse Replacement Aerial Inspection Ground Inspection Non-Pole Backlog | EPSS Expulsion Fuse Replacement Aerial Inspection Ground Inspection Non-Pole Backlog | EPSS,Aerial Inspection,Ground Inspection,Non-Pole Backlog, | EPSS Aerial Inspection Ground Inspection Non-Pole Backlog | EPSS Aerial Inspection Ground Inspection Non-Pole Backlog |  |  |  | , | FALSE
SAN JUSTO 11014002 | EPSS | EPSS | EPSS | [13 empty] | Aerial Inspection | Aerial Inspection | Ground Inspection | Ground Inspection | Ground Inspection | Non-Pole Backlog | Non-Pole Backlog | Non-Pole Backlog |  |  |  |  | Down Conductor Detection (DCD) | [9 empty] | Pole Backlog | EPSS,Ground Inspection,Non-Pole Backlog, | EPSS Ground Inspection Non-Pole Backlog | EPSS Ground Inspection Non-Pole Backlog | EPSS,Aerial Inspection,Ground Inspection,Non-Pole Backlog,Down Conductor Detection (DCD), | EPSS Aerial Inspection Ground Inspection Non-Pole Backlog Down Conductor Detection (DCD) | EPSS Aerial Inspection Ground Inspection Non-Pole Backlog Down Conductor Detection (DCD) | EPSS,Aerial Inspection,Ground Inspection,Non-Pole Backlog,Pole Backlog, | EPSS Aerial Inspection Ground Inspection Non-Pole Backlog Pole Backlog | EPSS Aerial Inspection Ground Inspection Non-Pole Backlog Pole Backlog |  |  |  | , | FALSE
CAMP EVERS 210512590 | EPSS | EPSS | EPSS | [8 empty] | Expulsion Fuse Replacement | [5 empty] | Aerial Inspection |  | Ground Inspection | Ground Inspection | Non-Pole Backlog |  | Non-Pole Backlog | [12 empty] | Pole Backlog |  | Pole Backlog | EPSS,Non-Pole Backlog,Pole Backlog, | EPSS Non-Pole Backlog Pole Backlog | EPSS Non-Pole Backlog Pole Backlog | EPSS,Ground Inspection, | EPSS Ground Inspection | EPSS Ground Inspection | EPSS,Expulsion Fuse Replacement,Aerial Inspection,Ground Inspection,Non-Pole Backlog,Pole Backlog, | EPSS Expulsion Fuse Replacement Aerial Inspection Ground Inspection Non-Pole Backlog Pole Backlog | EPSS Expulsion Fuse Replacement Aerial Inspection Ground Inspection Non-Pole Backlog Pole Backlog |  |  |  | , | FALSE
CLAYTON 2213167700 | EPSS | EPSS | EPSS | [12 empty] | Aerial Inspection | Aerial Inspection | Aerial Inspection | Ground Inspection | Ground Inspection | Ground Inspection | Non-Pole Backlog |  | Non-Pole Backlog | [14 empty] | Pole Backlog | EPSS,Aerial Inspection,Ground Inspection,Non-Pole Backlog, | EPSS Aerial Inspection Ground Inspection Non-Pole Backlog | EPSS Aerial Inspection Ground Inspection Non-Pole Backlog | EPSS,Aerial Inspection,Ground Inspection, | EPSS Aerial Inspection Ground Inspection | EPSS Aerial Inspection Ground Inspection | EPSS,Aerial Inspection,Ground Inspection,Non-Pole Backlog,Pole Backlog, | EPSS Aerial Inspection Ground Inspection Non-Pole Backlog Pole Backlog | EPSS Aerial Inspection Ground Inspection Non-Pole Backlog Pole Backlog |  |  |  | , | FALSE
WYANDOTTE 110213044 | EPSS | EPSS | EPSS | [6 empty] | Expulsion Fuse Replacement | [10 empty] | Ground Inspection | Non-Pole Backlog | [14 empty] | Pole Backlog |  |  | EPSS,Expulsion Fuse Replacement,Non-Pole Backlog,Pole Backlog, | EPSS Expulsion Fuse Replacement Non-Pole Backlog Pole Backlog | EPSS Expulsion Fuse Replacement Non-Pole Backlog Pole Backlog | EPSS, | EPSS | EPSS | EPSS,Ground Inspection, | EPSS Ground Inspection | EPSS Ground Inspection |  |  |  | , | FALSE
SAN RAFAEL 110839156 | EPSS | EPSS | EPSS | [13 empty] | Aerial Inspection |  | Ground Inspection |  | Ground Inspection | [9 empty] | Line Sensors | [8 empty] | EPSS,Ground Inspection,Line Sensors, | EPSS Ground Inspection Line Sensors | EPSS Ground Inspection Line Sensors | EPSS,Aerial Inspection, | EPSS Aerial Inspection | EPSS Aerial Inspection | EPSS,Ground Inspection, | EPSS Ground Inspection | EPSS Ground Inspection |  |  |  | , | FALSE
CLOVERDALE 1102383183 | EPSS | EPSS | EPSS | [6 empty] | Expulsion Fuse Replacement | [6 empty] | Aerial Inspection | Aerial Inspection | Ground Inspection |  |  |  |  | Non-Pole Backlog |  |  |  | Down Conductor Detection (DCD) | [11 empty] | EPSS,Expulsion Fuse Replacement,Ground Inspection,Down Conductor Detection (DCD), | EPSS Expulsion Fuse Replacement Ground Inspection Down Conductor Detection (DCD) | EPSS Expulsion Fuse Replacement Ground Inspection Down Conductor Detection (DCD) | EPSS,Aerial Inspection, | EPSS Aerial Inspection | EPSS Aerial Inspection | EPSS,Aerial Inspection,Non-Pole Backlog, | EPSS Aerial Inspection Non-Pole Backlog | EPSS Aerial Inspection Non-Pole Backlog |  |  |  | , | FALSE
RACETRACK 170310850 | EPSS | EPSS | EPSS | [13 empty] | Aerial Inspection | Aerial Inspection | Ground Inspection | Ground Inspection | Ground Inspection | Non-Pole Backlog | Non-Pole Backlog |  |  |  |  | Down Conductor Detection (DCD) | [11 empty] | EPSS,Ground Inspection,Non-Pole Backlog,Down Conductor Detection (DCD), | EPSS Ground Inspection Non-Pole Backlog Down Conductor Detection (DCD) | EPSS Ground Inspection Non-Pole Backlog Down Conductor Detection (DCD) | EPSS,Aerial Inspection,Ground Inspection,Non-Pole Backlog, | EPSS Aerial Inspection Ground Inspection Non-Pole Backlog | EPSS Aerial Inspection Ground Inspection Non-Pole Backlog | EPSS,Aerial Inspection,Ground Inspection, | EPSS Aerial Inspection Ground Inspection | EPSS Aerial Inspection Ground Inspection |  |  |  | , | FALSE
OAKHURST 110110090 | EPSS | EPSS | EPSS | [6 empty] | Expulsion Fuse Replacement | Expulsion Fuse Replacement |  |  |  |  | Aerial Inspection | Aerial Inspection | Aerial Inspection | Ground Inspection | Ground Inspection | Ground Inspection | Non-Pole Backlog | Non-Pole Backlog | [7 empty] | Line Sensors |  |  | Line Removal |  |  |  | Pole Backlog |  | EPSS,Expulsion Fuse Replacement,Aerial Inspection,Ground Inspection,Non-Pole Backlog,Line Sensors,Line Removal, | EPSS Expulsion Fuse Replacement Aerial Inspection Ground Inspection Non-Pole Backlog Line Sensors Line Removal | EPSS Expulsion Fuse Replacement Aerial Inspection Ground Inspection Non-Pole Backlog Line Sensors Line Removal | EPSS,Expulsion Fuse Replacement,Aerial Inspection,Ground Inspection,Non-Pole Backlog,Pole Backlog, | EPSS Expulsion Fuse Replacement Aerial Inspection Ground Inspection Non-Pole Backlog Pole Backlog | EPSS Expulsion Fuse Replacement Aerial Inspection Ground Inspection Non-Pole Backlog Pole Backlog | EPSS,Aerial Inspection,Ground Inspection, | EPSS Aerial Inspection Ground Inspection | EPSS Aerial Inspection Ground Inspection |  |  |  | , | FALSE
HALF MOON BAY 11038898 | EPSS | EPSS | EPSS | [13 empty] | Aerial Inspection |  | Ground Inspection |  |  | Non-Pole Backlog | Non-Pole Backlog | [5 empty] | Down Conductor Detection (DCD) |  | Line Sensors | [8 empty] | EPSS,Ground Inspection,Non-Pole Backlog,Line Sensors, | EPSS Ground Inspection Non-Pole Backlog Line Sensors | EPSS Ground Inspection Non-Pole Backlog Line Sensors | EPSS,Aerial Inspection,Non-Pole Backlog,Down Conductor Detection (DCD), | EPSS Aerial Inspection Non-Pole Backlog Down Conductor Detection (DCD) | EPSS Aerial Inspection Non-Pole Backlog Down Conductor Detection (DCD) | EPSS, | EPSS | EPSS |  |  |  | , | FALSE
BEN LOMOND 0401CB | EPSS | EPSS | EPSS | [14 empty] | Aerial Inspection |  | Ground Inspection | Ground Inspection | [18 empty] | EPSS, | EPSS | EPSS | EPSS,Ground Inspection, | EPSS Ground Inspection | EPSS Ground Inspection | EPSS,Aerial Inspection,Ground Inspection, | EPSS Aerial Inspection Ground Inspection | EPSS Aerial Inspection Ground Inspection |  |  |  | , | FALSE
OLETA 11021204 | EPSS | EPSS | EPSS | [6 empty] | Expulsion Fuse Replacement | [6 empty] | Aerial Inspection | Aerial Inspection | Ground Inspection | Ground Inspection | Ground Inspection | Non-Pole Backlog | [5 empty] | Down Conductor Detection (DCD) | [11 empty] | EPSS,Expulsion Fuse Replacement,Ground Inspection,Non-Pole Backlog,Down Conductor Detection (DCD), | EPSS Expulsion Fuse Replacement Ground Inspection Non-Pole Backlog Down Conductor Detection (DCD) | EPSS Expulsion Fuse Replacement Ground Inspection Non-Pole Backlog Down Conductor Detection (DCD) | EPSS,Aerial Inspection,Ground Inspection, | EPSS Aerial Inspection Ground Inspection | EPSS Aerial Inspection Ground Inspection | EPSS,Aerial Inspection,Ground Inspection, | EPSS Aerial Inspection Ground Inspection | EPSS Aerial Inspection Ground Inspection |  |  |  | , | FALSE
LOS GATOS 1106LB44 | EPSS | EPSS | EPSS | [6 empty] | Expulsion Fuse Replacement | Expulsion Fuse Replacement | [6 empty] | Aerial Inspection |  | Ground Inspection | Ground Inspection | Non-Pole Backlog | Non-Pole Backlog | Non-Pole Backlog | [12 empty] | Pole Backlog | Pole Backlog | Pole Backlog | EPSS,Expulsion Fuse Replacement,Non-Pole Backlog,Pole Backlog, | EPSS Expulsion Fuse Replacement Non-Pole Backlog Pole Backlog | EPSS Expulsion Fuse Replacement Non-Pole Backlog Pole Backlog | EPSS,Expulsion Fuse Replacement,Ground Inspection,Non-Pole Backlog,Pole Backlog, | EPSS Expulsion Fuse Replacement Ground Inspection Non-Pole Backlog Pole Backlog | EPSS Expulsion Fuse Replacement Ground Inspection Non-Pole Backlog Pole Backlog | EPSS,Aerial Inspection,Ground Inspection,Non-Pole Backlog,Pole Backlog, | EPSS Aerial Inspection Ground Inspection Non-Pole Backlog Pole Backlog | EPSS Aerial Inspection Ground Inspection Non-Pole Backlog Pole Backlog |  |  | Overhead Hardening | ,Overhead Hardening, | Overhead Hardening | Overhead Hardening
GRASS VALLEY 11031700 | EPSS | EPSS | EPSS | [6 empty] | Expulsion Fuse Replacement | Expulsion Fuse Replacement |  | Surge Arrestor Replacement |  |  |  | Aerial Inspection | Aerial Inspection | Ground Inspection | Ground Inspection | Ground Inspection | Non-Pole Backlog | Non-Pole Backlog |  |  |  |  | Down Conductor Detection (DCD) | [11 empty] | EPSS,Expulsion Fuse Replacement,Surge Arrestor Replacement,Ground Inspection,Non-Pole Backlog,Down Conductor Detection (DCD), | EPSS Expulsion Fuse Replacement Surge Arrestor Replacement Ground Inspection Non-Pole Backlog Down Conductor Detection (DCD) | EPSS Expulsion Fuse Replacement Surge Arrestor Replacement Ground Inspection Non-Pole Backlog Down Conductor Detection (DCD) | EPSS,Expulsion Fuse Replacement,Aerial Inspection,Ground Inspection,Non-Pole Backlog, | EPSS Expulsion Fuse Replacement Aerial Inspection Ground Inspection Non-Pole Backlog | EPSS Expulsion Fuse Replacement Aerial Inspection Ground Inspection Non-Pole Backlog | EPSS,Aerial Inspection,Ground Inspection, | EPSS Aerial Inspection Ground Inspection | EPSS Aerial Inspection Ground Inspection |  |  |  | , | FALSE
EMERALD LAKE 04028858 | EPSS | EPSS | EPSS | [8 empty] | Expulsion Fuse Replacement |  |  |  |  | Aerial Inspection |  | Ground Inspection |  |  | Non-Pole Backlog | Non-Pole Backlog | [16 empty] | EPSS,Ground Inspection,Non-Pole Backlog, | EPSS Ground Inspection Non-Pole Backlog | EPSS Ground Inspection Non-Pole Backlog | EPSS,Aerial Inspection,Non-Pole Backlog, | EPSS Aerial Inspection Non-Pole Backlog | EPSS Aerial Inspection Non-Pole Backlog | EPSS,Expulsion Fuse Replacement, | EPSS Expulsion Fuse Replacement | EPSS Expulsion Fuse Replacement |  |  |  | , | FALSE
CALISTOGA 1101890 | EPSS | EPSS | EPSS | [6 empty] | Expulsion Fuse Replacement | [10 empty] | Ground Inspection | Non-Pole Backlog | [17 empty] | EPSS,Expulsion Fuse Replacement,Non-Pole Backlog, | EPSS Expulsion Fuse Replacement Non-Pole Backlog | EPSS Expulsion Fuse Replacement Non-Pole Backlog | EPSS, | EPSS | EPSS | EPSS,Ground Inspection, | EPSS Ground Inspection | EPSS Ground Inspection |  |  |  | , | FALSE
SONOMA 11045661 | EPSS | EPSS | EPSS | [6 empty] | Expulsion Fuse Replacement | [6 empty] | Aerial Inspection |  | Ground Inspection | [8 empty] | Down Conductor Detection (DCD) | [11 empty] | EPSS,Expulsion Fuse Replacement,Ground Inspection,Down Conductor Detection (DCD), | EPSS Expulsion Fuse Replacement Ground Inspection Down Conductor Detection (DCD) | EPSS Expulsion Fuse Replacement Ground Inspection Down Conductor Detection (DCD) | EPSS,Aerial Inspection, | EPSS Aerial Inspection | EPSS Aerial Inspection | EPSS, | EPSS | EPSS |  |  |  | , | FALSE
SPRING GAP 17029690 | EPSS | EPSS | EPSS | [7 empty] | Expulsion Fuse Replacement | Expulsion Fuse Replacement | [5 empty] | Aerial Inspection |  | Ground Inspection | Ground Inspection | Non-Pole Backlog | Non-Pole Backlog | Non-Pole Backlog | [9 empty] | Line Removal |  |  | Pole Backlog | Pole Backlog | Pole Backlog | EPSS,Non-Pole Backlog,Line Removal,Pole Backlog, | EPSS Non-Pole Backlog Line Removal Pole Backlog | EPSS Non-Pole Backlog Line Removal Pole Backlog | EPSS,Expulsion Fuse Replacement,Ground Inspection,Non-Pole Backlog,Pole Backlog, | EPSS Expulsion Fuse Replacement Ground Inspection Non-Pole Backlog Pole Backlog | EPSS Expulsion Fuse Replacement Ground Inspection Non-Pole Backlog Pole Backlog | EPSS,Expulsion Fuse Replacement,Aerial Inspection,Ground Inspection,Non-Pole Backlog,Pole Backlog, | EPSS Expulsion Fuse Replacement Aerial Inspection Ground Inspection Non-Pole Backlog Pole Backlog | EPSS Expulsion Fuse Replacement Aerial Inspection Ground Inspection Non-Pole Backlog Pole Backlog |  |  |  | , | FALSE
SHADY GLEN 1101145584 | EPSS | EPSS | EPSS | [14 empty] | Aerial Inspection |  | Ground Inspection | [10 empty] | Line Sensors | [8 empty] | EPSS,Line Sensors, | EPSS Line Sensors | EPSS Line Sensors | EPSS,Ground Inspection, | EPSS Ground Inspection | EPSS Ground Inspection | EPSS,Aerial Inspection, | EPSS Aerial Inspection | EPSS Aerial Inspection |  |  |  | , | FALSE
FULTON 1107914380 | EPSS | EPSS | EPSS | [14 empty] | Aerial Inspection |  | Ground Inspection | Ground Inspection | Non-Pole Backlog | [17 empty] | EPSS,Non-Pole Backlog, | EPSS Non-Pole Backlog | EPSS Non-Pole Backlog | EPSS,Ground Inspection, | EPSS Ground Inspection | EPSS Ground Inspection | EPSS,Aerial Inspection,Ground Inspection, | EPSS Aerial Inspection Ground Inspection | EPSS Aerial Inspection Ground Inspection |  |  |  | , | FALSE
FROGTOWN 1702812366 | EPSS | EPSS | EPSS | [13 empty] | Aerial Inspection | Aerial Inspection | Ground Inspection | Ground Inspection | [7 empty] | Down Conductor Detection (DCD) | [11 empty] | EPSS,Ground Inspection,Down Conductor Detection (DCD), | EPSS Ground Inspection Down Conductor Detection (DCD) | EPSS Ground Inspection Down Conductor Detection (DCD) | EPSS,Aerial Inspection,Ground Inspection, | EPSS Aerial Inspection Ground Inspection | EPSS Aerial Inspection Ground Inspection | EPSS,Aerial Inspection, | EPSS Aerial Inspection | EPSS Aerial Inspection |  |  |  | , | FALSE
NOTRE DAME 11042408 | EPSS | EPSS | EPSS | [13 empty] | Aerial Inspection |  | Ground Inspection | Ground Inspection | Ground Inspection | [6 empty] | Down Conductor Detection (DCD) | [11 empty] | EPSS,Ground Inspection,Down Conductor Detection (DCD), | EPSS Ground Inspection Down Conductor Detection (DCD) | EPSS Ground Inspection Down Conductor Detection (DCD) | EPSS,Aerial Inspection,Ground Inspection, | EPSS Aerial Inspection Ground Inspection | EPSS Aerial Inspection Ground Inspection | EPSS,Ground Inspection, | EPSS Ground Inspection | EPSS Ground Inspection |  |  |  | , | FALSE
MIWUK 1702S2247 | EPSS | EPSS | EPSS | [12 empty] | Aerial Inspection |  | Aerial Inspection |  | Ground Inspection | Ground Inspection | Non-Pole Backlog | [14 empty] | Pole Backlog |  |  | EPSS,Aerial Inspection,Non-Pole Backlog,Pole Backlog, | EPSS Aerial Inspection Non-Pole Backlog Pole Backlog | EPSS Aerial Inspection Non-Pole Backlog Pole Backlog | EPSS,Ground Inspection, | EPSS Ground Inspection | EPSS Ground Inspection | EPSS,Aerial Inspection,Ground Inspection, | EPSS Aerial Inspection Ground Inspection | EPSS Aerial Inspection Ground Inspection |  |  |  | , | FALSE
CLOVERDALE 11024646 | EPSS | EPSS | EPSS | [13 empty] | Aerial Inspection | Aerial Inspection | Ground Inspection | Ground Inspection | [7 empty] | Down Conductor Detection (DCD) | [11 empty] | EPSS,Ground Inspection,Down Conductor Detection (DCD), | EPSS Ground Inspection Down Conductor Detection (DCD) | EPSS Ground Inspection Down Conductor Detection (DCD) | EPSS,Aerial Inspection,Ground Inspection, | EPSS Aerial Inspection Ground Inspection | EPSS Aerial Inspection Ground Inspection | EPSS,Aerial Inspection, | EPSS Aerial Inspection | EPSS Aerial Inspection |  |  |  | , | FALSE
LOS GATOS 110760118 | EPSS | EPSS | EPSS | [7 empty] | Expulsion Fuse Replacement | Expulsion Fuse Replacement | [5 empty] | Aerial Inspection |  | Ground Inspection | Ground Inspection | Non-Pole Backlog | Non-Pole Backlog | Non-Pole Backlog |  |  |  |  | Down Conductor Detection (DCD) | [8 empty] | Pole Backlog | Pole Backlog | EPSS,Non-Pole Backlog, | EPSS Non-Pole Backlog | EPSS Non-Pole Backlog | EPSS,Expulsion Fuse Replacement,Ground Inspection,Non-Pole Backlog,Down Conductor Detection (DCD),Pole Backlog, | EPSS Expulsion Fuse Replacement Ground Inspection Non-Pole Backlog Down Conductor Detection (DCD) Pole Backlog | EPSS Expulsion Fuse Replacement Ground Inspection Non-Pole Backlog Down Conductor Detection (DCD) Pole Backlog | EPSS,Expulsion Fuse Replacement,Aerial Inspection,Ground Inspection,Non-Pole Backlog,Pole Backlog, | EPSS Expulsion Fuse Replacement Aerial Inspection Ground Inspection Non-Pole Backlog Pole Backlog | EPSS Expulsion Fuse Replacement Aerial Inspection Ground Inspection Non-Pole Backlog Pole Backlog |  |  |  | , | FALSE
BEAR VALLEY 210110000 | EPSS | EPSS | EPSS | [6 empty] | Expulsion Fuse Replacement | Expulsion Fuse Replacement |  | Surge Arrestor Replacement |  |  | Aerial Inspection | Aerial Inspection | Aerial Inspection | Ground Inspection | Ground Inspection | Ground Inspection | Non-Pole Backlog | Non-Pole Backlog | Non-Pole Backlog |  |  |  | Down Conductor Detection (DCD) | [11 empty] | EPSS,Expulsion Fuse Replacement,Surge Arrestor Replacement,Aerial Inspection,Ground Inspection,Non-Pole Backlog,Down Conductor Detection (DCD), | EPSS Expulsion Fuse Replacement Surge Arrestor Replacement Aerial Inspection Ground Inspection Non-Pole Backlog Down Conductor Detection (DCD) | EPSS Expulsion Fuse Replacement Surge Arrestor Replacement Aerial Inspection Ground Inspection Non-Pole Backlog Down Conductor Detection (DCD) | EPSS,Expulsion Fuse Replacement,Aerial Inspection,Ground Inspection,Non-Pole Backlog, | EPSS Expulsion Fuse Replacement Aerial Inspection Ground Inspection Non-Pole Backlog | EPSS Expulsion Fuse Replacement Aerial Inspection Ground Inspection Non-Pole Backlog | EPSS,Aerial Inspection,Ground Inspection,Non-Pole Backlog, | EPSS Aerial Inspection Ground Inspection Non-Pole Backlog | EPSS Aerial Inspection Ground Inspection Non-Pole Backlog |  |  |  | , | FALSE
LOW GAP 110137498 | EPSS | EPSS | EPSS | [6 empty] | Expulsion Fuse Replacement | [6 empty] | Aerial Inspection |  | Ground Inspection |  |  | Non-Pole Backlog | [17 empty] | EPSS,Expulsion Fuse Replacement,Ground Inspection,Non-Pole Backlog, | EPSS Expulsion Fuse Replacement Ground Inspection Non-Pole Backlog | EPSS Expulsion Fuse Replacement Ground Inspection Non-Pole Backlog | EPSS,Aerial Inspection, | EPSS Aerial Inspection | EPSS Aerial Inspection | EPSS, | EPSS | EPSS |  |  |  | , | FALSE
CAMP EVERS 210610718 | EPSS | EPSS | EPSS | [36 empty] | EPSS, | EPSS | EPSS | EPSS, | EPSS | EPSS | EPSS, | EPSS | EPSS |  |  |  | , | FALSE
CLARK ROAD 1102514690 | EPSS | EPSS | EPSS | Undergrounding | [12 empty] | Aerial Inspection | Aerial Inspection | Ground Inspection | Ground Inspection |  | Non-Pole Backlog | [5 empty] | Down Conductor Detection (DCD) | [11 empty] | EPSS,Undergrounding,Ground Inspection,Non-Pole Backlog,Down Conductor Detection (DCD), | EPSS Undergrounding Ground Inspection Non-Pole Backlog Down Conductor Detection (DCD) | EPSS Undergrounding Ground Inspection Non-Pole Backlog Down Conductor Detection (DCD) | EPSS,Aerial Inspection,Ground Inspection, | EPSS Aerial Inspection Ground Inspection | EPSS Aerial Inspection Ground Inspection | EPSS,Aerial Inspection, | EPSS Aerial Inspection | EPSS Aerial Inspection |  |  |  | , | FALSE
JOLON 11027068 | EPSS | EPSS | EPSS | [12 empty] | Aerial Inspection |  | Aerial Inspection |  | Ground Inspection | Ground Inspection | Non-Pole Backlog |  | Non-Pole Backlog |  |  |  |  | Down Conductor Detection (DCD) | [9 empty] | Pole Backlog | EPSS,Aerial Inspection,Non-Pole Backlog, | EPSS Aerial Inspection Non-Pole Backlog | EPSS Aerial Inspection Non-Pole Backlog | EPSS,Ground Inspection,Down Conductor Detection (DCD), | EPSS Ground Inspection Down Conductor Detection (DCD) | EPSS Ground Inspection Down Conductor Detection (DCD) | EPSS,Aerial Inspection,Ground Inspection,Non-Pole Backlog,Pole Backlog, | EPSS Aerial Inspection Ground Inspection Non-Pole Backlog Pole Backlog | EPSS Aerial Inspection Ground Inspection Non-Pole Backlog Pole Backlog |  |  |  | , | FALSE
MIDDLETOWN 1101829164 | EPSS | EPSS | EPSS | [12 empty] | Aerial Inspection | Aerial Inspection | Aerial Inspection | Ground Inspection | Ground Inspection | Ground Inspection | Non-Pole Backlog | [17 empty] | EPSS,Aerial Inspection,Ground Inspection,Non-Pole Backlog, | EPSS Aerial Inspection Ground Inspection Non-Pole Backlog | EPSS Aerial Inspection Ground Inspection Non-Pole Backlog | EPSS,Aerial Inspection,Ground Inspection, | EPSS Aerial Inspection Ground Inspection | EPSS Aerial Inspection Ground Inspection | EPSS,Aerial Inspection,Ground Inspection, | EPSS Aerial Inspection Ground Inspection | EPSS Aerial Inspection Ground Inspection |  |  |  | , | FALSE
BIG BASIN 11022253 | EPSS | EPSS | EPSS | Undergrounding | [13 empty] | Aerial Inspection |  | Ground Inspection | Ground Inspection |  | Non-Pole Backlog | [14 empty] | Pole Backlog |  | EPSS,Undergrounding, | EPSS Undergrounding | EPSS Undergrounding | EPSS,Ground Inspection,Non-Pole Backlog,Pole Backlog, | EPSS Ground Inspection Non-Pole Backlog Pole Backlog | EPSS Ground Inspection Non-Pole Backlog Pole Backlog | EPSS,Aerial Inspection,Ground Inspection, | EPSS Aerial Inspection Ground Inspection | EPSS Aerial Inspection Ground Inspection | Undergrounding |  | Overhead Hardening | Undergrounding,Overhead Hardening, | Undergrounding Overhead Hardening | Undergrounding Overhead Hardening
POINT MORETTI 110136516 | EPSS | EPSS | EPSS | [27 empty] | Line Sensors | [8 empty] | EPSS,Line Sensors, | EPSS Line Sensors | EPSS Line Sensors | EPSS, | EPSS | EPSS | EPSS, | EPSS | EPSS |  |  | Overhead Hardening | ,Overhead Hardening, | Overhead Hardening | Overhead Hardening
WILLOW CREEK 11032936 | EPSS | EPSS | EPSS | Undergrounding |  | Undergrounding | Overhead Hardening |  |  |  | Expulsion Fuse Replacement | [5 empty] | Aerial Inspection | Aerial Inspection | Ground Inspection |  |  | Non-Pole Backlog | Non-Pole Backlog |  |  |  |  | Down Conductor Detection (DCD) | [8 empty] | Pole Backlog | Pole Backlog |  | EPSS,Undergrounding,Overhead Hardening,Ground Inspection,Non-Pole Backlog,Down Conductor Detection (DCD),Pole Backlog, | EPSS Undergrounding Overhead Hardening Ground Inspection Non-Pole Backlog Down Conductor Detection (DCD) Pole Backlog | EPSS Undergrounding Overhead Hardening Ground Inspection Non-Pole Backlog Down Conductor Detection (DCD) Pole Backlog | EPSS,Expulsion Fuse Replacement,Aerial Inspection,Non-Pole Backlog,Pole Backlog, | EPSS Expulsion Fuse Replacement Aerial Inspection Non-Pole Backlog Pole Backlog | EPSS Expulsion Fuse Replacement Aerial Inspection Non-Pole Backlog Pole Backlog | EPSS,Undergrounding,Aerial Inspection, | EPSS Undergrounding Aerial Inspection | EPSS Undergrounding Aerial Inspection |  |  |  | , | FALSE
SAND CREEK 11037110 | EPSS | EPSS | EPSS | [6 empty] | Expulsion Fuse Replacement | Expulsion Fuse Replacement |  | Surge Arrestor Replacement |  |  |  | Aerial Inspection | Aerial Inspection | Ground Inspection | Ground Inspection |  | Non-Pole Backlog | Non-Pole Backlog |  |  |  |  | Down Conductor Detection (DCD) | [9 empty] | Pole Backlog |  | EPSS,Expulsion Fuse Replacement,Surge Arrestor Replacement,Ground Inspection,Non-Pole Backlog,Down Conductor Detection (DCD), | EPSS Expulsion Fuse Replacement Surge Arrestor Replacement Ground Inspection Non-Pole Backlog Down Conductor Detection (DCD) | EPSS Expulsion Fuse Replacement Surge Arrestor Replacement Ground Inspection Non-Pole Backlog Down Conductor Detection (DCD) | EPSS,Expulsion Fuse Replacement,Aerial Inspection,Ground Inspection,Non-Pole Backlog,Pole Backlog, | EPSS Expulsion Fuse Replacement Aerial Inspection Ground Inspection Non-Pole Backlog Pole Backlog | EPSS Expulsion Fuse Replacement Aerial Inspection Ground Inspection Non-Pole Backlog Pole Backlog | EPSS,Aerial Inspection, | EPSS Aerial Inspection | EPSS Aerial Inspection |  |  |  | , | FALSE
PASO ROBLES 1103N54 | EPSS | EPSS | EPSS |  |  |  | Overhead Hardening | Overhead Hardening |  | Expulsion Fuse Replacement | [6 empty] | Aerial Inspection | Aerial Inspection | Ground Inspection | Ground Inspection |  | Non-Pole Backlog | Non-Pole Backlog |  |  |  |  | Down Conductor Detection (DCD) | [11 empty] | EPSS,Overhead Hardening,Expulsion Fuse Replacement,Ground Inspection,Non-Pole Backlog,Down Conductor Detection (DCD), | EPSS Overhead Hardening Expulsion Fuse Replacement Ground Inspection Non-Pole Backlog Down Conductor Detection (DCD) | EPSS Overhead Hardening Expulsion Fuse Replacement Ground Inspection Non-Pole Backlog Down Conductor Detection (DCD) | EPSS,Overhead Hardening,Aerial Inspection,Ground Inspection,Non-Pole Backlog, | EPSS Overhead Hardening Aerial Inspection Ground Inspection Non-Pole Backlog | EPSS Overhead Hardening Aerial Inspection Ground Inspection Non-Pole Backlog | EPSS,Aerial Inspection, | EPSS Aerial Inspection | EPSS Aerial Inspection | Undergrounding |  | Overhead Hardening | Undergrounding,Overhead Hardening, | Undergrounding Overhead Hardening | Undergrounding Overhead Hardening
SARATOGA 1106LC24 | EPSS | EPSS | EPSS | [13 empty] | Aerial Inspection |  | Ground Inspection | [20 empty] | EPSS,Ground Inspection, | EPSS Ground Inspection | EPSS Ground Inspection | EPSS,Aerial Inspection, | EPSS Aerial Inspection | EPSS Aerial Inspection | EPSS, | EPSS | EPSS |  |  |  | , | FALSE
CALISTOGA 110178734 | EPSS | EPSS | EPSS | [6 empty] | Expulsion Fuse Replacement | [10 empty] | Ground Inspection | Non-Pole Backlog | [17 empty] | EPSS,Expulsion Fuse Replacement,Non-Pole Backlog, | EPSS Expulsion Fuse Replacement Non-Pole Backlog | EPSS Expulsion Fuse Replacement Non-Pole Backlog | EPSS, | EPSS | EPSS | EPSS,Ground Inspection, | EPSS Ground Inspection | EPSS Ground Inspection |  |  |  | , | FALSE
WILDWOOD 1101CB | EPSS | EPSS | EPSS | [14 empty] | Aerial Inspection |  | Ground Inspection | [19 empty] | EPSS, | EPSS | EPSS | EPSS,Ground Inspection, | EPSS Ground Inspection | EPSS Ground Inspection | EPSS,Aerial Inspection, | EPSS Aerial Inspection | EPSS Aerial Inspection |  |  |  | , | FALSE
UPPER LAKE 1101472084 | EPSS | EPSS | EPSS | [6 empty] | Expulsion Fuse Replacement | [6 empty] | Aerial Inspection | Aerial Inspection | Ground Inspection | Ground Inspection | Ground Inspection | [18 empty] | EPSS,Expulsion Fuse Replacement,Ground Inspection, | EPSS Expulsion Fuse Replacement Ground Inspection | EPSS Expulsion Fuse Replacement Ground Inspection | EPSS,Aerial Inspection,Ground Inspection, | EPSS Aerial Inspection Ground Inspection | EPSS Aerial Inspection Ground Inspection | EPSS,Aerial Inspection,Ground Inspection, | EPSS Aerial Inspection Ground Inspection | EPSS Aerial Inspection Ground Inspection |  |  |  | , | FALSE
CUYAMA 1103622728 | EPSS | EPSS | EPSS | [9 empty] | Surge Arrestor Replacement |  |  | Aerial Inspection | Aerial Inspection | Aerial Inspection | Ground Inspection | Ground Inspection | Ground Inspection | Non-Pole Backlog | [5 empty] | Down Conductor Detection (DCD) | [11 empty] | EPSS,Surge Arrestor Replacement,Aerial Inspection,Ground Inspection,Non-Pole Backlog,Down Conductor Detection (DCD), | EPSS Surge Arrestor Replacement Aerial Inspection Ground Inspection Non-Pole Backlog Down Conductor Detection (DCD) | EPSS Surge Arrestor Replacement Aerial Inspection Ground Inspection Non-Pole Backlog Down Conductor Detection (DCD) | EPSS,Aerial Inspection,Ground Inspection, | EPSS Aerial Inspection Ground Inspection | EPSS Aerial Inspection Ground Inspection | EPSS,Aerial Inspection,Ground Inspection, | EPSS Aerial Inspection Ground Inspection | EPSS Aerial Inspection Ground Inspection |  |  |  | , | FALSE
CURTIS 1703CB | EPSS | EPSS | EPSS | [7 empty] | Expulsion Fuse Replacement | Expulsion Fuse Replacement | Surge Arrestor Replacement |  |  |  | Aerial Inspection | Aerial Inspection | Ground Inspection | Ground Inspection | Ground Inspection | Non-Pole Backlog | [14 empty] | Pole Backlog |  |  | EPSS,Surge Arrestor Replacement,Ground Inspection,Non-Pole Backlog,Pole Backlog, | EPSS Surge Arrestor Replacement Ground Inspection Non-Pole Backlog Pole Backlog | EPSS Surge Arrestor Replacement Ground Inspection Non-Pole Backlog Pole Backlog | EPSS,Expulsion Fuse Replacement,Aerial Inspection,Ground Inspection, | EPSS Expulsion Fuse Replacement Aerial Inspection Ground Inspection | EPSS Expulsion Fuse Replacement Aerial Inspection Ground Inspection | EPSS,Expulsion Fuse Replacement,Aerial Inspection,Ground Inspection, | EPSS Expulsion Fuse Replacement Aerial Inspection Ground Inspection | EPSS Expulsion Fuse Replacement Aerial Inspection Ground Inspection |  |  |  | , | FALSE
LOS GATOS 1101LB40 | EPSS | EPSS | EPSS | [7 empty] | Expulsion Fuse Replacement | Expulsion Fuse Replacement |  |  |  |  | Aerial Inspection | Aerial Inspection | Ground Inspection | Ground Inspection | Ground Inspection | Non-Pole Backlog | Non-Pole Backlog | Non-Pole Backlog |  |  |  |  | Down Conductor Detection (DCD) | [8 empty] | Pole Backlog |  | EPSS,Ground Inspection,Non-Pole Backlog, | EPSS Ground Inspection Non-Pole Backlog | EPSS Ground Inspection Non-Pole Backlog | EPSS,Expulsion Fuse Replacement,Aerial Inspection,Ground Inspection,Non-Pole Backlog,Down Conductor Detection (DCD),Pole Backlog, | EPSS Expulsion Fuse Replacement Aerial Inspection Ground Inspection Non-Pole Backlog Down Conductor Detection (DCD) Pole Backlog | EPSS Expulsion Fuse Replacement Aerial Inspection Ground Inspection Non-Pole Backlog Down Conductor Detection (DCD) Pole Backlog | EPSS,Expulsion Fuse Replacement,Aerial Inspection,Ground Inspection,Non-Pole Backlog, | EPSS Expulsion Fuse Replacement Aerial Inspection Ground Inspection Non-Pole Backlog | EPSS Expulsion Fuse Replacement Aerial Inspection Ground Inspection Non-Pole Backlog |  |  |  | , | FALSE
MONTE RIO 1113532 | EPSS | EPSS | EPSS | [17 empty] | Ground Inspection | Non-Pole Backlog | [6 empty] | Down Conductor Detection (DCD) | [10 empty] | EPSS,Non-Pole Backlog, | EPSS Non-Pole Backlog | EPSS Non-Pole Backlog | EPSS,Down Conductor Detection (DCD), | EPSS Down Conductor Detection (DCD) | EPSS Down Conductor Detection (DCD) | EPSS,Ground Inspection, | EPSS Ground Inspection | EPSS Ground Inspection |  |  |  | , | FALSE
PENRYN 1103604 | EPSS | EPSS | EPSS | [6 empty] | Expulsion Fuse Replacement | [6 empty] | Aerial Inspection | Aerial Inspection | Ground Inspection | Ground Inspection | Ground Inspection | Non-Pole Backlog | Non-Pole Backlog | Non-Pole Backlog |  |  |  |  | Down Conductor Detection (DCD) | [7 empty] | Pole Backlog | Pole Backlog |  | EPSS,Expulsion Fuse Replacement,Ground Inspection,Non-Pole Backlog,Pole Backlog, | EPSS Expulsion Fuse Replacement Ground Inspection Non-Pole Backlog Pole Backlog | EPSS Expulsion Fuse Replacement Ground Inspection Non-Pole Backlog Pole Backlog | EPSS,Aerial Inspection,Ground Inspection,Non-Pole Backlog,Down Conductor Detection (DCD),Pole Backlog, | EPSS Aerial Inspection Ground Inspection Non-Pole Backlog Down Conductor Detection (DCD) Pole Backlog | EPSS Aerial Inspection Ground Inspection Non-Pole Backlog Down Conductor Detection (DCD) Pole Backlog | EPSS,Aerial Inspection,Ground Inspection,Non-Pole Backlog, | EPSS Aerial Inspection Ground Inspection Non-Pole Backlog | EPSS Aerial Inspection Ground Inspection Non-Pole Backlog |  |  |  | , | FALSE
MOUNTAIN QUARRIES 21016953 | EPSS | EPSS | EPSS | [13 empty] | Aerial Inspection | Aerial Inspection | Ground Inspection |  |  |  | Non-Pole Backlog | Non-Pole Backlog |  |  |  | Down Conductor Detection (DCD) | [11 empty] | EPSS,Ground Inspection,Down Conductor Detection (DCD), | EPSS Ground Inspection Down Conductor Detection (DCD) | EPSS Ground Inspection Down Conductor Detection (DCD) | EPSS,Aerial Inspection,Non-Pole Backlog, | EPSS Aerial Inspection Non-Pole Backlog | EPSS Aerial Inspection Non-Pole Backlog | EPSS,Aerial Inspection,Non-Pole Backlog, | EPSS Aerial Inspection Non-Pole Backlog | EPSS Aerial Inspection Non-Pole Backlog | Undergrounding |  | Overhead Hardening | Undergrounding,Overhead Hardening, | Undergrounding Overhead Hardening | Undergrounding Overhead Hardening
MORAGA 1102CB | EPSS | EPSS | EPSS | [7 empty] | Expulsion Fuse Replacement | [5 empty] | Aerial Inspection | Aerial Inspection | Ground Inspection | Ground Inspection | Ground Inspection | Non-Pole Backlog | Non-Pole Backlog | Non-Pole Backlog | [6 empty] | Line Sensors | [5 empty] | Pole Backlog |  | Pole Backlog | EPSS,Ground Inspection,Non-Pole Backlog,Line Sensors,Pole Backlog, | EPSS Ground Inspection Non-Pole Backlog Line Sensors Pole Backlog | EPSS Ground Inspection Non-Pole Backlog Line Sensors Pole Backlog | EPSS,Expulsion Fuse Replacement,Aerial Inspection,Ground Inspection,Non-Pole Backlog, | EPSS Expulsion Fuse Replacement Aerial Inspection Ground Inspection Non-Pole Backlog | EPSS Expulsion Fuse Replacement Aerial Inspection Ground Inspection Non-Pole Backlog | EPSS,Aerial Inspection,Ground Inspection,Non-Pole Backlog,Pole Backlog, | EPSS Aerial Inspection Ground Inspection Non-Pole Backlog Pole Backlog | EPSS Aerial Inspection Ground Inspection Non-Pole Backlog Pole Backlog |  |  |  | , | FALSE
COVELO 1101430286 | EPSS | EPSS | EPSS | [13 empty] | Aerial Inspection | Aerial Inspection | Ground Inspection | Ground Inspection | Ground Inspection |  |  | Non-Pole Backlog |  |  |  | Down Conductor Detection (DCD) | [10 empty] | Pole Backlog | EPSS,Ground Inspection,Down Conductor Detection (DCD), | EPSS Ground Inspection Down Conductor Detection (DCD) | EPSS Ground Inspection Down Conductor Detection (DCD) | EPSS,Aerial Inspection,Ground Inspection, | EPSS Aerial Inspection Ground Inspection | EPSS Aerial Inspection Ground Inspection | EPSS,Aerial Inspection,Ground Inspection,Non-Pole Backlog,Pole Backlog, | EPSS Aerial Inspection Ground Inspection Non-Pole Backlog Pole Backlog | EPSS Aerial Inspection Ground Inspection Non-Pole Backlog Pole Backlog |  |  |  | , | FALSE
ALLEGHANY 1101808 | EPSS | EPSS | EPSS | [7 empty] | Expulsion Fuse Replacement | [5 empty] | Aerial Inspection | Aerial Inspection |  | Ground Inspection | Ground Inspection |  |  | Non-Pole Backlog |  |  |  | Down Conductor Detection (DCD) | [10 empty] | Pole Backlog | EPSS,Down Conductor Detection (DCD), | EPSS Down Conductor Detection (DCD) | EPSS Down Conductor Detection (DCD) | EPSS,Expulsion Fuse Replacement,Aerial Inspection,Ground Inspection, | EPSS Expulsion Fuse Replacement Aerial Inspection Ground Inspection | EPSS Expulsion Fuse Replacement Aerial Inspection Ground Inspection | EPSS,Aerial Inspection,Ground Inspection,Non-Pole Backlog,Pole Backlog, | EPSS Aerial Inspection Ground Inspection Non-Pole Backlog Pole Backlog | EPSS Aerial Inspection Ground Inspection Non-Pole Backlog Pole Backlog |  |  |  | , | FALSE
NARROWS 2105CB | EPSS | EPSS | EPSS | [6 empty] | Expulsion Fuse Replacement | [6 empty] | Aerial Inspection | Aerial Inspection | Ground Inspection | Ground Inspection |  | Non-Pole Backlog | Non-Pole Backlog | Non-Pole Backlog | [14 empty] | Pole Backlog | EPSS,Expulsion Fuse Replacement,Ground Inspection,Non-Pole Backlog, | EPSS Expulsion Fuse Replacement Ground Inspection Non-Pole Backlog | EPSS Expulsion Fuse Replacement Ground Inspection Non-Pole Backlog | EPSS,Aerial Inspection,Ground Inspection,Non-Pole Backlog, | EPSS Aerial Inspection Ground Inspection Non-Pole Backlog | EPSS Aerial Inspection Ground Inspection Non-Pole Backlog | EPSS,Aerial Inspection,Non-Pole Backlog,Pole Backlog, | EPSS Aerial Inspection Non-Pole Backlog Pole Backlog | EPSS Aerial Inspection Non-Pole Backlog Pole Backlog |  |  |  | , | FALSE
BIG BASIN 110165444 | EPSS | EPSS | EPSS | [17 empty] | Ground Inspection | Non-Pole Backlog | [6 empty] | Down Conductor Detection (DCD) | [10 empty] | EPSS,Non-Pole Backlog, | EPSS Non-Pole Backlog | EPSS Non-Pole Backlog | EPSS,Down Conductor Detection (DCD), | EPSS Down Conductor Detection (DCD) | EPSS Down Conductor Detection (DCD) | EPSS,Ground Inspection, | EPSS Ground Inspection | EPSS Ground Inspection |  |  |  | , | FALSE
HOPLAND 1101154790 | EPSS | EPSS | EPSS | [13 empty] | Aerial Inspection | Aerial Inspection | Ground Inspection | Ground Inspection | Ground Inspection | [18 empty] | EPSS,Ground Inspection, | EPSS Ground Inspection | EPSS Ground Inspection | EPSS,Aerial Inspection,Ground Inspection, | EPSS Aerial Inspection Ground Inspection | EPSS Aerial Inspection Ground Inspection | EPSS,Aerial Inspection,Ground Inspection, | EPSS Aerial Inspection Ground Inspection | EPSS Aerial Inspection Ground Inspection |  |  |  | , | FALSE
OREGON TRAIL 11031500 | EPSS | EPSS | EPSS | [6 empty] | Expulsion Fuse Replacement | [5 empty] | Aerial Inspection | Aerial Inspection | Aerial Inspection |  | Ground Inspection | Ground Inspection | Non-Pole Backlog | Non-Pole Backlog | Non-Pole Backlog |  |  |  | Down Conductor Detection (DCD) | [5 empty] | Line Removal |  |  |  |  | Pole Backlog | EPSS,Expulsion Fuse Replacement,Aerial Inspection,Non-Pole Backlog,Down Conductor Detection (DCD),Line Removal, | EPSS Expulsion Fuse Replacement Aerial Inspection Non-Pole Backlog Down Conductor Detection (DCD) Line Removal | EPSS Expulsion Fuse Replacement Aerial Inspection Non-Pole Backlog Down Conductor Detection (DCD) Line Removal | EPSS,Aerial Inspection,Ground Inspection,Non-Pole Backlog, | EPSS Aerial Inspection Ground Inspection Non-Pole Backlog | EPSS Aerial Inspection Ground Inspection Non-Pole Backlog | EPSS,Aerial Inspection,Ground Inspection,Non-Pole Backlog,Pole Backlog, | EPSS Aerial Inspection Ground Inspection Non-Pole Backlog Pole Backlog | EPSS Aerial Inspection Ground Inspection Non-Pole Backlog Pole Backlog |  | Line Removal |  | ,Line Removal, | Line Removal | Line Removal
MIWUK 17028130 | EPSS | EPSS | EPSS | [7 empty] | Expulsion Fuse Replacement | [5 empty] | Aerial Inspection | Aerial Inspection |  | Ground Inspection | Ground Inspection | Non-Pole Backlog | [17 empty] | EPSS,Non-Pole Backlog, | EPSS Non-Pole Backlog | EPSS Non-Pole Backlog | EPSS,Expulsion Fuse Replacement,Aerial Inspection,Ground Inspection, | EPSS Expulsion Fuse Replacement Aerial Inspection Ground Inspection | EPSS Expulsion Fuse Replacement Aerial Inspection Ground Inspection | EPSS,Aerial Inspection,Ground Inspection, | EPSS Aerial Inspection Ground Inspection | EPSS Aerial Inspection Ground Inspection |  |  |  | , | FALSE
CLAYTON 2215W531R | EPSS | EPSS | EPSS | [14 empty] | Aerial Inspection |  | Ground Inspection | Ground Inspection | [9 empty] | Line Sensors | [8 empty] | EPSS,Line Sensors, | EPSS Line Sensors | EPSS Line Sensors | EPSS,Ground Inspection, | EPSS Ground Inspection | EPSS Ground Inspection | EPSS,Aerial Inspection,Ground Inspection, | EPSS Aerial Inspection Ground Inspection | EPSS Aerial Inspection Ground Inspection |  |  |  | , | FALSE
COARSEGOLD 2102CB | EPSS | EPSS | EPSS | [6 empty] | Expulsion Fuse Replacement | [6 empty] | Aerial Inspection | Aerial Inspection | Ground Inspection | Ground Inspection | Ground Inspection | Non-Pole Backlog | Non-Pole Backlog | [16 empty] | EPSS,Expulsion Fuse Replacement,Ground Inspection,Non-Pole Backlog, | EPSS Expulsion Fuse Replacement Ground Inspection Non-Pole Backlog | EPSS Expulsion Fuse Replacement Ground Inspection Non-Pole Backlog | EPSS,Aerial Inspection,Ground Inspection,Non-Pole Backlog, | EPSS Aerial Inspection Ground Inspection Non-Pole Backlog | EPSS Aerial Inspection Ground Inspection Non-Pole Backlog | EPSS,Aerial Inspection,Ground Inspection, | EPSS Aerial Inspection Ground Inspection | EPSS Aerial Inspection Ground Inspection |  |  |  | , | FALSE
SUMMIT 1101CB | EPSS | EPSS | EPSS | [13 empty] | Aerial Inspection |  | Ground Inspection | [20 empty] | EPSS,Ground Inspection, | EPSS Ground Inspection | EPSS Ground Inspection | EPSS,Aerial Inspection, | EPSS Aerial Inspection | EPSS Aerial Inspection | EPSS, | EPSS | EPSS |  |  |  | , | FALSE
GEYSERVILLE 1102484 | EPSS | EPSS | EPSS | [17 empty] | Ground Inspection | [6 empty] | Down Conductor Detection (DCD) | [11 empty] | EPSS,Down Conductor Detection (DCD), | EPSS Down Conductor Detection (DCD) | EPSS Down Conductor Detection (DCD) | EPSS, | EPSS | EPSS | EPSS,Ground Inspection, | EPSS Ground Inspection | EPSS Ground Inspection |  |  |  | , | FALSE
WILLITS 1103409216 | EPSS | EPSS | EPSS | [6 empty] | Expulsion Fuse Replacement | Expulsion Fuse Replacement | [6 empty] | Aerial Inspection |  | Ground Inspection | Ground Inspection | Non-Pole Backlog | [5 empty] | Down Conductor Detection (DCD) | [8 empty] | Pole Backlog |  |  | EPSS,Expulsion Fuse Replacement,Non-Pole Backlog,Down Conductor Detection (DCD),Pole Backlog, | EPSS Expulsion Fuse Replacement Non-Pole Backlog Down Conductor Detection (DCD) Pole Backlog | EPSS Expulsion Fuse Replacement Non-Pole Backlog Down Conductor Detection (DCD) Pole Backlog | EPSS,Expulsion Fuse Replacement,Ground Inspection, | EPSS Expulsion Fuse Replacement Ground Inspection | EPSS Expulsion Fuse Replacement Ground Inspection | EPSS,Aerial Inspection,Ground Inspection, | EPSS Aerial Inspection Ground Inspection | EPSS Aerial Inspection Ground Inspection |  |  |  | , | FALSE
LOS GATOS 110760092 | EPSS | EPSS | EPSS | [7 empty] | Expulsion Fuse Replacement | Expulsion Fuse Replacement |  |  |  |  | Aerial Inspection | Aerial Inspection | Ground Inspection | Ground Inspection | Ground Inspection | Non-Pole Backlog | Non-Pole Backlog | Non-Pole Backlog |  |  |  |  | Down Conductor Detection (DCD) | [8 empty] | Pole Backlog | Pole Backlog | EPSS,Ground Inspection,Non-Pole Backlog, | EPSS Ground Inspection Non-Pole Backlog | EPSS Ground Inspection Non-Pole Backlog | EPSS,Expulsion Fuse Replacement,Aerial Inspection,Ground Inspection,Non-Pole Backlog,Down Conductor Detection (DCD),Pole Backlog, | EPSS Expulsion Fuse Replacement Aerial Inspection Ground Inspection Non-Pole Backlog Down Conductor Detection (DCD) Pole Backlog | EPSS Expulsion Fuse Replacement Aerial Inspection Ground Inspection Non-Pole Backlog Down Conductor Detection (DCD) Pole Backlog | EPSS,Expulsion Fuse Replacement,Aerial Inspection,Ground Inspection,Non-Pole Backlog,Pole Backlog, | EPSS Expulsion Fuse Replacement Aerial Inspection Ground Inspection Non-Pole Backlog Pole Backlog | EPSS Expulsion Fuse Replacement Aerial Inspection Ground Inspection Non-Pole Backlog Pole Backlog |  |  |  | , | FALSE
BEN LOMOND 040116010 | EPSS | EPSS | EPSS | [8 empty] | Expulsion Fuse Replacement | [5 empty] | Aerial Inspection |  | Ground Inspection |  | Non-Pole Backlog | Non-Pole Backlog | Non-Pole Backlog | [14 empty] | Pole Backlog | EPSS,Non-Pole Backlog, | EPSS Non-Pole Backlog | EPSS Non-Pole Backlog | EPSS,Ground Inspection,Non-Pole Backlog, | EPSS Ground Inspection Non-Pole Backlog | EPSS Ground Inspection Non-Pole Backlog | EPSS,Expulsion Fuse Replacement,Aerial Inspection,Non-Pole Backlog,Pole Backlog, | EPSS Expulsion Fuse Replacement Aerial Inspection Non-Pole Backlog Pole Backlog | EPSS Expulsion Fuse Replacement Aerial Inspection Non-Pole Backlog Pole Backlog |  |  |  | , | FALSE
CAMP EVERS 21055146 | EPSS | EPSS | EPSS | [8 empty] | Expulsion Fuse Replacement | [5 empty] | Aerial Inspection |  | Ground Inspection | Ground Inspection | Non-Pole Backlog | Non-Pole Backlog | Non-Pole Backlog | [14 empty] | Pole Backlog | EPSS,Non-Pole Backlog, | EPSS Non-Pole Backlog | EPSS Non-Pole Backlog | EPSS,Ground Inspection,Non-Pole Backlog, | EPSS Ground Inspection Non-Pole Backlog | EPSS Ground Inspection Non-Pole Backlog | EPSS,Expulsion Fuse Replacement,Aerial Inspection,Ground Inspection,Non-Pole Backlog,Pole Backlog, | EPSS Expulsion Fuse Replacement Aerial Inspection Ground Inspection Non-Pole Backlog Pole Backlog | EPSS Expulsion Fuse Replacement Aerial Inspection Ground Inspection Non-Pole Backlog Pole Backlog |  |  |  | , | FALSE
MONTE RIO 111264682 | EPSS | EPSS | EPSS | [8 empty] | Expulsion Fuse Replacement | [5 empty] | Aerial Inspection |  | Ground Inspection | Ground Inspection | Non-Pole Backlog | Non-Pole Backlog |  |  |  |  | Down Conductor Detection (DCD) | [11 empty] | EPSS,Non-Pole Backlog,Down Conductor Detection (DCD), | EPSS Non-Pole Backlog Down Conductor Detection (DCD) | EPSS Non-Pole Backlog Down Conductor Detection (DCD) | EPSS,Ground Inspection,Non-Pole Backlog, | EPSS Ground Inspection Non-Pole Backlog | EPSS Ground Inspection Non-Pole Backlog | EPSS,Expulsion Fuse Replacement,Aerial Inspection,Ground Inspection, | EPSS Expulsion Fuse Replacement Aerial Inspection Ground Inspection | EPSS Expulsion Fuse Replacement Aerial Inspection Ground Inspection |  |  |  | , | FALSE
PARADISE 1105828400 | EPSS | EPSS | EPSS | [17 empty] | Ground Inspection | [6 empty] | Down Conductor Detection (DCD) | [11 empty] | EPSS,Down Conductor Detection (DCD), | EPSS Down Conductor Detection (DCD) | EPSS Down Conductor Detection (DCD) | EPSS, | EPSS | EPSS | EPSS,Ground Inspection, | EPSS Ground Inspection | EPSS Ground Inspection |  |  |  | , | FALSE
BIG MEADOWS 21012510 | EPSS | EPSS | EPSS |  |  | Undergrounding |  |  |  |  | Expulsion Fuse Replacement | Expulsion Fuse Replacement |  | Surge Arrestor Replacement |  |  | Aerial Inspection |  | Ground Inspection |  | Ground Inspection | [9 empty] | Line Sensors | [8 empty] | EPSS,Ground Inspection,Line Sensors, | EPSS Ground Inspection Line Sensors | EPSS Ground Inspection Line Sensors | EPSS,Expulsion Fuse Replacement,Surge Arrestor Replacement,Aerial Inspection, | EPSS Expulsion Fuse Replacement Surge Arrestor Replacement Aerial Inspection | EPSS Expulsion Fuse Replacement Surge Arrestor Replacement Aerial Inspection | EPSS,Undergrounding,Expulsion Fuse Replacement,Ground Inspection, | EPSS Undergrounding Expulsion Fuse Replacement Ground Inspection | EPSS Undergrounding Expulsion Fuse Replacement Ground Inspection |  |  |  | , | FALSE
EAST QUINCY 1101186938 | EPSS | EPSS | EPSS | [14 empty] | Aerial Inspection |  | Ground Inspection | Ground Inspection | Non-Pole Backlog | [17 empty] | EPSS,Non-Pole Backlog, | EPSS Non-Pole Backlog | EPSS Non-Pole Backlog | EPSS,Ground Inspection, | EPSS Ground Inspection | EPSS Ground Inspection | EPSS,Aerial Inspection,Ground Inspection, | EPSS Aerial Inspection Ground Inspection | EPSS Aerial Inspection Ground Inspection |  |  |  | , | FALSE
ROSSMOOR 1109CB | EPSS | EPSS | EPSS | [17 empty] | Ground Inspection | Non-Pole Backlog | [17 empty] | EPSS,Non-Pole Backlog, | EPSS Non-Pole Backlog | EPSS Non-Pole Backlog | EPSS, | EPSS | EPSS | EPSS,Ground Inspection, | EPSS Ground Inspection | EPSS Ground Inspection |  |  |  | , | FALSE
LAURELES 11112020 | EPSS | EPSS | EPSS | [7 empty] | Expulsion Fuse Replacement | Expulsion Fuse Replacement | [5 empty] | Aerial Inspection |  | Ground Inspection | Ground Inspection | Non-Pole Backlog | Non-Pole Backlog | Non-Pole Backlog |  |  |  |  | Down Conductor Detection (DCD) | [7 empty] | Pole Backlog | Pole Backlog | Pole Backlog | EPSS,Non-Pole Backlog,Pole Backlog, | EPSS Non-Pole Backlog Pole Backlog | EPSS Non-Pole Backlog Pole Backlog | EPSS,Expulsion Fuse Replacement,Ground Inspection,Non-Pole Backlog,Down Conductor Detection (DCD),Pole Backlog, | EPSS Expulsion Fuse Replacement Ground Inspection Non-Pole Backlog Down Conductor Detection (DCD) Pole Backlog | EPSS Expulsion Fuse Replacement Ground Inspection Non-Pole Backlog Down Conductor Detection (DCD) Pole Backlog | EPSS,Expulsion Fuse Replacement,Aerial Inspection,Ground Inspection,Non-Pole Backlog,Pole Backlog, | EPSS Expulsion Fuse Replacement Aerial Inspection Ground Inspection Non-Pole Backlog Pole Backlog | EPSS Expulsion Fuse Replacement Aerial Inspection Ground Inspection Non-Pole Backlog Pole Backlog |  |  |  | , | FALSE
SAN ARDO 110273254 | EPSS | EPSS | EPSS | [14 empty] | Aerial Inspection | Ground Inspection |  |  | Non-Pole Backlog | [6 empty] | Down Conductor Detection (DCD) | [10 empty] | EPSS,Ground Inspection,Non-Pole Backlog, | EPSS Ground Inspection Non-Pole Backlog | EPSS Ground Inspection Non-Pole Backlog | EPSS,Down Conductor Detection (DCD), | EPSS Down Conductor Detection (DCD) | EPSS Down Conductor Detection (DCD) | EPSS,Aerial Inspection, | EPSS Aerial Inspection | EPSS Aerial Inspection |  |  |  | , | FALSE
SAN RAFAEL 1101546438 | EPSS | EPSS | EPSS | [8 empty] | Expulsion Fuse Replacement | [8 empty] | Ground Inspection | Non-Pole Backlog | [6 empty] | Down Conductor Detection (DCD) | [10 empty] | EPSS,Non-Pole Backlog, | EPSS Non-Pole Backlog | EPSS Non-Pole Backlog | EPSS,Down Conductor Detection (DCD), | EPSS Down Conductor Detection (DCD) | EPSS Down Conductor Detection (DCD) | EPSS,Expulsion Fuse Replacement,Ground Inspection, | EPSS Expulsion Fuse Replacement Ground Inspection | EPSS Expulsion Fuse Replacement Ground Inspection |  |  |  | , | FALSE
AUBERRY 1101D4982 | EPSS | EPSS | EPSS | [14 empty] | Aerial Inspection |  | Ground Inspection |  | Non-Pole Backlog |  | Non-Pole Backlog |  |  |  | Down Conductor Detection (DCD) |  |  | Line Sensors | [7 empty] | Pole Backlog | EPSS,Non-Pole Backlog,Down Conductor Detection (DCD),Line Sensors, | EPSS Non-Pole Backlog Down Conductor Detection (DCD) Line Sensors | EPSS Non-Pole Backlog Down Conductor Detection (DCD) Line Sensors | EPSS,Ground Inspection, | EPSS Ground Inspection | EPSS Ground Inspection | EPSS,Aerial Inspection,Non-Pole Backlog,Pole Backlog, | EPSS Aerial Inspection Non-Pole Backlog Pole Backlog | EPSS Aerial Inspection Non-Pole Backlog Pole Backlog |  |  |  | , | FALSE
BIG BASIN 110169550 | EPSS | EPSS | EPSS | [7 empty] | Expulsion Fuse Replacement | [6 empty] | Aerial Inspection |  | Ground Inspection | Ground Inspection | Non-Pole Backlog | Non-Pole Backlog | Non-Pole Backlog |  |  |  |  | Down Conductor Detection (DCD) | [8 empty] | Pole Backlog | Pole Backlog | EPSS,Non-Pole Backlog, | EPSS Non-Pole Backlog | EPSS Non-Pole Backlog | EPSS,Expulsion Fuse Replacement,Ground Inspection,Non-Pole Backlog,Down Conductor Detection (DCD),Pole Backlog, | EPSS Expulsion Fuse Replacement Ground Inspection Non-Pole Backlog Down Conductor Detection (DCD) Pole Backlog | EPSS Expulsion Fuse Replacement Ground Inspection Non-Pole Backlog Down Conductor Detection (DCD) Pole Backlog | EPSS,Aerial Inspection,Ground Inspection,Non-Pole Backlog,Pole Backlog, | EPSS Aerial Inspection Ground Inspection Non-Pole Backlog Pole Backlog | EPSS Aerial Inspection Ground Inspection Non-Pole Backlog Pole Backlog |  |  |  | , | FALSE
MIRABEL 1102332 | EPSS | EPSS | EPSS | [7 empty] | Expulsion Fuse Replacement | [6 empty] | Aerial Inspection |  | Ground Inspection | Ground Inspection | Non-Pole Backlog | [5 empty] | Down Conductor Detection (DCD) | [11 empty] | EPSS,Non-Pole Backlog,Down Conductor Detection (DCD), | EPSS Non-Pole Backlog Down Conductor Detection (DCD) | EPSS Non-Pole Backlog Down Conductor Detection (DCD) | EPSS,Expulsion Fuse Replacement,Ground Inspection, | EPSS Expulsion Fuse Replacement Ground Inspection | EPSS Expulsion Fuse Replacement Ground Inspection | EPSS,Aerial Inspection,Ground Inspection, | EPSS Aerial Inspection Ground Inspection | EPSS Aerial Inspection Ground Inspection |  |  |  | , | FALSE
LOS GATOS 1101950286 | EPSS | EPSS | EPSS | [8 empty] | Expulsion Fuse Replacement |  |  |  |  | Aerial Inspection |  | Ground Inspection |  | Ground Inspection | [18 empty] | EPSS,Ground Inspection, | EPSS Ground Inspection | EPSS Ground Inspection | EPSS,Aerial Inspection, | EPSS Aerial Inspection | EPSS Aerial Inspection | EPSS,Expulsion Fuse Replacement,Ground Inspection, | EPSS Expulsion Fuse Replacement Ground Inspection | EPSS Expulsion Fuse Replacement Ground Inspection |  |  |  | , | FALSE
SHINGLE SPRINGS 21107742 | EPSS | EPSS | EPSS | [6 empty] | Expulsion Fuse Replacement | Expulsion Fuse Replacement | [5 empty] | Aerial Inspection | Aerial Inspection |  | Ground Inspection | Ground Inspection | Non-Pole Backlog | [5 empty] | Down Conductor Detection (DCD) | [8 empty] | Pole Backlog |  |  | EPSS,Expulsion Fuse Replacement,Non-Pole Backlog,Down Conductor Detection (DCD),Pole Backlog, | EPSS Expulsion Fuse Replacement Non-Pole Backlog Down Conductor Detection (DCD) Pole Backlog | EPSS Expulsion Fuse Replacement Non-Pole Backlog Down Conductor Detection (DCD) Pole Backlog | EPSS,Expulsion Fuse Replacement,Aerial Inspection,Ground Inspection, | EPSS Expulsion Fuse Replacement Aerial Inspection Ground Inspection | EPSS Expulsion Fuse Replacement Aerial Inspection Ground Inspection | EPSS,Aerial Inspection,Ground Inspection, | EPSS Aerial Inspection Ground Inspection | EPSS Aerial Inspection Ground Inspection |  |  |  | , | FALSE
APPLE HILL 110412842 | EPSS | EPSS | EPSS | [6 empty] | Expulsion Fuse Replacement | Expulsion Fuse Replacement |  |  |  |  | Aerial Inspection | Aerial Inspection | Aerial Inspection | Ground Inspection | Ground Inspection | Ground Inspection | Non-Pole Backlog |  | Non-Pole Backlog |  |  |  | Down Conductor Detection (DCD) |  |  | Line Sensors | [8 empty] | EPSS,Expulsion Fuse Replacement,Aerial Inspection,Ground Inspection,Non-Pole Backlog,Down Conductor Detection (DCD),Line Sensors, | EPSS Expulsion Fuse Replacement Aerial Inspection Ground Inspection Non-Pole Backlog Down Conductor Detection (DCD) Line Sensors | EPSS Expulsion Fuse Replacement Aerial Inspection Ground Inspection Non-Pole Backlog Down Conductor Detection (DCD) Line Sensors | EPSS,Expulsion Fuse Replacement,Aerial Inspection,Ground Inspection, | EPSS Expulsion Fuse Replacement Aerial Inspection Ground Inspection | EPSS Expulsion Fuse Replacement Aerial Inspection Ground Inspection | EPSS,Aerial Inspection,Ground Inspection,Non-Pole Backlog, | EPSS Aerial Inspection Ground Inspection Non-Pole Backlog | EPSS Aerial Inspection Ground Inspection Non-Pole Backlog |  |  |  | , | FALSE
MONTE RIO 1112387984 | EPSS | EPSS | EPSS | [7 empty] | Expulsion Fuse Replacement | [6 empty] | Aerial Inspection |  | Ground Inspection | Ground Inspection | [6 empty] | Down Conductor Detection (DCD) | [11 empty] | EPSS,Down Conductor Detection (DCD), | EPSS Down Conductor Detection (DCD) | EPSS Down Conductor Detection (DCD) | EPSS,Expulsion Fuse Replacement,Ground Inspection, | EPSS Expulsion Fuse Replacement Ground Inspection | EPSS Expulsion Fuse Replacement Ground Inspection | EPSS,Aerial Inspection,Ground Inspection, | EPSS Aerial Inspection Ground Inspection | EPSS Aerial Inspection Ground Inspection |  |  |  | , | FALSE
WOODACRE 1102137662 | EPSS | EPSS | EPSS | [8 empty] | Expulsion Fuse Replacement |  |  |  |  | Aerial Inspection | Aerial Inspection | Ground Inspection | Ground Inspection | Ground Inspection | Non-Pole Backlog |  | Non-Pole Backlog |  |  |  |  | Down Conductor Detection (DCD) | [9 empty] | Pole Backlog | EPSS,Ground Inspection,Non-Pole Backlog, | EPSS Ground Inspection Non-Pole Backlog | EPSS Ground Inspection Non-Pole Backlog | EPSS,Aerial Inspection,Ground Inspection,Down Conductor Detection (DCD), | EPSS Aerial Inspection Ground Inspection Down Conductor Detection (DCD) | EPSS Aerial Inspection Ground Inspection Down Conductor Detection (DCD) | EPSS,Expulsion Fuse Replacement,Aerial Inspection,Ground Inspection,Non-Pole Backlog,Pole Backlog, | EPSS Expulsion Fuse Replacement Aerial Inspection Ground Inspection Non-Pole Backlog Pole Backlog | EPSS Expulsion Fuse Replacement Aerial Inspection Ground Inspection Non-Pole Backlog Pole Backlog |  |  |  | , | FALSE
SCE TEHACHAPI 1101CB | EPSS | EPSS | EPSS | [36 empty] | EPSS, | EPSS | EPSS | EPSS, | EPSS | EPSS | EPSS, | EPSS | EPSS |  |  |  | , | FALSE
SAN RAFAEL 1108322 | EPSS | EPSS | EPSS | [7 empty] | Expulsion Fuse Replacement | Expulsion Fuse Replacement |  |  |  |  | Aerial Inspection | Aerial Inspection | Ground Inspection | Ground Inspection | Ground Inspection | Non-Pole Backlog | Non-Pole Backlog | Non-Pole Backlog |  |  |  |  | Down Conductor Detection (DCD) |  | Line Sensors | [6 empty] | Pole Backlog | Pole Backlog | EPSS,Ground Inspection,Non-Pole Backlog,Line Sensors, | EPSS Ground Inspection Non-Pole Backlog Line Sensors | EPSS Ground Inspection Non-Pole Backlog Line Sensors | EPSS,Expulsion Fuse Replacement,Aerial Inspection,Ground Inspection,Non-Pole Backlog,Down Conductor Detection (DCD),Pole Backlog, | EPSS Expulsion Fuse Replacement Aerial Inspection Ground Inspection Non-Pole Backlog Down Conductor Detection (DCD) Pole Backlog | EPSS Expulsion Fuse Replacement Aerial Inspection Ground Inspection Non-Pole Backlog Down Conductor Detection (DCD) Pole Backlog | EPSS,Expulsion Fuse Replacement,Aerial Inspection,Ground Inspection,Non-Pole Backlog,Pole Backlog, | EPSS Expulsion Fuse Replacement Aerial Inspection Ground Inspection Non-Pole Backlog Pole Backlog | EPSS Expulsion Fuse Replacement Aerial Inspection Ground Inspection Non-Pole Backlog Pole Backlog |  |  |  | , | FALSE
SUNOL 1101MR297 | EPSS | EPSS | EPSS | [8 empty] | Expulsion Fuse Replacement |  |  |  |  | Aerial Inspection | Aerial Inspection | Ground Inspection | Ground Inspection | Ground Inspection | Non-Pole Backlog |  | Non-Pole Backlog |  |  |  |  | Down Conductor Detection (DCD) | [9 empty] | Pole Backlog | EPSS,Ground Inspection,Non-Pole Backlog, | EPSS Ground Inspection Non-Pole Backlog | EPSS Ground Inspection Non-Pole Backlog | EPSS,Aerial Inspection,Ground Inspection,Down Conductor Detection (DCD), | EPSS Aerial Inspection Ground Inspection Down Conductor Detection (DCD) | EPSS Aerial Inspection Ground Inspection Down Conductor Detection (DCD) | EPSS,Expulsion Fuse Replacement,Aerial Inspection,Ground Inspection,Non-Pole Backlog,Pole Backlog, | EPSS Expulsion Fuse Replacement Aerial Inspection Ground Inspection Non-Pole Backlog Pole Backlog | EPSS Expulsion Fuse Replacement Aerial Inspection Ground Inspection Non-Pole Backlog Pole Backlog |  |  |  | , | FALSE
POINT MORETTI 110136514 | EPSS | EPSS | EPSS | [7 empty] | Expulsion Fuse Replacement | [5 empty] | Aerial Inspection | Aerial Inspection | Ground Inspection | Ground Inspection | Ground Inspection | Non-Pole Backlog | Non-Pole Backlog | [5 empty] | Down Conductor Detection (DCD) |  | Line Sensors | [8 empty] | EPSS,Ground Inspection,Non-Pole Backlog,Line Sensors, | EPSS Ground Inspection Non-Pole Backlog Line Sensors | EPSS Ground Inspection Non-Pole Backlog Line Sensors | EPSS,Expulsion Fuse Replacement,Aerial Inspection,Ground Inspection,Non-Pole Backlog,Down Conductor Detection (DCD), | EPSS Expulsion Fuse Replacement Aerial Inspection Ground Inspection Non-Pole Backlog Down Conductor Detection (DCD) | EPSS Expulsion Fuse Replacement Aerial Inspection Ground Inspection Non-Pole Backlog Down Conductor Detection (DCD) | EPSS,Aerial Inspection,Ground Inspection, | EPSS Aerial Inspection Ground Inspection | EPSS Aerial Inspection Ground Inspection |  |  |  | , | FALSE
JAMESON 1105913400 | EPSS | EPSS | EPSS | Undergrounding | [12 empty] | Aerial Inspection |  | Ground Inspection |  | Ground Inspection | [18 empty] | EPSS,Undergrounding,Ground Inspection, | EPSS Undergrounding Ground Inspection | EPSS Undergrounding Ground Inspection | EPSS,Aerial Inspection, | EPSS Aerial Inspection | EPSS Aerial Inspection | EPSS,Ground Inspection, | EPSS Ground Inspection | EPSS Ground Inspection |  |  |  | , | FALSE
HICKS 111660050 | EPSS | EPSS | EPSS | [7 empty] | Expulsion Fuse Replacement | Expulsion Fuse Replacement |  |  |  |  | Aerial Inspection | Aerial Inspection | Ground Inspection | Ground Inspection | Ground Inspection | Non-Pole Backlog | Non-Pole Backlog | Non-Pole Backlog | [12 empty] | Pole Backlog | Pole Backlog | Pole Backlog | EPSS,Ground Inspection,Non-Pole Backlog,Pole Backlog, | EPSS Ground Inspection Non-Pole Backlog Pole Backlog | EPSS Ground Inspection Non-Pole Backlog Pole Backlog | EPSS,Expulsion Fuse Replacement,Aerial Inspection,Ground Inspection,Non-Pole Backlog,Pole Backlog, | EPSS Expulsion Fuse Replacement Aerial Inspection Ground Inspection Non-Pole Backlog Pole Backlog | EPSS Expulsion Fuse Replacement Aerial Inspection Ground Inspection Non-Pole Backlog Pole Backlog | EPSS,Expulsion Fuse Replacement,Aerial Inspection,Ground Inspection,Non-Pole Backlog,Pole Backlog, | EPSS Expulsion Fuse Replacement Aerial Inspection Ground Inspection Non-Pole Backlog Pole Backlog | EPSS Expulsion Fuse Replacement Aerial Inspection Ground Inspection Non-Pole Backlog Pole Backlog |  |  |  | , | FALSE
LUCERNE 1106664 | EPSS | EPSS | EPSS | [6 empty] | Expulsion Fuse Replacement | Expulsion Fuse Replacement | [5 empty] | Aerial Inspection | Aerial Inspection | Ground Inspection | Ground Inspection |  | Non-Pole Backlog | Non-Pole Backlog | Non-Pole Backlog |  |  |  | Down Conductor Detection (DCD) | [8 empty] | Pole Backlog | Pole Backlog |  | EPSS,Expulsion Fuse Replacement,Ground Inspection,Non-Pole Backlog,Down Conductor Detection (DCD),Pole Backlog, | EPSS Expulsion Fuse Replacement Ground Inspection Non-Pole Backlog Down Conductor Detection (DCD) Pole Backlog | EPSS Expulsion Fuse Replacement Ground Inspection Non-Pole Backlog Down Conductor Detection (DCD) Pole Backlog | EPSS,Expulsion Fuse Replacement,Aerial Inspection,Ground Inspection,Non-Pole Backlog,Pole Backlog, | EPSS Expulsion Fuse Replacement Aerial Inspection Ground Inspection Non-Pole Backlog Pole Backlog | EPSS Expulsion Fuse Replacement Aerial Inspection Ground Inspection Non-Pole Backlog Pole Backlog | EPSS,Aerial Inspection,Non-Pole Backlog, | EPSS Aerial Inspection Non-Pole Backlog | EPSS Aerial Inspection Non-Pole Backlog |  |  |  | , | FALSE
CAMP EVERS 210510728 | EPSS | EPSS | EPSS | [7 empty] | Expulsion Fuse Replacement | Expulsion Fuse Replacement | [5 empty] | Aerial Inspection |  | Ground Inspection | Ground Inspection | Non-Pole Backlog | Non-Pole Backlog | Non-Pole Backlog | [14 empty] | Pole Backlog | EPSS,Non-Pole Backlog, | EPSS Non-Pole Backlog | EPSS Non-Pole Backlog | EPSS,Expulsion Fuse Replacement,Ground Inspection,Non-Pole Backlog, | EPSS Expulsion Fuse Replacement Ground Inspection Non-Pole Backlog | EPSS Expulsion Fuse Replacement Ground Inspection Non-Pole Backlog | EPSS,Expulsion Fuse Replacement,Aerial Inspection,Ground Inspection,Non-Pole Backlog,Pole Backlog, | EPSS Expulsion Fuse Replacement Aerial Inspection Ground Inspection Non-Pole Backlog Pole Backlog | EPSS Expulsion Fuse Replacement Aerial Inspection Ground Inspection Non-Pole Backlog Pole Backlog |  |  |  | , | FALSE
DUNLAP 11037080 | EPSS | EPSS | EPSS | [14 empty] | Aerial Inspection |  | Ground Inspection | Ground Inspection | Non-Pole Backlog | Non-Pole Backlog | Non-Pole Backlog |  |  |  | Down Conductor Detection (DCD) | [10 empty] | Pole Backlog | EPSS,Non-Pole Backlog,Down Conductor Detection (DCD), | EPSS Non-Pole Backlog Down Conductor Detection (DCD) | EPSS Non-Pole Backlog Down Conductor Detection (DCD) | EPSS,Ground Inspection,Non-Pole Backlog, | EPSS Ground Inspection Non-Pole Backlog | EPSS Ground Inspection Non-Pole Backlog | EPSS,Aerial Inspection,Ground Inspection,Non-Pole Backlog,Pole Backlog, | EPSS Aerial Inspection Ground Inspection Non-Pole Backlog Pole Backlog | EPSS Aerial Inspection Ground Inspection Non-Pole Backlog Pole Backlog |  |  |  | , | FALSE
LAYTONVILLE 1101402 | EPSS | EPSS | EPSS | [6 empty] | Expulsion Fuse Replacement | Expulsion Fuse Replacement | [5 empty] | Aerial Inspection | Aerial Inspection | Ground Inspection | Ground Inspection |  | Non-Pole Backlog | [5 empty] | Down Conductor Detection (DCD) | [5 empty] | Line Removal | [5 empty] | EPSS,Expulsion Fuse Replacement,Ground Inspection,Non-Pole Backlog,Down Conductor Detection (DCD),Line Removal, | EPSS Expulsion Fuse Replacement Ground Inspection Non-Pole Backlog Down Conductor Detection (DCD) Line Removal | EPSS Expulsion Fuse Replacement Ground Inspection Non-Pole Backlog Down Conductor Detection (DCD) Line Removal | EPSS,Expulsion Fuse Replacement,Aerial Inspection,Ground Inspection, | EPSS Expulsion Fuse Replacement Aerial Inspection Ground Inspection | EPSS Expulsion Fuse Replacement Aerial Inspection Ground Inspection | EPSS,Aerial Inspection, | EPSS Aerial Inspection | EPSS Aerial Inspection |  |  |  | , | FALSE
HIGGINS 1104533648 | EPSS | EPSS | EPSS | [8 empty] | Expulsion Fuse Replacement | [5 empty] | Aerial Inspection |  | Ground Inspection | Ground Inspection | Non-Pole Backlog |  | Non-Pole Backlog |  |  |  |  | Down Conductor Detection (DCD) | [8 empty] | Pole Backlog | Pole Backlog | EPSS,Non-Pole Backlog, | EPSS Non-Pole Backlog | EPSS Non-Pole Backlog | EPSS,Ground Inspection,Down Conductor Detection (DCD),Pole Backlog, | EPSS Ground Inspection Down Conductor Detection (DCD) Pole Backlog | EPSS Ground Inspection Down Conductor Detection (DCD) Pole Backlog | EPSS,Expulsion Fuse Replacement,Aerial Inspection,Ground Inspection,Non-Pole Backlog,Pole Backlog, | EPSS Expulsion Fuse Replacement Aerial Inspection Ground Inspection Non-Pole Backlog Pole Backlog | EPSS Expulsion Fuse Replacement Aerial Inspection Ground Inspection Non-Pole Backlog Pole Backlog |  |  |  | , | FALSE
AUBURN 11028611 | EPSS | EPSS | EPSS | [13 empty] | Aerial Inspection | Aerial Inspection | Ground Inspection | Ground Inspection |  | Non-Pole Backlog | Non-Pole Backlog | [16 empty] | EPSS,Ground Inspection,Non-Pole Backlog, | EPSS Ground Inspection Non-Pole Backlog | EPSS Ground Inspection Non-Pole Backlog | EPSS,Aerial Inspection,Ground Inspection,Non-Pole Backlog, | EPSS Aerial Inspection Ground Inspection Non-Pole Backlog | EPSS Aerial Inspection Ground Inspection Non-Pole Backlog | EPSS,Aerial Inspection, | EPSS Aerial Inspection | EPSS Aerial Inspection |  |  |  | , | FALSE
PEORIA 170413490 | EPSS | EPSS | EPSS | [13 empty] | Aerial Inspection | Aerial Inspection | Ground Inspection | Ground Inspection | [7 empty] | Down Conductor Detection (DCD) | [11 empty] | EPSS,Ground Inspection,Down Conductor Detection (DCD), | EPSS Ground Inspection Down Conductor Detection (DCD) | EPSS Ground Inspection Down Conductor Detection (DCD) | EPSS,Aerial Inspection,Ground Inspection, | EPSS Aerial Inspection Ground Inspection | EPSS Aerial Inspection Ground Inspection | EPSS,Aerial Inspection, | EPSS Aerial Inspection | EPSS Aerial Inspection |  |  |  | , | FALSE
CAMP EVERS 210510912 | EPSS | EPSS | EPSS | [14 empty] | Aerial Inspection |  | Ground Inspection | [19 empty] | EPSS, | EPSS | EPSS | EPSS,Ground Inspection, | EPSS Ground Inspection | EPSS Ground Inspection | EPSS,Aerial Inspection, | EPSS Aerial Inspection | EPSS Aerial Inspection |  |  |  | , | FALSE
LOS GATOS 110760024 | EPSS | EPSS | EPSS | [7 empty] | Expulsion Fuse Replacement | [6 empty] | Aerial Inspection |  | Ground Inspection |  | Non-Pole Backlog |  | Non-Pole Backlog | [14 empty] | Pole Backlog | EPSS,Non-Pole Backlog, | EPSS Non-Pole Backlog | EPSS Non-Pole Backlog | EPSS,Expulsion Fuse Replacement,Ground Inspection, | EPSS Expulsion Fuse Replacement Ground Inspection | EPSS Expulsion Fuse Replacement Ground Inspection | EPSS,Aerial Inspection,Non-Pole Backlog,Pole Backlog, | EPSS Aerial Inspection Non-Pole Backlog Pole Backlog | EPSS Aerial Inspection Non-Pole Backlog Pole Backlog |  |  |  | , | FALSE
WILLOW CREEK 110347966 | EPSS | EPSS | EPSS | [6 empty] | Expulsion Fuse Replacement | Expulsion Fuse Replacement | Expulsion Fuse Replacement |  |  |  |  | Aerial Inspection |  | Ground Inspection |  |  | Non-Pole Backlog | Non-Pole Backlog | Non-Pole Backlog |  |  |  | Down Conductor Detection (DCD) | [10 empty] | Pole Backlog | EPSS,Expulsion Fuse Replacement,Ground Inspection,Non-Pole Backlog,Down Conductor Detection (DCD), | EPSS Expulsion Fuse Replacement Ground Inspection Non-Pole Backlog Down Conductor Detection (DCD) | EPSS Expulsion Fuse Replacement Ground Inspection Non-Pole Backlog Down Conductor Detection (DCD) | EPSS,Expulsion Fuse Replacement,Aerial Inspection,Non-Pole Backlog, | EPSS Expulsion Fuse Replacement Aerial Inspection Non-Pole Backlog | EPSS Expulsion Fuse Replacement Aerial Inspection Non-Pole Backlog | EPSS,Expulsion Fuse Replacement,Non-Pole Backlog,Pole Backlog, | EPSS Expulsion Fuse Replacement Non-Pole Backlog Pole Backlog | EPSS Expulsion Fuse Replacement Non-Pole Backlog Pole Backlog |  |  |  | , | FALSE
BURNS 2101CB | EPSS | EPSS | EPSS | [7 empty] | Expulsion Fuse Replacement | Expulsion Fuse Replacement | [5 empty] | Aerial Inspection |  | Ground Inspection |  | Non-Pole Backlog | Non-Pole Backlog | Non-Pole Backlog | [15 empty] | EPSS,Non-Pole Backlog, | EPSS Non-Pole Backlog | EPSS Non-Pole Backlog | EPSS,Expulsion Fuse Replacement,Ground Inspection,Non-Pole Backlog, | EPSS Expulsion Fuse Replacement Ground Inspection Non-Pole Backlog | EPSS Expulsion Fuse Replacement Ground Inspection Non-Pole Backlog | EPSS,Expulsion Fuse Replacement,Aerial Inspection,Non-Pole Backlog, | EPSS Expulsion Fuse Replacement Aerial Inspection Non-Pole Backlog | EPSS Expulsion Fuse Replacement Aerial Inspection Non-Pole Backlog |  |  |  | , | FALSE
PUEBLO 210378504 | EPSS | EPSS | EPSS | [6 empty] | Expulsion Fuse Replacement | [7 empty] | Aerial Inspection |  | Ground Inspection | Ground Inspection | Non-Pole Backlog | [6 empty] | Down Conductor Detection (DCD) | [10 empty] | EPSS,Expulsion Fuse Replacement,Non-Pole Backlog, | EPSS Expulsion Fuse Replacement Non-Pole Backlog | EPSS Expulsion Fuse Replacement Non-Pole Backlog | EPSS,Ground Inspection,Down Conductor Detection (DCD), | EPSS Ground Inspection Down Conductor Detection (DCD) | EPSS Ground Inspection Down Conductor Detection (DCD) | EPSS,Aerial Inspection,Ground Inspection, | EPSS Aerial Inspection Ground Inspection | EPSS Aerial Inspection Ground Inspection |  |  |  | , | FALSE
SAN RAFAEL 1108516 | EPSS | EPSS | EPSS | [6 empty] | Expulsion Fuse Replacement | Expulsion Fuse Replacement | Expulsion Fuse Replacement |  |  |  |  | Aerial Inspection | Aerial Inspection | Ground Inspection | Ground Inspection | Ground Inspection | Non-Pole Backlog | Non-Pole Backlog | Non-Pole Backlog |  |  |  |  | Down Conductor Detection (DCD) |  | Line Sensors |  |  | Line Removal |  |  |  | Pole Backlog | Pole Backlog | EPSS,Expulsion Fuse Replacement,Ground Inspection,Non-Pole Backlog,Line Sensors,Line Removal, | EPSS Expulsion Fuse Replacement Ground Inspection Non-Pole Backlog Line Sensors Line Removal | EPSS Expulsion Fuse Replacement Ground Inspection Non-Pole Backlog Line Sensors Line Removal | EPSS,Expulsion Fuse Replacement,Aerial Inspection,Ground Inspection,Non-Pole Backlog,Down Conductor Detection (DCD),Pole Backlog, | EPSS Expulsion Fuse Replacement Aerial Inspection Ground Inspection Non-Pole Backlog Down Conductor Detection (DCD) Pole Backlog | EPSS Expulsion Fuse Replacement Aerial Inspection Ground Inspection Non-Pole Backlog Down Conductor Detection (DCD) Pole Backlog | EPSS,Expulsion Fuse Replacement,Aerial Inspection,Ground Inspection,Non-Pole Backlog,Pole Backlog, | EPSS Expulsion Fuse Replacement Aerial Inspection Ground Inspection Non-Pole Backlog Pole Backlog | EPSS Expulsion Fuse Replacement Aerial Inspection Ground Inspection Non-Pole Backlog Pole Backlog |  |  |  | , | FALSE
LOS GATOS 1107812664 | EPSS | EPSS | EPSS | [6 empty] | Expulsion Fuse Replacement | Expulsion Fuse Replacement | [6 empty] | Aerial Inspection |  | Ground Inspection | Ground Inspection | Non-Pole Backlog | Non-Pole Backlog | Non-Pole Backlog | [13 empty] | Pole Backlog | Pole Backlog | EPSS,Expulsion Fuse Replacement,Non-Pole Backlog, | EPSS Expulsion Fuse Replacement Non-Pole Backlog | EPSS Expulsion Fuse Replacement Non-Pole Backlog | EPSS,Expulsion Fuse Replacement,Ground Inspection,Non-Pole Backlog,Pole Backlog, | EPSS Expulsion Fuse Replacement Ground Inspection Non-Pole Backlog Pole Backlog | EPSS Expulsion Fuse Replacement Ground Inspection Non-Pole Backlog Pole Backlog | EPSS,Aerial Inspection,Ground Inspection,Non-Pole Backlog,Pole Backlog, | EPSS Aerial Inspection Ground Inspection Non-Pole Backlog Pole Backlog | EPSS Aerial Inspection Ground Inspection Non-Pole Backlog Pole Backlog |  |  |  | , | FALSE
LOS GATOS 1107772050 | EPSS | EPSS | EPSS | [7 empty] | Expulsion Fuse Replacement | [6 empty] | Aerial Inspection |  | Ground Inspection | Ground Inspection | Non-Pole Backlog | Non-Pole Backlog | Non-Pole Backlog |  |  |  |  | Down Conductor Detection (DCD) | [10 empty] | EPSS,Non-Pole Backlog, | EPSS Non-Pole Backlog | EPSS Non-Pole Backlog | EPSS,Expulsion Fuse Replacement,Ground Inspection,Non-Pole Backlog,Down Conductor Detection (DCD), | EPSS Expulsion Fuse Replacement Ground Inspection Non-Pole Backlog Down Conductor Detection (DCD) | EPSS Expulsion Fuse Replacement Ground Inspection Non-Pole Backlog Down Conductor Detection (DCD) | EPSS,Aerial Inspection,Ground Inspection,Non-Pole Backlog, | EPSS Aerial Inspection Ground Inspection Non-Pole Backlog | EPSS Aerial Inspection Ground Inspection Non-Pole Backlog |  |  |  | , | FALSE
CARBONA 1101975330 | EPSS | EPSS | EPSS | [14 empty] | Aerial Inspection | Ground Inspection |  |  | Non-Pole Backlog | [17 empty] | EPSS,Ground Inspection,Non-Pole Backlog, | EPSS Ground Inspection Non-Pole Backlog | EPSS Ground Inspection Non-Pole Backlog | EPSS, | EPSS | EPSS | EPSS,Aerial Inspection, | EPSS Aerial Inspection | EPSS Aerial Inspection |  |  |  | , | FALSE
SHADY GLEN 1101578248 | EPSS | EPSS | EPSS | [13 empty] | Aerial Inspection | Aerial Inspection | Ground Inspection |  | Ground Inspection |  |  | Non-Pole Backlog |  |  |  |  | Down Conductor Detection (DCD) |  | Line Sensors | [8 empty] | EPSS,Ground Inspection,Line Sensors, | EPSS Ground Inspection Line Sensors | EPSS Ground Inspection Line Sensors | EPSS,Aerial Inspection,Down Conductor Detection (DCD), | EPSS Aerial Inspection Down Conductor Detection (DCD) | EPSS Aerial Inspection Down Conductor Detection (DCD) | EPSS,Aerial Inspection,Ground Inspection,Non-Pole Backlog, | EPSS Aerial Inspection Ground Inspection Non-Pole Backlog | EPSS Aerial Inspection Ground Inspection Non-Pole Backlog |  |  |  | , | FALSE
MORGAN HILL 2105XR070 | EPSS | EPSS | EPSS | [6 empty] | Expulsion Fuse Replacement | [6 empty] | Aerial Inspection | Aerial Inspection | Ground Inspection | Ground Inspection | Ground Inspection | Non-Pole Backlog | Non-Pole Backlog | [7 empty] | Line Sensors | [6 empty] | Pole Backlog |  | EPSS,Expulsion Fuse Replacement,Ground Inspection,Non-Pole Backlog,Line Sensors, | EPSS Expulsion Fuse Replacement Ground Inspection Non-Pole Backlog Line Sensors | EPSS Expulsion Fuse Replacement Ground Inspection Non-Pole Backlog Line Sensors | EPSS,Aerial Inspection,Ground Inspection,Non-Pole Backlog,Pole Backlog, | EPSS Aerial Inspection Ground Inspection Non-Pole Backlog Pole Backlog | EPSS Aerial Inspection Ground Inspection Non-Pole Backlog Pole Backlog | EPSS,Aerial Inspection,Ground Inspection, | EPSS Aerial Inspection Ground Inspection | EPSS Aerial Inspection Ground Inspection |  |  |  | , | FALSE
HIGHLANDS 1103CB | EPSS | EPSS | EPSS | [6 empty] | Expulsion Fuse Replacement | [6 empty] | Aerial Inspection | Aerial Inspection | Ground Inspection | Ground Inspection |  | Non-Pole Backlog | Non-Pole Backlog | Non-Pole Backlog | [12 empty] | Pole Backlog |  |  | EPSS,Expulsion Fuse Replacement,Ground Inspection,Non-Pole Backlog,Pole Backlog, | EPSS Expulsion Fuse Replacement Ground Inspection Non-Pole Backlog Pole Backlog | EPSS Expulsion Fuse Replacement Ground Inspection Non-Pole Backlog Pole Backlog | EPSS,Aerial Inspection,Ground Inspection,Non-Pole Backlog, | EPSS Aerial Inspection Ground Inspection Non-Pole Backlog | EPSS Aerial Inspection Ground Inspection Non-Pole Backlog | EPSS,Aerial Inspection,Non-Pole Backlog, | EPSS Aerial Inspection Non-Pole Backlog | EPSS Aerial Inspection Non-Pole Backlog |  | Line Removal |  | ,Line Removal, | Line Removal | Line Removal
OAKHURST 1102538042 | EPSS | EPSS | EPSS | [13 empty] | Aerial Inspection |  | Ground Inspection |  | Ground Inspection | [18 empty] | EPSS,Ground Inspection, | EPSS Ground Inspection | EPSS Ground Inspection | EPSS,Aerial Inspection, | EPSS Aerial Inspection | EPSS Aerial Inspection | EPSS,Ground Inspection, | EPSS Ground Inspection | EPSS Ground Inspection |  |  |  | , | FALSE
CLARK ROAD 1102407706 | EPSS | EPSS | EPSS | Undergrounding | [5 empty] | Expulsion Fuse Replacement | [6 empty] | Aerial Inspection | Aerial Inspection | Ground Inspection | Ground Inspection | [7 empty] | Down Conductor Detection (DCD) | [8 empty] | Pole Backlog |  |  | EPSS,Undergrounding,Expulsion Fuse Replacement,Ground Inspection,Down Conductor Detection (DCD),Pole Backlog, | EPSS Undergrounding Expulsion Fuse Replacement Ground Inspection Down Conductor Detection (DCD) Pole Backlog | EPSS Undergrounding Expulsion Fuse Replacement Ground Inspection Down Conductor Detection (DCD) Pole Backlog | EPSS,Aerial Inspection,Ground Inspection, | EPSS Aerial Inspection Ground Inspection | EPSS Aerial Inspection Ground Inspection | EPSS,Aerial Inspection, | EPSS Aerial Inspection | EPSS Aerial Inspection |  |  |  | , | FALSE
RISING RIVER 11019032 | EPSS | EPSS | EPSS | [6 empty] | Expulsion Fuse Replacement | Expulsion Fuse Replacement | Expulsion Fuse Replacement |  |  |  | Aerial Inspection |  | Aerial Inspection |  | Ground Inspection | Ground Inspection | Non-Pole Backlog | Non-Pole Backlog | Non-Pole Backlog |  |  |  | Down Conductor Detection (DCD) | [9 empty] | Pole Backlog | Pole Backlog | EPSS,Expulsion Fuse Replacement,Aerial Inspection,Non-Pole Backlog,Down Conductor Detection (DCD), | EPSS Expulsion Fuse Replacement Aerial Inspection Non-Pole Backlog Down Conductor Detection (DCD) | EPSS Expulsion Fuse Replacement Aerial Inspection Non-Pole Backlog Down Conductor Detection (DCD) | EPSS,Expulsion Fuse Replacement,Ground Inspection,Non-Pole Backlog,Pole Backlog, | EPSS Expulsion Fuse Replacement Ground Inspection Non-Pole Backlog Pole Backlog | EPSS Expulsion Fuse Replacement Ground Inspection Non-Pole Backlog Pole Backlog | EPSS,Expulsion Fuse Replacement,Aerial Inspection,Ground Inspection,Non-Pole Backlog,Pole Backlog, | EPSS Expulsion Fuse Replacement Aerial Inspection Ground Inspection Non-Pole Backlog Pole Backlog | EPSS Expulsion Fuse Replacement Aerial Inspection Ground Inspection Non-Pole Backlog Pole Backlog |  |  |  | , | FALSE
FROGTOWN 17021573 | EPSS | EPSS | EPSS | [13 empty] | Aerial Inspection | Aerial Inspection | Ground Inspection | Ground Inspection |  | Non-Pole Backlog | [17 empty] | EPSS,Ground Inspection,Non-Pole Backlog, | EPSS Ground Inspection Non-Pole Backlog | EPSS Ground Inspection Non-Pole Backlog | EPSS,Aerial Inspection,Ground Inspection, | EPSS Aerial Inspection Ground Inspection | EPSS Aerial Inspection Ground Inspection | EPSS,Aerial Inspection, | EPSS Aerial Inspection | EPSS Aerial Inspection |  |  |  | , | FALSE
CALISTOGA 1101727772 | EPSS | EPSS | EPSS | [13 empty] | Aerial Inspection |  |  |  | Ground Inspection | [7 empty] | Down Conductor Detection (DCD) | [10 empty] | EPSS, | EPSS | EPSS | EPSS,Aerial Inspection,Down Conductor Detection (DCD), | EPSS Aerial Inspection Down Conductor Detection (DCD) | EPSS Aerial Inspection Down Conductor Detection (DCD) | EPSS,Ground Inspection, | EPSS Ground Inspection | EPSS Ground Inspection |  |  |  | , | FALSE
OLETA 1101296804 | EPSS | EPSS | EPSS | [13 empty] | Aerial Inspection |  | Ground Inspection |  | Ground Inspection |  |  | Non-Pole Backlog |  |  |  | Down Conductor Detection (DCD) | [11 empty] | EPSS,Ground Inspection,Down Conductor Detection (DCD), | EPSS Ground Inspection Down Conductor Detection (DCD) | EPSS Ground Inspection Down Conductor Detection (DCD) | EPSS,Aerial Inspection, | EPSS Aerial Inspection | EPSS Aerial Inspection | EPSS,Ground Inspection,Non-Pole Backlog, | EPSS Ground Inspection Non-Pole Backlog | EPSS Ground Inspection Non-Pole Backlog |  |  |  | , | FALSE
ELK CREEK 11012212 | EPSS | EPSS | EPSS | [36 empty] | EPSS, | EPSS | EPSS | EPSS, | EPSS | EPSS | EPSS, | EPSS | EPSS |  |  |  | , | FALSE
BIG BASIN 110112838 | EPSS | EPSS | EPSS | [7 empty] | Expulsion Fuse Replacement | Expulsion Fuse Replacement | [5 empty] | Aerial Inspection |  | Ground Inspection | Ground Inspection | Non-Pole Backlog | Non-Pole Backlog | Non-Pole Backlog |  |  |  |  | Down Conductor Detection (DCD) | [8 empty] | Pole Backlog | Pole Backlog | EPSS,Non-Pole Backlog, | EPSS Non-Pole Backlog | EPSS Non-Pole Backlog | EPSS,Expulsion Fuse Replacement,Ground Inspection,Non-Pole Backlog,Down Conductor Detection (DCD),Pole Backlog, | EPSS Expulsion Fuse Replacement Ground Inspection Non-Pole Backlog Down Conductor Detection (DCD) Pole Backlog | EPSS Expulsion Fuse Replacement Ground Inspection Non-Pole Backlog Down Conductor Detection (DCD) Pole Backlog | EPSS,Expulsion Fuse Replacement,Aerial Inspection,Ground Inspection,Non-Pole Backlog,Pole Backlog, | EPSS Expulsion Fuse Replacement Aerial Inspection Ground Inspection Non-Pole Backlog Pole Backlog | EPSS Expulsion Fuse Replacement Aerial Inspection Ground Inspection Non-Pole Backlog Pole Backlog |  |  |  | , | FALSE
LOW GAP 11014160 | EPSS | EPSS | EPSS | [6 empty] | Expulsion Fuse Replacement | Expulsion Fuse Replacement | [5 empty] | Aerial Inspection | Aerial Inspection | Ground Inspection |  |  | Non-Pole Backlog |  | Non-Pole Backlog | [14 empty] | Pole Backlog | EPSS,Expulsion Fuse Replacement,Ground Inspection,Non-Pole Backlog, | EPSS Expulsion Fuse Replacement Ground Inspection Non-Pole Backlog | EPSS Expulsion Fuse Replacement Ground Inspection Non-Pole Backlog | EPSS,Expulsion Fuse Replacement,Aerial Inspection, | EPSS Expulsion Fuse Replacement Aerial Inspection | EPSS Expulsion Fuse Replacement Aerial Inspection | EPSS,Aerial Inspection,Non-Pole Backlog,Pole Backlog, | EPSS Aerial Inspection Non-Pole Backlog Pole Backlog | EPSS Aerial Inspection Non-Pole Backlog Pole Backlog |  |  |  | , | FALSE
DUNBAR 1103302 | EPSS | EPSS | EPSS | [13 empty] | Aerial Inspection | Aerial Inspection | Ground Inspection | Ground Inspection | Ground Inspection | Non-Pole Backlog | Non-Pole Backlog | Non-Pole Backlog | [6 empty] | Line Sensors | [8 empty] | EPSS,Ground Inspection,Non-Pole Backlog,Line Sensors, | EPSS Ground Inspection Non-Pole Backlog Line Sensors | EPSS Ground Inspection Non-Pole Backlog Line Sensors | EPSS,Aerial Inspection,Ground Inspection,Non-Pole Backlog, | EPSS Aerial Inspection Ground Inspection Non-Pole Backlog | EPSS Aerial Inspection Ground Inspection Non-Pole Backlog | EPSS,Aerial Inspection,Ground Inspection,Non-Pole Backlog, | EPSS Aerial Inspection Ground Inspection Non-Pole Backlog | EPSS Aerial Inspection Ground Inspection Non-Pole Backlog |  |  |  | , | FALSE
CURTIS 1701CB | EPSS | EPSS | EPSS | Undergrounding | [8 empty] | Surge Arrestor Replacement |  |  |  | Aerial Inspection | Aerial Inspection | Ground Inspection | Ground Inspection | Ground Inspection | Non-Pole Backlog | [8 empty] | Line Sensors | [7 empty] | Pole Backlog | EPSS,Undergrounding,Surge Arrestor Replacement,Ground Inspection,Non-Pole Backlog,Line Sensors, | EPSS Undergrounding Surge Arrestor Replacement Ground Inspection Non-Pole Backlog Line Sensors | EPSS Undergrounding Surge Arrestor Replacement Ground Inspection Non-Pole Backlog Line Sensors | EPSS,Aerial Inspection,Ground Inspection, | EPSS Aerial Inspection Ground Inspection | EPSS Aerial Inspection Ground Inspection | EPSS,Aerial Inspection,Ground Inspection,Pole Backlog, | EPSS Aerial Inspection Ground Inspection Pole Backlog | EPSS Aerial Inspection Ground Inspection Pole Backlog |  |  |  | , | FALSE
KERCKHOFF 1101CB | EPSS | EPSS | EPSS | [6 empty] | Expulsion Fuse Replacement | [6 empty] | Aerial Inspection |  | Ground Inspection |  | Ground Inspection | [18 empty] | EPSS,Expulsion Fuse Replacement,Ground Inspection, | EPSS Expulsion Fuse Replacement Ground Inspection | EPSS Expulsion Fuse Replacement Ground Inspection | EPSS,Aerial Inspection, | EPSS Aerial Inspection | EPSS Aerial Inspection | EPSS,Ground Inspection, | EPSS Ground Inspection | EPSS Ground Inspection |  |  |  | , | FALSE
MIWUK 1702576504 | EPSS | EPSS | EPSS | [14 empty] | Aerial Inspection |  | Ground Inspection | Ground Inspection | Non-Pole Backlog | Non-Pole Backlog | [16 empty] | EPSS,Non-Pole Backlog, | EPSS Non-Pole Backlog | EPSS Non-Pole Backlog | EPSS,Ground Inspection,Non-Pole Backlog, | EPSS Ground Inspection Non-Pole Backlog | EPSS Ground Inspection Non-Pole Backlog | EPSS,Aerial Inspection,Ground Inspection, | EPSS Aerial Inspection Ground Inspection | EPSS Aerial Inspection Ground Inspection |  |  |  | , | FALSE
POINT MORETTI 11015078 | EPSS | EPSS | EPSS | [6 empty] | Expulsion Fuse Replacement | Expulsion Fuse Replacement | Expulsion Fuse Replacement |  |  |  |  | Aerial Inspection | Aerial Inspection | Ground Inspection | Ground Inspection | Ground Inspection | Non-Pole Backlog | Non-Pole Backlog | Non-Pole Backlog |  |  |  |  | Down Conductor Detection (DCD) |  | Line Sensors | [6 empty] | Pole Backlog | Pole Backlog | EPSS,Expulsion Fuse Replacement,Ground Inspection,Non-Pole Backlog,Line Sensors, | EPSS Expulsion Fuse Replacement Ground Inspection Non-Pole Backlog Line Sensors | EPSS Expulsion Fuse Replacement Ground Inspection Non-Pole Backlog Line Sensors | EPSS,Expulsion Fuse Replacement,Aerial Inspection,Ground Inspection,Non-Pole Backlog,Down Conductor Detection (DCD),Pole Backlog, | EPSS Expulsion Fuse Replacement Aerial Inspection Ground Inspection Non-Pole Backlog Down Conductor Detection (DCD) Pole Backlog | EPSS Expulsion Fuse Replacement Aerial Inspection Ground Inspection Non-Pole Backlog Down Conductor Detection (DCD) Pole Backlog | EPSS,Expulsion Fuse Replacement,Aerial Inspection,Ground Inspection,Non-Pole Backlog,Pole Backlog, | EPSS Expulsion Fuse Replacement Aerial Inspection Ground Inspection Non-Pole Backlog Pole Backlog | EPSS Expulsion Fuse Replacement Aerial Inspection Ground Inspection Non-Pole Backlog Pole Backlog |  |  |  | , | FALSE
APPLE HILL 210277546 | EPSS | EPSS | EPSS | [6 empty] | Expulsion Fuse Replacement | Expulsion Fuse Replacement | [5 empty] | Aerial Inspection | Aerial Inspection | Ground Inspection | Ground Inspection | Ground Inspection | Non-Pole Backlog | Non-Pole Backlog | Non-Pole Backlog |  |  |  | Down Conductor Detection (DCD) | [8 empty] | Pole Backlog | Pole Backlog | Pole Backlog | EPSS,Expulsion Fuse Replacement,Ground Inspection,Non-Pole Backlog,Down Conductor Detection (DCD),Pole Backlog, | EPSS Expulsion Fuse Replacement Ground Inspection Non-Pole Backlog Down Conductor Detection (DCD) Pole Backlog | EPSS Expulsion Fuse Replacement Ground Inspection Non-Pole Backlog Down Conductor Detection (DCD) Pole Backlog | EPSS,Expulsion Fuse Replacement,Aerial Inspection,Ground Inspection,Non-Pole Backlog,Pole Backlog, | EPSS Expulsion Fuse Replacement Aerial Inspection Ground Inspection Non-Pole Backlog Pole Backlog | EPSS Expulsion Fuse Replacement Aerial Inspection Ground Inspection Non-Pole Backlog Pole Backlog | EPSS,Aerial Inspection,Ground Inspection,Non-Pole Backlog,Pole Backlog, | EPSS Aerial Inspection Ground Inspection Non-Pole Backlog Pole Backlog | EPSS Aerial Inspection Ground Inspection Non-Pole Backlog Pole Backlog |  |  |  | , | FALSE
LONE TREE 2105708440 | EPSS | EPSS | EPSS | [6 empty] | Expulsion Fuse Replacement | [6 empty] | Aerial Inspection | Aerial Inspection | Ground Inspection | Ground Inspection | Ground Inspection | Non-Pole Backlog | Non-Pole Backlog | [14 empty] | Pole Backlog |  | EPSS,Expulsion Fuse Replacement,Ground Inspection,Non-Pole Backlog, | EPSS Expulsion Fuse Replacement Ground Inspection Non-Pole Backlog | EPSS Expulsion Fuse Replacement Ground Inspection Non-Pole Backlog | EPSS,Aerial Inspection,Ground Inspection,Non-Pole Backlog,Pole Backlog, | EPSS Aerial Inspection Ground Inspection Non-Pole Backlog Pole Backlog | EPSS Aerial Inspection Ground Inspection Non-Pole Backlog Pole Backlog | EPSS,Aerial Inspection,Ground Inspection, | EPSS Aerial Inspection Ground Inspection | EPSS Aerial Inspection Ground Inspection |  |  |  | , | FALSE
WYANDOTTE 110738438 | EPSS | EPSS | EPSS | [6 empty] | Expulsion Fuse Replacement | Expulsion Fuse Replacement | [5 empty] | Aerial Inspection | Aerial Inspection | Ground Inspection | Ground Inspection | Ground Inspection | Non-Pole Backlog | Non-Pole Backlog |  |  |  |  | Down Conductor Detection (DCD) | [8 empty] | Pole Backlog |  |  | EPSS,Expulsion Fuse Replacement,Ground Inspection,Non-Pole Backlog,Down Conductor Detection (DCD),Pole Backlog, | EPSS Expulsion Fuse Replacement Ground Inspection Non-Pole Backlog Down Conductor Detection (DCD) Pole Backlog | EPSS Expulsion Fuse Replacement Ground Inspection Non-Pole Backlog Down Conductor Detection (DCD) Pole Backlog | EPSS,Expulsion Fuse Replacement,Aerial Inspection,Ground Inspection,Non-Pole Backlog, | EPSS Expulsion Fuse Replacement Aerial Inspection Ground Inspection Non-Pole Backlog | EPSS Expulsion Fuse Replacement Aerial Inspection Ground Inspection Non-Pole Backlog | EPSS,Aerial Inspection,Ground Inspection, | EPSS Aerial Inspection Ground Inspection | EPSS Aerial Inspection Ground Inspection |  |  |  | , | FALSE
TEMPLETON 2110317796 | EPSS | EPSS | EPSS | [6 empty] | Expulsion Fuse Replacement | Expulsion Fuse Replacement | Expulsion Fuse Replacement |  |  |  |  | Aerial Inspection | Aerial Inspection | Ground Inspection | Ground Inspection | Ground Inspection | Non-Pole Backlog | Non-Pole Backlog |  |  |  |  | Down Conductor Detection (DCD) | [11 empty] | EPSS,Expulsion Fuse Replacement,Ground Inspection,Non-Pole Backlog,Down Conductor Detection (DCD), | EPSS Expulsion Fuse Replacement Ground Inspection Non-Pole Backlog Down Conductor Detection (DCD) | EPSS Expulsion Fuse Replacement Ground Inspection Non-Pole Backlog Down Conductor Detection (DCD) | EPSS,Expulsion Fuse Replacement,Aerial Inspection,Ground Inspection,Non-Pole Backlog, | EPSS Expulsion Fuse Replacement Aerial Inspection Ground Inspection Non-Pole Backlog | EPSS Expulsion Fuse Replacement Aerial Inspection Ground Inspection Non-Pole Backlog | EPSS,Expulsion Fuse Replacement,Aerial Inspection,Ground Inspection, | EPSS Expulsion Fuse Replacement Aerial Inspection Ground Inspection | EPSS Expulsion Fuse Replacement Aerial Inspection Ground Inspection |  |  |  | , | FALSE
WOODSIDE 11018974 | EPSS | EPSS | EPSS |  | Undergrounding | [5 empty] | Expulsion Fuse Replacement |  |  | Surge Arrestor Replacement |  |  |  | Aerial Inspection |  | Ground Inspection | Ground Inspection | Non-Pole Backlog |  | Non-Pole Backlog |  |  |  |  | Down Conductor Detection (DCD) | [9 empty] | Pole Backlog | EPSS,Non-Pole Backlog, | EPSS Non-Pole Backlog | EPSS Non-Pole Backlog | EPSS,Undergrounding,Expulsion Fuse Replacement,Surge Arrestor Replacement,Ground Inspection,Down Conductor Detection (DCD), | EPSS Undergrounding Expulsion Fuse Replacement Surge Arrestor Replacement Ground Inspection Down Conductor Detection (DCD) | EPSS Undergrounding Expulsion Fuse Replacement Surge Arrestor Replacement Ground Inspection Down Conductor Detection (DCD) | EPSS,Aerial Inspection,Ground Inspection,Non-Pole Backlog,Pole Backlog, | EPSS Aerial Inspection Ground Inspection Non-Pole Backlog Pole Backlog | EPSS Aerial Inspection Ground Inspection Non-Pole Backlog Pole Backlog |  |  |  | , | FALSE
NARROWS 21052216 | EPSS | EPSS | EPSS | [7 empty] | Expulsion Fuse Replacement | [5 empty] | Aerial Inspection | Aerial Inspection | Ground Inspection | Ground Inspection |  | Non-Pole Backlog | Non-Pole Backlog | Non-Pole Backlog | [12 empty] | Pole Backlog | Pole Backlog | Pole Backlog | EPSS,Ground Inspection,Non-Pole Backlog,Pole Backlog, | EPSS Ground Inspection Non-Pole Backlog Pole Backlog | EPSS Ground Inspection Non-Pole Backlog Pole Backlog | EPSS,Expulsion Fuse Replacement,Aerial Inspection,Ground Inspection,Non-Pole Backlog,Pole Backlog, | EPSS Expulsion Fuse Replacement Aerial Inspection Ground Inspection Non-Pole Backlog Pole Backlog | EPSS Expulsion Fuse Replacement Aerial Inspection Ground Inspection Non-Pole Backlog Pole Backlog | EPSS,Aerial Inspection,Non-Pole Backlog,Pole Backlog, | EPSS Aerial Inspection Non-Pole Backlog Pole Backlog | EPSS Aerial Inspection Non-Pole Backlog Pole Backlog |  |  |  | , | FALSE
CLARK ROAD 110281296 | EPSS | EPSS | EPSS | Undergrounding | [5 empty] | Expulsion Fuse Replacement |  |  |  | Surge Arrestor Replacement |  |  |  | Aerial Inspection |  | Ground Inspection | Ground Inspection | [6 empty] | Down Conductor Detection (DCD) | [5 empty] | Line Removal | [5 empty] | EPSS,Undergrounding,Expulsion Fuse Replacement,Down Conductor Detection (DCD),Line Removal, | EPSS Undergrounding Expulsion Fuse Replacement Down Conductor Detection (DCD) Line Removal | EPSS Undergrounding Expulsion Fuse Replacement Down Conductor Detection (DCD) Line Removal | EPSS,Surge Arrestor Replacement,Ground Inspection, | EPSS Surge Arrestor Replacement Ground Inspection | EPSS Surge Arrestor Replacement Ground Inspection | EPSS,Aerial Inspection,Ground Inspection, | EPSS Aerial Inspection Ground Inspection | EPSS Aerial Inspection Ground Inspection |  |  |  | , | FALSE
SARATOGA 1115463510 | EPSS | EPSS | EPSS | [8 empty] | Expulsion Fuse Replacement | [5 empty] | Aerial Inspection | Ground Inspection | Ground Inspection | Ground Inspection | Non-Pole Backlog | [17 empty] | EPSS,Ground Inspection,Non-Pole Backlog, | EPSS Ground Inspection Non-Pole Backlog | EPSS Ground Inspection Non-Pole Backlog | EPSS,Ground Inspection, | EPSS Ground Inspection | EPSS Ground Inspection | EPSS,Expulsion Fuse Replacement,Aerial Inspection,Ground Inspection, | EPSS Expulsion Fuse Replacement Aerial Inspection Ground Inspection | EPSS Expulsion Fuse Replacement Aerial Inspection Ground Inspection |  |  |  | , | FALSE
CAMP EVERS 210612518 | EPSS | EPSS | EPSS | [7 empty] | Expulsion Fuse Replacement | Expulsion Fuse Replacement | [5 empty] | Aerial Inspection |  | Ground Inspection | Ground Inspection | Non-Pole Backlog | Non-Pole Backlog | Non-Pole Backlog | [12 empty] | Pole Backlog |  | Pole Backlog | EPSS,Non-Pole Backlog,Pole Backlog, | EPSS Non-Pole Backlog Pole Backlog | EPSS Non-Pole Backlog Pole Backlog | EPSS,Expulsion Fuse Replacement,Ground Inspection,Non-Pole Backlog, | EPSS Expulsion Fuse Replacement Ground Inspection Non-Pole Backlog | EPSS Expulsion Fuse Replacement Ground Inspection Non-Pole Backlog | EPSS,Expulsion Fuse Replacement,Aerial Inspection,Ground Inspection,Non-Pole Backlog,Pole Backlog, | EPSS Expulsion Fuse Replacement Aerial Inspection Ground Inspection Non-Pole Backlog Pole Backlog | EPSS Expulsion Fuse Replacement Aerial Inspection Ground Inspection Non-Pole Backlog Pole Backlog |  |  |  | , | FALSE
POSO MOUNTAIN 2104CB | EPSS | EPSS | EPSS | [13 empty] | Aerial Inspection |  | Ground Inspection | Ground Inspection | [19 empty] | EPSS,Ground Inspection, | EPSS Ground Inspection | EPSS Ground Inspection | EPSS,Aerial Inspection,Ground Inspection, | EPSS Aerial Inspection Ground Inspection | EPSS Aerial Inspection Ground Inspection | EPSS, | EPSS | EPSS |  |  |  | , | FALSE
CAMP EVERS 210311056 | EPSS | EPSS | EPSS | [8 empty] | Expulsion Fuse Replacement | [5 empty] | Aerial Inspection |  | Ground Inspection | Ground Inspection | Non-Pole Backlog |  | Non-Pole Backlog | [12 empty] | Pole Backlog |  | Pole Backlog | EPSS,Non-Pole Backlog,Pole Backlog, | EPSS Non-Pole Backlog Pole Backlog | EPSS Non-Pole Backlog Pole Backlog | EPSS,Ground Inspection, | EPSS Ground Inspection | EPSS Ground Inspection | EPSS,Expulsion Fuse Replacement,Aerial Inspection,Ground Inspection,Non-Pole Backlog,Pole Backlog, | EPSS Expulsion Fuse Replacement Aerial Inspection Ground Inspection Non-Pole Backlog Pole Backlog | EPSS Expulsion Fuse Replacement Aerial Inspection Ground Inspection Non-Pole Backlog Pole Backlog |  |  |  | , | FALSE
SANTA YNEZ 1102320270 | EPSS | EPSS | EPSS | [6 empty] | Expulsion Fuse Replacement | [6 empty] | Aerial Inspection | Aerial Inspection | Ground Inspection | Ground Inspection | Ground Inspection | Non-Pole Backlog |  | Non-Pole Backlog |  |  |  | Down Conductor Detection (DCD) | [10 empty] | Pole Backlog | EPSS,Expulsion Fuse Replacement,Ground Inspection,Non-Pole Backlog,Down Conductor Detection (DCD), | EPSS Expulsion Fuse Replacement Ground Inspection Non-Pole Backlog Down Conductor Detection (DCD) | EPSS Expulsion Fuse Replacement Ground Inspection Non-Pole Backlog Down Conductor Detection (DCD) | EPSS,Aerial Inspection,Ground Inspection, | EPSS Aerial Inspection Ground Inspection | EPSS Aerial Inspection Ground Inspection | EPSS,Aerial Inspection,Ground Inspection,Non-Pole Backlog,Pole Backlog, | EPSS Aerial Inspection Ground Inspection Non-Pole Backlog Pole Backlog | EPSS Aerial Inspection Ground Inspection Non-Pole Backlog Pole Backlog |  |  |  | , | FALSE
FULTON 1107604 | EPSS | EPSS | EPSS | [6 empty] | Expulsion Fuse Replacement | [7 empty] | Aerial Inspection |  | Ground Inspection | Ground Inspection | Non-Pole Backlog | [11 empty] | Line Removal | [5 empty] | EPSS,Expulsion Fuse Replacement,Non-Pole Backlog,Line Removal, | EPSS Expulsion Fuse Replacement Non-Pole Backlog Line Removal | EPSS Expulsion Fuse Replacement Non-Pole Backlog Line Removal | EPSS,Ground Inspection, | EPSS Ground Inspection | EPSS Ground Inspection | EPSS,Aerial Inspection,Ground Inspection, | EPSS Aerial Inspection Ground Inspection | EPSS Aerial Inspection Ground Inspection | Undergrounding |  | Overhead Hardening | Undergrounding,Overhead Hardening, | Undergrounding Overhead Hardening | Undergrounding Overhead Hardening
MONTE RIO 111164758 | EPSS | EPSS | EPSS | [7 empty] | Expulsion Fuse Replacement | [6 empty] | Aerial Inspection |  | Ground Inspection | Ground Inspection | Non-Pole Backlog |  | Non-Pole Backlog |  |  |  | Down Conductor Detection (DCD) | [10 empty] | Pole Backlog | EPSS,Non-Pole Backlog,Down Conductor Detection (DCD), | EPSS Non-Pole Backlog Down Conductor Detection (DCD) | EPSS Non-Pole Backlog Down Conductor Detection (DCD) | EPSS,Expulsion Fuse Replacement,Ground Inspection, | EPSS Expulsion Fuse Replacement Ground Inspection | EPSS Expulsion Fuse Replacement Ground Inspection | EPSS,Aerial Inspection,Ground Inspection,Non-Pole Backlog,Pole Backlog, | EPSS Aerial Inspection Ground Inspection Non-Pole Backlog Pole Backlog | EPSS Aerial Inspection Ground Inspection Non-Pole Backlog Pole Backlog |  |  |  | , | FALSE
CAMP EVERS 2105601610 | EPSS | EPSS | EPSS | [7 empty] | Expulsion Fuse Replacement | [6 empty] | Aerial Inspection |  | Ground Inspection | Ground Inspection | Non-Pole Backlog |  | Non-Pole Backlog | [14 empty] | Pole Backlog | EPSS,Non-Pole Backlog, | EPSS Non-Pole Backlog | EPSS Non-Pole Backlog | EPSS,Expulsion Fuse Replacement,Ground Inspection, | EPSS Expulsion Fuse Replacement Ground Inspection | EPSS Expulsion Fuse Replacement Ground Inspection | EPSS,Aerial Inspection,Ground Inspection,Non-Pole Backlog,Pole Backlog, | EPSS Aerial Inspection Ground Inspection Non-Pole Backlog Pole Backlog | EPSS Aerial Inspection Ground Inspection Non-Pole Backlog Pole Backlog |  |  |  | , | FALSE
CAYETANO 2109884904 | EPSS | EPSS | EPSS | [6 empty] | Expulsion Fuse Replacement | [5 empty] | Aerial Inspection | Aerial Inspection | Aerial Inspection | Ground Inspection | Ground Inspection | Ground Inspection | Non-Pole Backlog | Non-Pole Backlog | Non-Pole Backlog | [14 empty] | Pole Backlog | EPSS,Expulsion Fuse Replacement,Aerial Inspection,Ground Inspection,Non-Pole Backlog, | EPSS Expulsion Fuse Replacement Aerial Inspection Ground Inspection Non-Pole Backlog | EPSS Expulsion Fuse Replacement Aerial Inspection Ground Inspection Non-Pole Backlog | EPSS,Aerial Inspection,Ground Inspection,Non-Pole Backlog, | EPSS Aerial Inspection Ground Inspection Non-Pole Backlog | EPSS Aerial Inspection Ground Inspection Non-Pole Backlog | EPSS,Aerial Inspection,Ground Inspection,Non-Pole Backlog,Pole Backlog, | EPSS Aerial Inspection Ground Inspection Non-Pole Backlog Pole Backlog | EPSS Aerial Inspection Ground Inspection Non-Pole Backlog Pole Backlog |  |  |  | , | FALSE
SUMMIT 11016627 | EPSS | EPSS | EPSS | [13 empty] | Aerial Inspection |  | Ground Inspection |  | Ground Inspection | [15 empty] | Pole Backlog |  |  | EPSS,Ground Inspection,Pole Backlog, | EPSS Ground Inspection Pole Backlog | EPSS Ground Inspection Pole Backlog | EPSS,Aerial Inspection, | EPSS Aerial Inspection | EPSS Aerial Inspection | EPSS,Ground Inspection, | EPSS Ground Inspection | EPSS Ground Inspection |  |  |  | , | FALSE
APPLE HILL 110412832 | EPSS | EPSS | EPSS | [6 empty] | Expulsion Fuse Replacement | Expulsion Fuse Replacement | [5 empty] | Aerial Inspection |  | Ground Inspection |  | Ground Inspection | Non-Pole Backlog |  | Non-Pole Backlog |  |  |  | Down Conductor Detection (DCD) |  |  | Line Sensors | [5 empty] | Pole Backlog |  |  | EPSS,Expulsion Fuse Replacement,Ground Inspection,Non-Pole Backlog,Down Conductor Detection (DCD),Line Sensors,Pole Backlog, | EPSS Expulsion Fuse Replacement Ground Inspection Non-Pole Backlog Down Conductor Detection (DCD) Line Sensors Pole Backlog | EPSS Expulsion Fuse Replacement Ground Inspection Non-Pole Backlog Down Conductor Detection (DCD) Line Sensors Pole Backlog | EPSS,Expulsion Fuse Replacement,Aerial Inspection, | EPSS Expulsion Fuse Replacement Aerial Inspection | EPSS Expulsion Fuse Replacement Aerial Inspection | EPSS,Ground Inspection,Non-Pole Backlog, | EPSS Ground Inspection Non-Pole Backlog | EPSS Ground Inspection Non-Pole Backlog |  |  |  | , | FALSE
CURTIS 170565908 | EPSS | EPSS | EPSS | [13 empty] | Aerial Inspection | Aerial Inspection | Ground Inspection | Ground Inspection |  | Non-Pole Backlog | Non-Pole Backlog |  |  |  |  | Down Conductor Detection (DCD) | [11 empty] | EPSS,Ground Inspection,Non-Pole Backlog,Down Conductor Detection (DCD), | EPSS Ground Inspection Non-Pole Backlog Down Conductor Detection (DCD) | EPSS Ground Inspection Non-Pole Backlog Down Conductor Detection (DCD) | EPSS,Aerial Inspection,Ground Inspection,Non-Pole Backlog, | EPSS Aerial Inspection Ground Inspection Non-Pole Backlog | EPSS Aerial Inspection Ground Inspection Non-Pole Backlog | EPSS,Aerial Inspection, | EPSS Aerial Inspection | EPSS Aerial Inspection |  |  |  | , | FALSE
SAN RAMON 210853732 | EPSS | EPSS | EPSS | [17 empty] | Ground Inspection | Non-Pole Backlog | [17 empty] | EPSS,Non-Pole Backlog, | EPSS Non-Pole Backlog | EPSS Non-Pole Backlog | EPSS, | EPSS | EPSS | EPSS,Ground Inspection, | EPSS Ground Inspection | EPSS Ground Inspection |  |  |  | , | FALSE
EL DORADO PH 210126000 | EPSS | EPSS | EPSS | [14 empty] | Aerial Inspection |  | Ground Inspection | Ground Inspection | Non-Pole Backlog | [5 empty] | Down Conductor Detection (DCD) |  |  | Line Sensors |  |  | Line Removal | [5 empty] | EPSS,Non-Pole Backlog,Down Conductor Detection (DCD),Line Sensors,Line Removal, | EPSS Non-Pole Backlog Down Conductor Detection (DCD) Line Sensors Line Removal | EPSS Non-Pole Backlog Down Conductor Detection (DCD) Line Sensors Line Removal | EPSS,Ground Inspection, | EPSS Ground Inspection | EPSS Ground Inspection | EPSS,Aerial Inspection,Ground Inspection, | EPSS Aerial Inspection Ground Inspection | EPSS Aerial Inspection Ground Inspection | Undergrounding |  | Overhead Hardening | Undergrounding,Overhead Hardening, | Undergrounding Overhead Hardening | Undergrounding Overhead Hardening
WYANDOTTE 1105601234 | EPSS | EPSS | EPSS | [14 empty] | Aerial Inspection |  | Ground Inspection | Ground Inspection | [9 empty] | Line Sensors | [8 empty] | EPSS,Line Sensors, | EPSS Line Sensors | EPSS Line Sensors | EPSS,Ground Inspection, | EPSS Ground Inspection | EPSS Ground Inspection | EPSS,Aerial Inspection,Ground Inspection, | EPSS Aerial Inspection Ground Inspection | EPSS Aerial Inspection Ground Inspection |  |  |  | , | FALSE
ELK CREEK 11012002 | EPSS | EPSS | EPSS | Undergrounding | [5 empty] | Expulsion Fuse Replacement | [6 empty] | Aerial Inspection | Aerial Inspection | Ground Inspection | Ground Inspection | Ground Inspection | [6 empty] | Down Conductor Detection (DCD) | [6 empty] | Line Removal |  | Pole Backlog |  | Pole Backlog | EPSS,Undergrounding,Expulsion Fuse Replacement,Ground Inspection,Down Conductor Detection (DCD),Pole Backlog, | EPSS Undergrounding Expulsion Fuse Replacement Ground Inspection Down Conductor Detection (DCD) Pole Backlog | EPSS Undergrounding Expulsion Fuse Replacement Ground Inspection Down Conductor Detection (DCD) Pole Backlog | EPSS,Aerial Inspection,Ground Inspection,Line Removal, | EPSS Aerial Inspection Ground Inspection Line Removal | EPSS Aerial Inspection Ground Inspection Line Removal | EPSS,Aerial Inspection,Ground Inspection,Pole Backlog, | EPSS Aerial Inspection Ground Inspection Pole Backlog | EPSS Aerial Inspection Ground Inspection Pole Backlog |  |  |  | , | FALSE
PUTAH CREEK 110396792 | EPSS | EPSS | EPSS | [9 empty] | Surge Arrestor Replacement |  |  |  | Aerial Inspection |  | Ground Inspection | Ground Inspection | Ground Inspection | [6 empty] | Down Conductor Detection (DCD) | [11 empty] | EPSS,Surge Arrestor Replacement,Ground Inspection,Down Conductor Detection (DCD), | EPSS Surge Arrestor Replacement Ground Inspection Down Conductor Detection (DCD) | EPSS Surge Arrestor Replacement Ground Inspection Down Conductor Detection (DCD) | EPSS,Aerial Inspection,Ground Inspection, | EPSS Aerial Inspection Ground Inspection | EPSS Aerial Inspection Ground Inspection | EPSS,Ground Inspection, | EPSS Ground Inspection | EPSS Ground Inspection |  |  |  | , | FALSE
LAYTONVILLE 1102572 | EPSS | EPSS | EPSS | [6 empty] | Expulsion Fuse Replacement | Expulsion Fuse Replacement | [5 empty] | Aerial Inspection | Aerial Inspection | Ground Inspection | Ground Inspection | [7 empty] | Down Conductor Detection (DCD) |  |  | Line Sensors | [8 empty] | EPSS,Expulsion Fuse Replacement,Ground Inspection,Down Conductor Detection (DCD),Line Sensors, | EPSS Expulsion Fuse Replacement Ground Inspection Down Conductor Detection (DCD) Line Sensors | EPSS Expulsion Fuse Replacement Ground Inspection Down Conductor Detection (DCD) Line Sensors | EPSS,Expulsion Fuse Replacement,Aerial Inspection,Ground Inspection, | EPSS Expulsion Fuse Replacement Aerial Inspection Ground Inspection | EPSS Expulsion Fuse Replacement Aerial Inspection Ground Inspection | EPSS,Aerial Inspection, | EPSS Aerial Inspection | EPSS Aerial Inspection |  |  |  | , | FALSE
HICKS 2103LB50 | EPSS | EPSS | EPSS | [7 empty] | Expulsion Fuse Replacement | Expulsion Fuse Replacement |  |  |  |  | Aerial Inspection | Aerial Inspection | Ground Inspection | Ground Inspection |  | Non-Pole Backlog | Non-Pole Backlog | Non-Pole Backlog | [13 empty] | Pole Backlog | Pole Backlog | EPSS,Ground Inspection,Non-Pole Backlog, | EPSS Ground Inspection Non-Pole Backlog | EPSS Ground Inspection Non-Pole Backlog | EPSS,Expulsion Fuse Replacement,Aerial Inspection,Ground Inspection,Non-Pole Backlog,Pole Backlog, | EPSS Expulsion Fuse Replacement Aerial Inspection Ground Inspection Non-Pole Backlog Pole Backlog | EPSS Expulsion Fuse Replacement Aerial Inspection Ground Inspection Non-Pole Backlog Pole Backlog | EPSS,Expulsion Fuse Replacement,Aerial Inspection,Non-Pole Backlog,Pole Backlog, | EPSS Expulsion Fuse Replacement Aerial Inspection Non-Pole Backlog Pole Backlog | EPSS Expulsion Fuse Replacement Aerial Inspection Non-Pole Backlog Pole Backlog |  |  |  | , | FALSE
NORTH BRANCH 1101CB | EPSS | EPSS | EPSS |  | Undergrounding |  |  | Overhead Hardening |  | Expulsion Fuse Replacement | [7 empty] | Aerial Inspection |  | Ground Inspection | Ground Inspection | Non-Pole Backlog |  | Non-Pole Backlog | [14 empty] | Pole Backlog | EPSS,Expulsion Fuse Replacement,Non-Pole Backlog, | EPSS Expulsion Fuse Replacement Non-Pole Backlog | EPSS Expulsion Fuse Replacement Non-Pole Backlog | EPSS,Undergrounding,Overhead Hardening,Ground Inspection, | EPSS Undergrounding Overhead Hardening Ground Inspection | EPSS Undergrounding Overhead Hardening Ground Inspection | EPSS,Aerial Inspection,Ground Inspection,Non-Pole Backlog,Pole Backlog, | EPSS Aerial Inspection Ground Inspection Non-Pole Backlog Pole Backlog | EPSS Aerial Inspection Ground Inspection Non-Pole Backlog Pole Backlog |  |  |  | , | FALSE
RADUM 1105806392 | EPSS | EPSS | EPSS | [7 empty] | Expulsion Fuse Replacement | Expulsion Fuse Replacement |  |  |  |  | Aerial Inspection |  | Ground Inspection |  | Ground Inspection | Non-Pole Backlog | [15 empty] | Pole Backlog |  | EPSS,Ground Inspection,Non-Pole Backlog, | EPSS Ground Inspection Non-Pole Backlog | EPSS Ground Inspection Non-Pole Backlog | EPSS,Expulsion Fuse Replacement,Aerial Inspection,Pole Backlog, | EPSS Expulsion Fuse Replacement Aerial Inspection Pole Backlog | EPSS Expulsion Fuse Replacement Aerial Inspection Pole Backlog | EPSS,Expulsion Fuse Replacement,Ground Inspection, | EPSS Expulsion Fuse Replacement Ground Inspection | EPSS Expulsion Fuse Replacement Ground Inspection |  |  |  | , | FALSE
BANGOR 11017446 | EPSS | EPSS | EPSS | [6 empty] | Expulsion Fuse Replacement | [6 empty] | Aerial Inspection | Aerial Inspection | Ground Inspection |  |  | Non-Pole Backlog | [5 empty] | Down Conductor Detection (DCD) |  |  | Line Sensors | [5 empty] | Pole Backlog |  |  | EPSS,Expulsion Fuse Replacement,Ground Inspection,Non-Pole Backlog,Down Conductor Detection (DCD),Line Sensors,Pole Backlog, | EPSS Expulsion Fuse Replacement Ground Inspection Non-Pole Backlog Down Conductor Detection (DCD) Line Sensors Pole Backlog | EPSS Expulsion Fuse Replacement Ground Inspection Non-Pole Backlog Down Conductor Detection (DCD) Line Sensors Pole Backlog | EPSS,Aerial Inspection, | EPSS Aerial Inspection | EPSS Aerial Inspection | EPSS,Aerial Inspection, | EPSS Aerial Inspection | EPSS Aerial Inspection |  |  |  | , | FALSE
MIDDLETOWN 1102878 | EPSS | EPSS | EPSS | [6 empty] | Expulsion Fuse Replacement | [5 empty] | Aerial Inspection | Aerial Inspection | Aerial Inspection | Ground Inspection | Ground Inspection | Ground Inspection | [15 empty] | Pole Backlog |  |  | EPSS,Expulsion Fuse Replacement,Aerial Inspection,Ground Inspection,Pole Backlog, | EPSS Expulsion Fuse Replacement Aerial Inspection Ground Inspection Pole Backlog | EPSS Expulsion Fuse Replacement Aerial Inspection Ground Inspection Pole Backlog | EPSS,Aerial Inspection,Ground Inspection, | EPSS Aerial Inspection Ground Inspection | EPSS Aerial Inspection Ground Inspection | EPSS,Aerial Inspection,Ground Inspection, | EPSS Aerial Inspection Ground Inspection | EPSS Aerial Inspection Ground Inspection |  |  |  | , | FALSE
MORGAN HILL 2105XR176 | EPSS | EPSS | EPSS | [6 empty] | Expulsion Fuse Replacement | Expulsion Fuse Replacement | [5 empty] | Aerial Inspection | Aerial Inspection | Ground Inspection | Ground Inspection | Ground Inspection | Non-Pole Backlog | Non-Pole Backlog | Non-Pole Backlog | [6 empty] | Line Sensors |  |  | Line Removal |  |  | Pole Backlog |  | Pole Backlog | EPSS,Expulsion Fuse Replacement,Ground Inspection,Non-Pole Backlog,Line Sensors,Line Removal,Pole Backlog, | EPSS Expulsion Fuse Replacement Ground Inspection Non-Pole Backlog Line Sensors Line Removal Pole Backlog | EPSS Expulsion Fuse Replacement Ground Inspection Non-Pole Backlog Line Sensors Line Removal Pole Backlog | EPSS,Expulsion Fuse Replacement,Aerial Inspection,Ground Inspection,Non-Pole Backlog, | EPSS Expulsion Fuse Replacement Aerial Inspection Ground Inspection Non-Pole Backlog | EPSS Expulsion Fuse Replacement Aerial Inspection Ground Inspection Non-Pole Backlog | EPSS,Aerial Inspection,Ground Inspection,Non-Pole Backlog,Pole Backlog, | EPSS Aerial Inspection Ground Inspection Non-Pole Backlog Pole Backlog | EPSS Aerial Inspection Ground Inspection Non-Pole Backlog Pole Backlog |  |  |  | , | FALSE
WEST POINT 110136674 | EPSS | EPSS | EPSS | [14 empty] | Aerial Inspection |  | Ground Inspection | Ground Inspection | Non-Pole Backlog | [5 empty] | Down Conductor Detection (DCD) |  |  | Line Sensors | [8 empty] | EPSS,Non-Pole Backlog,Down Conductor Detection (DCD),Line Sensors, | EPSS Non-Pole Backlog Down Conductor Detection (DCD) Line Sensors | EPSS Non-Pole Backlog Down Conductor Detection (DCD) Line Sensors | EPSS,Ground Inspection, | EPSS Ground Inspection | EPSS Ground Inspection | EPSS,Aerial Inspection,Ground Inspection, | EPSS Aerial Inspection Ground Inspection | EPSS Aerial Inspection Ground Inspection |  |  |  | , | FALSE
LAYTONVILLE 11011760 | EPSS | EPSS | EPSS | [6 empty] | Expulsion Fuse Replacement | Expulsion Fuse Replacement |  | Surge Arrestor Replacement |  |  |  | Aerial Inspection | Aerial Inspection | Ground Inspection | Ground Inspection |  | Non-Pole Backlog | Non-Pole Backlog | Non-Pole Backlog |  |  |  | Down Conductor Detection (DCD) | [11 empty] | EPSS,Expulsion Fuse Replacement,Surge Arrestor Replacement,Ground Inspection,Non-Pole Backlog,Down Conductor Detection (DCD), | EPSS Expulsion Fuse Replacement Surge Arrestor Replacement Ground Inspection Non-Pole Backlog Down Conductor Detection (DCD) | EPSS Expulsion Fuse Replacement Surge Arrestor Replacement Ground Inspection Non-Pole Backlog Down Conductor Detection (DCD) | EPSS,Expulsion Fuse Replacement,Aerial Inspection,Ground Inspection,Non-Pole Backlog, | EPSS Expulsion Fuse Replacement Aerial Inspection Ground Inspection Non-Pole Backlog | EPSS Expulsion Fuse Replacement Aerial Inspection Ground Inspection Non-Pole Backlog | EPSS,Aerial Inspection,Non-Pole Backlog, | EPSS Aerial Inspection Non-Pole Backlog | EPSS Aerial Inspection Non-Pole Backlog |  |  |  | , | FALSE
DIAMOND SPRINGS 1104705100 | EPSS | EPSS | EPSS | [7 empty] | Expulsion Fuse Replacement | [5 empty] | Aerial Inspection | Aerial Inspection | Ground Inspection | Ground Inspection | Ground Inspection | Non-Pole Backlog | [5 empty] | Down Conductor Detection (DCD) | [11 empty] | EPSS,Ground Inspection,Non-Pole Backlog,Down Conductor Detection (DCD), | EPSS Ground Inspection Non-Pole Backlog Down Conductor Detection (DCD) | EPSS Ground Inspection Non-Pole Backlog Down Conductor Detection (DCD) | EPSS,Expulsion Fuse Replacement,Aerial Inspection,Ground Inspection, | EPSS Expulsion Fuse Replacement Aerial Inspection Ground Inspection | EPSS Expulsion Fuse Replacement Aerial Inspection Ground Inspection | EPSS,Aerial Inspection,Ground Inspection, | EPSS Aerial Inspection Ground Inspection | EPSS Aerial Inspection Ground Inspection |  |  |  | , | FALSE
DUNLAP 11027849F | EPSS | EPSS | EPSS | [6 empty] | Expulsion Fuse Replacement | [6 empty] | Aerial Inspection | Aerial Inspection | Ground Inspection | Ground Inspection |  | Non-Pole Backlog | [5 empty] | Down Conductor Detection (DCD) | [11 empty] | EPSS,Expulsion Fuse Replacement,Ground Inspection,Non-Pole Backlog,Down Conductor Detection (DCD), | EPSS Expulsion Fuse Replacement Ground Inspection Non-Pole Backlog Down Conductor Detection (DCD) | EPSS Expulsion Fuse Replacement Ground Inspection Non-Pole Backlog Down Conductor Detection (DCD) | EPSS,Aerial Inspection,Ground Inspection, | EPSS Aerial Inspection Ground Inspection | EPSS Aerial Inspection Ground Inspection | EPSS,Aerial Inspection, | EPSS Aerial Inspection | EPSS Aerial Inspection |  |  |  | , | FALSE
UKIAH 1111534 | EPSS | EPSS | EPSS | [36 empty] | EPSS, | EPSS | EPSS | EPSS, | EPSS | EPSS | EPSS, | EPSS | EPSS |  |  |  | , | FALSE
BIG TREES 0402737512 | EPSS | EPSS | EPSS | [17 empty] | Ground Inspection | [18 empty] | EPSS, | EPSS | EPSS | EPSS, | EPSS | EPSS | EPSS,Ground Inspection, | EPSS Ground Inspection | EPSS Ground Inspection |  |  |  | , | FALSE
PINE GROVE 1102467560 | EPSS | EPSS | EPSS | [13 empty] | Aerial Inspection | Aerial Inspection |  | Ground Inspection | Ground Inspection | Non-Pole Backlog | [5 empty] | Down Conductor Detection (DCD) | [11 empty] | EPSS,Non-Pole Backlog,Down Conductor Detection (DCD), | EPSS Non-Pole Backlog Down Conductor Detection (DCD) | EPSS Non-Pole Backlog Down Conductor Detection (DCD) | EPSS,Aerial Inspection,Ground Inspection, | EPSS Aerial Inspection Ground Inspection | EPSS Aerial Inspection Ground Inspection | EPSS,Aerial Inspection,Ground Inspection, | EPSS Aerial Inspection Ground Inspection | EPSS Aerial Inspection Ground Inspection |  |  |  | , | FALSE
CURTIS 17019230 | EPSS | EPSS | EPSS | [8 empty] | Expulsion Fuse Replacement |  |  |  |  | Aerial Inspection | Aerial Inspection | Ground Inspection | Ground Inspection | Ground Inspection | Non-Pole Backlog | [5 empty] | Down Conductor Detection (DCD) |  |  | Line Sensors | [8 empty] | EPSS,Ground Inspection,Non-Pole Backlog,Down Conductor Detection (DCD),Line Sensors, | EPSS Ground Inspection Non-Pole Backlog Down Conductor Detection (DCD) Line Sensors | EPSS Ground Inspection Non-Pole Backlog Down Conductor Detection (DCD) Line Sensors | EPSS,Aerial Inspection,Ground Inspection, | EPSS Aerial Inspection Ground Inspection | EPSS Aerial Inspection Ground Inspection | EPSS,Expulsion Fuse Replacement,Aerial Inspection,Ground Inspection, | EPSS Expulsion Fuse Replacement Aerial Inspection Ground Inspection | EPSS Expulsion Fuse Replacement Aerial Inspection Ground Inspection |  |  |  | , | FALSE
FROGTOWN 1702737236 | EPSS | EPSS | EPSS | [6 empty] | Expulsion Fuse Replacement | [6 empty] | Aerial Inspection | Aerial Inspection | Ground Inspection | Ground Inspection | Ground Inspection | Non-Pole Backlog | [14 empty] | Pole Backlog |  |  | EPSS,Expulsion Fuse Replacement,Ground Inspection,Non-Pole Backlog,Pole Backlog, | EPSS Expulsion Fuse Replacement Ground Inspection Non-Pole Backlog Pole Backlog | EPSS Expulsion Fuse Replacement Ground Inspection Non-Pole Backlog Pole Backlog | EPSS,Aerial Inspection,Ground Inspection, | EPSS Aerial Inspection Ground Inspection | EPSS Aerial Inspection Ground Inspection | EPSS,Aerial Inspection,Ground Inspection, | EPSS Aerial Inspection Ground Inspection | EPSS Aerial Inspection Ground Inspection |  |  |  | , | FALSE
SHINGLE SPRINGS 21092679 | EPSS | EPSS | EPSS | [6 empty] | Expulsion Fuse Replacement | [10 empty] | Ground Inspection | Non-Pole Backlog | [14 empty] | Pole Backlog |  |  | EPSS,Expulsion Fuse Replacement,Non-Pole Backlog,Pole Backlog, | EPSS Expulsion Fuse Replacement Non-Pole Backlog Pole Backlog | EPSS Expulsion Fuse Replacement Non-Pole Backlog Pole Backlog | EPSS, | EPSS | EPSS | EPSS,Ground Inspection, | EPSS Ground Inspection | EPSS Ground Inspection |  |  |  | , | FALSE
BOLINAS 1101806 | EPSS | EPSS | EPSS | [17 empty] | Ground Inspection |  | Non-Pole Backlog | [16 empty] | EPSS, | EPSS | EPSS | EPSS,Non-Pole Backlog, | EPSS Non-Pole Backlog | EPSS Non-Pole Backlog | EPSS,Ground Inspection, | EPSS Ground Inspection | EPSS Ground Inspection |  |  |  | , | FALSE
SPANISH CREEK 4401CB | EPSS | EPSS | EPSS | Undergrounding | [35 empty] | EPSS,Undergrounding, | EPSS Undergrounding | EPSS Undergrounding | EPSS, | EPSS | EPSS | EPSS, | EPSS | EPSS |  | Line Removal |  | ,Line Removal, | Line Removal | Line Removal
SAN RAFAEL 11081210 | EPSS | EPSS | EPSS | [17 empty] | Ground Inspection | [9 empty] | Line Sensors | [8 empty] | EPSS,Line Sensors, | EPSS Line Sensors | EPSS Line Sensors | EPSS, | EPSS | EPSS | EPSS,Ground Inspection, | EPSS Ground Inspection | EPSS Ground Inspection |  |  |  | , | FALSE
CLARKSVILLE 210551478 | EPSS | EPSS | EPSS | [13 empty] | Aerial Inspection |  | Ground Inspection | [20 empty] | EPSS,Ground Inspection, | EPSS Ground Inspection | EPSS Ground Inspection | EPSS,Aerial Inspection, | EPSS Aerial Inspection | EPSS Aerial Inspection | EPSS, | EPSS | EPSS |  |  |  | , | FALSE
MONTE RIO 1112CB | EPSS | EPSS | EPSS | [7 empty] | Expulsion Fuse Replacement | [9 empty] | Ground Inspection | Non-Pole Backlog | Non-Pole Backlog | [13 empty] | Pole Backlog | Pole Backlog |  | EPSS,Non-Pole Backlog,Pole Backlog, | EPSS Non-Pole Backlog Pole Backlog | EPSS Non-Pole Backlog Pole Backlog | EPSS,Expulsion Fuse Replacement,Non-Pole Backlog,Pole Backlog, | EPSS Expulsion Fuse Replacement Non-Pole Backlog Pole Backlog | EPSS Expulsion Fuse Replacement Non-Pole Backlog Pole Backlog | EPSS,Ground Inspection, | EPSS Ground Inspection | EPSS Ground Inspection |  |  |  | , | FALSE
SALT SPRINGS 21028442 | EPSS | EPSS | EPSS | [13 empty] | Aerial Inspection | Aerial Inspection | Ground Inspection | Ground Inspection | Ground Inspection | Non-Pole Backlog | Non-Pole Backlog | [13 empty] | Pole Backlog |  |  | EPSS,Ground Inspection,Non-Pole Backlog,Pole Backlog, | EPSS Ground Inspection Non-Pole Backlog Pole Backlog | EPSS Ground Inspection Non-Pole Backlog Pole Backlog | EPSS,Aerial Inspection,Ground Inspection,Non-Pole Backlog, | EPSS Aerial Inspection Ground Inspection Non-Pole Backlog | EPSS Aerial Inspection Ground Inspection Non-Pole Backlog | EPSS,Aerial Inspection,Ground Inspection, | EPSS Aerial Inspection Ground Inspection | EPSS Aerial Inspection Ground Inspection |  |  |  | , | FALSE
PUEBLO 2102895310 | EPSS | EPSS | EPSS | [17 empty] | Ground Inspection | Non-Pole Backlog | [17 empty] | EPSS,Non-Pole Backlog, | EPSS Non-Pole Backlog | EPSS Non-Pole Backlog | EPSS, | EPSS | EPSS | EPSS,Ground Inspection, | EPSS Ground Inspection | EPSS Ground Inspection |  |  |  | , | FALSE
UKIAH 1114206824 | EPSS | EPSS | EPSS | [6 empty] | Expulsion Fuse Replacement | [6 empty] | Aerial Inspection | Aerial Inspection | Ground Inspection |  | Ground Inspection | Non-Pole Backlog | [16 empty] | Pole Backlog | EPSS,Expulsion Fuse Replacement,Ground Inspection,Non-Pole Backlog, | EPSS Expulsion Fuse Replacement Ground Inspection Non-Pole Backlog | EPSS Expulsion Fuse Replacement Ground Inspection Non-Pole Backlog | EPSS,Aerial Inspection, | EPSS Aerial Inspection | EPSS Aerial Inspection | EPSS,Aerial Inspection,Ground Inspection,Pole Backlog, | EPSS Aerial Inspection Ground Inspection Pole Backlog | EPSS Aerial Inspection Ground Inspection Pole Backlog |  |  |  | , | FALSE
MONTE RIO 1111506 | EPSS | EPSS | EPSS | [7 empty] | Expulsion Fuse Replacement | [6 empty] | Aerial Inspection |  | Ground Inspection | Ground Inspection | Non-Pole Backlog | [5 empty] | Down Conductor Detection (DCD) | [11 empty] | EPSS,Non-Pole Backlog,Down Conductor Detection (DCD), | EPSS Non-Pole Backlog Down Conductor Detection (DCD) | EPSS Non-Pole Backlog Down Conductor Detection (DCD) | EPSS,Expulsion Fuse Replacement,Ground Inspection, | EPSS Expulsion Fuse Replacement Ground Inspection | EPSS Expulsion Fuse Replacement Ground Inspection | EPSS,Aerial Inspection,Ground Inspection, | EPSS Aerial Inspection Ground Inspection | EPSS Aerial Inspection Ground Inspection |  |  |  | , | FALSE
BUTTE 1105751990 | EPSS | EPSS | EPSS | [13 empty] | Aerial Inspection |  | Ground Inspection |  | Ground Inspection | Non-Pole Backlog | [17 empty] | EPSS,Ground Inspection,Non-Pole Backlog, | EPSS Ground Inspection Non-Pole Backlog | EPSS Ground Inspection Non-Pole Backlog | EPSS,Aerial Inspection, | EPSS Aerial Inspection | EPSS Aerial Inspection | EPSS,Ground Inspection, | EPSS Ground Inspection | EPSS Ground Inspection |  |  |  | , | FALSE
CANTUA 1103792930 | EPSS | EPSS | EPSS | [13 empty] | Aerial Inspection | Aerial Inspection | Ground Inspection | Ground Inspection | Ground Inspection | [7 empty] | Down Conductor Detection (DCD) | [10 empty] | EPSS,Ground Inspection, | EPSS Ground Inspection | EPSS Ground Inspection | EPSS,Aerial Inspection,Ground Inspection,Down Conductor Detection (DCD), | EPSS Aerial Inspection Ground Inspection Down Conductor Detection (DCD) | EPSS Aerial Inspection Ground Inspection Down Conductor Detection (DCD) | EPSS,Aerial Inspection,Ground Inspection, | EPSS Aerial Inspection Ground Inspection | EPSS Aerial Inspection Ground Inspection |  |  |  | , | FALSE
BIG BASIN 110276752 | EPSS | EPSS | EPSS | [7 empty] | Expulsion Fuse Replacement | Expulsion Fuse Replacement | [5 empty] | Aerial Inspection |  | Ground Inspection | Ground Inspection | Non-Pole Backlog | Non-Pole Backlog | Non-Pole Backlog |  |  |  |  | Down Conductor Detection (DCD) | [9 empty] | Pole Backlog | EPSS,Non-Pole Backlog, | EPSS Non-Pole Backlog | EPSS Non-Pole Backlog | EPSS,Expulsion Fuse Replacement,Ground Inspection,Non-Pole Backlog,Down Conductor Detection (DCD), | EPSS Expulsion Fuse Replacement Ground Inspection Non-Pole Backlog Down Conductor Detection (DCD) | EPSS Expulsion Fuse Replacement Ground Inspection Non-Pole Backlog Down Conductor Detection (DCD) | EPSS,Expulsion Fuse Replacement,Aerial Inspection,Ground Inspection,Non-Pole Backlog,Pole Backlog, | EPSS Expulsion Fuse Replacement Aerial Inspection Ground Inspection Non-Pole Backlog Pole Backlog | EPSS Expulsion Fuse Replacement Aerial Inspection Ground Inspection Non-Pole Backlog Pole Backlog |  |  |  | , | FALSE
PINE GROVE 110152088 | EPSS | EPSS | EPSS | [7 empty] | Expulsion Fuse Replacement | [5 empty] | Aerial Inspection | Aerial Inspection | Ground Inspection |  |  | Non-Pole Backlog | [5 empty] | Down Conductor Detection (DCD) | [11 empty] | EPSS,Ground Inspection,Non-Pole Backlog,Down Conductor Detection (DCD), | EPSS Ground Inspection Non-Pole Backlog Down Conductor Detection (DCD) | EPSS Ground Inspection Non-Pole Backlog Down Conductor Detection (DCD) | EPSS,Expulsion Fuse Replacement,Aerial Inspection, | EPSS Expulsion Fuse Replacement Aerial Inspection | EPSS Expulsion Fuse Replacement Aerial Inspection | EPSS,Aerial Inspection, | EPSS Aerial Inspection | EPSS Aerial Inspection |  |  |  | , | FALSE
WHITMORE 11011594 | EPSS | EPSS | EPSS | [6 empty] | Expulsion Fuse Replacement | Expulsion Fuse Replacement | [5 empty] | Aerial Inspection |  | Ground Inspection | [14 empty] | Line Removal | [5 empty] | EPSS,Expulsion Fuse Replacement,Ground Inspection,Line Removal, | EPSS Expulsion Fuse Replacement Ground Inspection Line Removal | EPSS Expulsion Fuse Replacement Ground Inspection Line Removal | EPSS,Expulsion Fuse Replacement,Aerial Inspection, | EPSS Expulsion Fuse Replacement Aerial Inspection | EPSS Expulsion Fuse Replacement Aerial Inspection | EPSS, | EPSS | EPSS |  |  |  | , | FALSE
HIGGINS 1104498932 | EPSS | EPSS | EPSS | [7 empty] | Expulsion Fuse Replacement | Expulsion Fuse Replacement |  |  |  |  | Aerial Inspection | Aerial Inspection | Ground Inspection | Ground Inspection | Ground Inspection | Non-Pole Backlog | Non-Pole Backlog | Non-Pole Backlog |  |  |  |  | Down Conductor Detection (DCD) | [10 empty] | EPSS,Ground Inspection,Non-Pole Backlog, | EPSS Ground Inspection Non-Pole Backlog | EPSS Ground Inspection Non-Pole Backlog | EPSS,Expulsion Fuse Replacement,Aerial Inspection,Ground Inspection,Non-Pole Backlog,Down Conductor Detection (DCD), | EPSS Expulsion Fuse Replacement Aerial Inspection Ground Inspection Non-Pole Backlog Down Conductor Detection (DCD) | EPSS Expulsion Fuse Replacement Aerial Inspection Ground Inspection Non-Pole Backlog Down Conductor Detection (DCD) | EPSS,Expulsion Fuse Replacement,Aerial Inspection,Ground Inspection,Non-Pole Backlog, | EPSS Expulsion Fuse Replacement Aerial Inspection Ground Inspection Non-Pole Backlog | EPSS Expulsion Fuse Replacement Aerial Inspection Ground Inspection Non-Pole Backlog |  |  |  | , | FALSE
EAST QUINCY 1101424048 | EPSS | EPSS | EPSS | [17 empty] | Ground Inspection | Non-Pole Backlog | [6 empty] | Down Conductor Detection (DCD) | [10 empty] | EPSS,Non-Pole Backlog, | EPSS Non-Pole Backlog | EPSS Non-Pole Backlog | EPSS,Down Conductor Detection (DCD), | EPSS Down Conductor Detection (DCD) | EPSS Down Conductor Detection (DCD) | EPSS,Ground Inspection, | EPSS Ground Inspection | EPSS Ground Inspection |  |  |  | , | FALSE
FROGTOWN 170212282 | EPSS | EPSS | EPSS | [6 empty] | Expulsion Fuse Replacement | [6 empty] | Aerial Inspection | Aerial Inspection | Ground Inspection | Ground Inspection | [19 empty] | EPSS,Expulsion Fuse Replacement,Ground Inspection, | EPSS Expulsion Fuse Replacement Ground Inspection | EPSS Expulsion Fuse Replacement Ground Inspection | EPSS,Aerial Inspection,Ground Inspection, | EPSS Aerial Inspection Ground Inspection | EPSS Aerial Inspection Ground Inspection | EPSS,Aerial Inspection, | EPSS Aerial Inspection | EPSS Aerial Inspection |  |  |  | , | FALSE
DUNBAR 1101440 | EPSS | EPSS | EPSS | [13 empty] | Aerial Inspection |  |  |  | Ground Inspection | Non-Pole Backlog | [17 empty] | EPSS,Non-Pole Backlog, | EPSS Non-Pole Backlog | EPSS Non-Pole Backlog | EPSS,Aerial Inspection, | EPSS Aerial Inspection | EPSS Aerial Inspection | EPSS,Ground Inspection, | EPSS Ground Inspection | EPSS Ground Inspection |  |  |  | , | FALSE
VINEYARD 2108609690 | EPSS | EPSS | EPSS | [6 empty] | Expulsion Fuse Replacement | Expulsion Fuse Replacement | [6 empty] | Aerial Inspection |  | Ground Inspection | Ground Inspection | Non-Pole Backlog | Non-Pole Backlog | Non-Pole Backlog | [15 empty] | EPSS,Expulsion Fuse Replacement,Non-Pole Backlog, | EPSS Expulsion Fuse Replacement Non-Pole Backlog | EPSS Expulsion Fuse Replacement Non-Pole Backlog | EPSS,Expulsion Fuse Replacement,Ground Inspection,Non-Pole Backlog, | EPSS Expulsion Fuse Replacement Ground Inspection Non-Pole Backlog | EPSS Expulsion Fuse Replacement Ground Inspection Non-Pole Backlog | EPSS,Aerial Inspection,Ground Inspection,Non-Pole Backlog, | EPSS Aerial Inspection Ground Inspection Non-Pole Backlog | EPSS Aerial Inspection Ground Inspection Non-Pole Backlog |  |  |  | , | FALSE
OILFIELDS 1103N64 | EPSS | EPSS | EPSS | [14 empty] | Aerial Inspection |  | Ground Inspection | Ground Inspection | Non-Pole Backlog | Non-Pole Backlog |  |  |  |  | Down Conductor Detection (DCD) | [9 empty] | Pole Backlog |  | EPSS,Non-Pole Backlog,Down Conductor Detection (DCD), | EPSS Non-Pole Backlog Down Conductor Detection (DCD) | EPSS Non-Pole Backlog Down Conductor Detection (DCD) | EPSS,Ground Inspection,Non-Pole Backlog,Pole Backlog, | EPSS Ground Inspection Non-Pole Backlog Pole Backlog | EPSS Ground Inspection Non-Pole Backlog Pole Backlog | EPSS,Aerial Inspection,Ground Inspection, | EPSS Aerial Inspection Ground Inspection | EPSS Aerial Inspection Ground Inspection |  |  |  | , | FALSE
FULTON 1107214 | EPSS | EPSS | EPSS | [6 empty] | Expulsion Fuse Replacement | Expulsion Fuse Replacement | [6 empty] | Aerial Inspection |  | Ground Inspection | Ground Inspection | Non-Pole Backlog | Non-Pole Backlog | Non-Pole Backlog | [14 empty] | Pole Backlog | EPSS,Expulsion Fuse Replacement,Non-Pole Backlog, | EPSS Expulsion Fuse Replacement Non-Pole Backlog | EPSS Expulsion Fuse Replacement Non-Pole Backlog | EPSS,Expulsion Fuse Replacement,Ground Inspection,Non-Pole Backlog, | EPSS Expulsion Fuse Replacement Ground Inspection Non-Pole Backlog | EPSS Expulsion Fuse Replacement Ground Inspection Non-Pole Backlog | EPSS,Aerial Inspection,Ground Inspection,Non-Pole Backlog,Pole Backlog, | EPSS Aerial Inspection Ground Inspection Non-Pole Backlog Pole Backlog | EPSS Aerial Inspection Ground Inspection Non-Pole Backlog Pole Backlog |  |  |  | , | FALSE
HICKS 1116583284 | EPSS | EPSS | EPSS | [17 empty] | Ground Inspection | [18 empty] | EPSS, | EPSS | EPSS | EPSS, | EPSS | EPSS | EPSS,Ground Inspection, | EPSS Ground Inspection | EPSS Ground Inspection |  |  |  | , | FALSE
PLACERVILLE 210619732 | EPSS | EPSS | EPSS | [7 empty] | Expulsion Fuse Replacement | Expulsion Fuse Replacement |  |  |  |  | Aerial Inspection | Aerial Inspection | Ground Inspection | Ground Inspection | Ground Inspection | Non-Pole Backlog | Non-Pole Backlog | Non-Pole Backlog |  |  |  | Down Conductor Detection (DCD) | [8 empty] | Pole Backlog |  |  | EPSS,Ground Inspection,Non-Pole Backlog,Down Conductor Detection (DCD),Pole Backlog, | EPSS Ground Inspection Non-Pole Backlog Down Conductor Detection (DCD) Pole Backlog | EPSS Ground Inspection Non-Pole Backlog Down Conductor Detection (DCD) Pole Backlog | EPSS,Expulsion Fuse Replacement,Aerial Inspection,Ground Inspection,Non-Pole Backlog, | EPSS Expulsion Fuse Replacement Aerial Inspection Ground Inspection Non-Pole Backlog | EPSS Expulsion Fuse Replacement Aerial Inspection Ground Inspection Non-Pole Backlog | EPSS,Expulsion Fuse Replacement,Aerial Inspection,Ground Inspection,Non-Pole Backlog, | EPSS Expulsion Fuse Replacement Aerial Inspection Ground Inspection Non-Pole Backlog | EPSS Expulsion Fuse Replacement Aerial Inspection Ground Inspection Non-Pole Backlog |  |  |  | , | FALSE
SONOMA 11033052 | EPSS | EPSS | EPSS | [17 empty] | Ground Inspection | [6 empty] | Down Conductor Detection (DCD) | [11 empty] | EPSS,Down Conductor Detection (DCD), | EPSS Down Conductor Detection (DCD) | EPSS Down Conductor Detection (DCD) | EPSS, | EPSS | EPSS | EPSS,Ground Inspection, | EPSS Ground Inspection | EPSS Ground Inspection |  |  |  | , | FALSE
ATASCADERO 1103A16 | EPSS | EPSS | EPSS | [9 empty] | Surge Arrestor Replacement |  |  |  | Aerial Inspection | Aerial Inspection |  | Ground Inspection | Ground Inspection | Non-Pole Backlog | [5 empty] | Down Conductor Detection (DCD) | [11 empty] | EPSS,Surge Arrestor Replacement,Non-Pole Backlog,Down Conductor Detection (DCD), | EPSS Surge Arrestor Replacement Non-Pole Backlog Down Conductor Detection (DCD) | EPSS Surge Arrestor Replacement Non-Pole Backlog Down Conductor Detection (DCD) | EPSS,Aerial Inspection,Ground Inspection, | EPSS Aerial Inspection Ground Inspection | EPSS Aerial Inspection Ground Inspection | EPSS,Aerial Inspection,Ground Inspection, | EPSS Aerial Inspection Ground Inspection | EPSS Aerial Inspection Ground Inspection |  |  |  | , | FALSE
MENDOCINO 110137462 | EPSS | EPSS | EPSS | [7 empty] | Expulsion Fuse Replacement | [5 empty] | Aerial Inspection | Aerial Inspection | Ground Inspection | Ground Inspection |  | Non-Pole Backlog | [5 empty] | Down Conductor Detection (DCD) | [11 empty] | EPSS,Ground Inspection,Non-Pole Backlog,Down Conductor Detection (DCD), | EPSS Ground Inspection Non-Pole Backlog Down Conductor Detection (DCD) | EPSS Ground Inspection Non-Pole Backlog Down Conductor Detection (DCD) | EPSS,Expulsion Fuse Replacement,Aerial Inspection,Ground Inspection, | EPSS Expulsion Fuse Replacement Aerial Inspection Ground Inspection | EPSS Expulsion Fuse Replacement Aerial Inspection Ground Inspection | EPSS,Aerial Inspection, | EPSS Aerial Inspection | EPSS Aerial Inspection |  |  |  | , | FALSE
SAN RAFAEL 11081457 | EPSS | EPSS | EPSS | [17 empty] | Ground Inspection | Non-Pole Backlog | Non-Pole Backlog | [5 empty] | Down Conductor Detection (DCD) |  | Line Sensors | [6 empty] | Pole Backlog |  | EPSS,Non-Pole Backlog,Line Sensors, | EPSS Non-Pole Backlog Line Sensors | EPSS Non-Pole Backlog Line Sensors | EPSS,Non-Pole Backlog,Down Conductor Detection (DCD),Pole Backlog, | EPSS Non-Pole Backlog Down Conductor Detection (DCD) Pole Backlog | EPSS Non-Pole Backlog Down Conductor Detection (DCD) Pole Backlog | EPSS,Ground Inspection, | EPSS Ground Inspection | EPSS Ground Inspection |  |  |  | , | FALSE
HOPLAND 1101558 | EPSS | EPSS | EPSS | [13 empty] | Aerial Inspection | Aerial Inspection | Ground Inspection | Ground Inspection | Ground Inspection | Non-Pole Backlog | [17 empty] | EPSS,Ground Inspection,Non-Pole Backlog, | EPSS Ground Inspection Non-Pole Backlog | EPSS Ground Inspection Non-Pole Backlog | EPSS,Aerial Inspection,Ground Inspection, | EPSS Aerial Inspection Ground Inspection | EPSS Aerial Inspection Ground Inspection | EPSS,Aerial Inspection,Ground Inspection, | EPSS Aerial Inspection Ground Inspection | EPSS Aerial Inspection Ground Inspection |  |  |  | , | FALSE
DUNBAR 1103234 | EPSS | EPSS | EPSS | [7 empty] | Expulsion Fuse Replacement | Expulsion Fuse Replacement |  |  |  |  | Aerial Inspection | Aerial Inspection | Ground Inspection | Ground Inspection | Ground Inspection | Non-Pole Backlog | [8 empty] | Line Sensors | [7 empty] | Pole Backlog | EPSS,Ground Inspection,Non-Pole Backlog,Line Sensors, | EPSS Ground Inspection Non-Pole Backlog Line Sensors | EPSS Ground Inspection Non-Pole Backlog Line Sensors | EPSS,Expulsion Fuse Replacement,Aerial Inspection,Ground Inspection, | EPSS Expulsion Fuse Replacement Aerial Inspection Ground Inspection | EPSS Expulsion Fuse Replacement Aerial Inspection Ground Inspection | EPSS,Expulsion Fuse Replacement,Aerial Inspection,Ground Inspection,Pole Backlog, | EPSS Expulsion Fuse Replacement Aerial Inspection Ground Inspection Pole Backlog | EPSS Expulsion Fuse Replacement Aerial Inspection Ground Inspection Pole Backlog |  |  |  | , | FALSE
CURTIS 170190120 | EPSS | EPSS | EPSS | [13 empty] | Aerial Inspection | Aerial Inspection | Ground Inspection | Ground Inspection | Ground Inspection | Non-Pole Backlog | [5 empty] | Down Conductor Detection (DCD) |  |  | Line Sensors | [8 empty] | EPSS,Ground Inspection,Non-Pole Backlog,Down Conductor Detection (DCD),Line Sensors, | EPSS Ground Inspection Non-Pole Backlog Down Conductor Detection (DCD) Line Sensors | EPSS Ground Inspection Non-Pole Backlog Down Conductor Detection (DCD) Line Sensors | EPSS,Aerial Inspection,Ground Inspection, | EPSS Aerial Inspection Ground Inspection | EPSS Aerial Inspection Ground Inspection | EPSS,Aerial Inspection,Ground Inspection, | EPSS Aerial Inspection Ground Inspection | EPSS Aerial Inspection Ground Inspection |  |  |  | , | FALSE
RACETRACK 17038120 | EPSS | EPSS | EPSS | [6 empty] | Expulsion Fuse Replacement |  | Expulsion Fuse Replacement |  |  |  |  | Aerial Inspection | Aerial Inspection | Ground Inspection | Ground Inspection | Ground Inspection | Non-Pole Backlog | Non-Pole Backlog | Non-Pole Backlog | [14 empty] | Pole Backlog | EPSS,Expulsion Fuse Replacement,Ground Inspection,Non-Pole Backlog, | EPSS Expulsion Fuse Replacement Ground Inspection Non-Pole Backlog | EPSS Expulsion Fuse Replacement Ground Inspection Non-Pole Backlog | EPSS,Aerial Inspection,Ground Inspection,Non-Pole Backlog, | EPSS Aerial Inspection Ground Inspection Non-Pole Backlog | EPSS Aerial Inspection Ground Inspection Non-Pole Backlog | EPSS,Expulsion Fuse Replacement,Aerial Inspection,Ground Inspection,Non-Pole Backlog,Pole Backlog, | EPSS Expulsion Fuse Replacement Aerial Inspection Ground Inspection Non-Pole Backlog Pole Backlog | EPSS Expulsion Fuse Replacement Aerial Inspection Ground Inspection Non-Pole Backlog Pole Backlog |  |  |  | , | FALSE
SAN JOAQUIN #3 1102CB | EPSS | EPSS | EPSS | [7 empty] | Expulsion Fuse Replacement | [6 empty] | Aerial Inspection |  | Ground Inspection | Ground Inspection | Non-Pole Backlog |  | Non-Pole Backlog | [12 empty] | Pole Backlog |  | Pole Backlog | EPSS,Non-Pole Backlog,Pole Backlog, | EPSS Non-Pole Backlog Pole Backlog | EPSS Non-Pole Backlog Pole Backlog | EPSS,Expulsion Fuse Replacement,Ground Inspection, | EPSS Expulsion Fuse Replacement Ground Inspection | EPSS Expulsion Fuse Replacement Ground Inspection | EPSS,Aerial Inspection,Ground Inspection,Non-Pole Backlog,Pole Backlog, | EPSS Aerial Inspection Ground Inspection Non-Pole Backlog Pole Backlog | EPSS Aerial Inspection Ground Inspection Non-Pole Backlog Pole Backlog |  |  |  | , | FALSE
DUNBAR 1103799422 | EPSS | EPSS | EPSS | [14 empty] | Aerial Inspection |  | Ground Inspection | Ground Inspection |  |  | Non-Pole Backlog | [6 empty] | Line Sensors | [8 empty] | EPSS,Line Sensors, | EPSS Line Sensors | EPSS Line Sensors | EPSS,Ground Inspection, | EPSS Ground Inspection | EPSS Ground Inspection | EPSS,Aerial Inspection,Ground Inspection,Non-Pole Backlog, | EPSS Aerial Inspection Ground Inspection Non-Pole Backlog | EPSS Aerial Inspection Ground Inspection Non-Pole Backlog |  |  |  | , | FALSE
AUBURN 1101173014 | EPSS | EPSS | EPSS | [8 empty] | Expulsion Fuse Replacement | Surge Arrestor Replacement |  |  |  | Aerial Inspection |  | Ground Inspection | Ground Inspection | Ground Inspection | Non-Pole Backlog | Non-Pole Backlog | Non-Pole Backlog |  |  |  |  | Down Conductor Detection (DCD) | [8 empty] | Pole Backlog |  | EPSS,Surge Arrestor Replacement,Ground Inspection,Non-Pole Backlog, | EPSS Surge Arrestor Replacement Ground Inspection Non-Pole Backlog | EPSS Surge Arrestor Replacement Ground Inspection Non-Pole Backlog | EPSS,Aerial Inspection,Ground Inspection,Non-Pole Backlog,Down Conductor Detection (DCD),Pole Backlog, | EPSS Aerial Inspection Ground Inspection Non-Pole Backlog Down Conductor Detection (DCD) Pole Backlog | EPSS Aerial Inspection Ground Inspection Non-Pole Backlog Down Conductor Detection (DCD) Pole Backlog | EPSS,Expulsion Fuse Replacement,Ground Inspection,Non-Pole Backlog, | EPSS Expulsion Fuse Replacement Ground Inspection Non-Pole Backlog | EPSS Expulsion Fuse Replacement Ground Inspection Non-Pole Backlog |  |  |  | , | FALSE
OILFIELDS 1103N44 | EPSS | EPSS | EPSS | [6 empty] | Expulsion Fuse Replacement | [7 empty] | Aerial Inspection |  | Ground Inspection | Ground Inspection | Non-Pole Backlog |  | Non-Pole Backlog |  |  |  | Down Conductor Detection (DCD) | [11 empty] | EPSS,Expulsion Fuse Replacement,Non-Pole Backlog,Down Conductor Detection (DCD), | EPSS Expulsion Fuse Replacement Non-Pole Backlog Down Conductor Detection (DCD) | EPSS Expulsion Fuse Replacement Non-Pole Backlog Down Conductor Detection (DCD) | EPSS,Ground Inspection, | EPSS Ground Inspection | EPSS Ground Inspection | EPSS,Aerial Inspection,Ground Inspection,Non-Pole Backlog, | EPSS Aerial Inspection Ground Inspection Non-Pole Backlog | EPSS Aerial Inspection Ground Inspection Non-Pole Backlog |  |  |  | , | FALSE
PASO ROBLES 1104R12 | EPSS | EPSS | EPSS | [6 empty] | Expulsion Fuse Replacement |  |  | Surge Arrestor Replacement |  |  |  |  | Aerial Inspection |  | Ground Inspection |  | Non-Pole Backlog | Non-Pole Backlog | [16 empty] | EPSS,Expulsion Fuse Replacement,Surge Arrestor Replacement,Non-Pole Backlog, | EPSS Expulsion Fuse Replacement Surge Arrestor Replacement Non-Pole Backlog | EPSS Expulsion Fuse Replacement Surge Arrestor Replacement Non-Pole Backlog | EPSS,Ground Inspection,Non-Pole Backlog, | EPSS Ground Inspection Non-Pole Backlog | EPSS Ground Inspection Non-Pole Backlog | EPSS,Aerial Inspection, | EPSS Aerial Inspection | EPSS Aerial Inspection |  |  |  | , | FALSE
KONOCTI 1108CB | EPSS | EPSS | EPSS | [7 empty] | Expulsion Fuse Replacement | Expulsion Fuse Replacement |  |  |  |  | Aerial Inspection | Aerial Inspection | Ground Inspection | Ground Inspection | Ground Inspection | Non-Pole Backlog | Non-Pole Backlog | [16 empty] | EPSS,Ground Inspection,Non-Pole Backlog, | EPSS Ground Inspection Non-Pole Backlog | EPSS Ground Inspection Non-Pole Backlog | EPSS,Expulsion Fuse Replacement,Aerial Inspection,Ground Inspection,Non-Pole Backlog, | EPSS Expulsion Fuse Replacement Aerial Inspection Ground Inspection Non-Pole Backlog | EPSS Expulsion Fuse Replacement Aerial Inspection Ground Inspection Non-Pole Backlog | EPSS,Expulsion Fuse Replacement,Aerial Inspection,Ground Inspection, | EPSS Expulsion Fuse Replacement Aerial Inspection Ground Inspection | EPSS Expulsion Fuse Replacement Aerial Inspection Ground Inspection |  |  |  | , | FALSE
RINCON 1103198 | EPSS | EPSS | EPSS | [7 empty] | Expulsion Fuse Replacement | [5 empty] | Aerial Inspection | Aerial Inspection | Ground Inspection | Ground Inspection | Ground Inspection | Non-Pole Backlog | Non-Pole Backlog | Non-Pole Backlog |  |  |  | Down Conductor Detection (DCD) | [11 empty] | EPSS,Ground Inspection,Non-Pole Backlog,Down Conductor Detection (DCD), | EPSS Ground Inspection Non-Pole Backlog Down Conductor Detection (DCD) | EPSS Ground Inspection Non-Pole Backlog Down Conductor Detection (DCD) | EPSS,Expulsion Fuse Replacement,Aerial Inspection,Ground Inspection,Non-Pole Backlog, | EPSS Expulsion Fuse Replacement Aerial Inspection Ground Inspection Non-Pole Backlog | EPSS Expulsion Fuse Replacement Aerial Inspection Ground Inspection Non-Pole Backlog | EPSS,Aerial Inspection,Ground Inspection,Non-Pole Backlog, | EPSS Aerial Inspection Ground Inspection Non-Pole Backlog | EPSS Aerial Inspection Ground Inspection Non-Pole Backlog |  |  |  | , | FALSE
OTTER 11012052 | EPSS | EPSS | EPSS | [14 empty] | Aerial Inspection |  | Ground Inspection | Ground Inspection | Non-Pole Backlog |  | Non-Pole Backlog |  |  |  |  | Down Conductor Detection (DCD) | [10 empty] | EPSS,Non-Pole Backlog, | EPSS Non-Pole Backlog | EPSS Non-Pole Backlog | EPSS,Ground Inspection,Down Conductor Detection (DCD), | EPSS Ground Inspection Down Conductor Detection (DCD) | EPSS Ground Inspection Down Conductor Detection (DCD) | EPSS,Aerial Inspection,Ground Inspection,Non-Pole Backlog, | EPSS Aerial Inspection Ground Inspection Non-Pole Backlog | EPSS Aerial Inspection Ground Inspection Non-Pole Backlog |  |  |  | , | FALSE
BIG BASIN 1101393582 | EPSS | EPSS | EPSS | [8 empty] | Expulsion Fuse Replacement | [5 empty] | Aerial Inspection |  | Ground Inspection | Ground Inspection | Non-Pole Backlog | Non-Pole Backlog | Non-Pole Backlog |  |  |  |  | Down Conductor Detection (DCD) | [7 empty] | Pole Backlog | Pole Backlog | Pole Backlog | EPSS,Non-Pole Backlog,Pole Backlog, | EPSS Non-Pole Backlog Pole Backlog | EPSS Non-Pole Backlog Pole Backlog | EPSS,Ground Inspection,Non-Pole Backlog,Down Conductor Detection (DCD),Pole Backlog, | EPSS Ground Inspection Non-Pole Backlog Down Conductor Detection (DCD) Pole Backlog | EPSS Ground Inspection Non-Pole Backlog Down Conductor Detection (DCD) Pole Backlog | EPSS,Expulsion Fuse Replacement,Aerial Inspection,Ground Inspection,Non-Pole Backlog,Pole Backlog, | EPSS Expulsion Fuse Replacement Aerial Inspection Ground Inspection Non-Pole Backlog Pole Backlog | EPSS Expulsion Fuse Replacement Aerial Inspection Ground Inspection Non-Pole Backlog Pole Backlog |  |  |  | , | FALSE
CHALLENGE 11021902 | EPSS | EPSS | EPSS | [14 empty] | Aerial Inspection |  | Ground Inspection | Ground Inspection |  |  | Non-Pole Backlog |  |  |  |  | Down Conductor Detection (DCD) | [9 empty] | Pole Backlog | EPSS, | EPSS | EPSS | EPSS,Ground Inspection,Down Conductor Detection (DCD), | EPSS Ground Inspection Down Conductor Detection (DCD) | EPSS Ground Inspection Down Conductor Detection (DCD) | EPSS,Aerial Inspection,Ground Inspection,Non-Pole Backlog,Pole Backlog, | EPSS Aerial Inspection Ground Inspection Non-Pole Backlog Pole Backlog | EPSS Aerial Inspection Ground Inspection Non-Pole Backlog Pole Backlog |  |  |  | , | FALSE
DUNBAR 1102261774 | EPSS | EPSS | EPSS | [7 empty] | Expulsion Fuse Replacement | [5 empty] | Aerial Inspection | Aerial Inspection | Ground Inspection | Ground Inspection | Ground Inspection | Non-Pole Backlog | Non-Pole Backlog | Non-Pole Backlog |  |  |  | Down Conductor Detection (DCD) | [8 empty] | Pole Backlog |  | Pole Backlog | EPSS,Ground Inspection,Non-Pole Backlog,Down Conductor Detection (DCD),Pole Backlog, | EPSS Ground Inspection Non-Pole Backlog Down Conductor Detection (DCD) Pole Backlog | EPSS Ground Inspection Non-Pole Backlog Down Conductor Detection (DCD) Pole Backlog | EPSS,Expulsion Fuse Replacement,Aerial Inspection,Ground Inspection,Non-Pole Backlog, | EPSS Expulsion Fuse Replacement Aerial Inspection Ground Inspection Non-Pole Backlog | EPSS Expulsion Fuse Replacement Aerial Inspection Ground Inspection Non-Pole Backlog | EPSS,Aerial Inspection,Ground Inspection,Non-Pole Backlog,Pole Backlog, | EPSS Aerial Inspection Ground Inspection Non-Pole Backlog Pole Backlog | EPSS Aerial Inspection Ground Inspection Non-Pole Backlog Pole Backlog |  |  |  | , | FALSE
BIG BASIN 110110720 | EPSS | EPSS | EPSS | Undergrounding | [13 empty] | Aerial Inspection |  | Ground Inspection | Ground Inspection | Non-Pole Backlog |  | Non-Pole Backlog |  |  |  |  | Down Conductor Detection (DCD) | [9 empty] | Pole Backlog | EPSS,Undergrounding,Non-Pole Backlog, | EPSS Undergrounding Non-Pole Backlog | EPSS Undergrounding Non-Pole Backlog | EPSS,Ground Inspection,Down Conductor Detection (DCD), | EPSS Ground Inspection Down Conductor Detection (DCD) | EPSS Ground Inspection Down Conductor Detection (DCD) | EPSS,Aerial Inspection,Ground Inspection,Non-Pole Backlog,Pole Backlog, | EPSS Aerial Inspection Ground Inspection Non-Pole Backlog Pole Backlog | EPSS Aerial Inspection Ground Inspection Non-Pole Backlog Pole Backlog |  |  | Overhead Hardening | ,Overhead Hardening, | Overhead Hardening | Overhead Hardening
CALISTOGA 1102CB | EPSS | EPSS | EPSS | [13 empty] | Aerial Inspection |  | Ground Inspection | [20 empty] | EPSS,Ground Inspection, | EPSS Ground Inspection | EPSS Ground Inspection | EPSS,Aerial Inspection, | EPSS Aerial Inspection | EPSS Aerial Inspection | EPSS, | EPSS | EPSS |  |  |  | , | FALSE
HALF MOON BAY 1103825502 | EPSS | EPSS | EPSS | [13 empty] | Aerial Inspection |  | Ground Inspection |  |  | Non-Pole Backlog | [6 empty] | Down Conductor Detection (DCD) |  | Line Sensors | [8 empty] | EPSS,Ground Inspection,Non-Pole Backlog,Line Sensors, | EPSS Ground Inspection Non-Pole Backlog Line Sensors | EPSS Ground Inspection Non-Pole Backlog Line Sensors | EPSS,Aerial Inspection,Down Conductor Detection (DCD), | EPSS Aerial Inspection Down Conductor Detection (DCD) | EPSS Aerial Inspection Down Conductor Detection (DCD) | EPSS, | EPSS | EPSS |  |  |  | , | FALSE
SAN BENITO 2101295566 | EPSS | EPSS | EPSS | [14 empty] | Aerial Inspection |  | Ground Inspection |  | Non-Pole Backlog | [6 empty] | Down Conductor Detection (DCD) | [10 empty] | EPSS,Non-Pole Backlog, | EPSS Non-Pole Backlog | EPSS Non-Pole Backlog | EPSS,Ground Inspection,Down Conductor Detection (DCD), | EPSS Ground Inspection Down Conductor Detection (DCD) | EPSS Ground Inspection Down Conductor Detection (DCD) | EPSS,Aerial Inspection, | EPSS Aerial Inspection | EPSS Aerial Inspection |  |  |  | , | FALSE
SAN MIGUEL 1106605393 | EPSS | EPSS | EPSS | [6 empty] | Expulsion Fuse Replacement | [5 empty] | Aerial Inspection | Aerial Inspection | Aerial Inspection |  | Ground Inspection | Ground Inspection | Non-Pole Backlog | [5 empty] | Down Conductor Detection (DCD) | [11 empty] | EPSS,Expulsion Fuse Replacement,Aerial Inspection,Non-Pole Backlog,Down Conductor Detection (DCD), | EPSS Expulsion Fuse Replacement Aerial Inspection Non-Pole Backlog Down Conductor Detection (DCD) | EPSS Expulsion Fuse Replacement Aerial Inspection Non-Pole Backlog Down Conductor Detection (DCD) | EPSS,Aerial Inspection,Ground Inspection, | EPSS Aerial Inspection Ground Inspection | EPSS Aerial Inspection Ground Inspection | EPSS,Aerial Inspection,Ground Inspection, | EPSS Aerial Inspection Ground Inspection | EPSS Aerial Inspection Ground Inspection |  |  |  | , | FALSE
LAYTONVILLE 1101448108 | EPSS | EPSS | EPSS | [7 empty] | Expulsion Fuse Replacement | [5 empty] | Aerial Inspection | Aerial Inspection | Ground Inspection | Ground Inspection | [7 empty] | Down Conductor Detection (DCD) | [11 empty] | EPSS,Ground Inspection,Down Conductor Detection (DCD), | EPSS Ground Inspection Down Conductor Detection (DCD) | EPSS Ground Inspection Down Conductor Detection (DCD) | EPSS,Expulsion Fuse Replacement,Aerial Inspection,Ground Inspection, | EPSS Expulsion Fuse Replacement Aerial Inspection Ground Inspection | EPSS Expulsion Fuse Replacement Aerial Inspection Ground Inspection | EPSS,Aerial Inspection, | EPSS Aerial Inspection | EPSS Aerial Inspection |  |  |  | , | FALSE
BIG TREES 04025300 | EPSS | EPSS | EPSS | [36 empty] | EPSS, | EPSS | EPSS | EPSS, | EPSS | EPSS | EPSS, | EPSS | EPSS |  |  |  | , | FALSE
BIG BASIN 110212992 | EPSS | EPSS | EPSS | [7 empty] | Expulsion Fuse Replacement | Expulsion Fuse Replacement | [5 empty] | Aerial Inspection |  | Ground Inspection | Ground Inspection | Non-Pole Backlog | Non-Pole Backlog | Non-Pole Backlog |  |  |  |  | Down Conductor Detection (DCD) | [8 empty] | Pole Backlog | Pole Backlog | EPSS,Non-Pole Backlog, | EPSS Non-Pole Backlog | EPSS Non-Pole Backlog | EPSS,Expulsion Fuse Replacement,Ground Inspection,Non-Pole Backlog,Down Conductor Detection (DCD),Pole Backlog, | EPSS Expulsion Fuse Replacement Ground Inspection Non-Pole Backlog Down Conductor Detection (DCD) Pole Backlog | EPSS Expulsion Fuse Replacement Ground Inspection Non-Pole Backlog Down Conductor Detection (DCD) Pole Backlog | EPSS,Expulsion Fuse Replacement,Aerial Inspection,Ground Inspection,Non-Pole Backlog,Pole Backlog, | EPSS Expulsion Fuse Replacement Aerial Inspection Ground Inspection Non-Pole Backlog Pole Backlog | EPSS Expulsion Fuse Replacement Aerial Inspection Ground Inspection Non-Pole Backlog Pole Backlog |  |  |  | , | FALSE
BIG BASIN 110110296 | EPSS | EPSS | EPSS |  |  |  | Overhead Hardening |  |  |  |  | Expulsion Fuse Replacement | [5 empty] | Aerial Inspection |  | Ground Inspection |  |  | Non-Pole Backlog | Non-Pole Backlog | [13 empty] | Pole Backlog | Pole Backlog | EPSS,Overhead Hardening, | EPSS Overhead Hardening | EPSS Overhead Hardening | EPSS,Ground Inspection,Non-Pole Backlog,Pole Backlog, | EPSS Ground Inspection Non-Pole Backlog Pole Backlog | EPSS Ground Inspection Non-Pole Backlog Pole Backlog | EPSS,Expulsion Fuse Replacement,Aerial Inspection,Non-Pole Backlog,Pole Backlog, | EPSS Expulsion Fuse Replacement Aerial Inspection Non-Pole Backlog Pole Backlog | EPSS Expulsion Fuse Replacement Aerial Inspection Non-Pole Backlog Pole Backlog |  |  | Overhead Hardening | ,Overhead Hardening, | Overhead Hardening | Overhead Hardening
HIGHLANDS 1103828 | EPSS | EPSS | EPSS | [6 empty] | Expulsion Fuse Replacement | [6 empty] | Aerial Inspection | Aerial Inspection | Ground Inspection | Ground Inspection | Ground Inspection | Non-Pole Backlog | Non-Pole Backlog |  |  |  |  | Down Conductor Detection (DCD) | [8 empty] | Pole Backlog |  |  | EPSS,Expulsion Fuse Replacement,Ground Inspection,Non-Pole Backlog,Down Conductor Detection (DCD),Pole Backlog, | EPSS Expulsion Fuse Replacement Ground Inspection Non-Pole Backlog Down Conductor Detection (DCD) Pole Backlog | EPSS Expulsion Fuse Replacement Ground Inspection Non-Pole Backlog Down Conductor Detection (DCD) Pole Backlog | EPSS,Aerial Inspection,Ground Inspection,Non-Pole Backlog, | EPSS Aerial Inspection Ground Inspection Non-Pole Backlog | EPSS Aerial Inspection Ground Inspection Non-Pole Backlog | EPSS,Aerial Inspection,Ground Inspection, | EPSS Aerial Inspection Ground Inspection | EPSS Aerial Inspection Ground Inspection |  |  |  | , | FALSE
DUNLAP 11027060 | EPSS | EPSS | EPSS | [6 empty] | Expulsion Fuse Replacement | [6 empty] | Aerial Inspection | Aerial Inspection | Ground Inspection | Ground Inspection |  | Non-Pole Backlog | Non-Pole Backlog |  |  |  |  | Down Conductor Detection (DCD) | [8 empty] | Pole Backlog |  |  | EPSS,Expulsion Fuse Replacement,Ground Inspection,Non-Pole Backlog,Down Conductor Detection (DCD),Pole Backlog, | EPSS Expulsion Fuse Replacement Ground Inspection Non-Pole Backlog Down Conductor Detection (DCD) Pole Backlog | EPSS Expulsion Fuse Replacement Ground Inspection Non-Pole Backlog Down Conductor Detection (DCD) Pole Backlog | EPSS,Aerial Inspection,Ground Inspection,Non-Pole Backlog, | EPSS Aerial Inspection Ground Inspection Non-Pole Backlog | EPSS Aerial Inspection Ground Inspection Non-Pole Backlog | EPSS,Aerial Inspection, | EPSS Aerial Inspection | EPSS Aerial Inspection |  |  |  | , | FALSE
HALF MOON BAY 1103157944 | EPSS | EPSS | EPSS | [13 empty] | Aerial Inspection | Aerial Inspection | Ground Inspection | Ground Inspection |  | Non-Pole Backlog | [6 empty] | Down Conductor Detection (DCD) |  | Line Sensors | [8 empty] | EPSS,Ground Inspection,Non-Pole Backlog,Line Sensors, | EPSS Ground Inspection Non-Pole Backlog Line Sensors | EPSS Ground Inspection Non-Pole Backlog Line Sensors | EPSS,Aerial Inspection,Ground Inspection,Down Conductor Detection (DCD), | EPSS Aerial Inspection Ground Inspection Down Conductor Detection (DCD) | EPSS Aerial Inspection Ground Inspection Down Conductor Detection (DCD) | EPSS,Aerial Inspection, | EPSS Aerial Inspection | EPSS Aerial Inspection |  |  |  | , | FALSE
MARTELL 11016074 | EPSS | EPSS | EPSS | [6 empty] | Expulsion Fuse Replacement | [7 empty] | Aerial Inspection |  | Ground Inspection | Ground Inspection | [7 empty] | Down Conductor Detection (DCD) | [10 empty] | EPSS,Expulsion Fuse Replacement, | EPSS Expulsion Fuse Replacement | EPSS Expulsion Fuse Replacement | EPSS,Ground Inspection,Down Conductor Detection (DCD), | EPSS Ground Inspection Down Conductor Detection (DCD) | EPSS Ground Inspection Down Conductor Detection (DCD) | EPSS,Aerial Inspection,Ground Inspection, | EPSS Aerial Inspection Ground Inspection | EPSS Aerial Inspection Ground Inspection |  |  |  | , | FALSE
SALT SPRINGS 21023118 | EPSS | EPSS | EPSS | [13 empty] | Aerial Inspection |  | Ground Inspection |  |  |  | Non-Pole Backlog | [16 empty] | EPSS,Ground Inspection, | EPSS Ground Inspection | EPSS Ground Inspection | EPSS,Aerial Inspection,Non-Pole Backlog, | EPSS Aerial Inspection Non-Pole Backlog | EPSS Aerial Inspection Non-Pole Backlog | EPSS, | EPSS | EPSS |  |  |  | , | FALSE
SANTA ROSA A 1111147198 | EPSS | EPSS | EPSS | [7 empty] | Expulsion Fuse Replacement | [6 empty] | Aerial Inspection |  | Ground Inspection |  | Non-Pole Backlog | [5 empty] | Down Conductor Detection (DCD) |  |  | Line Sensors | [8 empty] | EPSS,Non-Pole Backlog,Down Conductor Detection (DCD),Line Sensors, | EPSS Non-Pole Backlog Down Conductor Detection (DCD) Line Sensors | EPSS Non-Pole Backlog Down Conductor Detection (DCD) Line Sensors | EPSS,Expulsion Fuse Replacement,Ground Inspection, | EPSS Expulsion Fuse Replacement Ground Inspection | EPSS Expulsion Fuse Replacement Ground Inspection | EPSS,Aerial Inspection, | EPSS Aerial Inspection | EPSS Aerial Inspection |  |  |  | , | FALSE
BIG BASIN 11015000 | EPSS | EPSS | EPSS | Undergrounding |  |  | Overhead Hardening | [10 empty] | Aerial Inspection |  | Ground Inspection | Ground Inspection |  | Non-Pole Backlog | Non-Pole Backlog | [15 empty] | EPSS,Undergrounding,Overhead Hardening, | EPSS Undergrounding Overhead Hardening | EPSS Undergrounding Overhead Hardening | EPSS,Ground Inspection,Non-Pole Backlog, | EPSS Ground Inspection Non-Pole Backlog | EPSS Ground Inspection Non-Pole Backlog | EPSS,Aerial Inspection,Ground Inspection,Non-Pole Backlog, | EPSS Aerial Inspection Ground Inspection Non-Pole Backlog | EPSS Aerial Inspection Ground Inspection Non-Pole Backlog |  |  |  | , | FALSE
SHINGLE SPRINGS 210819762 | EPSS | EPSS | EPSS | [6 empty] | Expulsion Fuse Replacement | [6 empty] | Aerial Inspection | Aerial Inspection | Ground Inspection | Ground Inspection | Ground Inspection | Non-Pole Backlog | [17 empty] | EPSS,Expulsion Fuse Replacement,Ground Inspection,Non-Pole Backlog, | EPSS Expulsion Fuse Replacement Ground Inspection Non-Pole Backlog | EPSS Expulsion Fuse Replacement Ground Inspection Non-Pole Backlog | EPSS,Aerial Inspection,Ground Inspection, | EPSS Aerial Inspection Ground Inspection | EPSS Aerial Inspection Ground Inspection | EPSS,Aerial Inspection,Ground Inspection, | EPSS Aerial Inspection Ground Inspection | EPSS Aerial Inspection Ground Inspection |  |  |  | , | FALSE
BIG BASIN 110212124 | EPSS | EPSS | EPSS | [7 empty] | Expulsion Fuse Replacement | Expulsion Fuse Replacement | [5 empty] | Aerial Inspection |  | Ground Inspection | Ground Inspection | Non-Pole Backlog | Non-Pole Backlog | Non-Pole Backlog |  |  |  |  | Down Conductor Detection (DCD) | [8 empty] | Pole Backlog | Pole Backlog | EPSS,Non-Pole Backlog, | EPSS Non-Pole Backlog | EPSS Non-Pole Backlog | EPSS,Expulsion Fuse Replacement,Ground Inspection,Non-Pole Backlog,Down Conductor Detection (DCD),Pole Backlog, | EPSS Expulsion Fuse Replacement Ground Inspection Non-Pole Backlog Down Conductor Detection (DCD) Pole Backlog | EPSS Expulsion Fuse Replacement Ground Inspection Non-Pole Backlog Down Conductor Detection (DCD) Pole Backlog | EPSS,Expulsion Fuse Replacement,Aerial Inspection,Ground Inspection,Non-Pole Backlog,Pole Backlog, | EPSS Expulsion Fuse Replacement Aerial Inspection Ground Inspection Non-Pole Backlog Pole Backlog | EPSS Expulsion Fuse Replacement Aerial Inspection Ground Inspection Non-Pole Backlog Pole Backlog |  |  |  | , | FALSE
WOODSIDE 1104420146 | EPSS | EPSS | EPSS | [8 empty] | Expulsion Fuse Replacement |  |  |  |  | Aerial Inspection | Aerial Inspection | Ground Inspection | Ground Inspection | Ground Inspection | Non-Pole Backlog | [6 empty] | Down Conductor Detection (DCD) | [7 empty] | Pole Backlog |  |  | EPSS,Ground Inspection,Non-Pole Backlog,Pole Backlog, | EPSS Ground Inspection Non-Pole Backlog Pole Backlog | EPSS Ground Inspection Non-Pole Backlog Pole Backlog | EPSS,Aerial Inspection,Ground Inspection,Down Conductor Detection (DCD), | EPSS Aerial Inspection Ground Inspection Down Conductor Detection (DCD) | EPSS Aerial Inspection Ground Inspection Down Conductor Detection (DCD) | EPSS,Expulsion Fuse Replacement,Aerial Inspection,Ground Inspection, | EPSS Expulsion Fuse Replacement Aerial Inspection Ground Inspection | EPSS Expulsion Fuse Replacement Aerial Inspection Ground Inspection |  |  |  | , | FALSE
PARADISE 1105878870 | EPSS | EPSS | EPSS |  | Undergrounding | [5 empty] | Expulsion Fuse Replacement | Expulsion Fuse Replacement |  |  |  |  | Aerial Inspection | Aerial Inspection |  | Ground Inspection | Ground Inspection | Non-Pole Backlog | Non-Pole Backlog | Non-Pole Backlog |  |  |  | Down Conductor Detection (DCD) | [8 empty] | Pole Backlog | Pole Backlog | Pole Backlog | EPSS,Non-Pole Backlog,Down Conductor Detection (DCD),Pole Backlog, | EPSS Non-Pole Backlog Down Conductor Detection (DCD) Pole Backlog | EPSS Non-Pole Backlog Down Conductor Detection (DCD) Pole Backlog | EPSS,Undergrounding,Expulsion Fuse Replacement,Aerial Inspection,Ground Inspection,Non-Pole Backlog,Pole Backlog, | EPSS Undergrounding Expulsion Fuse Replacement Aerial Inspection Ground Inspection Non-Pole Backlog Pole Backlog | EPSS Undergrounding Expulsion Fuse Replacement Aerial Inspection Ground Inspection Non-Pole Backlog Pole Backlog | EPSS,Expulsion Fuse Replacement,Aerial Inspection,Ground Inspection,Non-Pole Backlog,Pole Backlog, | EPSS Expulsion Fuse Replacement Aerial Inspection Ground Inspection Non-Pole Backlog Pole Backlog | EPSS Expulsion Fuse Replacement Aerial Inspection Ground Inspection Non-Pole Backlog Pole Backlog |  |  |  | , | FALSE
SAN LUIS OBISPO 1104V46 | EPSS | EPSS | EPSS | [13 empty] | Aerial Inspection | Aerial Inspection |  | Ground Inspection | Ground Inspection | Non-Pole Backlog | Non-Pole Backlog | Non-Pole Backlog | [13 empty] | Pole Backlog |  | EPSS,Non-Pole Backlog, | EPSS Non-Pole Backlog | EPSS Non-Pole Backlog | EPSS,Aerial Inspection,Ground Inspection,Non-Pole Backlog,Pole Backlog, | EPSS Aerial Inspection Ground Inspection Non-Pole Backlog Pole Backlog | EPSS Aerial Inspection Ground Inspection Non-Pole Backlog Pole Backlog | EPSS,Aerial Inspection,Ground Inspection,Non-Pole Backlog, | EPSS Aerial Inspection Ground Inspection Non-Pole Backlog | EPSS Aerial Inspection Ground Inspection Non-Pole Backlog |  |  |  | , | FALSE
CAMP EVERS 210611006 | EPSS | EPSS | EPSS | [8 empty] | Expulsion Fuse Replacement | [5 empty] | Aerial Inspection |  | Ground Inspection | Ground Inspection | Non-Pole Backlog | Non-Pole Backlog | Non-Pole Backlog | [14 empty] | Pole Backlog | EPSS,Non-Pole Backlog, | EPSS Non-Pole Backlog | EPSS Non-Pole Backlog | EPSS,Ground Inspection,Non-Pole Backlog, | EPSS Ground Inspection Non-Pole Backlog | EPSS Ground Inspection Non-Pole Backlog | EPSS,Expulsion Fuse Replacement,Aerial Inspection,Ground Inspection,Non-Pole Backlog,Pole Backlog, | EPSS Expulsion Fuse Replacement Aerial Inspection Ground Inspection Non-Pole Backlog Pole Backlog | EPSS Expulsion Fuse Replacement Aerial Inspection Ground Inspection Non-Pole Backlog Pole Backlog |  |  |  | , | FALSE
MONTE RIO 11135024 | EPSS | EPSS | EPSS | [14 empty] | Aerial Inspection |  | Ground Inspection | Ground Inspection |  |  | Non-Pole Backlog |  |  |  |  | Down Conductor Detection (DCD) | [10 empty] | EPSS, | EPSS | EPSS | EPSS,Ground Inspection,Down Conductor Detection (DCD), | EPSS Ground Inspection Down Conductor Detection (DCD) | EPSS Ground Inspection Down Conductor Detection (DCD) | EPSS,Aerial Inspection,Ground Inspection,Non-Pole Backlog, | EPSS Aerial Inspection Ground Inspection Non-Pole Backlog | EPSS Aerial Inspection Ground Inspection Non-Pole Backlog |  |  |  | , | FALSE
KERN OIL 1106412184 | EPSS | EPSS | EPSS | [13 empty] | Aerial Inspection |  | Ground Inspection |  |  | Non-Pole Backlog | [6 empty] | Down Conductor Detection (DCD) | [10 empty] | EPSS,Ground Inspection,Non-Pole Backlog, | EPSS Ground Inspection Non-Pole Backlog | EPSS Ground Inspection Non-Pole Backlog | EPSS,Aerial Inspection,Down Conductor Detection (DCD), | EPSS Aerial Inspection Down Conductor Detection (DCD) | EPSS Aerial Inspection Down Conductor Detection (DCD) | EPSS, | EPSS | EPSS |  |  |  | , | FALSE
HOLLISTER 2102855412 | EPSS | EPSS | EPSS | [13 empty] | Aerial Inspection | Aerial Inspection | Ground Inspection | Ground Inspection | Ground Inspection | Non-Pole Backlog | Non-Pole Backlog | Non-Pole Backlog |  |  |  |  | Down Conductor Detection (DCD) | [9 empty] | Pole Backlog | EPSS,Ground Inspection,Non-Pole Backlog, | EPSS Ground Inspection Non-Pole Backlog | EPSS Ground Inspection Non-Pole Backlog | EPSS,Aerial Inspection,Ground Inspection,Non-Pole Backlog,Down Conductor Detection (DCD), | EPSS Aerial Inspection Ground Inspection Non-Pole Backlog Down Conductor Detection (DCD) | EPSS Aerial Inspection Ground Inspection Non-Pole Backlog Down Conductor Detection (DCD) | EPSS,Aerial Inspection,Ground Inspection,Non-Pole Backlog,Pole Backlog, | EPSS Aerial Inspection Ground Inspection Non-Pole Backlog Pole Backlog | EPSS Aerial Inspection Ground Inspection Non-Pole Backlog Pole Backlog |  |  |  | , | FALSE
MIWUK 1702823548 | EPSS | EPSS | EPSS | [7 empty] | Expulsion Fuse Replacement | [6 empty] | Aerial Inspection |  | Ground Inspection | Ground Inspection | Non-Pole Backlog | Non-Pole Backlog | Non-Pole Backlog | [15 empty] | EPSS,Non-Pole Backlog, | EPSS Non-Pole Backlog | EPSS Non-Pole Backlog | EPSS,Expulsion Fuse Replacement,Ground Inspection,Non-Pole Backlog, | EPSS Expulsion Fuse Replacement Ground Inspection Non-Pole Backlog | EPSS Expulsion Fuse Replacement Ground Inspection Non-Pole Backlog | EPSS,Aerial Inspection,Ground Inspection,Non-Pole Backlog, | EPSS Aerial Inspection Ground Inspection Non-Pole Backlog | EPSS Aerial Inspection Ground Inspection Non-Pole Backlog |  |  |  | , | FALSE
WOODSIDE 11018972 | EPSS | EPSS | EPSS | [7 empty] | Expulsion Fuse Replacement | [6 empty] | Aerial Inspection |  | Ground Inspection | Ground Inspection | Non-Pole Backlog | [6 empty] | Down Conductor Detection (DCD) |  |  |  |  | Line Removal | [5 empty] | EPSS,Non-Pole Backlog,Line Removal, | EPSS Non-Pole Backlog Line Removal | EPSS Non-Pole Backlog Line Removal | EPSS,Expulsion Fuse Replacement,Ground Inspection,Down Conductor Detection (DCD), | EPSS Expulsion Fuse Replacement Ground Inspection Down Conductor Detection (DCD) | EPSS Expulsion Fuse Replacement Ground Inspection Down Conductor Detection (DCD) | EPSS,Aerial Inspection,Ground Inspection, | EPSS Aerial Inspection Ground Inspection | EPSS Aerial Inspection Ground Inspection |  |  |  | , | FALSE
BIG BASIN 11028403 | EPSS | EPSS | EPSS | [7 empty] | Expulsion Fuse Replacement | Expulsion Fuse Replacement | [5 empty] | Aerial Inspection |  | Ground Inspection | Ground Inspection | Non-Pole Backlog | Non-Pole Backlog | Non-Pole Backlog |  |  |  |  | Down Conductor Detection (DCD) | [7 empty] | Pole Backlog | Pole Backlog | Pole Backlog | EPSS,Non-Pole Backlog,Pole Backlog, | EPSS Non-Pole Backlog Pole Backlog | EPSS Non-Pole Backlog Pole Backlog | EPSS,Expulsion Fuse Replacement,Ground Inspection,Non-Pole Backlog,Down Conductor Detection (DCD),Pole Backlog, | EPSS Expulsion Fuse Replacement Ground Inspection Non-Pole Backlog Down Conductor Detection (DCD) Pole Backlog | EPSS Expulsion Fuse Replacement Ground Inspection Non-Pole Backlog Down Conductor Detection (DCD) Pole Backlog | EPSS,Expulsion Fuse Replacement,Aerial Inspection,Ground Inspection,Non-Pole Backlog,Pole Backlog, | EPSS Expulsion Fuse Replacement Aerial Inspection Ground Inspection Non-Pole Backlog Pole Backlog | EPSS Expulsion Fuse Replacement Aerial Inspection Ground Inspection Non-Pole Backlog Pole Backlog |  |  |  | , | FALSE
LOS GATOS 110760114 | EPSS | EPSS | EPSS | [6 empty] | Expulsion Fuse Replacement | Expulsion Fuse Replacement | [5 empty] | Aerial Inspection | Aerial Inspection |  | Ground Inspection | Ground Inspection | Non-Pole Backlog | Non-Pole Backlog | Non-Pole Backlog |  |  |  |  | Down Conductor Detection (DCD) | [8 empty] | Pole Backlog |  | EPSS,Expulsion Fuse Replacement,Non-Pole Backlog, | EPSS Expulsion Fuse Replacement Non-Pole Backlog | EPSS Expulsion Fuse Replacement Non-Pole Backlog | EPSS,Expulsion Fuse Replacement,Aerial Inspection,Ground Inspection,Non-Pole Backlog,Down Conductor Detection (DCD),Pole Backlog, | EPSS Expulsion Fuse Replacement Aerial Inspection Ground Inspection Non-Pole Backlog Down Conductor Detection (DCD) Pole Backlog | EPSS Expulsion Fuse Replacement Aerial Inspection Ground Inspection Non-Pole Backlog Down Conductor Detection (DCD) Pole Backlog | EPSS,Aerial Inspection,Ground Inspection,Non-Pole Backlog, | EPSS Aerial Inspection Ground Inspection Non-Pole Backlog | EPSS Aerial Inspection Ground Inspection Non-Pole Backlog |  |  |  | , | FALSE
SHINGLE SPRINGS 2110386572 | EPSS | EPSS | EPSS | [6 empty] | Expulsion Fuse Replacement | Expulsion Fuse Replacement |  |  |  |  | Aerial Inspection | Aerial Inspection | Aerial Inspection |  | Ground Inspection | Ground Inspection | Non-Pole Backlog | [5 empty] | Down Conductor Detection (DCD) | [8 empty] | Pole Backlog |  |  | EPSS,Expulsion Fuse Replacement,Aerial Inspection,Non-Pole Backlog,Down Conductor Detection (DCD),Pole Backlog, | EPSS Expulsion Fuse Replacement Aerial Inspection Non-Pole Backlog Down Conductor Detection (DCD) Pole Backlog | EPSS Expulsion Fuse Replacement Aerial Inspection Non-Pole Backlog Down Conductor Detection (DCD) Pole Backlog | EPSS,Expulsion Fuse Replacement,Aerial Inspection,Ground Inspection, | EPSS Expulsion Fuse Replacement Aerial Inspection Ground Inspection | EPSS Expulsion Fuse Replacement Aerial Inspection Ground Inspection | EPSS,Aerial Inspection,Ground Inspection, | EPSS Aerial Inspection Ground Inspection | EPSS Aerial Inspection Ground Inspection |  |  |  | , | FALSE
OAKHURST 1101910120 | EPSS | EPSS | EPSS | [7 empty] | Expulsion Fuse Replacement | [5 empty] | Aerial Inspection | Aerial Inspection | Ground Inspection | Ground Inspection | [10 empty] | Line Sensors | [8 empty] | EPSS,Ground Inspection,Line Sensors, | EPSS Ground Inspection Line Sensors | EPSS Ground Inspection Line Sensors | EPSS,Expulsion Fuse Replacement,Aerial Inspection,Ground Inspection, | EPSS Expulsion Fuse Replacement Aerial Inspection Ground Inspection | EPSS Expulsion Fuse Replacement Aerial Inspection Ground Inspection | EPSS,Aerial Inspection, | EPSS Aerial Inspection | EPSS Aerial Inspection |  |  |  | , | FALSE
OLETA 110241396 | EPSS | EPSS | EPSS | [6 empty] | Expulsion Fuse Replacement | [7 empty] | Aerial Inspection |  | Ground Inspection | Ground Inspection | Non-Pole Backlog | [5 empty] | Down Conductor Detection (DCD) | [8 empty] | Pole Backlog |  |  | EPSS,Expulsion Fuse Replacement,Non-Pole Backlog,Down Conductor Detection (DCD),Pole Backlog, | EPSS Expulsion Fuse Replacement Non-Pole Backlog Down Conductor Detection (DCD) Pole Backlog | EPSS Expulsion Fuse Replacement Non-Pole Backlog Down Conductor Detection (DCD) Pole Backlog | EPSS,Ground Inspection, | EPSS Ground Inspection | EPSS Ground Inspection | EPSS,Aerial Inspection,Ground Inspection, | EPSS Aerial Inspection Ground Inspection | EPSS Aerial Inspection Ground Inspection |  |  |  | , | FALSE
KONOCTI 11081278 | EPSS | EPSS | EPSS | [13 empty] | Aerial Inspection | Aerial Inspection | Ground Inspection | Ground Inspection | Ground Inspection | Non-Pole Backlog | [5 empty] | Down Conductor Detection (DCD) | [8 empty] | Pole Backlog |  |  | EPSS,Ground Inspection,Non-Pole Backlog,Down Conductor Detection (DCD),Pole Backlog, | EPSS Ground Inspection Non-Pole Backlog Down Conductor Detection (DCD) Pole Backlog | EPSS Ground Inspection Non-Pole Backlog Down Conductor Detection (DCD) Pole Backlog | EPSS,Aerial Inspection,Ground Inspection, | EPSS Aerial Inspection Ground Inspection | EPSS Aerial Inspection Ground Inspection | EPSS,Aerial Inspection,Ground Inspection, | EPSS Aerial Inspection Ground Inspection | EPSS Aerial Inspection Ground Inspection |  |  |  | , | FALSE
MONTE RIO 1111CB | EPSS | EPSS | EPSS | [17 empty] | Ground Inspection | [18 empty] | EPSS, | EPSS | EPSS | EPSS, | EPSS | EPSS | EPSS,Ground Inspection, | EPSS Ground Inspection | EPSS Ground Inspection |  |  |  | , | FALSE
BEN LOMOND 1101BL 1101 | EPSS | EPSS | EPSS | [7 empty] | Expulsion Fuse Replacement | Expulsion Fuse Replacement | [5 empty] | Aerial Inspection |  | Ground Inspection | Ground Inspection | Non-Pole Backlog |  | Non-Pole Backlog | [14 empty] | Pole Backlog | EPSS,Non-Pole Backlog, | EPSS Non-Pole Backlog | EPSS Non-Pole Backlog | EPSS,Expulsion Fuse Replacement,Ground Inspection, | EPSS Expulsion Fuse Replacement Ground Inspection | EPSS Expulsion Fuse Replacement Ground Inspection | EPSS,Expulsion Fuse Replacement,Aerial Inspection,Ground Inspection,Non-Pole Backlog,Pole Backlog, | EPSS Expulsion Fuse Replacement Aerial Inspection Ground Inspection Non-Pole Backlog Pole Backlog | EPSS Expulsion Fuse Replacement Aerial Inspection Ground Inspection Non-Pole Backlog Pole Backlog |  |  |  | , | FALSE
BIG BASIN 110195690 | EPSS | EPSS | EPSS | [7 empty] | Expulsion Fuse Replacement | Expulsion Fuse Replacement | [5 empty] | Aerial Inspection |  | Ground Inspection | Ground Inspection | Non-Pole Backlog | Non-Pole Backlog | [5 empty] | Down Conductor Detection (DCD) | [10 empty] | EPSS,Non-Pole Backlog, | EPSS Non-Pole Backlog | EPSS Non-Pole Backlog | EPSS,Expulsion Fuse Replacement,Ground Inspection,Non-Pole Backlog,Down Conductor Detection (DCD), | EPSS Expulsion Fuse Replacement Ground Inspection Non-Pole Backlog Down Conductor Detection (DCD) | EPSS Expulsion Fuse Replacement Ground Inspection Non-Pole Backlog Down Conductor Detection (DCD) | EPSS,Expulsion Fuse Replacement,Aerial Inspection,Ground Inspection, | EPSS Expulsion Fuse Replacement Aerial Inspection Ground Inspection | EPSS Expulsion Fuse Replacement Aerial Inspection Ground Inspection |  |  |  | , | FALSE
MENLO 1102223286 | EPSS | EPSS | EPSS | [13 empty] | Aerial Inspection |  | Ground Inspection | [9 empty] | Down Conductor Detection (DCD) | [10 empty] | EPSS,Ground Inspection, | EPSS Ground Inspection | EPSS Ground Inspection | EPSS,Aerial Inspection,Down Conductor Detection (DCD), | EPSS Aerial Inspection Down Conductor Detection (DCD) | EPSS Aerial Inspection Down Conductor Detection (DCD) | EPSS, | EPSS | EPSS |  |  |  | , | FALSE
MIWUK 1702531976 | EPSS | EPSS | EPSS | [14 empty] | Aerial Inspection |  | Ground Inspection | Ground Inspection | [18 empty] | EPSS, | EPSS | EPSS | EPSS,Ground Inspection, | EPSS Ground Inspection | EPSS Ground Inspection | EPSS,Aerial Inspection,Ground Inspection, | EPSS Aerial Inspection Ground Inspection | EPSS Aerial Inspection Ground Inspection |  |  |  | , | FALSE
MARIPOSA 21014410 | EPSS | EPSS | EPSS | [6 empty] | Expulsion Fuse Replacement | [5 empty] | Aerial Inspection | Aerial Inspection | Aerial Inspection |  | Ground Inspection | Ground Inspection | Non-Pole Backlog | Non-Pole Backlog |  |  |  |  | Down Conductor Detection (DCD) | [8 empty] | Pole Backlog |  |  | EPSS,Expulsion Fuse Replacement,Aerial Inspection,Non-Pole Backlog,Down Conductor Detection (DCD),Pole Backlog, | EPSS Expulsion Fuse Replacement Aerial Inspection Non-Pole Backlog Down Conductor Detection (DCD) Pole Backlog | EPSS Expulsion Fuse Replacement Aerial Inspection Non-Pole Backlog Down Conductor Detection (DCD) Pole Backlog | EPSS,Aerial Inspection,Ground Inspection,Non-Pole Backlog, | EPSS Aerial Inspection Ground Inspection Non-Pole Backlog | EPSS Aerial Inspection Ground Inspection Non-Pole Backlog | EPSS,Aerial Inspection,Ground Inspection, | EPSS Aerial Inspection Ground Inspection | EPSS Aerial Inspection Ground Inspection |  | Line Removal |  | ,Line Removal, | Line Removal | Line Removal
MIRABEL 1102503000 | EPSS | EPSS | EPSS | [7 empty] | Expulsion Fuse Replacement | Expulsion Fuse Replacement | [5 empty] | Aerial Inspection |  | Ground Inspection | Ground Inspection | Non-Pole Backlog | Non-Pole Backlog | Non-Pole Backlog | [14 empty] | Pole Backlog | EPSS,Non-Pole Backlog, | EPSS Non-Pole Backlog | EPSS Non-Pole Backlog | EPSS,Expulsion Fuse Replacement,Ground Inspection,Non-Pole Backlog, | EPSS Expulsion Fuse Replacement Ground Inspection Non-Pole Backlog | EPSS Expulsion Fuse Replacement Ground Inspection Non-Pole Backlog | EPSS,Expulsion Fuse Replacement,Aerial Inspection,Ground Inspection,Non-Pole Backlog,Pole Backlog, | EPSS Expulsion Fuse Replacement Aerial Inspection Ground Inspection Non-Pole Backlog Pole Backlog | EPSS Expulsion Fuse Replacement Aerial Inspection Ground Inspection Non-Pole Backlog Pole Backlog |  |  |  | , | FALSE
PAUL SWEET 2106974130 | EPSS | EPSS | EPSS | [7 empty] | Expulsion Fuse Replacement | [6 empty] | Aerial Inspection |  | Ground Inspection | Ground Inspection | Non-Pole Backlog | [17 empty] | EPSS,Non-Pole Backlog, | EPSS Non-Pole Backlog | EPSS Non-Pole Backlog | EPSS,Expulsion Fuse Replacement,Ground Inspection, | EPSS Expulsion Fuse Replacement Ground Inspection | EPSS Expulsion Fuse Replacement Ground Inspection | EPSS,Aerial Inspection,Ground Inspection, | EPSS Aerial Inspection Ground Inspection | EPSS Aerial Inspection Ground Inspection |  |  |  | , | FALSE
SONOMA 1102441730 | EPSS | EPSS | EPSS | [6 empty] | Expulsion Fuse Replacement | Expulsion Fuse Replacement | [9 empty] | Ground Inspection | Non-Pole Backlog |  | Non-Pole Backlog |  |  |  | Down Conductor Detection (DCD) | [10 empty] | Pole Backlog | EPSS,Expulsion Fuse Replacement,Non-Pole Backlog,Down Conductor Detection (DCD), | EPSS Expulsion Fuse Replacement Non-Pole Backlog Down Conductor Detection (DCD) | EPSS Expulsion Fuse Replacement Non-Pole Backlog Down Conductor Detection (DCD) | EPSS,Expulsion Fuse Replacement, | EPSS Expulsion Fuse Replacement | EPSS Expulsion Fuse Replacement | EPSS,Ground Inspection,Non-Pole Backlog,Pole Backlog, | EPSS Ground Inspection Non-Pole Backlog Pole Backlog | EPSS Ground Inspection Non-Pole Backlog Pole Backlog |  |  |  | , | FALSE
RISING RIVER 11011530 | EPSS | EPSS | EPSS | [6 empty] | Expulsion Fuse Replacement | [6 empty] | Aerial Inspection | Aerial Inspection | Ground Inspection | Ground Inspection | Ground Inspection | Non-Pole Backlog | Non-Pole Backlog | Non-Pole Backlog |  |  |  | Down Conductor Detection (DCD) | [9 empty] | Pole Backlog | Pole Backlog | EPSS,Expulsion Fuse Replacement,Ground Inspection,Non-Pole Backlog,Down Conductor Detection (DCD), | EPSS Expulsion Fuse Replacement Ground Inspection Non-Pole Backlog Down Conductor Detection (DCD) | EPSS Expulsion Fuse Replacement Ground Inspection Non-Pole Backlog Down Conductor Detection (DCD) | EPSS,Aerial Inspection,Ground Inspection,Non-Pole Backlog,Pole Backlog, | EPSS Aerial Inspection Ground Inspection Non-Pole Backlog Pole Backlog | EPSS Aerial Inspection Ground Inspection Non-Pole Backlog Pole Backlog | EPSS,Aerial Inspection,Ground Inspection,Non-Pole Backlog,Pole Backlog, | EPSS Aerial Inspection Ground Inspection Non-Pole Backlog Pole Backlog | EPSS Aerial Inspection Ground Inspection Non-Pole Backlog Pole Backlog |  |  |  | , | FALSE
RACETRACK 17036014 | EPSS | EPSS | EPSS | [13 empty] | Aerial Inspection |  | Ground Inspection | [8 empty] | Down Conductor Detection (DCD) | [11 empty] | EPSS,Ground Inspection,Down Conductor Detection (DCD), | EPSS Ground Inspection Down Conductor Detection (DCD) | EPSS Ground Inspection Down Conductor Detection (DCD) | EPSS,Aerial Inspection, | EPSS Aerial Inspection | EPSS Aerial Inspection | EPSS, | EPSS | EPSS |  |  |  | , | FALSE
TAR FLAT 0401CB | EPSS | EPSS | EPSS | [14 empty] | Aerial Inspection |  | Ground Inspection | [19 empty] | EPSS, | EPSS | EPSS | EPSS,Ground Inspection, | EPSS Ground Inspection | EPSS Ground Inspection | EPSS,Aerial Inspection, | EPSS Aerial Inspection | EPSS Aerial Inspection |  | Line Removal |  | ,Line Removal, | Line Removal | Line Removal
FULTON 1102885254 | EPSS | EPSS | EPSS | [14 empty] | Aerial Inspection |  | Ground Inspection | [7 empty] | Down Conductor Detection (DCD) | [11 empty] | EPSS,Down Conductor Detection (DCD), | EPSS Down Conductor Detection (DCD) | EPSS Down Conductor Detection (DCD) | EPSS,Ground Inspection, | EPSS Ground Inspection | EPSS Ground Inspection | EPSS,Aerial Inspection, | EPSS Aerial Inspection | EPSS Aerial Inspection |  |  |  | , | FALSE
WILLOW CREEK 1103205028 | EPSS | EPSS | EPSS | [7 empty] | Expulsion Fuse Replacement | [5 empty] | Aerial Inspection |  | Ground Inspection |  | Ground Inspection |  |  | Non-Pole Backlog | [15 empty] | EPSS,Ground Inspection, | EPSS Ground Inspection | EPSS Ground Inspection | EPSS,Expulsion Fuse Replacement,Aerial Inspection, | EPSS Expulsion Fuse Replacement Aerial Inspection | EPSS Expulsion Fuse Replacement Aerial Inspection | EPSS,Ground Inspection,Non-Pole Backlog, | EPSS Ground Inspection Non-Pole Backlog | EPSS Ground Inspection Non-Pole Backlog |  |  |  | , | FALSE
COTTONWOOD 11021578 | EPSS | EPSS | EPSS | [6 empty] | Expulsion Fuse Replacement | [6 empty] | Aerial Inspection | Aerial Inspection | Ground Inspection | Ground Inspection | Ground Inspection | Non-Pole Backlog | [5 empty] | Down Conductor Detection (DCD) | [5 empty] | Line Removal |  |  | Pole Backlog |  |  | EPSS,Expulsion Fuse Replacement,Ground Inspection,Non-Pole Backlog,Down Conductor Detection (DCD),Line Removal,Pole Backlog, | EPSS Expulsion Fuse Replacement Ground Inspection Non-Pole Backlog Down Conductor Detection (DCD) Line Removal Pole Backlog | EPSS Expulsion Fuse Replacement Ground Inspection Non-Pole Backlog Down Conductor Detection (DCD) Line Removal Pole Backlog | EPSS,Aerial Inspection,Ground Inspection, | EPSS Aerial Inspection Ground Inspection | EPSS Aerial Inspection Ground Inspection | EPSS,Aerial Inspection,Ground Inspection, | EPSS Aerial Inspection Ground Inspection | EPSS Aerial Inspection Ground Inspection |  |  |  | , | FALSE
SAN RAFAEL 110863598 | EPSS | EPSS | EPSS | [17 empty] | Ground Inspection | Non-Pole Backlog |  | Non-Pole Backlog |  |  |  |  | Down Conductor Detection (DCD) |  | Line Sensors | [8 empty] | EPSS,Non-Pole Backlog,Line Sensors, | EPSS Non-Pole Backlog Line Sensors | EPSS Non-Pole Backlog Line Sensors | EPSS,Down Conductor Detection (DCD), | EPSS Down Conductor Detection (DCD) | EPSS Down Conductor Detection (DCD) | EPSS,Ground Inspection,Non-Pole Backlog, | EPSS Ground Inspection Non-Pole Backlog | EPSS Ground Inspection Non-Pole Backlog |  |  |  | , | FALSE
NARROWS 21022718 | EPSS | EPSS | EPSS | [14 empty] | Aerial Inspection | Ground Inspection | Ground Inspection |  | Non-Pole Backlog | [17 empty] | EPSS,Ground Inspection,Non-Pole Backlog, | EPSS Ground Inspection Non-Pole Backlog | EPSS Ground Inspection Non-Pole Backlog | EPSS,Ground Inspection, | EPSS Ground Inspection | EPSS Ground Inspection | EPSS,Aerial Inspection, | EPSS Aerial Inspection | EPSS Aerial Inspection |  |  |  | , | FALSE
CALPELLA 1101345230 | EPSS | EPSS | EPSS | [13 empty] | Aerial Inspection | Aerial Inspection | Ground Inspection | Ground Inspection | [8 empty] | Down Conductor Detection (DCD) | [10 empty] | EPSS,Ground Inspection, | EPSS Ground Inspection | EPSS Ground Inspection | EPSS,Aerial Inspection,Ground Inspection,Down Conductor Detection (DCD), | EPSS Aerial Inspection Ground Inspection Down Conductor Detection (DCD) | EPSS Aerial Inspection Ground Inspection Down Conductor Detection (DCD) | EPSS,Aerial Inspection, | EPSS Aerial Inspection | EPSS Aerial Inspection |  |  |  | , | FALSE
CRESCENT MILLS 21012232 | EPSS | EPSS | EPSS | [13 empty] | Aerial Inspection |  |  |  | Ground Inspection | Non-Pole Backlog | Non-Pole Backlog | Non-Pole Backlog |  |  |  |  | Down Conductor Detection (DCD) | [9 empty] | Pole Backlog | EPSS,Non-Pole Backlog, | EPSS Non-Pole Backlog | EPSS Non-Pole Backlog | EPSS,Aerial Inspection,Non-Pole Backlog,Down Conductor Detection (DCD), | EPSS Aerial Inspection Non-Pole Backlog Down Conductor Detection (DCD) | EPSS Aerial Inspection Non-Pole Backlog Down Conductor Detection (DCD) | EPSS,Ground Inspection,Non-Pole Backlog,Pole Backlog, | EPSS Ground Inspection Non-Pole Backlog Pole Backlog | EPSS Ground Inspection Non-Pole Backlog Pole Backlog |  |  |  | , | FALSE
CUYAMA 21013542 | EPSS | EPSS | EPSS | [8 empty] | Expulsion Fuse Replacement | Surge Arrestor Replacement |  |  |  | Aerial Inspection |  | Ground Inspection | Ground Inspection | Ground Inspection | Non-Pole Backlog | Non-Pole Backlog |  |  |  |  | Down Conductor Detection (DCD) | [9 empty] | Pole Backlog |  | EPSS,Surge Arrestor Replacement,Ground Inspection,Non-Pole Backlog,Down Conductor Detection (DCD), | EPSS Surge Arrestor Replacement Ground Inspection Non-Pole Backlog Down Conductor Detection (DCD) | EPSS Surge Arrestor Replacement Ground Inspection Non-Pole Backlog Down Conductor Detection (DCD) | EPSS,Aerial Inspection,Ground Inspection,Non-Pole Backlog,Pole Backlog, | EPSS Aerial Inspection Ground Inspection Non-Pole Backlog Pole Backlog | EPSS Aerial Inspection Ground Inspection Non-Pole Backlog Pole Backlog | EPSS,Expulsion Fuse Replacement,Ground Inspection, | EPSS Expulsion Fuse Replacement Ground Inspection | EPSS Expulsion Fuse Replacement Ground Inspection |  |  |  | , | FALSE
CAMP EVERS 210612840 | EPSS | EPSS | EPSS | [7 empty] | Expulsion Fuse Replacement | Expulsion Fuse Replacement | [5 empty] | Aerial Inspection |  | Ground Inspection | Ground Inspection | Non-Pole Backlog | [17 empty] | EPSS,Non-Pole Backlog, | EPSS Non-Pole Backlog | EPSS Non-Pole Backlog | EPSS,Expulsion Fuse Replacement,Ground Inspection, | EPSS Expulsion Fuse Replacement Ground Inspection | EPSS Expulsion Fuse Replacement Ground Inspection | EPSS,Expulsion Fuse Replacement,Aerial Inspection,Ground Inspection, | EPSS Expulsion Fuse Replacement Aerial Inspection Ground Inspection | EPSS Expulsion Fuse Replacement Aerial Inspection Ground Inspection |  |  |  | , | FALSE
WILLOW CREEK 1103CB | EPSS | EPSS | EPSS | [7 empty] | Expulsion Fuse Replacement | [5 empty] | Aerial Inspection |  | Ground Inspection |  | Ground Inspection | Non-Pole Backlog |  | Non-Pole Backlog | [14 empty] | Pole Backlog | EPSS,Ground Inspection,Non-Pole Backlog, | EPSS Ground Inspection Non-Pole Backlog | EPSS Ground Inspection Non-Pole Backlog | EPSS,Expulsion Fuse Replacement,Aerial Inspection, | EPSS Expulsion Fuse Replacement Aerial Inspection | EPSS Expulsion Fuse Replacement Aerial Inspection | EPSS,Ground Inspection,Non-Pole Backlog,Pole Backlog, | EPSS Ground Inspection Non-Pole Backlog Pole Backlog | EPSS Ground Inspection Non-Pole Backlog Pole Backlog |  |  |  | , | FALSE
OTTER 1101CB | EPSS | EPSS | EPSS | [14 empty] | Aerial Inspection |  | Ground Inspection | Ground Inspection | Non-Pole Backlog | Non-Pole Backlog | Non-Pole Backlog | [12 empty] | Pole Backlog |  |  | EPSS,Non-Pole Backlog,Pole Backlog, | EPSS Non-Pole Backlog Pole Backlog | EPSS Non-Pole Backlog Pole Backlog | EPSS,Ground Inspection,Non-Pole Backlog, | EPSS Ground Inspection Non-Pole Backlog | EPSS Ground Inspection Non-Pole Backlog | EPSS,Aerial Inspection,Ground Inspection,Non-Pole Backlog, | EPSS Aerial Inspection Ground Inspection Non-Pole Backlog | EPSS Aerial Inspection Ground Inspection Non-Pole Backlog |  |  |  | , | FALSE
CAMP EVERS 210511384 | EPSS | EPSS | EPSS | [8 empty] | Expulsion Fuse Replacement | [5 empty] | Aerial Inspection |  | Ground Inspection |  | Non-Pole Backlog |  | Non-Pole Backlog | [14 empty] | Pole Backlog | EPSS,Non-Pole Backlog, | EPSS Non-Pole Backlog | EPSS Non-Pole Backlog | EPSS,Ground Inspection, | EPSS Ground Inspection | EPSS Ground Inspection | EPSS,Expulsion Fuse Replacement,Aerial Inspection,Non-Pole Backlog,Pole Backlog, | EPSS Expulsion Fuse Replacement Aerial Inspection Non-Pole Backlog Pole Backlog | EPSS Expulsion Fuse Replacement Aerial Inspection Non-Pole Backlog Pole Backlog |  |  |  | , | FALSE
PEORIA 170449256 | EPSS | EPSS | EPSS | [17 empty] | Ground Inspection | [18 empty] | EPSS, | EPSS | EPSS | EPSS, | EPSS | EPSS | EPSS,Ground Inspection, | EPSS Ground Inspection | EPSS Ground Inspection |  |  |  | , | FALSE
CLOVERDALE 1102570 | EPSS | EPSS | EPSS | [6 empty] | Expulsion Fuse Replacement | [6 empty] | Aerial Inspection | Aerial Inspection | Ground Inspection | Ground Inspection | Ground Inspection | Non-Pole Backlog | [5 empty] | Down Conductor Detection (DCD) | [8 empty] | Pole Backlog |  |  | EPSS,Expulsion Fuse Replacement,Ground Inspection,Non-Pole Backlog,Down Conductor Detection (DCD),Pole Backlog, | EPSS Expulsion Fuse Replacement Ground Inspection Non-Pole Backlog Down Conductor Detection (DCD) Pole Backlog | EPSS Expulsion Fuse Replacement Ground Inspection Non-Pole Backlog Down Conductor Detection (DCD) Pole Backlog | EPSS,Aerial Inspection,Ground Inspection, | EPSS Aerial Inspection Ground Inspection | EPSS Aerial Inspection Ground Inspection | EPSS,Aerial Inspection,Ground Inspection, | EPSS Aerial Inspection Ground Inspection | EPSS Aerial Inspection Ground Inspection |  |  |  | , | FALSE
HIGGINS 11102408 | EPSS | EPSS | EPSS | [6 empty] | Expulsion Fuse Replacement | Expulsion Fuse Replacement | [5 empty] | Aerial Inspection | Aerial Inspection | Ground Inspection | Ground Inspection | Ground Inspection | Non-Pole Backlog |  | Non-Pole Backlog |  |  |  |  | Down Conductor Detection (DCD) | [10 empty] | EPSS,Expulsion Fuse Replacement,Ground Inspection,Non-Pole Backlog, | EPSS Expulsion Fuse Replacement Ground Inspection Non-Pole Backlog | EPSS Expulsion Fuse Replacement Ground Inspection Non-Pole Backlog | EPSS,Expulsion Fuse Replacement,Aerial Inspection,Ground Inspection,Down Conductor Detection (DCD), | EPSS Expulsion Fuse Replacement Aerial Inspection Ground Inspection Down Conductor Detection (DCD) | EPSS Expulsion Fuse Replacement Aerial Inspection Ground Inspection Down Conductor Detection (DCD) | EPSS,Aerial Inspection,Ground Inspection,Non-Pole Backlog, | EPSS Aerial Inspection Ground Inspection Non-Pole Backlog | EPSS Aerial Inspection Ground Inspection Non-Pole Backlog |  |  |  | , | FALSE
HOPLAND 110180620 | EPSS | EPSS | EPSS | [16 empty] | Ground Inspection | [19 empty] | EPSS, | EPSS | EPSS | EPSS,Ground Inspection, | EPSS Ground Inspection | EPSS Ground Inspection | EPSS, | EPSS | EPSS |  |  |  | , | FALSE
MONTE RIO 1113250 | EPSS | EPSS | EPSS | [7 empty] | Expulsion Fuse Replacement | Expulsion Fuse Replacement | [5 empty] | Aerial Inspection |  | Ground Inspection | Ground Inspection | Non-Pole Backlog | [6 empty] | Down Conductor Detection (DCD) | [10 empty] | EPSS,Non-Pole Backlog, | EPSS Non-Pole Backlog | EPSS Non-Pole Backlog | EPSS,Expulsion Fuse Replacement,Ground Inspection,Down Conductor Detection (DCD), | EPSS Expulsion Fuse Replacement Ground Inspection Down Conductor Detection (DCD) | EPSS Expulsion Fuse Replacement Ground Inspection Down Conductor Detection (DCD) | EPSS,Expulsion Fuse Replacement,Aerial Inspection,Ground Inspection, | EPSS Expulsion Fuse Replacement Aerial Inspection Ground Inspection | EPSS Expulsion Fuse Replacement Aerial Inspection Ground Inspection |  |  |  | , | FALSE
LOW GAP 1101CB | EPSS | EPSS | EPSS | [13 empty] | Aerial Inspection |  | Ground Inspection |  |  | Non-Pole Backlog | [17 empty] | EPSS,Ground Inspection,Non-Pole Backlog, | EPSS Ground Inspection Non-Pole Backlog | EPSS Ground Inspection Non-Pole Backlog | EPSS,Aerial Inspection, | EPSS Aerial Inspection | EPSS Aerial Inspection | EPSS, | EPSS | EPSS |  |  |  | , | FALSE
BRUNSWICK 11042112 | EPSS | EPSS | EPSS | [6 empty] | Expulsion Fuse Replacement | Expulsion Fuse Replacement | Expulsion Fuse Replacement |  |  |  |  | Aerial Inspection | Aerial Inspection | Ground Inspection | Ground Inspection | Ground Inspection | Non-Pole Backlog | Non-Pole Backlog | Non-Pole Backlog |  |  |  | Down Conductor Detection (DCD) | [10 empty] | Pole Backlog | EPSS,Expulsion Fuse Replacement,Ground Inspection,Non-Pole Backlog,Down Conductor Detection (DCD), | EPSS Expulsion Fuse Replacement Ground Inspection Non-Pole Backlog Down Conductor Detection (DCD) | EPSS Expulsion Fuse Replacement Ground Inspection Non-Pole Backlog Down Conductor Detection (DCD) | EPSS,Expulsion Fuse Replacement,Aerial Inspection,Ground Inspection,Non-Pole Backlog, | EPSS Expulsion Fuse Replacement Aerial Inspection Ground Inspection Non-Pole Backlog | EPSS Expulsion Fuse Replacement Aerial Inspection Ground Inspection Non-Pole Backlog | EPSS,Expulsion Fuse Replacement,Aerial Inspection,Ground Inspection,Non-Pole Backlog,Pole Backlog, | EPSS Expulsion Fuse Replacement Aerial Inspection Ground Inspection Non-Pole Backlog Pole Backlog | EPSS Expulsion Fuse Replacement Aerial Inspection Ground Inspection Non-Pole Backlog Pole Backlog |  |  |  | , | FALSE
COTTONWOOD 11011610 | EPSS | EPSS | EPSS | [6 empty] | Expulsion Fuse Replacement | [5 empty] | Aerial Inspection | Aerial Inspection | Aerial Inspection | Ground Inspection | Ground Inspection | Ground Inspection | Non-Pole Backlog |  | Non-Pole Backlog |  |  |  | Down Conductor Detection (DCD) | [8 empty] | Pole Backlog |  | Pole Backlog | EPSS,Expulsion Fuse Replacement,Aerial Inspection,Ground Inspection,Non-Pole Backlog,Down Conductor Detection (DCD),Pole Backlog, | EPSS Expulsion Fuse Replacement Aerial Inspection Ground Inspection Non-Pole Backlog Down Conductor Detection (DCD) Pole Backlog | EPSS Expulsion Fuse Replacement Aerial Inspection Ground Inspection Non-Pole Backlog Down Conductor Detection (DCD) Pole Backlog | EPSS,Aerial Inspection,Ground Inspection, | EPSS Aerial Inspection Ground Inspection | EPSS Aerial Inspection Ground Inspection | EPSS,Aerial Inspection,Ground Inspection,Non-Pole Backlog,Pole Backlog, | EPSS Aerial Inspection Ground Inspection Non-Pole Backlog Pole Backlog | EPSS Aerial Inspection Ground Inspection Non-Pole Backlog Pole Backlog |  | Line Removal |  | ,Line Removal, | Line Removal | Line Removal
PEORIA 170587222 | EPSS | EPSS | EPSS | [7 empty] | Expulsion Fuse Replacement | [5 empty] | Aerial Inspection | Aerial Inspection | Ground Inspection | Ground Inspection | Ground Inspection | Non-Pole Backlog | [5 empty] | Down Conductor Detection (DCD) | [11 empty] | EPSS,Ground Inspection,Non-Pole Backlog,Down Conductor Detection (DCD), | EPSS Ground Inspection Non-Pole Backlog Down Conductor Detection (DCD) | EPSS Ground Inspection Non-Pole Backlog Down Conductor Detection (DCD) | EPSS,Expulsion Fuse Replacement,Aerial Inspection,Ground Inspection, | EPSS Expulsion Fuse Replacement Aerial Inspection Ground Inspection | EPSS Expulsion Fuse Replacement Aerial Inspection Ground Inspection | EPSS,Aerial Inspection,Ground Inspection, | EPSS Aerial Inspection Ground Inspection | EPSS Aerial Inspection Ground Inspection |  |  |  | , | FALSE
SILVERADO 2102922022 | EPSS | EPSS | EPSS | [6 empty] | Expulsion Fuse Replacement | [6 empty] | Aerial Inspection | Aerial Inspection |  | Ground Inspection | Ground Inspection | Non-Pole Backlog | [17 empty] | EPSS,Expulsion Fuse Replacement,Non-Pole Backlog, | EPSS Expulsion Fuse Replacement Non-Pole Backlog | EPSS Expulsion Fuse Replacement Non-Pole Backlog | EPSS,Aerial Inspection,Ground Inspection, | EPSS Aerial Inspection Ground Inspection | EPSS Aerial Inspection Ground Inspection | EPSS,Aerial Inspection,Ground Inspection, | EPSS Aerial Inspection Ground Inspection | EPSS Aerial Inspection Ground Inspection |  |  |  | , | FALSE
CEDAR CREEK 11011362 | EPSS | EPSS | EPSS | [13 empty] | Aerial Inspection |  | Ground Inspection | [20 empty] | EPSS,Ground Inspection, | EPSS Ground Inspection | EPSS Ground Inspection | EPSS,Aerial Inspection, | EPSS Aerial Inspection | EPSS Aerial Inspection | EPSS, | EPSS | EPSS |  |  |  | , | FALSE
SHEPHERD 2111327814 | EPSS | EPSS | EPSS | [6 empty] | Expulsion Fuse Replacement |  |  | Surge Arrestor Replacement |  |  |  | Aerial Inspection | Aerial Inspection | Ground Inspection | Ground Inspection | Ground Inspection | [18 empty] | EPSS,Expulsion Fuse Replacement,Surge Arrestor Replacement,Ground Inspection, | EPSS Expulsion Fuse Replacement Surge Arrestor Replacement Ground Inspection | EPSS Expulsion Fuse Replacement Surge Arrestor Replacement Ground Inspection | EPSS,Aerial Inspection,Ground Inspection, | EPSS Aerial Inspection Ground Inspection | EPSS Aerial Inspection Ground Inspection | EPSS,Aerial Inspection,Ground Inspection, | EPSS Aerial Inspection Ground Inspection | EPSS Aerial Inspection Ground Inspection |  |  |  | , | FALSE
MORGAN HILL 2105XR268 | EPSS | EPSS | EPSS | [6 empty] | Expulsion Fuse Replacement | Expulsion Fuse Replacement | Expulsion Fuse Replacement |  |  |  |  | Aerial Inspection | Aerial Inspection |  | Ground Inspection | Ground Inspection | Non-Pole Backlog | Non-Pole Backlog | Non-Pole Backlog | [6 empty] | Line Sensors | [8 empty] | EPSS,Expulsion Fuse Replacement,Non-Pole Backlog,Line Sensors, | EPSS Expulsion Fuse Replacement Non-Pole Backlog Line Sensors | EPSS Expulsion Fuse Replacement Non-Pole Backlog Line Sensors | EPSS,Expulsion Fuse Replacement,Aerial Inspection,Ground Inspection,Non-Pole Backlog, | EPSS Expulsion Fuse Replacement Aerial Inspection Ground Inspection Non-Pole Backlog | EPSS Expulsion Fuse Replacement Aerial Inspection Ground Inspection Non-Pole Backlog | EPSS,Expulsion Fuse Replacement,Aerial Inspection,Ground Inspection,Non-Pole Backlog, | EPSS Expulsion Fuse Replacement Aerial Inspection Ground Inspection Non-Pole Backlog | EPSS Expulsion Fuse Replacement Aerial Inspection Ground Inspection Non-Pole Backlog |  |  |  | , | FALSE
SALT SPRINGS 21023142 | EPSS | EPSS | EPSS | [7 empty] | Expulsion Fuse Replacement |  | Surge Arrestor Replacement |  |  |  | Aerial Inspection | Aerial Inspection |  | Ground Inspection | Ground Inspection | Non-Pole Backlog | Non-Pole Backlog | Non-Pole Backlog | [14 empty] | Pole Backlog | EPSS,Surge Arrestor Replacement,Non-Pole Backlog, | EPSS Surge Arrestor Replacement Non-Pole Backlog | EPSS Surge Arrestor Replacement Non-Pole Backlog | EPSS,Expulsion Fuse Replacement,Aerial Inspection,Ground Inspection,Non-Pole Backlog, | EPSS Expulsion Fuse Replacement Aerial Inspection Ground Inspection Non-Pole Backlog | EPSS Expulsion Fuse Replacement Aerial Inspection Ground Inspection Non-Pole Backlog | EPSS,Aerial Inspection,Ground Inspection,Non-Pole Backlog,Pole Backlog, | EPSS Aerial Inspection Ground Inspection Non-Pole Backlog Pole Backlog | EPSS Aerial Inspection Ground Inspection Non-Pole Backlog Pole Backlog |  |  |  | , | FALSE
OAKLAND K 1101CR178 | EPSS | EPSS | EPSS | [14 empty] | Aerial Inspection |  | Ground Inspection |  | Non-Pole Backlog | [6 empty] | Down Conductor Detection (DCD) | [10 empty] | EPSS,Non-Pole Backlog, | EPSS Non-Pole Backlog | EPSS Non-Pole Backlog | EPSS,Ground Inspection,Down Conductor Detection (DCD), | EPSS Ground Inspection Down Conductor Detection (DCD) | EPSS Ground Inspection Down Conductor Detection (DCD) | EPSS,Aerial Inspection, | EPSS Aerial Inspection | EPSS Aerial Inspection |  |  |  | , | FALSE
OAKLAND K 1101CR346 | EPSS | EPSS | EPSS | [14 empty] | Aerial Inspection |  | Ground Inspection | Ground Inspection | [18 empty] | EPSS, | EPSS | EPSS | EPSS,Ground Inspection, | EPSS Ground Inspection | EPSS Ground Inspection | EPSS,Aerial Inspection,Ground Inspection, | EPSS Aerial Inspection Ground Inspection | EPSS Aerial Inspection Ground Inspection |  |  |  | , | FALSE
PARADISE 110439216 | EPSS | EPSS | EPSS | Undergrounding | [13 empty] | Aerial Inspection |  | Ground Inspection | Ground Inspection | [6 empty] | Down Conductor Detection (DCD) | [11 empty] | EPSS,Undergrounding,Down Conductor Detection (DCD), | EPSS Undergrounding Down Conductor Detection (DCD) | EPSS Undergrounding Down Conductor Detection (DCD) | EPSS,Ground Inspection, | EPSS Ground Inspection | EPSS Ground Inspection | EPSS,Aerial Inspection,Ground Inspection, | EPSS Aerial Inspection Ground Inspection | EPSS Aerial Inspection Ground Inspection |  |  |  | , | FALSE
MIRABEL 11022043 | EPSS | EPSS | EPSS | [17 empty] | Ground Inspection | Non-Pole Backlog | [5 empty] | Down Conductor Detection (DCD) | [11 empty] | EPSS,Non-Pole Backlog,Down Conductor Detection (DCD), | EPSS Non-Pole Backlog Down Conductor Detection (DCD) | EPSS Non-Pole Backlog Down Conductor Detection (DCD) | EPSS, | EPSS | EPSS | EPSS,Ground Inspection, | EPSS Ground Inspection | EPSS Ground Inspection |  |  |  | , | FALSE
HOLLISTER 21054048 | EPSS | EPSS | EPSS | [13 empty] | Aerial Inspection | Aerial Inspection | Ground Inspection | Ground Inspection |  | Non-Pole Backlog |  | Non-Pole Backlog |  |  |  |  | Down Conductor Detection (DCD) | [9 empty] | Pole Backlog | EPSS,Ground Inspection,Non-Pole Backlog, | EPSS Ground Inspection Non-Pole Backlog | EPSS Ground Inspection Non-Pole Backlog | EPSS,Aerial Inspection,Ground Inspection,Down Conductor Detection (DCD), | EPSS Aerial Inspection Ground Inspection Down Conductor Detection (DCD) | EPSS Aerial Inspection Ground Inspection Down Conductor Detection (DCD) | EPSS,Aerial Inspection,Non-Pole Backlog,Pole Backlog, | EPSS Aerial Inspection Non-Pole Backlog Pole Backlog | EPSS Aerial Inspection Non-Pole Backlog Pole Backlog |  |  |  | , | FALSE
TASSAJARA 2112725488 | EPSS | EPSS | EPSS | [6 empty] | Expulsion Fuse Replacement |  | Expulsion Fuse Replacement | [5 empty] | Aerial Inspection |  | Ground Inspection | Ground Inspection | Non-Pole Backlog |  | Non-Pole Backlog | [14 empty] | Pole Backlog | EPSS,Expulsion Fuse Replacement,Non-Pole Backlog, | EPSS Expulsion Fuse Replacement Non-Pole Backlog | EPSS Expulsion Fuse Replacement Non-Pole Backlog | EPSS,Ground Inspection, | EPSS Ground Inspection | EPSS Ground Inspection | EPSS,Expulsion Fuse Replacement,Aerial Inspection,Ground Inspection,Non-Pole Backlog,Pole Backlog, | EPSS Expulsion Fuse Replacement Aerial Inspection Ground Inspection Non-Pole Backlog Pole Backlog | EPSS Expulsion Fuse Replacement Aerial Inspection Ground Inspection Non-Pole Backlog Pole Backlog |  |  |  | , | FALSE
BIG BASIN 1102307348 | EPSS | EPSS | EPSS | [7 empty] | Expulsion Fuse Replacement | [6 empty] | Aerial Inspection |  | Ground Inspection | Ground Inspection | Non-Pole Backlog |  | Non-Pole Backlog |  |  |  |  | Down Conductor Detection (DCD) | [7 empty] | Pole Backlog |  | Pole Backlog | EPSS,Non-Pole Backlog,Pole Backlog, | EPSS Non-Pole Backlog Pole Backlog | EPSS Non-Pole Backlog Pole Backlog | EPSS,Expulsion Fuse Replacement,Ground Inspection,Down Conductor Detection (DCD), | EPSS Expulsion Fuse Replacement Ground Inspection Down Conductor Detection (DCD) | EPSS Expulsion Fuse Replacement Ground Inspection Down Conductor Detection (DCD) | EPSS,Aerial Inspection,Ground Inspection,Non-Pole Backlog,Pole Backlog, | EPSS Aerial Inspection Ground Inspection Non-Pole Backlog Pole Backlog | EPSS Aerial Inspection Ground Inspection Non-Pole Backlog Pole Backlog |  |  |  | , | FALSE
CURTIS 17026008 | EPSS | EPSS | EPSS | [6 empty] | Expulsion Fuse Replacement | Expulsion Fuse Replacement |  |  |  |  | Aerial Inspection | Aerial Inspection | Aerial Inspection | Ground Inspection | Ground Inspection | Ground Inspection | Non-Pole Backlog |  | Non-Pole Backlog | [12 empty] | Pole Backlog | Pole Backlog |  | EPSS,Expulsion Fuse Replacement,Aerial Inspection,Ground Inspection,Non-Pole Backlog,Pole Backlog, | EPSS Expulsion Fuse Replacement Aerial Inspection Ground Inspection Non-Pole Backlog Pole Backlog | EPSS Expulsion Fuse Replacement Aerial Inspection Ground Inspection Non-Pole Backlog Pole Backlog | EPSS,Expulsion Fuse Replacement,Aerial Inspection,Ground Inspection,Pole Backlog, | EPSS Expulsion Fuse Replacement Aerial Inspection Ground Inspection Pole Backlog | EPSS Expulsion Fuse Replacement Aerial Inspection Ground Inspection Pole Backlog | EPSS,Aerial Inspection,Ground Inspection,Non-Pole Backlog, | EPSS Aerial Inspection Ground Inspection Non-Pole Backlog | EPSS Aerial Inspection Ground Inspection Non-Pole Backlog |  |  |  | , | FALSE
DIAMOND SPRINGS 11071402 | EPSS | EPSS | EPSS |  | Undergrounding |  |  |  |  | Expulsion Fuse Replacement | Expulsion Fuse Replacement | [5 empty] | Aerial Inspection | Aerial Inspection | Ground Inspection | Ground Inspection | Ground Inspection | Non-Pole Backlog |  | Non-Pole Backlog |  |  |  | Down Conductor Detection (DCD) |  |  | Line Sensors | [5 empty] | Pole Backlog |  |  | EPSS,Expulsion Fuse Replacement,Ground Inspection,Non-Pole Backlog,Down Conductor Detection (DCD),Line Sensors,Pole Backlog, | EPSS Expulsion Fuse Replacement Ground Inspection Non-Pole Backlog Down Conductor Detection (DCD) Line Sensors Pole Backlog | EPSS Expulsion Fuse Replacement Ground Inspection Non-Pole Backlog Down Conductor Detection (DCD) Line Sensors Pole Backlog | EPSS,Undergrounding,Expulsion Fuse Replacement,Aerial Inspection,Ground Inspection, | EPSS Undergrounding Expulsion Fuse Replacement Aerial Inspection Ground Inspection | EPSS Undergrounding Expulsion Fuse Replacement Aerial Inspection Ground Inspection | EPSS,Aerial Inspection,Ground Inspection,Non-Pole Backlog, | EPSS Aerial Inspection Ground Inspection Non-Pole Backlog | EPSS Aerial Inspection Ground Inspection Non-Pole Backlog | Undergrounding | Line Removal | Overhead Hardening | Undergrounding,Line Removal,Overhead Hardening, | Undergrounding Line Removal Overhead Hardening | Undergrounding Line Removal Overhead Hardening
CALPELLA 1101931142 | EPSS | EPSS | EPSS | [7 empty] | Expulsion Fuse Replacement | [6 empty] | Aerial Inspection |  | Ground Inspection | [16 empty] | Pole Backlog |  |  | EPSS,Pole Backlog, | EPSS Pole Backlog | EPSS Pole Backlog | EPSS,Expulsion Fuse Replacement,Ground Inspection, | EPSS Expulsion Fuse Replacement Ground Inspection | EPSS Expulsion Fuse Replacement Ground Inspection | EPSS,Aerial Inspection, | EPSS Aerial Inspection | EPSS Aerial Inspection |  |  |  | , | FALSE
EL DORADO PH 210136764 | EPSS | EPSS | EPSS | [13 empty] | Aerial Inspection |  | Ground Inspection |  |  | Non-Pole Backlog |  | Non-Pole Backlog |  |  |  | Down Conductor Detection (DCD) |  |  | Line Sensors | [8 empty] | EPSS,Ground Inspection,Non-Pole Backlog,Down Conductor Detection (DCD),Line Sensors, | EPSS Ground Inspection Non-Pole Backlog Down Conductor Detection (DCD) Line Sensors | EPSS Ground Inspection Non-Pole Backlog Down Conductor Detection (DCD) Line Sensors | EPSS,Aerial Inspection, | EPSS Aerial Inspection | EPSS Aerial Inspection | EPSS,Non-Pole Backlog, | EPSS Non-Pole Backlog | EPSS Non-Pole Backlog |  |  |  | , | FALSE
SAN RAFAEL 11081262 | EPSS | EPSS | EPSS | [8 empty] | Expulsion Fuse Replacement | [8 empty] | Ground Inspection | Non-Pole Backlog | Non-Pole Backlog | Non-Pole Backlog |  |  |  |  | Down Conductor Detection (DCD) |  | Line Sensors | [7 empty] | Pole Backlog | EPSS,Non-Pole Backlog,Line Sensors, | EPSS Non-Pole Backlog Line Sensors | EPSS Non-Pole Backlog Line Sensors | EPSS,Non-Pole Backlog,Down Conductor Detection (DCD), | EPSS Non-Pole Backlog Down Conductor Detection (DCD) | EPSS Non-Pole Backlog Down Conductor Detection (DCD) | EPSS,Expulsion Fuse Replacement,Ground Inspection,Non-Pole Backlog,Pole Backlog, | EPSS Expulsion Fuse Replacement Ground Inspection Non-Pole Backlog Pole Backlog | EPSS Expulsion Fuse Replacement Ground Inspection Non-Pole Backlog Pole Backlog |  |  |  | , | FALSE
BRUNSWICK 111061602 | EPSS | EPSS | EPSS | [6 empty] | Expulsion Fuse Replacement | Expulsion Fuse Replacement | Expulsion Fuse Replacement | Surge Arrestor Replacement |  |  |  | Aerial Inspection | Aerial Inspection | Ground Inspection | Ground Inspection |  | Non-Pole Backlog | Non-Pole Backlog |  |  |  |  | Down Conductor Detection (DCD) | [8 empty] | Pole Backlog | Pole Backlog |  | EPSS,Expulsion Fuse Replacement,Surge Arrestor Replacement,Ground Inspection,Non-Pole Backlog,Down Conductor Detection (DCD),Pole Backlog, | EPSS Expulsion Fuse Replacement Surge Arrestor Replacement Ground Inspection Non-Pole Backlog Down Conductor Detection (DCD) Pole Backlog | EPSS Expulsion Fuse Replacement Surge Arrestor Replacement Ground Inspection Non-Pole Backlog Down Conductor Detection (DCD) Pole Backlog | EPSS,Expulsion Fuse Replacement,Aerial Inspection,Ground Inspection,Non-Pole Backlog,Pole Backlog, | EPSS Expulsion Fuse Replacement Aerial Inspection Ground Inspection Non-Pole Backlog Pole Backlog | EPSS Expulsion Fuse Replacement Aerial Inspection Ground Inspection Non-Pole Backlog Pole Backlog | EPSS,Expulsion Fuse Replacement,Aerial Inspection, | EPSS Expulsion Fuse Replacement Aerial Inspection | EPSS Expulsion Fuse Replacement Aerial Inspection |  |  |  | , | FALSE
ALTO 1125902 | EPSS | EPSS | EPSS | [6 empty] | Expulsion Fuse Replacement | Expulsion Fuse Replacement | Expulsion Fuse Replacement |  |  |  |  | Aerial Inspection | Aerial Inspection | Ground Inspection | Ground Inspection | Ground Inspection | Non-Pole Backlog | Non-Pole Backlog | Non-Pole Backlog |  |  |  |  | Down Conductor Detection (DCD) | [10 empty] | EPSS,Expulsion Fuse Replacement,Ground Inspection,Non-Pole Backlog, | EPSS Expulsion Fuse Replacement Ground Inspection Non-Pole Backlog | EPSS Expulsion Fuse Replacement Ground Inspection Non-Pole Backlog | EPSS,Expulsion Fuse Replacement,Aerial Inspection,Ground Inspection,Non-Pole Backlog,Down Conductor Detection (DCD), | EPSS Expulsion Fuse Replacement Aerial Inspection Ground Inspection Non-Pole Backlog Down Conductor Detection (DCD) | EPSS Expulsion Fuse Replacement Aerial Inspection Ground Inspection Non-Pole Backlog Down Conductor Detection (DCD) | EPSS,Expulsion Fuse Replacement,Aerial Inspection,Ground Inspection,Non-Pole Backlog, | EPSS Expulsion Fuse Replacement Aerial Inspection Ground Inspection Non-Pole Backlog | EPSS Expulsion Fuse Replacement Aerial Inspection Ground Inspection Non-Pole Backlog |  |  |  | , | FALSE
CEDAR CREEK 1101451856 | EPSS | EPSS | EPSS | [6 empty] | Expulsion Fuse Replacement | [10 empty] | Ground Inspection | [7 empty] | Down Conductor Detection (DCD) | [10 empty] | EPSS,Expulsion Fuse Replacement, | EPSS Expulsion Fuse Replacement | EPSS Expulsion Fuse Replacement | EPSS,Down Conductor Detection (DCD), | EPSS Down Conductor Detection (DCD) | EPSS Down Conductor Detection (DCD) | EPSS,Ground Inspection, | EPSS Ground Inspection | EPSS Ground Inspection |  |  |  | , | FALSE
WILLOW CREEK 1101CB | EPSS | EPSS | EPSS | [13 empty] | Aerial Inspection |  | Ground Inspection |  | Ground Inspection | [18 empty] | EPSS,Ground Inspection, | EPSS Ground Inspection | EPSS Ground Inspection | EPSS,Aerial Inspection, | EPSS Aerial Inspection | EPSS Aerial Inspection | EPSS,Ground Inspection, | EPSS Ground Inspection | EPSS Ground Inspection |  |  |  | , | FALSE
LAURELES 111268454 | EPSS | EPSS | EPSS | [8 empty] | Expulsion Fuse Replacement |  |  |  |  | Aerial Inspection | Aerial Inspection | Ground Inspection | Ground Inspection | Ground Inspection | Non-Pole Backlog |  | Non-Pole Backlog |  |  |  |  | Down Conductor Detection (DCD) | [10 empty] | EPSS,Ground Inspection,Non-Pole Backlog, | EPSS Ground Inspection Non-Pole Backlog | EPSS Ground Inspection Non-Pole Backlog | EPSS,Aerial Inspection,Ground Inspection,Down Conductor Detection (DCD), | EPSS Aerial Inspection Ground Inspection Down Conductor Detection (DCD) | EPSS Aerial Inspection Ground Inspection Down Conductor Detection (DCD) | EPSS,Expulsion Fuse Replacement,Aerial Inspection,Ground Inspection,Non-Pole Backlog, | EPSS Expulsion Fuse Replacement Aerial Inspection Ground Inspection Non-Pole Backlog | EPSS Expulsion Fuse Replacement Aerial Inspection Ground Inspection Non-Pole Backlog |  |  |  | , | FALSE
VOLTA 11021504 | EPSS | EPSS | EPSS | [14 empty] | Aerial Inspection |  | Ground Inspection | Ground Inspection | Non-Pole Backlog | Non-Pole Backlog |  |  |  |  | Down Conductor Detection (DCD) | [11 empty] | EPSS,Non-Pole Backlog,Down Conductor Detection (DCD), | EPSS Non-Pole Backlog Down Conductor Detection (DCD) | EPSS Non-Pole Backlog Down Conductor Detection (DCD) | EPSS,Ground Inspection,Non-Pole Backlog, | EPSS Ground Inspection Non-Pole Backlog | EPSS Ground Inspection Non-Pole Backlog | EPSS,Aerial Inspection,Ground Inspection, | EPSS Aerial Inspection Ground Inspection | EPSS Aerial Inspection Ground Inspection |  |  |  | , | FALSE
BEN LOMOND 110196738 | EPSS | EPSS | EPSS | [8 empty] | Expulsion Fuse Replacement | [5 empty] | Aerial Inspection |  | Ground Inspection | Ground Inspection | Non-Pole Backlog |  | Non-Pole Backlog |  |  |  |  | Down Conductor Detection (DCD) | [7 empty] | Pole Backlog |  | Pole Backlog | EPSS,Non-Pole Backlog,Pole Backlog, | EPSS Non-Pole Backlog Pole Backlog | EPSS Non-Pole Backlog Pole Backlog | EPSS,Ground Inspection,Down Conductor Detection (DCD), | EPSS Ground Inspection Down Conductor Detection (DCD) | EPSS Ground Inspection Down Conductor Detection (DCD) | EPSS,Expulsion Fuse Replacement,Aerial Inspection,Ground Inspection,Non-Pole Backlog,Pole Backlog, | EPSS Expulsion Fuse Replacement Aerial Inspection Ground Inspection Non-Pole Backlog Pole Backlog | EPSS Expulsion Fuse Replacement Aerial Inspection Ground Inspection Non-Pole Backlog Pole Backlog |  |  |  | , | FALSE
LAYTONVILLE 1102682 | EPSS | EPSS | EPSS | [6 empty] | Expulsion Fuse Replacement | Expulsion Fuse Replacement | [5 empty] | Aerial Inspection |  | Ground Inspection |  |  | Non-Pole Backlog | [5 empty] | Down Conductor Detection (DCD) |  |  | Line Sensors | [8 empty] | EPSS,Expulsion Fuse Replacement,Ground Inspection,Non-Pole Backlog,Down Conductor Detection (DCD),Line Sensors, | EPSS Expulsion Fuse Replacement Ground Inspection Non-Pole Backlog Down Conductor Detection (DCD) Line Sensors | EPSS Expulsion Fuse Replacement Ground Inspection Non-Pole Backlog Down Conductor Detection (DCD) Line Sensors | EPSS,Expulsion Fuse Replacement,Aerial Inspection, | EPSS Expulsion Fuse Replacement Aerial Inspection | EPSS Expulsion Fuse Replacement Aerial Inspection | EPSS, | EPSS | EPSS |  |  |  | , | FALSE
MENLO 1102154024 | EPSS | EPSS | EPSS | [7 empty] | Expulsion Fuse Replacement | [5 empty] | Aerial Inspection |  | Ground Inspection |  |  | Non-Pole Backlog |  | Non-Pole Backlog |  |  |  |  | Down Conductor Detection (DCD) | [9 empty] | Pole Backlog | EPSS,Ground Inspection,Non-Pole Backlog, | EPSS Ground Inspection Non-Pole Backlog | EPSS Ground Inspection Non-Pole Backlog | EPSS,Expulsion Fuse Replacement,Aerial Inspection,Down Conductor Detection (DCD), | EPSS Expulsion Fuse Replacement Aerial Inspection Down Conductor Detection (DCD) | EPSS Expulsion Fuse Replacement Aerial Inspection Down Conductor Detection (DCD) | EPSS,Non-Pole Backlog,Pole Backlog, | EPSS Non-Pole Backlog Pole Backlog | EPSS Non-Pole Backlog Pole Backlog |  |  |  | , | FALSE
BEN LOMOND 04015206 | EPSS | EPSS | EPSS | [36 empty] | EPSS, | EPSS | EPSS | EPSS, | EPSS | EPSS | EPSS, | EPSS | EPSS |  |  |  | , | FALSE
HIGGINS 1103789714 | EPSS | EPSS | EPSS | [6 empty] | Expulsion Fuse Replacement | Expulsion Fuse Replacement | [5 empty] | Aerial Inspection | Aerial Inspection | Ground Inspection | Ground Inspection | Ground Inspection | Non-Pole Backlog | Non-Pole Backlog | [13 empty] | Pole Backlog |  |  | EPSS,Expulsion Fuse Replacement,Ground Inspection,Non-Pole Backlog,Pole Backlog, | EPSS Expulsion Fuse Replacement Ground Inspection Non-Pole Backlog Pole Backlog | EPSS Expulsion Fuse Replacement Ground Inspection Non-Pole Backlog Pole Backlog | EPSS,Expulsion Fuse Replacement,Aerial Inspection,Ground Inspection,Non-Pole Backlog, | EPSS Expulsion Fuse Replacement Aerial Inspection Ground Inspection Non-Pole Backlog | EPSS Expulsion Fuse Replacement Aerial Inspection Ground Inspection Non-Pole Backlog | EPSS,Aerial Inspection,Ground Inspection, | EPSS Aerial Inspection Ground Inspection | EPSS Aerial Inspection Ground Inspection |  |  |  | , | FALSE
COALINGA NO 1 11089080 | EPSS | EPSS | EPSS | [8 empty] | Expulsion Fuse Replacement |  |  |  |  | Aerial Inspection | Aerial Inspection | Ground Inspection | Ground Inspection |  | Non-Pole Backlog | [5 empty] | Down Conductor Detection (DCD) | [11 empty] | EPSS,Ground Inspection,Non-Pole Backlog,Down Conductor Detection (DCD), | EPSS Ground Inspection Non-Pole Backlog Down Conductor Detection (DCD) | EPSS Ground Inspection Non-Pole Backlog Down Conductor Detection (DCD) | EPSS,Aerial Inspection,Ground Inspection, | EPSS Aerial Inspection Ground Inspection | EPSS Aerial Inspection Ground Inspection | EPSS,Expulsion Fuse Replacement,Aerial Inspection, | EPSS Expulsion Fuse Replacement Aerial Inspection | EPSS Expulsion Fuse Replacement Aerial Inspection |  |  |  | , | FALSE
CURTIS 1702295684 | EPSS | EPSS | EPSS | [13 empty] | Aerial Inspection | Aerial Inspection | Ground Inspection | Ground Inspection | Ground Inspection | Non-Pole Backlog |  | Non-Pole Backlog | [14 empty] | Pole Backlog | EPSS,Ground Inspection,Non-Pole Backlog, | EPSS Ground Inspection Non-Pole Backlog | EPSS Ground Inspection Non-Pole Backlog | EPSS,Aerial Inspection,Ground Inspection, | EPSS Aerial Inspection Ground Inspection | EPSS Aerial Inspection Ground Inspection | EPSS,Aerial Inspection,Ground Inspection,Non-Pole Backlog,Pole Backlog, | EPSS Aerial Inspection Ground Inspection Non-Pole Backlog Pole Backlog | EPSS Aerial Inspection Ground Inspection Non-Pole Backlog Pole Backlog |  |  |  | , | FALSE
WILLITS 1104934 | EPSS | EPSS | EPSS | [14 empty] | Aerial Inspection |  | Ground Inspection | [19 empty] | EPSS, | EPSS | EPSS | EPSS,Ground Inspection, | EPSS Ground Inspection | EPSS Ground Inspection | EPSS,Aerial Inspection, | EPSS Aerial Inspection | EPSS Aerial Inspection |  |  |  | , | FALSE
HOLLISTER 21064004 | EPSS | EPSS | EPSS | [6 empty] | Expulsion Fuse Replacement | Expulsion Fuse Replacement | [5 empty] | Aerial Inspection | Aerial Inspection | Ground Inspection | Ground Inspection |  | Non-Pole Backlog | Non-Pole Backlog | [5 empty] | Down Conductor Detection (DCD) | [10 empty] | EPSS,Expulsion Fuse Replacement,Ground Inspection,Non-Pole Backlog, | EPSS Expulsion Fuse Replacement Ground Inspection Non-Pole Backlog | EPSS Expulsion Fuse Replacement Ground Inspection Non-Pole Backlog | EPSS,Expulsion Fuse Replacement,Aerial Inspection,Ground Inspection,Non-Pole Backlog,Down Conductor Detection (DCD), | EPSS Expulsion Fuse Replacement Aerial Inspection Ground Inspection Non-Pole Backlog Down Conductor Detection (DCD) | EPSS Expulsion Fuse Replacement Aerial Inspection Ground Inspection Non-Pole Backlog Down Conductor Detection (DCD) | EPSS,Aerial Inspection, | EPSS Aerial Inspection | EPSS Aerial Inspection |  |  |  | , | FALSE
WOODSIDE 11011922 | EPSS | EPSS | EPSS | [7 empty] | Expulsion Fuse Replacement | Expulsion Fuse Replacement | [5 empty] | Aerial Inspection |  | Ground Inspection | Ground Inspection | Non-Pole Backlog |  | Non-Pole Backlog |  |  |  |  | Down Conductor Detection (DCD) | [9 empty] | Pole Backlog | EPSS,Non-Pole Backlog, | EPSS Non-Pole Backlog | EPSS Non-Pole Backlog | EPSS,Expulsion Fuse Replacement,Ground Inspection,Down Conductor Detection (DCD), | EPSS Expulsion Fuse Replacement Ground Inspection Down Conductor Detection (DCD) | EPSS Expulsion Fuse Replacement Ground Inspection Down Conductor Detection (DCD) | EPSS,Expulsion Fuse Replacement,Aerial Inspection,Ground Inspection,Non-Pole Backlog,Pole Backlog, | EPSS Expulsion Fuse Replacement Aerial Inspection Ground Inspection Non-Pole Backlog Pole Backlog | EPSS Expulsion Fuse Replacement Aerial Inspection Ground Inspection Non-Pole Backlog Pole Backlog |  |  |  | , | FALSE
RED BLUFF 110451238 | EPSS | EPSS | EPSS | [6 empty] | Expulsion Fuse Replacement | [6 empty] | Aerial Inspection | Aerial Inspection | Ground Inspection | Ground Inspection | Ground Inspection | Non-Pole Backlog | [5 empty] | Down Conductor Detection (DCD) | [11 empty] | EPSS,Expulsion Fuse Replacement,Ground Inspection,Non-Pole Backlog,Down Conductor Detection (DCD), | EPSS Expulsion Fuse Replacement Ground Inspection Non-Pole Backlog Down Conductor Detection (DCD) | EPSS Expulsion Fuse Replacement Ground Inspection Non-Pole Backlog Down Conductor Detection (DCD) | EPSS,Aerial Inspection,Ground Inspection, | EPSS Aerial Inspection Ground Inspection | EPSS Aerial Inspection Ground Inspection | EPSS,Aerial Inspection,Ground Inspection, | EPSS Aerial Inspection Ground Inspection | EPSS Aerial Inspection Ground Inspection |  |  |  | , | FALSE
FROGTOWN 1702CB | EPSS | EPSS | EPSS | Undergrounding |  |  | Overhead Hardening | [9 empty] | Aerial Inspection | Aerial Inspection | Ground Inspection | Ground Inspection | Ground Inspection | [18 empty] | EPSS,Undergrounding,Overhead Hardening,Ground Inspection, | EPSS Undergrounding Overhead Hardening Ground Inspection | EPSS Undergrounding Overhead Hardening Ground Inspection | EPSS,Aerial Inspection,Ground Inspection, | EPSS Aerial Inspection Ground Inspection | EPSS Aerial Inspection Ground Inspection | EPSS,Aerial Inspection,Ground Inspection, | EPSS Aerial Inspection Ground Inspection | EPSS Aerial Inspection Ground Inspection |  |  |  | , | FALSE
PUEBLO 2102595938 | EPSS | EPSS | EPSS | [13 empty] | Aerial Inspection |  | Ground Inspection |  | Ground Inspection | [7 empty] | Down Conductor Detection (DCD) | [10 empty] | EPSS,Ground Inspection, | EPSS Ground Inspection | EPSS Ground Inspection | EPSS,Aerial Inspection,Down Conductor Detection (DCD), | EPSS Aerial Inspection Down Conductor Detection (DCD) | EPSS Aerial Inspection Down Conductor Detection (DCD) | EPSS,Ground Inspection, | EPSS Ground Inspection | EPSS Ground Inspection |  |  |  | , | FALSE
APPLE HILL 210239544 | EPSS | EPSS | EPSS | [7 empty] | Expulsion Fuse Replacement |  | Surge Arrestor Replacement |  |  |  |  | Aerial Inspection |  | Ground Inspection | Ground Inspection | Non-Pole Backlog | Non-Pole Backlog | Non-Pole Backlog |  |  |  | Down Conductor Detection (DCD) | [8 empty] | Pole Backlog |  | Pole Backlog | EPSS,Surge Arrestor Replacement,Non-Pole Backlog,Down Conductor Detection (DCD),Pole Backlog, | EPSS Surge Arrestor Replacement Non-Pole Backlog Down Conductor Detection (DCD) Pole Backlog | EPSS Surge Arrestor Replacement Non-Pole Backlog Down Conductor Detection (DCD) Pole Backlog | EPSS,Expulsion Fuse Replacement,Ground Inspection,Non-Pole Backlog, | EPSS Expulsion Fuse Replacement Ground Inspection Non-Pole Backlog | EPSS Expulsion Fuse Replacement Ground Inspection Non-Pole Backlog | EPSS,Aerial Inspection,Ground Inspection,Non-Pole Backlog,Pole Backlog, | EPSS Aerial Inspection Ground Inspection Non-Pole Backlog Pole Backlog | EPSS Aerial Inspection Ground Inspection Non-Pole Backlog Pole Backlog |  |  |  | , | FALSE
OAKHURST 1101CB | EPSS | EPSS | EPSS | [6 empty] | Expulsion Fuse Replacement | [6 empty] | Aerial Inspection | Aerial Inspection | Ground Inspection | Ground Inspection | Ground Inspection | [9 empty] | Line Sensors | [8 empty] | EPSS,Expulsion Fuse Replacement,Ground Inspection,Line Sensors, | EPSS Expulsion Fuse Replacement Ground Inspection Line Sensors | EPSS Expulsion Fuse Replacement Ground Inspection Line Sensors | EPSS,Aerial Inspection,Ground Inspection, | EPSS Aerial Inspection Ground Inspection | EPSS Aerial Inspection Ground Inspection | EPSS,Aerial Inspection,Ground Inspection, | EPSS Aerial Inspection Ground Inspection | EPSS Aerial Inspection Ground Inspection | Undergrounding |  |  | Undergrounding, | Undergrounding | Undergrounding
TASSAJARA 2108437582 | EPSS | EPSS | EPSS | [7 empty] | Expulsion Fuse Replacement | [6 empty] | Aerial Inspection |  | Ground Inspection |  | Non-Pole Backlog | [17 empty] | EPSS,Non-Pole Backlog, | EPSS Non-Pole Backlog | EPSS Non-Pole Backlog | EPSS,Expulsion Fuse Replacement,Ground Inspection, | EPSS Expulsion Fuse Replacement Ground Inspection | EPSS Expulsion Fuse Replacement Ground Inspection | EPSS,Aerial Inspection, | EPSS Aerial Inspection | EPSS Aerial Inspection |  |  |  | , | FALSE
SHINGLE SPRINGS 1103CB | EPSS | EPSS | EPSS | [6 empty] | Expulsion Fuse Replacement | Expulsion Fuse Replacement | [5 empty] | Aerial Inspection | Aerial Inspection | Ground Inspection | Ground Inspection | Ground Inspection | Non-Pole Backlog | Non-Pole Backlog | [14 empty] | Pole Backlog |  | EPSS,Expulsion Fuse Replacement,Ground Inspection,Non-Pole Backlog, | EPSS Expulsion Fuse Replacement Ground Inspection Non-Pole Backlog | EPSS Expulsion Fuse Replacement Ground Inspection Non-Pole Backlog | EPSS,Expulsion Fuse Replacement,Aerial Inspection,Ground Inspection,Non-Pole Backlog,Pole Backlog, | EPSS Expulsion Fuse Replacement Aerial Inspection Ground Inspection Non-Pole Backlog Pole Backlog | EPSS Expulsion Fuse Replacement Aerial Inspection Ground Inspection Non-Pole Backlog Pole Backlog | EPSS,Aerial Inspection,Ground Inspection, | EPSS Aerial Inspection Ground Inspection | EPSS Aerial Inspection Ground Inspection |  |  |  | , | FALSE
BANGOR 11011804 | EPSS | EPSS | EPSS | [13 empty] | Aerial Inspection | Aerial Inspection | Ground Inspection |  | Ground Inspection | Non-Pole Backlog | Non-Pole Backlog |  |  |  |  | Down Conductor Detection (DCD) |  |  | Line Sensors | [5 empty] | Pole Backlog |  |  | EPSS,Ground Inspection,Non-Pole Backlog,Down Conductor Detection (DCD),Line Sensors,Pole Backlog, | EPSS Ground Inspection Non-Pole Backlog Down Conductor Detection (DCD) Line Sensors Pole Backlog | EPSS Ground Inspection Non-Pole Backlog Down Conductor Detection (DCD) Line Sensors Pole Backlog | EPSS,Aerial Inspection,Non-Pole Backlog, | EPSS Aerial Inspection Non-Pole Backlog | EPSS Aerial Inspection Non-Pole Backlog | EPSS,Aerial Inspection,Ground Inspection, | EPSS Aerial Inspection Ground Inspection | EPSS Aerial Inspection Ground Inspection |  |  |  | , | FALSE
BOLINAS 1101504 | EPSS | EPSS | EPSS | [14 empty] | Aerial Inspection |  | Ground Inspection | Ground Inspection | Non-Pole Backlog |  | Non-Pole Backlog |  |  |  |  | Down Conductor Detection (DCD) | [9 empty] | Pole Backlog | EPSS,Non-Pole Backlog, | EPSS Non-Pole Backlog | EPSS Non-Pole Backlog | EPSS,Ground Inspection,Down Conductor Detection (DCD), | EPSS Ground Inspection Down Conductor Detection (DCD) | EPSS Ground Inspection Down Conductor Detection (DCD) | EPSS,Aerial Inspection,Ground Inspection,Non-Pole Backlog,Pole Backlog, | EPSS Aerial Inspection Ground Inspection Non-Pole Backlog Pole Backlog | EPSS Aerial Inspection Ground Inspection Non-Pole Backlog Pole Backlog |  |  |  | , | FALSE
HARTLEY 11011306 | EPSS | EPSS | EPSS | [5 empty] | Overhead Hardening | [7 empty] | Aerial Inspection | Aerial Inspection | Ground Inspection | Ground Inspection | Ground Inspection | [6 empty] | Down Conductor Detection (DCD) | [7 empty] | Line Removal |  |  |  | EPSS,Ground Inspection,Down Conductor Detection (DCD), | EPSS Ground Inspection Down Conductor Detection (DCD) | EPSS Ground Inspection Down Conductor Detection (DCD) | EPSS,Aerial Inspection,Ground Inspection, | EPSS Aerial Inspection Ground Inspection | EPSS Aerial Inspection Ground Inspection | EPSS,Overhead Hardening,Aerial Inspection,Ground Inspection,Line Removal, | EPSS Overhead Hardening Aerial Inspection Ground Inspection Line Removal | EPSS Overhead Hardening Aerial Inspection Ground Inspection Line Removal |  |  |  | , | FALSE
NAPA 1112943158 | EPSS | EPSS | EPSS | [14 empty] | Aerial Inspection |  | Ground Inspection | Ground Inspection | [7 empty] | Down Conductor Detection (DCD) | [10 empty] | EPSS, | EPSS | EPSS | EPSS,Ground Inspection,Down Conductor Detection (DCD), | EPSS Ground Inspection Down Conductor Detection (DCD) | EPSS Ground Inspection Down Conductor Detection (DCD) | EPSS,Aerial Inspection,Ground Inspection, | EPSS Aerial Inspection Ground Inspection | EPSS Aerial Inspection Ground Inspection |  |  |  | , | FALSE
CURTIS 17058110 | EPSS | EPSS | EPSS | [6 empty] | Expulsion Fuse Replacement | [5 empty] | Aerial Inspection | Aerial Inspection | Aerial Inspection | Ground Inspection | Ground Inspection | Ground Inspection | Non-Pole Backlog | [5 empty] | Down Conductor Detection (DCD) | [11 empty] | EPSS,Expulsion Fuse Replacement,Aerial Inspection,Ground Inspection,Non-Pole Backlog,Down Conductor Detection (DCD), | EPSS Expulsion Fuse Replacement Aerial Inspection Ground Inspection Non-Pole Backlog Down Conductor Detection (DCD) | EPSS Expulsion Fuse Replacement Aerial Inspection Ground Inspection Non-Pole Backlog Down Conductor Detection (DCD) | EPSS,Aerial Inspection,Ground Inspection, | EPSS Aerial Inspection Ground Inspection | EPSS Aerial Inspection Ground Inspection | EPSS,Aerial Inspection,Ground Inspection, | EPSS Aerial Inspection Ground Inspection | EPSS Aerial Inspection Ground Inspection |  |  |  | , | FALSE
SUNOL 1101MR298 | EPSS | EPSS | EPSS | [17 empty] | Ground Inspection | [18 empty] | EPSS, | EPSS | EPSS | EPSS, | EPSS | EPSS | EPSS,Ground Inspection, | EPSS Ground Inspection | EPSS Ground Inspection |  |  |  | , | FALSE
HICKS 1116983580 | EPSS | EPSS | EPSS | [7 empty] | Expulsion Fuse Replacement | Expulsion Fuse Replacement | [5 empty] | Aerial Inspection |  | Ground Inspection | Ground Inspection | [7 empty] | Down Conductor Detection (DCD) | [10 empty] | EPSS, | EPSS | EPSS | EPSS,Expulsion Fuse Replacement,Ground Inspection,Down Conductor Detection (DCD), | EPSS Expulsion Fuse Replacement Ground Inspection Down Conductor Detection (DCD) | EPSS Expulsion Fuse Replacement Ground Inspection Down Conductor Detection (DCD) | EPSS,Expulsion Fuse Replacement,Aerial Inspection,Ground Inspection, | EPSS Expulsion Fuse Replacement Aerial Inspection Ground Inspection | EPSS Expulsion Fuse Replacement Aerial Inspection Ground Inspection |  |  |  | , | FALSE
SARATOGA 1107899344 | EPSS | EPSS | EPSS | [6 empty] | Expulsion Fuse Replacement | Expulsion Fuse Replacement | [6 empty] | Aerial Inspection |  | Ground Inspection | Ground Inspection | Non-Pole Backlog |  | Non-Pole Backlog |  |  |  |  | Down Conductor Detection (DCD) | [10 empty] | EPSS,Expulsion Fuse Replacement,Non-Pole Backlog, | EPSS Expulsion Fuse Replacement Non-Pole Backlog | EPSS Expulsion Fuse Replacement Non-Pole Backlog | EPSS,Expulsion Fuse Replacement,Ground Inspection,Down Conductor Detection (DCD), | EPSS Expulsion Fuse Replacement Ground Inspection Down Conductor Detection (DCD) | EPSS Expulsion Fuse Replacement Ground Inspection Down Conductor Detection (DCD) | EPSS,Aerial Inspection,Ground Inspection,Non-Pole Backlog, | EPSS Aerial Inspection Ground Inspection Non-Pole Backlog | EPSS Aerial Inspection Ground Inspection Non-Pole Backlog |  |  |  | , | FALSE
EL DORADO PH 2101668674 | EPSS | EPSS | EPSS | [7 empty] | Expulsion Fuse Replacement | Expulsion Fuse Replacement | [5 empty] | Aerial Inspection |  | Ground Inspection | Ground Inspection | Non-Pole Backlog | Non-Pole Backlog | [7 empty] | Line Sensors | [5 empty] | Pole Backlog |  |  | EPSS,Non-Pole Backlog,Line Sensors,Pole Backlog, | EPSS Non-Pole Backlog Line Sensors Pole Backlog | EPSS Non-Pole Backlog Line Sensors Pole Backlog | EPSS,Expulsion Fuse Replacement,Ground Inspection,Non-Pole Backlog, | EPSS Expulsion Fuse Replacement Ground Inspection Non-Pole Backlog | EPSS Expulsion Fuse Replacement Ground Inspection Non-Pole Backlog | EPSS,Expulsion Fuse Replacement,Aerial Inspection,Ground Inspection, | EPSS Expulsion Fuse Replacement Aerial Inspection Ground Inspection | EPSS Expulsion Fuse Replacement Aerial Inspection Ground Inspection |  |  |  | , | FALSE
FORESTHILL 11011820 | EPSS | EPSS | EPSS | [13 empty] | Aerial Inspection | Aerial Inspection | Ground Inspection | Ground Inspection | Ground Inspection | Non-Pole Backlog | [6 empty] | Down Conductor Detection (DCD) | [10 empty] | EPSS,Ground Inspection,Non-Pole Backlog, | EPSS Ground Inspection Non-Pole Backlog | EPSS Ground Inspection Non-Pole Backlog | EPSS,Aerial Inspection,Ground Inspection,Down Conductor Detection (DCD), | EPSS Aerial Inspection Ground Inspection Down Conductor Detection (DCD) | EPSS Aerial Inspection Ground Inspection Down Conductor Detection (DCD) | EPSS,Aerial Inspection,Ground Inspection, | EPSS Aerial Inspection Ground Inspection | EPSS Aerial Inspection Ground Inspection |  |  |  | , | FALSE
HIGGINS 1104842642 | EPSS | EPSS | EPSS | [7 empty] | Expulsion Fuse Replacement | [5 empty] | Aerial Inspection |  | Ground Inspection |  | Ground Inspection | Non-Pole Backlog | [6 empty] | Down Conductor Detection (DCD) | [10 empty] | EPSS,Ground Inspection,Non-Pole Backlog, | EPSS Ground Inspection Non-Pole Backlog | EPSS Ground Inspection Non-Pole Backlog | EPSS,Expulsion Fuse Replacement,Aerial Inspection,Down Conductor Detection (DCD), | EPSS Expulsion Fuse Replacement Aerial Inspection Down Conductor Detection (DCD) | EPSS Expulsion Fuse Replacement Aerial Inspection Down Conductor Detection (DCD) | EPSS,Ground Inspection, | EPSS Ground Inspection | EPSS Ground Inspection |  |  |  | , | FALSE
BANGOR 1101870548 | EPSS | EPSS | EPSS | [13 empty] | Aerial Inspection |  | Ground Inspection |  |  |  | Non-Pole Backlog |  |  |  |  | Down Conductor Detection (DCD) |  |  | Line Sensors | [8 empty] | EPSS,Ground Inspection,Down Conductor Detection (DCD),Line Sensors, | EPSS Ground Inspection Down Conductor Detection (DCD) Line Sensors | EPSS Ground Inspection Down Conductor Detection (DCD) Line Sensors | EPSS,Aerial Inspection,Non-Pole Backlog, | EPSS Aerial Inspection Non-Pole Backlog | EPSS Aerial Inspection Non-Pole Backlog | EPSS, | EPSS | EPSS |  |  |  | , | FALSE
ZACA 1102Y54 | EPSS | EPSS | EPSS | [12 empty] | Aerial Inspection | Aerial Inspection | Aerial Inspection | Ground Inspection | Ground Inspection | Ground Inspection | Non-Pole Backlog |  | Non-Pole Backlog |  |  |  | Down Conductor Detection (DCD) | [8 empty] | Pole Backlog |  | Pole Backlog | EPSS,Aerial Inspection,Ground Inspection,Non-Pole Backlog,Down Conductor Detection (DCD),Pole Backlog, | EPSS Aerial Inspection Ground Inspection Non-Pole Backlog Down Conductor Detection (DCD) Pole Backlog | EPSS Aerial Inspection Ground Inspection Non-Pole Backlog Down Conductor Detection (DCD) Pole Backlog | EPSS,Aerial Inspection,Ground Inspection, | EPSS Aerial Inspection Ground Inspection | EPSS Aerial Inspection Ground Inspection | EPSS,Aerial Inspection,Ground Inspection,Non-Pole Backlog,Pole Backlog, | EPSS Aerial Inspection Ground Inspection Non-Pole Backlog Pole Backlog | EPSS Aerial Inspection Ground Inspection Non-Pole Backlog Pole Backlog |  |  |  | , | FALSE
FAIRVIEW 2207P150 | EPSS | EPSS | EPSS | [14 empty] | Aerial Inspection |  | Ground Inspection | Ground Inspection | Non-Pole Backlog | [17 empty] | EPSS,Non-Pole Backlog, | EPSS Non-Pole Backlog | EPSS Non-Pole Backlog | EPSS,Ground Inspection, | EPSS Ground Inspection | EPSS Ground Inspection | EPSS,Aerial Inspection,Ground Inspection, | EPSS Aerial Inspection Ground Inspection | EPSS Aerial Inspection Ground Inspection |  |  |  | , | FALSE
CAMP EVERS 210411048 | EPSS | EPSS | EPSS | [7 empty] | Expulsion Fuse Replacement | Expulsion Fuse Replacement | [5 empty] | Aerial Inspection |  | Ground Inspection | Ground Inspection | Non-Pole Backlog | Non-Pole Backlog | Non-Pole Backlog | [14 empty] | Pole Backlog | EPSS,Non-Pole Backlog, | EPSS Non-Pole Backlog | EPSS Non-Pole Backlog | EPSS,Expulsion Fuse Replacement,Ground Inspection,Non-Pole Backlog, | EPSS Expulsion Fuse Replacement Ground Inspection Non-Pole Backlog | EPSS Expulsion Fuse Replacement Ground Inspection Non-Pole Backlog | EPSS,Expulsion Fuse Replacement,Aerial Inspection,Ground Inspection,Non-Pole Backlog,Pole Backlog, | EPSS Expulsion Fuse Replacement Aerial Inspection Ground Inspection Non-Pole Backlog Pole Backlog | EPSS Expulsion Fuse Replacement Aerial Inspection Ground Inspection Non-Pole Backlog Pole Backlog |  |  |  | , | FALSE
FORT ROSS 112170288 | EPSS | EPSS | EPSS | [6 empty] | Expulsion Fuse Replacement | Expulsion Fuse Replacement | [6 empty] | Aerial Inspection |  | Ground Inspection | Ground Inspection | Non-Pole Backlog | [5 empty] | Down Conductor Detection (DCD) |  |  | Line Sensors | [8 empty] | EPSS,Expulsion Fuse Replacement,Non-Pole Backlog,Down Conductor Detection (DCD),Line Sensors, | EPSS Expulsion Fuse Replacement Non-Pole Backlog Down Conductor Detection (DCD) Line Sensors | EPSS Expulsion Fuse Replacement Non-Pole Backlog Down Conductor Detection (DCD) Line Sensors | EPSS,Expulsion Fuse Replacement,Ground Inspection, | EPSS Expulsion Fuse Replacement Ground Inspection | EPSS Expulsion Fuse Replacement Ground Inspection | EPSS,Aerial Inspection,Ground Inspection, | EPSS Aerial Inspection Ground Inspection | EPSS Aerial Inspection Ground Inspection |  |  |  | , | FALSE
MONTE RIO 1112938174 | EPSS | EPSS | EPSS | [8 empty] | Expulsion Fuse Replacement | [5 empty] | Aerial Inspection |  | Ground Inspection | Ground Inspection | Non-Pole Backlog | [6 empty] | Down Conductor Detection (DCD) | [10 empty] | EPSS,Non-Pole Backlog, | EPSS Non-Pole Backlog | EPSS Non-Pole Backlog | EPSS,Ground Inspection,Down Conductor Detection (DCD), | EPSS Ground Inspection Down Conductor Detection (DCD) | EPSS Ground Inspection Down Conductor Detection (DCD) | EPSS,Expulsion Fuse Replacement,Aerial Inspection,Ground Inspection, | EPSS Expulsion Fuse Replacement Aerial Inspection Ground Inspection | EPSS Expulsion Fuse Replacement Aerial Inspection Ground Inspection |  |  |  | , | FALSE
LOW GAP 11012094 | EPSS | EPSS | EPSS | [36 empty] | EPSS, | EPSS | EPSS | EPSS, | EPSS | EPSS | EPSS, | EPSS | EPSS |  |  |  | , | FALSE
TEMPLETON 2113R82 | EPSS | EPSS | EPSS | [6 empty] | Expulsion Fuse Replacement | [5 empty] | Aerial Inspection | Aerial Inspection | Aerial Inspection | Ground Inspection | Ground Inspection | Ground Inspection | Non-Pole Backlog | Non-Pole Backlog | [15 empty] | Pole Backlog | EPSS,Expulsion Fuse Replacement,Aerial Inspection,Ground Inspection,Non-Pole Backlog, | EPSS Expulsion Fuse Replacement Aerial Inspection Ground Inspection Non-Pole Backlog | EPSS Expulsion Fuse Replacement Aerial Inspection Ground Inspection Non-Pole Backlog | EPSS,Aerial Inspection,Ground Inspection,Non-Pole Backlog, | EPSS Aerial Inspection Ground Inspection Non-Pole Backlog | EPSS Aerial Inspection Ground Inspection Non-Pole Backlog | EPSS,Aerial Inspection,Ground Inspection,Pole Backlog, | EPSS Aerial Inspection Ground Inspection Pole Backlog | EPSS Aerial Inspection Ground Inspection Pole Backlog |  |  |  | , | FALSE
LAURELES 1111CB | EPSS | EPSS | EPSS | [14 empty] | Aerial Inspection |  | Ground Inspection | Ground Inspection | Non-Pole Backlog |  | Non-Pole Backlog | [14 empty] | Pole Backlog | EPSS,Non-Pole Backlog, | EPSS Non-Pole Backlog | EPSS Non-Pole Backlog | EPSS,Ground Inspection, | EPSS Ground Inspection | EPSS Ground Inspection | EPSS,Aerial Inspection,Ground Inspection,Non-Pole Backlog,Pole Backlog, | EPSS Aerial Inspection Ground Inspection Non-Pole Backlog Pole Backlog | EPSS Aerial Inspection Ground Inspection Non-Pole Backlog Pole Backlog |  |  |  | , | FALSE
TEMPLETON 2110901690 | EPSS | EPSS | EPSS | [6 empty] | Expulsion Fuse Replacement | Expulsion Fuse Replacement |  | Surge Arrestor Replacement |  |  |  |  | Aerial Inspection | Ground Inspection | Ground Inspection | Ground Inspection | Non-Pole Backlog | Non-Pole Backlog | Non-Pole Backlog |  |  |  | Down Conductor Detection (DCD) | [8 empty] | Pole Backlog |  | Pole Backlog | EPSS,Expulsion Fuse Replacement,Surge Arrestor Replacement,Ground Inspection,Non-Pole Backlog,Down Conductor Detection (DCD),Pole Backlog, | EPSS Expulsion Fuse Replacement Surge Arrestor Replacement Ground Inspection Non-Pole Backlog Down Conductor Detection (DCD) Pole Backlog | EPSS Expulsion Fuse Replacement Surge Arrestor Replacement Ground Inspection Non-Pole Backlog Down Conductor Detection (DCD) Pole Backlog | EPSS,Expulsion Fuse Replacement,Ground Inspection,Non-Pole Backlog, | EPSS Expulsion Fuse Replacement Ground Inspection Non-Pole Backlog | EPSS Expulsion Fuse Replacement Ground Inspection Non-Pole Backlog | EPSS,Aerial Inspection,Ground Inspection,Non-Pole Backlog,Pole Backlog, | EPSS Aerial Inspection Ground Inspection Non-Pole Backlog Pole Backlog | EPSS Aerial Inspection Ground Inspection Non-Pole Backlog Pole Backlog |  |  |  | , | FALSE
DUNBAR 1103160 | EPSS | EPSS | EPSS | [13 empty] | Aerial Inspection | Aerial Inspection | Ground Inspection | Ground Inspection | [10 empty] | Line Sensors | [8 empty] | EPSS,Ground Inspection,Line Sensors, | EPSS Ground Inspection Line Sensors | EPSS Ground Inspection Line Sensors | EPSS,Aerial Inspection,Ground Inspection, | EPSS Aerial Inspection Ground Inspection | EPSS Aerial Inspection Ground Inspection | EPSS,Aerial Inspection, | EPSS Aerial Inspection | EPSS Aerial Inspection |  |  |  | , | FALSE
BANGOR 11011806 | EPSS | EPSS | EPSS | [13 empty] | Aerial Inspection |  | Ground Inspection |  |  |  |  | Non-Pole Backlog |  |  |  | Down Conductor Detection (DCD) |  |  | Line Sensors | [8 empty] | EPSS,Ground Inspection,Down Conductor Detection (DCD),Line Sensors, | EPSS Ground Inspection Down Conductor Detection (DCD) Line Sensors | EPSS Ground Inspection Down Conductor Detection (DCD) Line Sensors | EPSS,Aerial Inspection, | EPSS Aerial Inspection | EPSS Aerial Inspection | EPSS,Non-Pole Backlog, | EPSS Non-Pole Backlog | EPSS Non-Pole Backlog |  |  |  | , | FALSE
CAMP EVERS 210637210 | EPSS | EPSS | EPSS | [7 empty] | Expulsion Fuse Replacement | [6 empty] | Aerial Inspection |  | Ground Inspection | Ground Inspection | Non-Pole Backlog |  | Non-Pole Backlog | [15 empty] | EPSS,Non-Pole Backlog, | EPSS Non-Pole Backlog | EPSS Non-Pole Backlog | EPSS,Expulsion Fuse Replacement,Ground Inspection, | EPSS Expulsion Fuse Replacement Ground Inspection | EPSS Expulsion Fuse Replacement Ground Inspection | EPSS,Aerial Inspection,Ground Inspection,Non-Pole Backlog, | EPSS Aerial Inspection Ground Inspection Non-Pole Backlog | EPSS Aerial Inspection Ground Inspection Non-Pole Backlog |  |  |  | , | FALSE
FROGTOWN 170274648 | EPSS | EPSS | EPSS | [14 empty] | Aerial Inspection |  | Ground Inspection |  | Non-Pole Backlog | [5 empty] | Down Conductor Detection (DCD) | [11 empty] | EPSS,Non-Pole Backlog,Down Conductor Detection (DCD), | EPSS Non-Pole Backlog Down Conductor Detection (DCD) | EPSS Non-Pole Backlog Down Conductor Detection (DCD) | EPSS,Ground Inspection, | EPSS Ground Inspection | EPSS Ground Inspection | EPSS,Aerial Inspection, | EPSS Aerial Inspection | EPSS Aerial Inspection |  |  |  | , | FALSE
JOLON 11027002 | EPSS | EPSS | EPSS | [12 empty] | Aerial Inspection | Aerial Inspection | Aerial Inspection | Ground Inspection | Ground Inspection | Ground Inspection | Non-Pole Backlog | Non-Pole Backlog | Non-Pole Backlog |  |  |  |  | Down Conductor Detection (DCD) | [9 empty] | Pole Backlog | EPSS,Aerial Inspection,Ground Inspection,Non-Pole Backlog, | EPSS Aerial Inspection Ground Inspection Non-Pole Backlog | EPSS Aerial Inspection Ground Inspection Non-Pole Backlog | EPSS,Aerial Inspection,Ground Inspection,Non-Pole Backlog,Down Conductor Detection (DCD), | EPSS Aerial Inspection Ground Inspection Non-Pole Backlog Down Conductor Detection (DCD) | EPSS Aerial Inspection Ground Inspection Non-Pole Backlog Down Conductor Detection (DCD) | EPSS,Aerial Inspection,Ground Inspection,Non-Pole Backlog,Pole Backlog, | EPSS Aerial Inspection Ground Inspection Non-Pole Backlog Pole Backlog | EPSS Aerial Inspection Ground Inspection Non-Pole Backlog Pole Backlog |  |  |  | , | FALSE
DUNBAR 1102861496 | EPSS | EPSS | EPSS | [7 empty] | Expulsion Fuse Replacement | [5 empty] | Aerial Inspection | Aerial Inspection | Ground Inspection | Ground Inspection |  | Non-Pole Backlog | [17 empty] | EPSS,Ground Inspection,Non-Pole Backlog, | EPSS Ground Inspection Non-Pole Backlog | EPSS Ground Inspection Non-Pole Backlog | EPSS,Expulsion Fuse Replacement,Aerial Inspection,Ground Inspection, | EPSS Expulsion Fuse Replacement Aerial Inspection Ground Inspection | EPSS Expulsion Fuse Replacement Aerial Inspection Ground Inspection | EPSS,Aerial Inspection, | EPSS Aerial Inspection | EPSS Aerial Inspection |  |  |  | , | FALSE
ALTO 11251226 | EPSS | EPSS | EPSS | [8 empty] | Expulsion Fuse Replacement | [8 empty] | Ground Inspection | Non-Pole Backlog | Non-Pole Backlog | Non-Pole Backlog |  |  |  |  | Down Conductor Detection (DCD) | [9 empty] | Pole Backlog | EPSS,Non-Pole Backlog, | EPSS Non-Pole Backlog | EPSS Non-Pole Backlog | EPSS,Non-Pole Backlog,Down Conductor Detection (DCD), | EPSS Non-Pole Backlog Down Conductor Detection (DCD) | EPSS Non-Pole Backlog Down Conductor Detection (DCD) | EPSS,Expulsion Fuse Replacement,Ground Inspection,Non-Pole Backlog,Pole Backlog, | EPSS Expulsion Fuse Replacement Ground Inspection Non-Pole Backlog Pole Backlog | EPSS Expulsion Fuse Replacement Ground Inspection Non-Pole Backlog Pole Backlog |  |  |  | , | FALSE
PAUL SWEET 2107774760 | EPSS | EPSS | EPSS | [36 empty] | EPSS, | EPSS | EPSS | EPSS, | EPSS | EPSS | EPSS, | EPSS | EPSS |  |  |  | , | FALSE
GEYSERVILLE 110135492 | EPSS | EPSS | EPSS | [6 empty] | Expulsion Fuse Replacement | [6 empty] | Aerial Inspection | Aerial Inspection | Ground Inspection | Ground Inspection |  | Non-Pole Backlog | [5 empty] | Down Conductor Detection (DCD) | [10 empty] | Pole Backlog | EPSS,Expulsion Fuse Replacement,Ground Inspection,Non-Pole Backlog,Down Conductor Detection (DCD), | EPSS Expulsion Fuse Replacement Ground Inspection Non-Pole Backlog Down Conductor Detection (DCD) | EPSS Expulsion Fuse Replacement Ground Inspection Non-Pole Backlog Down Conductor Detection (DCD) | EPSS,Aerial Inspection,Ground Inspection, | EPSS Aerial Inspection Ground Inspection | EPSS Aerial Inspection Ground Inspection | EPSS,Aerial Inspection,Pole Backlog, | EPSS Aerial Inspection Pole Backlog | EPSS Aerial Inspection Pole Backlog |  |  |  | , | FALSE
OAKLAND X 1104438648 | EPSS | EPSS | EPSS | [8 empty] | Expulsion Fuse Replacement | [5 empty] | Aerial Inspection |  | Ground Inspection | Ground Inspection |  | Non-Pole Backlog | Non-Pole Backlog | [15 empty] | EPSS, | EPSS | EPSS | EPSS,Ground Inspection,Non-Pole Backlog, | EPSS Ground Inspection Non-Pole Backlog | EPSS Ground Inspection Non-Pole Backlog | EPSS,Expulsion Fuse Replacement,Aerial Inspection,Ground Inspection,Non-Pole Backlog, | EPSS Expulsion Fuse Replacement Aerial Inspection Ground Inspection Non-Pole Backlog | EPSS Expulsion Fuse Replacement Aerial Inspection Ground Inspection Non-Pole Backlog |  |  |  | , | FALSE
CALPELLA 1102144510 | EPSS | EPSS | EPSS | [36 empty] | EPSS, | EPSS | EPSS | EPSS, | EPSS | EPSS | EPSS, | EPSS | EPSS |  |  |  | , | FALSE
OAKHURST 1102CB | EPSS | EPSS | EPSS | [6 empty] | Expulsion Fuse Replacement | [10 empty] | Ground Inspection | Non-Pole Backlog | [17 empty] | EPSS,Expulsion Fuse Replacement,Non-Pole Backlog, | EPSS Expulsion Fuse Replacement Non-Pole Backlog | EPSS Expulsion Fuse Replacement Non-Pole Backlog | EPSS, | EPSS | EPSS | EPSS,Ground Inspection, | EPSS Ground Inspection | EPSS Ground Inspection |  |  |  | , | FALSE
SANTA ROSA A 110432180 | EPSS | EPSS | EPSS | [7 empty] | Expulsion Fuse Replacement | Expulsion Fuse Replacement |  |  |  |  | Aerial Inspection |  | Ground Inspection |  | Ground Inspection | Non-Pole Backlog | [5 empty] | Down Conductor Detection (DCD) |  |  | Line Sensors | [8 empty] | EPSS,Ground Inspection,Non-Pole Backlog,Down Conductor Detection (DCD),Line Sensors, | EPSS Ground Inspection Non-Pole Backlog Down Conductor Detection (DCD) Line Sensors | EPSS Ground Inspection Non-Pole Backlog Down Conductor Detection (DCD) Line Sensors | EPSS,Expulsion Fuse Replacement,Aerial Inspection, | EPSS Expulsion Fuse Replacement Aerial Inspection | EPSS Expulsion Fuse Replacement Aerial Inspection | EPSS,Expulsion Fuse Replacement,Ground Inspection, | EPSS Expulsion Fuse Replacement Ground Inspection | EPSS Expulsion Fuse Replacement Ground Inspection |  |  |  | , | FALSE
JESSUP 11013383 | EPSS | EPSS | EPSS | [13 empty] | Aerial Inspection | Aerial Inspection | Ground Inspection | Ground Inspection | [7 empty] | Down Conductor Detection (DCD) | [11 empty] | EPSS,Ground Inspection,Down Conductor Detection (DCD), | EPSS Ground Inspection Down Conductor Detection (DCD) | EPSS Ground Inspection Down Conductor Detection (DCD) | EPSS,Aerial Inspection,Ground Inspection, | EPSS Aerial Inspection Ground Inspection | EPSS Aerial Inspection Ground Inspection | EPSS,Aerial Inspection, | EPSS Aerial Inspection | EPSS Aerial Inspection |  |  |  | , | FALSE
CALPELLA 1102789282 | EPSS | EPSS | EPSS | [36 empty] | EPSS, | EPSS | EPSS | EPSS, | EPSS | EPSS | EPSS, | EPSS | EPSS |  |  |  | , | FALSE
REDBUD 110191960 | EPSS | EPSS | EPSS | [6 empty] | Expulsion Fuse Replacement | [6 empty] | Aerial Inspection | Aerial Inspection | Ground Inspection | Ground Inspection |  | Non-Pole Backlog | Non-Pole Backlog |  |  |  |  | Down Conductor Detection (DCD) | [11 empty] | EPSS,Expulsion Fuse Replacement,Ground Inspection,Non-Pole Backlog,Down Conductor Detection (DCD), | EPSS Expulsion Fuse Replacement Ground Inspection Non-Pole Backlog Down Conductor Detection (DCD) | EPSS Expulsion Fuse Replacement Ground Inspection Non-Pole Backlog Down Conductor Detection (DCD) | EPSS,Aerial Inspection,Ground Inspection,Non-Pole Backlog, | EPSS Aerial Inspection Ground Inspection Non-Pole Backlog | EPSS Aerial Inspection Ground Inspection Non-Pole Backlog | EPSS,Aerial Inspection, | EPSS Aerial Inspection | EPSS Aerial Inspection |  |  |  | , | FALSE
PUEBLO 1104105708 | EPSS | EPSS | EPSS | [6 empty] | Expulsion Fuse Replacement | [6 empty] | Aerial Inspection | Aerial Inspection | Ground Inspection |  |  |  | Non-Pole Backlog | Non-Pole Backlog | [15 empty] | EPSS,Expulsion Fuse Replacement,Ground Inspection, | EPSS Expulsion Fuse Replacement Ground Inspection | EPSS Expulsion Fuse Replacement Ground Inspection | EPSS,Aerial Inspection,Non-Pole Backlog, | EPSS Aerial Inspection Non-Pole Backlog | EPSS Aerial Inspection Non-Pole Backlog | EPSS,Aerial Inspection,Non-Pole Backlog, | EPSS Aerial Inspection Non-Pole Backlog | EPSS Aerial Inspection Non-Pole Backlog |  |  |  | , | FALSE
NARROWS 2101CB | EPSS | EPSS | EPSS | [9 empty] | Surge Arrestor Replacement |  |  |  | Aerial Inspection | Aerial Inspection | Ground Inspection | Ground Inspection | Ground Inspection | Non-Pole Backlog | [14 empty] | Pole Backlog |  |  | EPSS,Surge Arrestor Replacement,Ground Inspection,Non-Pole Backlog,Pole Backlog, | EPSS Surge Arrestor Replacement Ground Inspection Non-Pole Backlog Pole Backlog | EPSS Surge Arrestor Replacement Ground Inspection Non-Pole Backlog Pole Backlog | EPSS,Aerial Inspection,Ground Inspection, | EPSS Aerial Inspection Ground Inspection | EPSS Aerial Inspection Ground Inspection | EPSS,Aerial Inspection,Ground Inspection, | EPSS Aerial Inspection Ground Inspection | EPSS Aerial Inspection Ground Inspection |  |  |  | , | FALSE
SAN LUIS OBISPO 1101483444 | EPSS | EPSS | EPSS | [7 empty] | Expulsion Fuse Replacement | [6 empty] | Aerial Inspection | Ground Inspection | Ground Inspection | Ground Inspection | Non-Pole Backlog | [5 empty] | Down Conductor Detection (DCD) | [11 empty] | EPSS,Ground Inspection,Non-Pole Backlog,Down Conductor Detection (DCD), | EPSS Ground Inspection Non-Pole Backlog Down Conductor Detection (DCD) | EPSS Ground Inspection Non-Pole Backlog Down Conductor Detection (DCD) | EPSS,Expulsion Fuse Replacement,Ground Inspection, | EPSS Expulsion Fuse Replacement Ground Inspection | EPSS Expulsion Fuse Replacement Ground Inspection | EPSS,Aerial Inspection,Ground Inspection, | EPSS Aerial Inspection Ground Inspection | EPSS Aerial Inspection Ground Inspection |  |  |  | , | FALSE
SAN CARLOS 1104699632 | EPSS | EPSS | EPSS | [13 empty] | Aerial Inspection | Aerial Inspection | Ground Inspection | Ground Inspection |  | Non-Pole Backlog | [6 empty] | Down Conductor Detection (DCD) | [10 empty] | EPSS,Ground Inspection,Non-Pole Backlog, | EPSS Ground Inspection Non-Pole Backlog | EPSS Ground Inspection Non-Pole Backlog | EPSS,Aerial Inspection,Ground Inspection,Down Conductor Detection (DCD), | EPSS Aerial Inspection Ground Inspection Down Conductor Detection (DCD) | EPSS Aerial Inspection Ground Inspection Down Conductor Detection (DCD) | EPSS,Aerial Inspection, | EPSS Aerial Inspection | EPSS Aerial Inspection |  |  |  | , | FALSE
DOBBINS 11011808 | EPSS | EPSS | EPSS | [6 empty] | Expulsion Fuse Replacement | [6 empty] | Aerial Inspection | Aerial Inspection | Ground Inspection | Ground Inspection | Ground Inspection | Non-Pole Backlog | [6 empty] | Down Conductor Detection (DCD) | [7 empty] | Pole Backlog |  |  | EPSS,Expulsion Fuse Replacement,Ground Inspection,Non-Pole Backlog,Pole Backlog, | EPSS Expulsion Fuse Replacement Ground Inspection Non-Pole Backlog Pole Backlog | EPSS Expulsion Fuse Replacement Ground Inspection Non-Pole Backlog Pole Backlog | EPSS,Aerial Inspection,Ground Inspection,Down Conductor Detection (DCD), | EPSS Aerial Inspection Ground Inspection Down Conductor Detection (DCD) | EPSS Aerial Inspection Ground Inspection Down Conductor Detection (DCD) | EPSS,Aerial Inspection,Ground Inspection, | EPSS Aerial Inspection Ground Inspection | EPSS Aerial Inspection Ground Inspection |  | Line Removal |  | ,Line Removal, | Line Removal | Line Removal
SUNOL 1101MR650 | EPSS | EPSS | EPSS | [17 empty] | Ground Inspection | Non-Pole Backlog | [6 empty] | Down Conductor Detection (DCD) | [10 empty] | EPSS,Non-Pole Backlog, | EPSS Non-Pole Backlog | EPSS Non-Pole Backlog | EPSS,Down Conductor Detection (DCD), | EPSS Down Conductor Detection (DCD) | EPSS Down Conductor Detection (DCD) | EPSS,Ground Inspection, | EPSS Ground Inspection | EPSS Ground Inspection |  |  |  | , | FALSE
CLEAR LAKE 11024708 | EPSS | EPSS | EPSS | [13 empty] | Aerial Inspection |  |  | Ground Inspection | Ground Inspection | [18 empty] | EPSS, | EPSS | EPSS | EPSS,Aerial Inspection,Ground Inspection, | EPSS Aerial Inspection Ground Inspection | EPSS Aerial Inspection Ground Inspection | EPSS,Ground Inspection, | EPSS Ground Inspection | EPSS Ground Inspection |  |  |  | , | FALSE
GRASS VALLEY 11032180 | EPSS | EPSS | EPSS | [6 empty] | Expulsion Fuse Replacement | Expulsion Fuse Replacement |  | Surge Arrestor Replacement |  |  |  | Aerial Inspection | Aerial Inspection | Ground Inspection | Ground Inspection | Ground Inspection | Non-Pole Backlog | Non-Pole Backlog | Non-Pole Backlog |  |  |  | Down Conductor Detection (DCD) | [8 empty] | Pole Backlog | Pole Backlog | Pole Backlog | EPSS,Expulsion Fuse Replacement,Surge Arrestor Replacement,Ground Inspection,Non-Pole Backlog,Down Conductor Detection (DCD),Pole Backlog, | EPSS Expulsion Fuse Replacement Surge Arrestor Replacement Ground Inspection Non-Pole Backlog Down Conductor Detection (DCD) Pole Backlog | EPSS Expulsion Fuse Replacement Surge Arrestor Replacement Ground Inspection Non-Pole Backlog Down Conductor Detection (DCD) Pole Backlog | EPSS,Expulsion Fuse Replacement,Aerial Inspection,Ground Inspection,Non-Pole Backlog,Pole Backlog, | EPSS Expulsion Fuse Replacement Aerial Inspection Ground Inspection Non-Pole Backlog Pole Backlog | EPSS Expulsion Fuse Replacement Aerial Inspection Ground Inspection Non-Pole Backlog Pole Backlog | EPSS,Aerial Inspection,Ground Inspection,Non-Pole Backlog,Pole Backlog, | EPSS Aerial Inspection Ground Inspection Non-Pole Backlog Pole Backlog | EPSS Aerial Inspection Ground Inspection Non-Pole Backlog Pole Backlog |  |  |  | , | FALSE
HIGHLANDS 1102623120 | EPSS | EPSS | EPSS | [5 empty] | Overhead Hardening | Expulsion Fuse Replacement | [6 empty] | Aerial Inspection | Aerial Inspection | Ground Inspection | Ground Inspection | Ground Inspection | [6 empty] | Down Conductor Detection (DCD) | [11 empty] | EPSS,Expulsion Fuse Replacement,Ground Inspection,Down Conductor Detection (DCD), | EPSS Expulsion Fuse Replacement Ground Inspection Down Conductor Detection (DCD) | EPSS Expulsion Fuse Replacement Ground Inspection Down Conductor Detection (DCD) | EPSS,Aerial Inspection,Ground Inspection, | EPSS Aerial Inspection Ground Inspection | EPSS Aerial Inspection Ground Inspection | EPSS,Overhead Hardening,Aerial Inspection,Ground Inspection, | EPSS Overhead Hardening Aerial Inspection Ground Inspection | EPSS Overhead Hardening Aerial Inspection Ground Inspection |  |  |  | , | FALSE
MENLO 11038512 | EPSS | EPSS | EPSS | [7 empty] | Expulsion Fuse Replacement | Expulsion Fuse Replacement |  |  |  |  | Aerial Inspection | Aerial Inspection | Ground Inspection | Ground Inspection |  | Non-Pole Backlog | Non-Pole Backlog | Non-Pole Backlog |  |  |  |  | Down Conductor Detection (DCD) | [10 empty] | EPSS,Ground Inspection,Non-Pole Backlog, | EPSS Ground Inspection Non-Pole Backlog | EPSS Ground Inspection Non-Pole Backlog | EPSS,Expulsion Fuse Replacement,Aerial Inspection,Ground Inspection,Non-Pole Backlog,Down Conductor Detection (DCD), | EPSS Expulsion Fuse Replacement Aerial Inspection Ground Inspection Non-Pole Backlog Down Conductor Detection (DCD) | EPSS Expulsion Fuse Replacement Aerial Inspection Ground Inspection Non-Pole Backlog Down Conductor Detection (DCD) | EPSS,Expulsion Fuse Replacement,Aerial Inspection,Non-Pole Backlog, | EPSS Expulsion Fuse Replacement Aerial Inspection Non-Pole Backlog | EPSS Expulsion Fuse Replacement Aerial Inspection Non-Pole Backlog |  |  |  | , | FALSE
MIWUK 1702667248 | EPSS | EPSS | EPSS | [14 empty] | Aerial Inspection |  | Ground Inspection | Ground Inspection | Non-Pole Backlog | Non-Pole Backlog | Non-Pole Backlog | [15 empty] | EPSS,Non-Pole Backlog, | EPSS Non-Pole Backlog | EPSS Non-Pole Backlog | EPSS,Ground Inspection,Non-Pole Backlog, | EPSS Ground Inspection Non-Pole Backlog | EPSS Ground Inspection Non-Pole Backlog | EPSS,Aerial Inspection,Ground Inspection,Non-Pole Backlog, | EPSS Aerial Inspection Ground Inspection Non-Pole Backlog | EPSS Aerial Inspection Ground Inspection Non-Pole Backlog |  |  |  | , | FALSE
PACIFICA 1104230272 | EPSS | EPSS | EPSS | [8 empty] | Expulsion Fuse Replacement | [5 empty] | Aerial Inspection |  | Ground Inspection | Ground Inspection | Non-Pole Backlog | Non-Pole Backlog | Non-Pole Backlog | [15 empty] | EPSS,Non-Pole Backlog, | EPSS Non-Pole Backlog | EPSS Non-Pole Backlog | EPSS,Ground Inspection,Non-Pole Backlog, | EPSS Ground Inspection Non-Pole Backlog | EPSS Ground Inspection Non-Pole Backlog | EPSS,Expulsion Fuse Replacement,Aerial Inspection,Ground Inspection,Non-Pole Backlog, | EPSS Expulsion Fuse Replacement Aerial Inspection Ground Inspection Non-Pole Backlog | EPSS Expulsion Fuse Replacement Aerial Inspection Ground Inspection Non-Pole Backlog |  |  |  | , | FALSE
BIG BASIN 1101CB | EPSS | EPSS | EPSS | [14 empty] | Aerial Inspection |  | Ground Inspection | Ground Inspection | Non-Pole Backlog | Non-Pole Backlog | Non-Pole Backlog | [15 empty] | EPSS,Non-Pole Backlog, | EPSS Non-Pole Backlog | EPSS Non-Pole Backlog | EPSS,Ground Inspection,Non-Pole Backlog, | EPSS Ground Inspection Non-Pole Backlog | EPSS Ground Inspection Non-Pole Backlog | EPSS,Aerial Inspection,Ground Inspection,Non-Pole Backlog, | EPSS Aerial Inspection Ground Inspection Non-Pole Backlog | EPSS Aerial Inspection Ground Inspection Non-Pole Backlog |  |  |  | , | FALSE
WOODSIDE 1104456052 | EPSS | EPSS | EPSS | [13 empty] | Aerial Inspection |  | Ground Inspection |  | Ground Inspection | Non-Pole Backlog | [17 empty] | EPSS,Ground Inspection,Non-Pole Backlog, | EPSS Ground Inspection Non-Pole Backlog | EPSS Ground Inspection Non-Pole Backlog | EPSS,Aerial Inspection, | EPSS Aerial Inspection | EPSS Aerial Inspection | EPSS,Ground Inspection, | EPSS Ground Inspection | EPSS Ground Inspection |  |  |  | , | FALSE
CAMP EVERS 21055188 | EPSS | EPSS | EPSS | [8 empty] | Expulsion Fuse Replacement | [5 empty] | Aerial Inspection |  | Ground Inspection | Ground Inspection | [18 empty] | EPSS, | EPSS | EPSS | EPSS,Ground Inspection, | EPSS Ground Inspection | EPSS Ground Inspection | EPSS,Expulsion Fuse Replacement,Aerial Inspection,Ground Inspection, | EPSS Expulsion Fuse Replacement Aerial Inspection Ground Inspection | EPSS Expulsion Fuse Replacement Aerial Inspection Ground Inspection |  |  |  | , | FALSE
MADISON 2101351038 | EPSS | EPSS | EPSS | [13 empty] | Aerial Inspection |  | Ground Inspection | Ground Inspection | Ground Inspection | [6 empty] | Down Conductor Detection (DCD) |  |  | Line Sensors | [8 empty] | EPSS,Ground Inspection,Down Conductor Detection (DCD),Line Sensors, | EPSS Ground Inspection Down Conductor Detection (DCD) Line Sensors | EPSS Ground Inspection Down Conductor Detection (DCD) Line Sensors | EPSS,Aerial Inspection,Ground Inspection, | EPSS Aerial Inspection Ground Inspection | EPSS Aerial Inspection Ground Inspection | EPSS,Ground Inspection, | EPSS Ground Inspection | EPSS Ground Inspection |  |  |  | , | FALSE
MIDDLETOWN 1101CB | EPSS | EPSS | EPSS | [12 empty] | Aerial Inspection |  | Aerial Inspection | Ground Inspection | Ground Inspection | [19 empty] | EPSS,Aerial Inspection,Ground Inspection, | EPSS Aerial Inspection Ground Inspection | EPSS Aerial Inspection Ground Inspection | EPSS,Ground Inspection, | EPSS Ground Inspection | EPSS Ground Inspection | EPSS,Aerial Inspection, | EPSS Aerial Inspection | EPSS Aerial Inspection |  |  | Overhead Hardening | ,Overhead Hardening, | Overhead Hardening | Overhead Hardening
WOODSIDE 11012299 | EPSS | EPSS | EPSS | [14 empty] | Aerial Inspection |  | Ground Inspection | Ground Inspection | Non-Pole Backlog |  | Non-Pole Backlog |  |  |  |  | Down Conductor Detection (DCD) | [9 empty] | Pole Backlog | EPSS,Non-Pole Backlog, | EPSS Non-Pole Backlog | EPSS Non-Pole Backlog | EPSS,Ground Inspection,Down Conductor Detection (DCD), | EPSS Ground Inspection Down Conductor Detection (DCD) | EPSS Ground Inspection Down Conductor Detection (DCD) | EPSS,Aerial Inspection,Ground Inspection,Non-Pole Backlog,Pole Backlog, | EPSS Aerial Inspection Ground Inspection Non-Pole Backlog Pole Backlog | EPSS Aerial Inspection Ground Inspection Non-Pole Backlog Pole Backlog |  |  |  | , | FALSE
SAND CREEK 110345190 | EPSS | EPSS | EPSS | [13 empty] | Aerial Inspection |  | Ground Inspection | [14 empty] | Line Removal |  |  | Pole Backlog |  |  | EPSS,Ground Inspection,Line Removal,Pole Backlog, | EPSS Ground Inspection Line Removal Pole Backlog | EPSS Ground Inspection Line Removal Pole Backlog | EPSS,Aerial Inspection, | EPSS Aerial Inspection | EPSS Aerial Inspection | EPSS, | EPSS | EPSS |  |  |  | , | FALSE
LAS GALLINAS A 110599904 | EPSS | EPSS | EPSS | Undergrounding | [5 empty] | Expulsion Fuse Replacement | [7 empty] | Aerial Inspection |  | Ground Inspection | Ground Inspection | Non-Pole Backlog | [17 empty] | EPSS,Undergrounding,Expulsion Fuse Replacement,Non-Pole Backlog, | EPSS Undergrounding Expulsion Fuse Replacement Non-Pole Backlog | EPSS Undergrounding Expulsion Fuse Replacement Non-Pole Backlog | EPSS,Ground Inspection, | EPSS Ground Inspection | EPSS Ground Inspection | EPSS,Aerial Inspection,Ground Inspection, | EPSS Aerial Inspection Ground Inspection | EPSS Aerial Inspection Ground Inspection | Undergrounding |  |  | Undergrounding, | Undergrounding | Undergrounding
OILFIELDS 110383158 | EPSS | EPSS | EPSS | [14 empty] | Aerial Inspection |  | Ground Inspection | Ground Inspection | Non-Pole Backlog |  | Non-Pole Backlog |  |  |  | Down Conductor Detection (DCD) | [11 empty] | EPSS,Non-Pole Backlog,Down Conductor Detection (DCD), | EPSS Non-Pole Backlog Down Conductor Detection (DCD) | EPSS Non-Pole Backlog Down Conductor Detection (DCD) | EPSS,Ground Inspection, | EPSS Ground Inspection | EPSS Ground Inspection | EPSS,Aerial Inspection,Ground Inspection,Non-Pole Backlog, | EPSS Aerial Inspection Ground Inspection Non-Pole Backlog | EPSS Aerial Inspection Ground Inspection Non-Pole Backlog |  |  |  | , | FALSE
SAN LUIS OBISPO 1107136678 | EPSS | EPSS | EPSS | [14 empty] | Aerial Inspection |  | Ground Inspection | Ground Inspection | Non-Pole Backlog | Non-Pole Backlog | Non-Pole Backlog |  |  |  | Down Conductor Detection (DCD) | [11 empty] | EPSS,Non-Pole Backlog,Down Conductor Detection (DCD), | EPSS Non-Pole Backlog Down Conductor Detection (DCD) | EPSS Non-Pole Backlog Down Conductor Detection (DCD) | EPSS,Ground Inspection,Non-Pole Backlog, | EPSS Ground Inspection Non-Pole Backlog | EPSS Ground Inspection Non-Pole Backlog | EPSS,Aerial Inspection,Ground Inspection,Non-Pole Backlog, | EPSS Aerial Inspection Ground Inspection Non-Pole Backlog | EPSS Aerial Inspection Ground Inspection Non-Pole Backlog |  |  |  | , | FALSE
DIAMOND SPRINGS 1104CB | EPSS | EPSS | EPSS | [13 empty] | Aerial Inspection | Aerial Inspection | Ground Inspection | Ground Inspection | Ground Inspection | [18 empty] | EPSS,Ground Inspection, | EPSS Ground Inspection | EPSS Ground Inspection | EPSS,Aerial Inspection,Ground Inspection, | EPSS Aerial Inspection Ground Inspection | EPSS Aerial Inspection Ground Inspection | EPSS,Aerial Inspection,Ground Inspection, | EPSS Aerial Inspection Ground Inspection | EPSS Aerial Inspection Ground Inspection |  |  |  | , | FALSE
BERKELEY F 1103813976 | EPSS | EPSS | EPSS | [14 empty] | Aerial Inspection |  | Ground Inspection | Ground Inspection | Non-Pole Backlog | [7 empty] | Down Conductor Detection (DCD) | [9 empty] | EPSS,Non-Pole Backlog, | EPSS Non-Pole Backlog | EPSS Non-Pole Backlog | EPSS,Ground Inspection, | EPSS Ground Inspection | EPSS Ground Inspection | EPSS,Aerial Inspection,Ground Inspection,Down Conductor Detection (DCD), | EPSS Aerial Inspection Ground Inspection Down Conductor Detection (DCD) | EPSS Aerial Inspection Ground Inspection Down Conductor Detection (DCD) |  |  |  | , | FALSE
MARIPOSA 210237288 | EPSS | EPSS | EPSS | [6 empty] | Expulsion Fuse Replacement | [6 empty] | Aerial Inspection | Aerial Inspection |  | Ground Inspection | Ground Inspection | Non-Pole Backlog | [17 empty] | EPSS,Expulsion Fuse Replacement,Non-Pole Backlog, | EPSS Expulsion Fuse Replacement Non-Pole Backlog | EPSS Expulsion Fuse Replacement Non-Pole Backlog | EPSS,Aerial Inspection,Ground Inspection, | EPSS Aerial Inspection Ground Inspection | EPSS Aerial Inspection Ground Inspection | EPSS,Aerial Inspection,Ground Inspection, | EPSS Aerial Inspection Ground Inspection | EPSS Aerial Inspection Ground Inspection |  |  |  | , | FALSE
OAKLAND K 1104CR206 | EPSS | EPSS | EPSS | [8 empty] | Expulsion Fuse Replacement | [5 empty] | Aerial Inspection |  | Ground Inspection | Ground Inspection | Non-Pole Backlog | Non-Pole Backlog | Non-Pole Backlog |  |  |  |  | Down Conductor Detection (DCD) | [9 empty] | Pole Backlog | EPSS,Non-Pole Backlog, | EPSS Non-Pole Backlog | EPSS Non-Pole Backlog | EPSS,Ground Inspection,Non-Pole Backlog,Down Conductor Detection (DCD), | EPSS Ground Inspection Non-Pole Backlog Down Conductor Detection (DCD) | EPSS Ground Inspection Non-Pole Backlog Down Conductor Detection (DCD) | EPSS,Expulsion Fuse Replacement,Aerial Inspection,Ground Inspection,Non-Pole Backlog,Pole Backlog, | EPSS Expulsion Fuse Replacement Aerial Inspection Ground Inspection Non-Pole Backlog Pole Backlog | EPSS Expulsion Fuse Replacement Aerial Inspection Ground Inspection Non-Pole Backlog Pole Backlog |  |  |  | , | FALSE
MIRABEL 110238514 | EPSS | EPSS | EPSS | [7 empty] | Expulsion Fuse Replacement | [6 empty] | Aerial Inspection |  | Ground Inspection | Ground Inspection | Non-Pole Backlog | Non-Pole Backlog | Non-Pole Backlog |  |  |  | Down Conductor Detection (DCD) | [10 empty] | Pole Backlog | EPSS,Non-Pole Backlog,Down Conductor Detection (DCD), | EPSS Non-Pole Backlog Down Conductor Detection (DCD) | EPSS Non-Pole Backlog Down Conductor Detection (DCD) | EPSS,Expulsion Fuse Replacement,Ground Inspection,Non-Pole Backlog, | EPSS Expulsion Fuse Replacement Ground Inspection Non-Pole Backlog | EPSS Expulsion Fuse Replacement Ground Inspection Non-Pole Backlog | EPSS,Aerial Inspection,Ground Inspection,Non-Pole Backlog,Pole Backlog, | EPSS Aerial Inspection Ground Inspection Non-Pole Backlog Pole Backlog | EPSS Aerial Inspection Ground Inspection Non-Pole Backlog Pole Backlog |  |  |  | , | FALSE
HALF MOON BAY 11038920 | EPSS | EPSS | EPSS | [6 empty] | Expulsion Fuse Replacement | Expulsion Fuse Replacement | Expulsion Fuse Replacement |  |  |  |  | Aerial Inspection |  | Ground Inspection |  |  | Non-Pole Backlog | [6 empty] | Down Conductor Detection (DCD) |  | Line Sensors | [8 empty] | EPSS,Expulsion Fuse Replacement,Ground Inspection,Non-Pole Backlog,Line Sensors, | EPSS Expulsion Fuse Replacement Ground Inspection Non-Pole Backlog Line Sensors | EPSS Expulsion Fuse Replacement Ground Inspection Non-Pole Backlog Line Sensors | EPSS,Expulsion Fuse Replacement,Aerial Inspection,Down Conductor Detection (DCD), | EPSS Expulsion Fuse Replacement Aerial Inspection Down Conductor Detection (DCD) | EPSS Expulsion Fuse Replacement Aerial Inspection Down Conductor Detection (DCD) | EPSS,Expulsion Fuse Replacement, | EPSS Expulsion Fuse Replacement | EPSS Expulsion Fuse Replacement |  |  |  | , | FALSE
WILLITS 1104627552 | EPSS | EPSS | EPSS | [7 empty] | Expulsion Fuse Replacement | [6 empty] | Aerial Inspection |  | Ground Inspection | Ground Inspection | Non-Pole Backlog | [5 empty] | Down Conductor Detection (DCD) | [8 empty] | Pole Backlog |  |  | EPSS,Non-Pole Backlog,Down Conductor Detection (DCD),Pole Backlog, | EPSS Non-Pole Backlog Down Conductor Detection (DCD) Pole Backlog | EPSS Non-Pole Backlog Down Conductor Detection (DCD) Pole Backlog | EPSS,Expulsion Fuse Replacement,Ground Inspection, | EPSS Expulsion Fuse Replacement Ground Inspection | EPSS Expulsion Fuse Replacement Ground Inspection | EPSS,Aerial Inspection,Ground Inspection, | EPSS Aerial Inspection Ground Inspection | EPSS Aerial Inspection Ground Inspection |  |  |  | , | FALSE
SANTA ROSA A 1104642 | EPSS | EPSS | EPSS | [7 empty] | Expulsion Fuse Replacement | [6 empty] | Aerial Inspection |  | Ground Inspection | Ground Inspection | Non-Pole Backlog | Non-Pole Backlog | Non-Pole Backlog |  |  |  | Down Conductor Detection (DCD) |  |  | Line Sensors | [8 empty] | EPSS,Non-Pole Backlog,Down Conductor Detection (DCD),Line Sensors, | EPSS Non-Pole Backlog Down Conductor Detection (DCD) Line Sensors | EPSS Non-Pole Backlog Down Conductor Detection (DCD) Line Sensors | EPSS,Expulsion Fuse Replacement,Ground Inspection,Non-Pole Backlog, | EPSS Expulsion Fuse Replacement Ground Inspection Non-Pole Backlog | EPSS Expulsion Fuse Replacement Ground Inspection Non-Pole Backlog | EPSS,Aerial Inspection,Ground Inspection,Non-Pole Backlog, | EPSS Aerial Inspection Ground Inspection Non-Pole Backlog | EPSS Aerial Inspection Ground Inspection Non-Pole Backlog |  |  |  | , | FALSE
SILVERADO 210258626 | EPSS | EPSS | EPSS | [6 empty] | Expulsion Fuse Replacement | [7 empty] | Aerial Inspection |  | Ground Inspection | Ground Inspection | Non-Pole Backlog | [17 empty] | EPSS,Expulsion Fuse Replacement,Non-Pole Backlog, | EPSS Expulsion Fuse Replacement Non-Pole Backlog | EPSS Expulsion Fuse Replacement Non-Pole Backlog | EPSS,Ground Inspection, | EPSS Ground Inspection | EPSS Ground Inspection | EPSS,Aerial Inspection,Ground Inspection, | EPSS Aerial Inspection Ground Inspection | EPSS Aerial Inspection Ground Inspection |  |  | Overhead Hardening | ,Overhead Hardening, | Overhead Hardening | Overhead Hardening
WILLOW CREEK 11033090 | EPSS | EPSS | EPSS | [7 empty] | Expulsion Fuse Replacement | [5 empty] | Aerial Inspection |  | Ground Inspection |  |  |  |  | Non-Pole Backlog |  |  |  | Down Conductor Detection (DCD) | [11 empty] | EPSS,Ground Inspection,Down Conductor Detection (DCD), | EPSS Ground Inspection Down Conductor Detection (DCD) | EPSS Ground Inspection Down Conductor Detection (DCD) | EPSS,Expulsion Fuse Replacement,Aerial Inspection, | EPSS Expulsion Fuse Replacement Aerial Inspection | EPSS Expulsion Fuse Replacement Aerial Inspection | EPSS,Non-Pole Backlog, | EPSS Non-Pole Backlog | EPSS Non-Pole Backlog |  |  |  | , | FALSE
SANTA MARIA 1108M18 | EPSS | EPSS | EPSS | [14 empty] | Aerial Inspection |  | Ground Inspection | Ground Inspection | Non-Pole Backlog | [5 empty] | Down Conductor Detection (DCD) | [11 empty] | EPSS,Non-Pole Backlog,Down Conductor Detection (DCD), | EPSS Non-Pole Backlog Down Conductor Detection (DCD) | EPSS Non-Pole Backlog Down Conductor Detection (DCD) | EPSS,Ground Inspection, | EPSS Ground Inspection | EPSS Ground Inspection | EPSS,Aerial Inspection,Ground Inspection, | EPSS Aerial Inspection Ground Inspection | EPSS Aerial Inspection Ground Inspection |  |  |  | , | FALSE
CLARK ROAD 110292622 | EPSS | EPSS | EPSS | [6 empty] | Expulsion Fuse Replacement |  |  | Surge Arrestor Replacement |  |  |  | Aerial Inspection | Aerial Inspection | Ground Inspection | Ground Inspection |  | Non-Pole Backlog | [5 empty] | Down Conductor Detection (DCD) | [5 empty] | Line Removal |  |  | Pole Backlog |  |  | EPSS,Expulsion Fuse Replacement,Surge Arrestor Replacement,Ground Inspection,Non-Pole Backlog,Down Conductor Detection (DCD),Line Removal,Pole Backlog, | EPSS Expulsion Fuse Replacement Surge Arrestor Replacement Ground Inspection Non-Pole Backlog Down Conductor Detection (DCD) Line Removal Pole Backlog | EPSS Expulsion Fuse Replacement Surge Arrestor Replacement Ground Inspection Non-Pole Backlog Down Conductor Detection (DCD) Line Removal Pole Backlog | EPSS,Aerial Inspection,Ground Inspection, | EPSS Aerial Inspection Ground Inspection | EPSS Aerial Inspection Ground Inspection | EPSS,Aerial Inspection, | EPSS Aerial Inspection | EPSS Aerial Inspection |  |  |  | , | FALSE
UKIAH 1114844294 | EPSS | EPSS | EPSS | [14 empty] | Aerial Inspection | Ground Inspection | Ground Inspection | [7 empty] | Down Conductor Detection (DCD) | [11 empty] | EPSS,Ground Inspection,Down Conductor Detection (DCD), | EPSS Ground Inspection Down Conductor Detection (DCD) | EPSS Ground Inspection Down Conductor Detection (DCD) | EPSS,Ground Inspection, | EPSS Ground Inspection | EPSS Ground Inspection | EPSS,Aerial Inspection, | EPSS Aerial Inspection | EPSS Aerial Inspection |  |  |  | , | FALSE
PINECREST 0401CB | EPSS | EPSS | EPSS | [17 empty] | Ground Inspection | [18 empty] | EPSS, | EPSS | EPSS | EPSS, | EPSS | EPSS | EPSS,Ground Inspection, | EPSS Ground Inspection | EPSS Ground Inspection |  |  |  | , | FALSE
WILLOW CREEK 1103181562 | EPSS | EPSS | EPSS | [13 empty] | Aerial Inspection |  | Ground Inspection | [20 empty] | EPSS,Ground Inspection, | EPSS Ground Inspection | EPSS Ground Inspection | EPSS,Aerial Inspection, | EPSS Aerial Inspection | EPSS Aerial Inspection | EPSS, | EPSS | EPSS |  |  |  | , | FALSE
ROB ROY 2104974520 | EPSS | EPSS | EPSS | [8 empty] | Expulsion Fuse Replacement | [5 empty] | Aerial Inspection |  | Ground Inspection | Ground Inspection | Non-Pole Backlog | Non-Pole Backlog | Non-Pole Backlog | [14 empty] | Pole Backlog | EPSS,Non-Pole Backlog, | EPSS Non-Pole Backlog | EPSS Non-Pole Backlog | EPSS,Ground Inspection,Non-Pole Backlog, | EPSS Ground Inspection Non-Pole Backlog | EPSS Ground Inspection Non-Pole Backlog | EPSS,Expulsion Fuse Replacement,Aerial Inspection,Ground Inspection,Non-Pole Backlog,Pole Backlog, | EPSS Expulsion Fuse Replacement Aerial Inspection Ground Inspection Non-Pole Backlog Pole Backlog | EPSS Expulsion Fuse Replacement Aerial Inspection Ground Inspection Non-Pole Backlog Pole Backlog |  |  |  | , | FALSE
SANTA MARIA 1108M80 | EPSS | EPSS | EPSS | [13 empty] | Aerial Inspection | Aerial Inspection | Ground Inspection | Ground Inspection | Ground Inspection | Non-Pole Backlog | Non-Pole Backlog | Non-Pole Backlog |  |  |  | Down Conductor Detection (DCD) | [10 empty] | Pole Backlog | EPSS,Ground Inspection,Non-Pole Backlog,Down Conductor Detection (DCD), | EPSS Ground Inspection Non-Pole Backlog Down Conductor Detection (DCD) | EPSS Ground Inspection Non-Pole Backlog Down Conductor Detection (DCD) | EPSS,Aerial Inspection,Ground Inspection,Non-Pole Backlog, | EPSS Aerial Inspection Ground Inspection Non-Pole Backlog | EPSS Aerial Inspection Ground Inspection Non-Pole Backlog | EPSS,Aerial Inspection,Ground Inspection,Non-Pole Backlog,Pole Backlog, | EPSS Aerial Inspection Ground Inspection Non-Pole Backlog Pole Backlog | EPSS Aerial Inspection Ground Inspection Non-Pole Backlog Pole Backlog |  |  |  | , | FALSE
FITCH MOUNTAIN 11134566 | EPSS | EPSS | EPSS | [6 empty] | Expulsion Fuse Replacement | Expulsion Fuse Replacement | [5 empty] | Aerial Inspection | Aerial Inspection | Ground Inspection | Ground Inspection |  | Non-Pole Backlog | [6 empty] | Down Conductor Detection (DCD) | [10 empty] | EPSS,Expulsion Fuse Replacement,Ground Inspection,Non-Pole Backlog, | EPSS Expulsion Fuse Replacement Ground Inspection Non-Pole Backlog | EPSS Expulsion Fuse Replacement Ground Inspection Non-Pole Backlog | EPSS,Expulsion Fuse Replacement,Aerial Inspection,Ground Inspection,Down Conductor Detection (DCD), | EPSS Expulsion Fuse Replacement Aerial Inspection Ground Inspection Down Conductor Detection (DCD) | EPSS Expulsion Fuse Replacement Aerial Inspection Ground Inspection Down Conductor Detection (DCD) | EPSS,Aerial Inspection, | EPSS Aerial Inspection | EPSS Aerial Inspection |  |  |  | , | FALSE
SAN RAMON 2106CB | EPSS | EPSS | EPSS | [17 empty] | Ground Inspection | Non-Pole Backlog | [17 empty] | EPSS,Non-Pole Backlog, | EPSS Non-Pole Backlog | EPSS Non-Pole Backlog | EPSS, | EPSS | EPSS | EPSS,Ground Inspection, | EPSS Ground Inspection | EPSS Ground Inspection |  |  |  | , | FALSE
BUELLTON 1101Y36 | EPSS | EPSS | EPSS | [6 empty] | Expulsion Fuse Replacement | Expulsion Fuse Replacement | [6 empty] | Aerial Inspection |  | Ground Inspection | Ground Inspection | Non-Pole Backlog |  | Non-Pole Backlog |  |  |  | Down Conductor Detection (DCD) | [10 empty] | Pole Backlog | EPSS,Expulsion Fuse Replacement,Non-Pole Backlog,Down Conductor Detection (DCD), | EPSS Expulsion Fuse Replacement Non-Pole Backlog Down Conductor Detection (DCD) | EPSS Expulsion Fuse Replacement Non-Pole Backlog Down Conductor Detection (DCD) | EPSS,Expulsion Fuse Replacement,Ground Inspection, | EPSS Expulsion Fuse Replacement Ground Inspection | EPSS Expulsion Fuse Replacement Ground Inspection | EPSS,Aerial Inspection,Ground Inspection,Non-Pole Backlog,Pole Backlog, | EPSS Aerial Inspection Ground Inspection Non-Pole Backlog Pole Backlog | EPSS Aerial Inspection Ground Inspection Non-Pole Backlog Pole Backlog |  |  |  | , | FALSE
MONTE RIO 11135020 | EPSS | EPSS | EPSS | [7 empty] | Expulsion Fuse Replacement | [6 empty] | Aerial Inspection |  | Ground Inspection | Ground Inspection | Non-Pole Backlog |  | Non-Pole Backlog | [14 empty] | Pole Backlog | EPSS,Non-Pole Backlog, | EPSS Non-Pole Backlog | EPSS Non-Pole Backlog | EPSS,Expulsion Fuse Replacement,Ground Inspection, | EPSS Expulsion Fuse Replacement Ground Inspection | EPSS Expulsion Fuse Replacement Ground Inspection | EPSS,Aerial Inspection,Ground Inspection,Non-Pole Backlog,Pole Backlog, | EPSS Aerial Inspection Ground Inspection Non-Pole Backlog Pole Backlog | EPSS Aerial Inspection Ground Inspection Non-Pole Backlog Pole Backlog |  |  |  | , | FALSE
MIWUK 1701CB | EPSS | EPSS | EPSS | [7 empty] | Expulsion Fuse Replacement | [6 empty] | Aerial Inspection |  | Ground Inspection | Ground Inspection | Non-Pole Backlog | Non-Pole Backlog | [7 empty] | Line Sensors | [8 empty] | EPSS,Non-Pole Backlog,Line Sensors, | EPSS Non-Pole Backlog Line Sensors | EPSS Non-Pole Backlog Line Sensors | EPSS,Expulsion Fuse Replacement,Ground Inspection,Non-Pole Backlog, | EPSS Expulsion Fuse Replacement Ground Inspection Non-Pole Backlog | EPSS Expulsion Fuse Replacement Ground Inspection Non-Pole Backlog | EPSS,Aerial Inspection,Ground Inspection, | EPSS Aerial Inspection Ground Inspection | EPSS Aerial Inspection Ground Inspection |  |  |  | , | FALSE
COVELO 1101562360 | EPSS | EPSS | EPSS | [8 empty] | Expulsion Fuse Replacement | Surge Arrestor Replacement |  |  |  | Aerial Inspection | Aerial Inspection | Ground Inspection | Ground Inspection | Ground Inspection | Non-Pole Backlog | [5 empty] | Down Conductor Detection (DCD) | [10 empty] | Pole Backlog | EPSS,Surge Arrestor Replacement,Ground Inspection,Non-Pole Backlog,Down Conductor Detection (DCD), | EPSS Surge Arrestor Replacement Ground Inspection Non-Pole Backlog Down Conductor Detection (DCD) | EPSS Surge Arrestor Replacement Ground Inspection Non-Pole Backlog Down Conductor Detection (DCD) | EPSS,Aerial Inspection,Ground Inspection, | EPSS Aerial Inspection Ground Inspection | EPSS Aerial Inspection Ground Inspection | EPSS,Expulsion Fuse Replacement,Aerial Inspection,Ground Inspection,Pole Backlog, | EPSS Expulsion Fuse Replacement Aerial Inspection Ground Inspection Pole Backlog | EPSS Expulsion Fuse Replacement Aerial Inspection Ground Inspection Pole Backlog |  |  |  | , | FALSE
CALPELLA 11011204 | EPSS | EPSS | EPSS | [36 empty] | EPSS, | EPSS | EPSS | EPSS, | EPSS | EPSS | EPSS, | EPSS | EPSS |  |  |  | , | FALSE
SHADY GLEN 1101100230 | EPSS | EPSS | EPSS | [14 empty] | Aerial Inspection |  | Ground Inspection | [10 empty] | Line Sensors | [8 empty] | EPSS,Line Sensors, | EPSS Line Sensors | EPSS Line Sensors | EPSS,Ground Inspection, | EPSS Ground Inspection | EPSS Ground Inspection | EPSS,Aerial Inspection, | EPSS Aerial Inspection | EPSS Aerial Inspection |  |  |  | , | FALSE
ALTO 1124207690 | EPSS | EPSS | EPSS | [14 empty] | Aerial Inspection |  | Ground Inspection | Ground Inspection | Non-Pole Backlog | Non-Pole Backlog | Non-Pole Backlog | [14 empty] | Pole Backlog | EPSS,Non-Pole Backlog, | EPSS Non-Pole Backlog | EPSS Non-Pole Backlog | EPSS,Ground Inspection,Non-Pole Backlog, | EPSS Ground Inspection Non-Pole Backlog | EPSS Ground Inspection Non-Pole Backlog | EPSS,Aerial Inspection,Ground Inspection,Non-Pole Backlog,Pole Backlog, | EPSS Aerial Inspection Ground Inspection Non-Pole Backlog Pole Backlog | EPSS Aerial Inspection Ground Inspection Non-Pole Backlog Pole Backlog |  |  |  | , | FALSE
PAUL SWEET 21065178 | EPSS | EPSS | EPSS | [14 empty] | Aerial Inspection |  | Ground Inspection | Ground Inspection | Non-Pole Backlog | Non-Pole Backlog | Non-Pole Backlog | [14 empty] | Pole Backlog | EPSS,Non-Pole Backlog, | EPSS Non-Pole Backlog | EPSS Non-Pole Backlog | EPSS,Ground Inspection,Non-Pole Backlog, | EPSS Ground Inspection Non-Pole Backlog | EPSS Ground Inspection Non-Pole Backlog | EPSS,Aerial Inspection,Ground Inspection,Non-Pole Backlog,Pole Backlog, | EPSS Aerial Inspection Ground Inspection Non-Pole Backlog Pole Backlog | EPSS Aerial Inspection Ground Inspection Non-Pole Backlog Pole Backlog |  |  |  | , | FALSE
SHEPHERD 2111688294 | EPSS | EPSS | EPSS | [17 empty] | Ground Inspection | [18 empty] | EPSS, | EPSS | EPSS | EPSS, | EPSS | EPSS | EPSS,Ground Inspection, | EPSS Ground Inspection | EPSS Ground Inspection |  |  |  | , | FALSE
JESSUP 110296554 | EPSS | EPSS | EPSS | [6 empty] | Expulsion Fuse Replacement | [6 empty] | Aerial Inspection | Aerial Inspection | Ground Inspection | Ground Inspection | Ground Inspection | Non-Pole Backlog | [5 empty] | Down Conductor Detection (DCD) | [11 empty] | EPSS,Expulsion Fuse Replacement,Ground Inspection,Non-Pole Backlog,Down Conductor Detection (DCD), | EPSS Expulsion Fuse Replacement Ground Inspection Non-Pole Backlog Down Conductor Detection (DCD) | EPSS Expulsion Fuse Replacement Ground Inspection Non-Pole Backlog Down Conductor Detection (DCD) | EPSS,Aerial Inspection,Ground Inspection, | EPSS Aerial Inspection Ground Inspection | EPSS Aerial Inspection Ground Inspection | EPSS,Aerial Inspection,Ground Inspection, | EPSS Aerial Inspection Ground Inspection | EPSS Aerial Inspection Ground Inspection |  |  |  | , | FALSE
MILPITAS 1109903328 | EPSS | EPSS | EPSS | [6 empty] | Expulsion Fuse Replacement | [6 empty] | Aerial Inspection | Aerial Inspection | Ground Inspection | Ground Inspection |  | Non-Pole Backlog | Non-Pole Backlog | [5 empty] | Down Conductor Detection (DCD) | [10 empty] | EPSS,Expulsion Fuse Replacement,Ground Inspection,Non-Pole Backlog, | EPSS Expulsion Fuse Replacement Ground Inspection Non-Pole Backlog | EPSS Expulsion Fuse Replacement Ground Inspection Non-Pole Backlog | EPSS,Aerial Inspection,Ground Inspection,Non-Pole Backlog,Down Conductor Detection (DCD), | EPSS Aerial Inspection Ground Inspection Non-Pole Backlog Down Conductor Detection (DCD) | EPSS Aerial Inspection Ground Inspection Non-Pole Backlog Down Conductor Detection (DCD) | EPSS,Aerial Inspection, | EPSS Aerial Inspection | EPSS Aerial Inspection |  |  |  | , | FALSE
MIRABEL 1102503294 | EPSS | EPSS | EPSS | [7 empty] | Expulsion Fuse Replacement | [6 empty] | Aerial Inspection |  | Ground Inspection | Ground Inspection | Non-Pole Backlog |  | Non-Pole Backlog |  |  |  | Down Conductor Detection (DCD) | [11 empty] | EPSS,Non-Pole Backlog,Down Conductor Detection (DCD), | EPSS Non-Pole Backlog Down Conductor Detection (DCD) | EPSS Non-Pole Backlog Down Conductor Detection (DCD) | EPSS,Expulsion Fuse Replacement,Ground Inspection, | EPSS Expulsion Fuse Replacement Ground Inspection | EPSS Expulsion Fuse Replacement Ground Inspection | EPSS,Aerial Inspection,Ground Inspection,Non-Pole Backlog, | EPSS Aerial Inspection Ground Inspection Non-Pole Backlog | EPSS Aerial Inspection Ground Inspection Non-Pole Backlog |  |  |  | , | FALSE
CAMP EVERS 210310946 | EPSS | EPSS | EPSS | [8 empty] | Expulsion Fuse Replacement | [5 empty] | Aerial Inspection |  | Ground Inspection |  | Non-Pole Backlog | Non-Pole Backlog | [16 empty] | EPSS,Non-Pole Backlog, | EPSS Non-Pole Backlog | EPSS Non-Pole Backlog | EPSS,Ground Inspection,Non-Pole Backlog, | EPSS Ground Inspection Non-Pole Backlog | EPSS Ground Inspection Non-Pole Backlog | EPSS,Expulsion Fuse Replacement,Aerial Inspection, | EPSS Expulsion Fuse Replacement Aerial Inspection | EPSS Expulsion Fuse Replacement Aerial Inspection |  |  |  | , | FALSE
GARBERVILLE 11016014 | EPSS | EPSS | EPSS | [8 empty] | Expulsion Fuse Replacement | Surge Arrestor Replacement |  |  |  | Aerial Inspection | Aerial Inspection | Ground Inspection | Ground Inspection | Ground Inspection | Non-Pole Backlog | [17 empty] | EPSS,Surge Arrestor Replacement,Ground Inspection,Non-Pole Backlog, | EPSS Surge Arrestor Replacement Ground Inspection Non-Pole Backlog | EPSS Surge Arrestor Replacement Ground Inspection Non-Pole Backlog | EPSS,Aerial Inspection,Ground Inspection, | EPSS Aerial Inspection Ground Inspection | EPSS Aerial Inspection Ground Inspection | EPSS,Expulsion Fuse Replacement,Aerial Inspection,Ground Inspection, | EPSS Expulsion Fuse Replacement Aerial Inspection Ground Inspection | EPSS Expulsion Fuse Replacement Aerial Inspection Ground Inspection |  |  |  | , | FALSE
CAMP EVERS 210612760 | EPSS | EPSS | EPSS | [7 empty] | Expulsion Fuse Replacement | Expulsion Fuse Replacement | [5 empty] | Aerial Inspection |  | Ground Inspection | Ground Inspection | Non-Pole Backlog | Non-Pole Backlog | Non-Pole Backlog | [12 empty] | Pole Backlog |  | Pole Backlog | EPSS,Non-Pole Backlog,Pole Backlog, | EPSS Non-Pole Backlog Pole Backlog | EPSS Non-Pole Backlog Pole Backlog | EPSS,Expulsion Fuse Replacement,Ground Inspection,Non-Pole Backlog, | EPSS Expulsion Fuse Replacement Ground Inspection Non-Pole Backlog | EPSS Expulsion Fuse Replacement Ground Inspection Non-Pole Backlog | EPSS,Expulsion Fuse Replacement,Aerial Inspection,Ground Inspection,Non-Pole Backlog,Pole Backlog, | EPSS Expulsion Fuse Replacement Aerial Inspection Ground Inspection Non-Pole Backlog Pole Backlog | EPSS Expulsion Fuse Replacement Aerial Inspection Ground Inspection Non-Pole Backlog Pole Backlog |  |  |  | , | FALSE
CAMP EVERS 210584166 | EPSS | EPSS | EPSS | [7 empty] | Expulsion Fuse Replacement | Expulsion Fuse Replacement | [5 empty] | Aerial Inspection |  | Ground Inspection | Ground Inspection | Non-Pole Backlog | Non-Pole Backlog | Non-Pole Backlog | [15 empty] | EPSS,Non-Pole Backlog, | EPSS Non-Pole Backlog | EPSS Non-Pole Backlog | EPSS,Expulsion Fuse Replacement,Ground Inspection,Non-Pole Backlog, | EPSS Expulsion Fuse Replacement Ground Inspection Non-Pole Backlog | EPSS Expulsion Fuse Replacement Ground Inspection Non-Pole Backlog | EPSS,Expulsion Fuse Replacement,Aerial Inspection,Ground Inspection,Non-Pole Backlog, | EPSS Expulsion Fuse Replacement Aerial Inspection Ground Inspection Non-Pole Backlog | EPSS Expulsion Fuse Replacement Aerial Inspection Ground Inspection Non-Pole Backlog |  |  |  | , | FALSE
LOS GATOS 1106CB | EPSS | EPSS | EPSS | [8 empty] | Expulsion Fuse Replacement |  |  |  |  | Aerial Inspection | Aerial Inspection | Ground Inspection | Ground Inspection |  |  |  | Non-Pole Backlog | [15 empty] | EPSS,Ground Inspection, | EPSS Ground Inspection | EPSS Ground Inspection | EPSS,Aerial Inspection,Ground Inspection, | EPSS Aerial Inspection Ground Inspection | EPSS Aerial Inspection Ground Inspection | EPSS,Expulsion Fuse Replacement,Aerial Inspection,Non-Pole Backlog, | EPSS Expulsion Fuse Replacement Aerial Inspection Non-Pole Backlog | EPSS Expulsion Fuse Replacement Aerial Inspection Non-Pole Backlog |  |  |  | , | FALSE
SUMMIT 110148632 | EPSS | EPSS | EPSS | [6 empty] | Expulsion Fuse Replacement | Expulsion Fuse Replacement | Expulsion Fuse Replacement |  |  |  |  | Aerial Inspection | Aerial Inspection | Ground Inspection | Ground Inspection | Ground Inspection | Non-Pole Backlog | [17 empty] | EPSS,Expulsion Fuse Replacement,Ground Inspection,Non-Pole Backlog, | EPSS Expulsion Fuse Replacement Ground Inspection Non-Pole Backlog | EPSS Expulsion Fuse Replacement Ground Inspection Non-Pole Backlog | EPSS,Expulsion Fuse Replacement,Aerial Inspection,Ground Inspection, | EPSS Expulsion Fuse Replacement Aerial Inspection Ground Inspection | EPSS Expulsion Fuse Replacement Aerial Inspection Ground Inspection | EPSS,Expulsion Fuse Replacement,Aerial Inspection,Ground Inspection, | EPSS Expulsion Fuse Replacement Aerial Inspection Ground Inspection | EPSS Expulsion Fuse Replacement Aerial Inspection Ground Inspection |  |  |  | , | FALSE
MONTE RIO 1111969182 | EPSS | EPSS | EPSS | [14 empty] | Aerial Inspection |  | Ground Inspection | Ground Inspection | Non-Pole Backlog | Non-Pole Backlog |  |  |  |  | Down Conductor Detection (DCD) | [11 empty] | EPSS,Non-Pole Backlog,Down Conductor Detection (DCD), | EPSS Non-Pole Backlog Down Conductor Detection (DCD) | EPSS Non-Pole Backlog Down Conductor Detection (DCD) | EPSS,Ground Inspection,Non-Pole Backlog, | EPSS Ground Inspection Non-Pole Backlog | EPSS Ground Inspection Non-Pole Backlog | EPSS,Aerial Inspection,Ground Inspection, | EPSS Aerial Inspection Ground Inspection | EPSS Aerial Inspection Ground Inspection |  |  |  | , | FALSE
JOLON 1102CB | EPSS | EPSS | EPSS | [6 empty] | Expulsion Fuse Replacement | [7 empty] | Aerial Inspection |  | Ground Inspection | Ground Inspection | Non-Pole Backlog | Non-Pole Backlog | [16 empty] | EPSS,Expulsion Fuse Replacement,Non-Pole Backlog, | EPSS Expulsion Fuse Replacement Non-Pole Backlog | EPSS Expulsion Fuse Replacement Non-Pole Backlog | EPSS,Ground Inspection,Non-Pole Backlog, | EPSS Ground Inspection Non-Pole Backlog | EPSS Ground Inspection Non-Pole Backlog | EPSS,Aerial Inspection,Ground Inspection, | EPSS Aerial Inspection Ground Inspection | EPSS Aerial Inspection Ground Inspection |  |  |  | , | FALSE
FITCH MOUNTAIN 111324918 | EPSS | EPSS | EPSS | [13 empty] | Aerial Inspection | Aerial Inspection | Ground Inspection | Ground Inspection | Ground Inspection |  | Non-Pole Backlog | [16 empty] | EPSS,Ground Inspection, | EPSS Ground Inspection | EPSS Ground Inspection | EPSS,Aerial Inspection,Ground Inspection,Non-Pole Backlog, | EPSS Aerial Inspection Ground Inspection Non-Pole Backlog | EPSS Aerial Inspection Ground Inspection Non-Pole Backlog | EPSS,Aerial Inspection,Ground Inspection, | EPSS Aerial Inspection Ground Inspection | EPSS Aerial Inspection Ground Inspection |  |  |  | , | FALSE
KERCKHOFF 1101R353 | EPSS | EPSS | EPSS | [6 empty] | Expulsion Fuse Replacement | [6 empty] | Aerial Inspection | Aerial Inspection | Ground Inspection | Ground Inspection | Ground Inspection | Non-Pole Backlog | Non-Pole Backlog |  |  |  |  | Down Conductor Detection (DCD) | [9 empty] | Pole Backlog |  | EPSS,Expulsion Fuse Replacement,Ground Inspection,Non-Pole Backlog,Down Conductor Detection (DCD), | EPSS Expulsion Fuse Replacement Ground Inspection Non-Pole Backlog Down Conductor Detection (DCD) | EPSS Expulsion Fuse Replacement Ground Inspection Non-Pole Backlog Down Conductor Detection (DCD) | EPSS,Aerial Inspection,Ground Inspection,Non-Pole Backlog,Pole Backlog, | EPSS Aerial Inspection Ground Inspection Non-Pole Backlog Pole Backlog | EPSS Aerial Inspection Ground Inspection Non-Pole Backlog Pole Backlog | EPSS,Aerial Inspection,Ground Inspection, | EPSS Aerial Inspection Ground Inspection | EPSS Aerial Inspection Ground Inspection |  |  |  | , | FALSE
ELK CREEK 11012004 | EPSS | EPSS | EPSS | [12 empty] | Aerial Inspection | Aerial Inspection | Aerial Inspection | Ground Inspection | Ground Inspection | Ground Inspection | Non-Pole Backlog |  | Non-Pole Backlog |  |  |  | Down Conductor Detection (DCD) | [8 empty] | Pole Backlog |  | Pole Backlog | EPSS,Aerial Inspection,Ground Inspection,Non-Pole Backlog,Down Conductor Detection (DCD),Pole Backlog, | EPSS Aerial Inspection Ground Inspection Non-Pole Backlog Down Conductor Detection (DCD) Pole Backlog | EPSS Aerial Inspection Ground Inspection Non-Pole Backlog Down Conductor Detection (DCD) Pole Backlog | EPSS,Aerial Inspection,Ground Inspection, | EPSS Aerial Inspection Ground Inspection | EPSS Aerial Inspection Ground Inspection | EPSS,Aerial Inspection,Ground Inspection,Non-Pole Backlog,Pole Backlog, | EPSS Aerial Inspection Ground Inspection Non-Pole Backlog Pole Backlog | EPSS Aerial Inspection Ground Inspection Non-Pole Backlog Pole Backlog |  |  |  | , | FALSE
MIDDLETOWN 1102414 | EPSS | EPSS | EPSS | [13 empty] | Aerial Inspection | Aerial Inspection | Ground Inspection | Ground Inspection | Ground Inspection | [6 empty] | Down Conductor Detection (DCD) | [11 empty] | EPSS,Ground Inspection,Down Conductor Detection (DCD), | EPSS Ground Inspection Down Conductor Detection (DCD) | EPSS Ground Inspection Down Conductor Detection (DCD) | EPSS,Aerial Inspection,Ground Inspection, | EPSS Aerial Inspection Ground Inspection | EPSS Aerial Inspection Ground Inspection | EPSS,Aerial Inspection,Ground Inspection, | EPSS Aerial Inspection Ground Inspection | EPSS Aerial Inspection Ground Inspection |  |  |  | , | FALSE
TASSAJARA 210812712 | EPSS | EPSS | EPSS | [8 empty] | Expulsion Fuse Replacement | [5 empty] | Aerial Inspection |  | Ground Inspection | Ground Inspection | Non-Pole Backlog | [17 empty] | EPSS,Non-Pole Backlog, | EPSS Non-Pole Backlog | EPSS Non-Pole Backlog | EPSS,Ground Inspection, | EPSS Ground Inspection | EPSS Ground Inspection | EPSS,Expulsion Fuse Replacement,Aerial Inspection,Ground Inspection, | EPSS Expulsion Fuse Replacement Aerial Inspection Ground Inspection | EPSS Expulsion Fuse Replacement Aerial Inspection Ground Inspection |  |  |  | , | FALSE
BIG BASIN 11025066 | EPSS | EPSS | EPSS |  | Undergrounding | Undergrounding | Overhead Hardening |  |  |  | Expulsion Fuse Replacement | [5 empty] | Aerial Inspection | Aerial Inspection | Ground Inspection | Ground Inspection | Ground Inspection | Non-Pole Backlog | [6 empty] | Down Conductor Detection (DCD) | [10 empty] | EPSS,Overhead Hardening,Ground Inspection,Non-Pole Backlog, | EPSS Overhead Hardening Ground Inspection Non-Pole Backlog | EPSS Overhead Hardening Ground Inspection Non-Pole Backlog | EPSS,Undergrounding,Expulsion Fuse Replacement,Aerial Inspection,Ground Inspection,Down Conductor Detection (DCD), | EPSS Undergrounding Expulsion Fuse Replacement Aerial Inspection Ground Inspection Down Conductor Detection (DCD) | EPSS Undergrounding Expulsion Fuse Replacement Aerial Inspection Ground Inspection Down Conductor Detection (DCD) | EPSS,Undergrounding,Aerial Inspection,Ground Inspection, | EPSS Undergrounding Aerial Inspection Ground Inspection | EPSS Undergrounding Aerial Inspection Ground Inspection |  |  | Overhead Hardening | ,Overhead Hardening, | Overhead Hardening | Overhead Hardening
FORESTHILL 110175340 | EPSS | EPSS | EPSS | [14 empty] | Aerial Inspection |  | Ground Inspection | Ground Inspection | Non-Pole Backlog | [6 empty] | Down Conductor Detection (DCD) | [10 empty] | EPSS,Non-Pole Backlog, | EPSS Non-Pole Backlog | EPSS Non-Pole Backlog | EPSS,Ground Inspection,Down Conductor Detection (DCD), | EPSS Ground Inspection Down Conductor Detection (DCD) | EPSS Ground Inspection Down Conductor Detection (DCD) | EPSS,Aerial Inspection,Ground Inspection, | EPSS Aerial Inspection Ground Inspection | EPSS Aerial Inspection Ground Inspection |  |  |  | , | FALSE
PLACERVILLE 1112566624 | EPSS | EPSS | EPSS | [6 empty] | Expulsion Fuse Replacement | [6 empty] | Aerial Inspection | Aerial Inspection | Ground Inspection | Ground Inspection | [18 empty] | Pole Backlog | EPSS,Expulsion Fuse Replacement,Ground Inspection, | EPSS Expulsion Fuse Replacement Ground Inspection | EPSS Expulsion Fuse Replacement Ground Inspection | EPSS,Aerial Inspection,Ground Inspection, | EPSS Aerial Inspection Ground Inspection | EPSS Aerial Inspection Ground Inspection | EPSS,Aerial Inspection,Pole Backlog, | EPSS Aerial Inspection Pole Backlog | EPSS Aerial Inspection Pole Backlog |  |  |  | , | FALSE
CAMP EVERS 210355638 | EPSS | EPSS | EPSS | [8 empty] | Expulsion Fuse Replacement | [5 empty] | Aerial Inspection |  | Ground Inspection | Ground Inspection | Non-Pole Backlog |  | Non-Pole Backlog | [15 empty] | EPSS,Non-Pole Backlog, | EPSS Non-Pole Backlog | EPSS Non-Pole Backlog | EPSS,Ground Inspection, | EPSS Ground Inspection | EPSS Ground Inspection | EPSS,Expulsion Fuse Replacement,Aerial Inspection,Ground Inspection,Non-Pole Backlog, | EPSS Expulsion Fuse Replacement Aerial Inspection Ground Inspection Non-Pole Backlog | EPSS Expulsion Fuse Replacement Aerial Inspection Ground Inspection Non-Pole Backlog |  |  |  | , | FALSE
PACIFICA 1103885952 | EPSS | EPSS | EPSS | [17 empty] | Ground Inspection | Non-Pole Backlog | [6 empty] | Down Conductor Detection (DCD) | [10 empty] | EPSS,Non-Pole Backlog, | EPSS Non-Pole Backlog | EPSS Non-Pole Backlog | EPSS,Down Conductor Detection (DCD), | EPSS Down Conductor Detection (DCD) | EPSS Down Conductor Detection (DCD) | EPSS,Ground Inspection, | EPSS Ground Inspection | EPSS Ground Inspection |  |  |  | , | FALSE
CAMP EVERS 210311046 | EPSS | EPSS | EPSS |  |  | Undergrounding |  |  |  |  | Expulsion Fuse Replacement | Expulsion Fuse Replacement | [5 empty] | Aerial Inspection |  | Ground Inspection | Ground Inspection | Non-Pole Backlog | Non-Pole Backlog | Non-Pole Backlog | [11 empty] | Line Removal | Pole Backlog |  |  | EPSS,Non-Pole Backlog,Pole Backlog, | EPSS Non-Pole Backlog Pole Backlog | EPSS Non-Pole Backlog Pole Backlog | EPSS,Expulsion Fuse Replacement,Ground Inspection,Non-Pole Backlog, | EPSS Expulsion Fuse Replacement Ground Inspection Non-Pole Backlog | EPSS Expulsion Fuse Replacement Ground Inspection Non-Pole Backlog | EPSS,Undergrounding,Expulsion Fuse Replacement,Aerial Inspection,Ground Inspection,Non-Pole Backlog,Line Removal, | EPSS Undergrounding Expulsion Fuse Replacement Aerial Inspection Ground Inspection Non-Pole Backlog Line Removal | EPSS Undergrounding Expulsion Fuse Replacement Aerial Inspection Ground Inspection Non-Pole Backlog Line Removal |  |  |  | , | FALSE
BRUNSWICK 1103164092 | EPSS | EPSS | EPSS | [13 empty] | Aerial Inspection | Aerial Inspection | Ground Inspection | Ground Inspection | Ground Inspection |  |  | Non-Pole Backlog | [15 empty] | EPSS,Ground Inspection, | EPSS Ground Inspection | EPSS Ground Inspection | EPSS,Aerial Inspection,Ground Inspection, | EPSS Aerial Inspection Ground Inspection | EPSS Aerial Inspection Ground Inspection | EPSS,Aerial Inspection,Ground Inspection,Non-Pole Backlog, | EPSS Aerial Inspection Ground Inspection Non-Pole Backlog | EPSS Aerial Inspection Ground Inspection Non-Pole Backlog |  |  |  | , | FALSE
SPAULDING 1101578852 | EPSS | EPSS | EPSS | [6 empty] | Expulsion Fuse Replacement | Expulsion Fuse Replacement |  | Surge Arrestor Replacement |  |  |  | Aerial Inspection | Aerial Inspection | Ground Inspection | Ground Inspection | Ground Inspection | Non-Pole Backlog | Non-Pole Backlog | [5 empty] | Down Conductor Detection (DCD) | [10 empty] | EPSS,Expulsion Fuse Replacement,Surge Arrestor Replacement,Ground Inspection,Non-Pole Backlog, | EPSS Expulsion Fuse Replacement Surge Arrestor Replacement Ground Inspection Non-Pole Backlog | EPSS Expulsion Fuse Replacement Surge Arrestor Replacement Ground Inspection Non-Pole Backlog | EPSS,Expulsion Fuse Replacement,Aerial Inspection,Ground Inspection,Non-Pole Backlog,Down Conductor Detection (DCD), | EPSS Expulsion Fuse Replacement Aerial Inspection Ground Inspection Non-Pole Backlog Down Conductor Detection (DCD) | EPSS Expulsion Fuse Replacement Aerial Inspection Ground Inspection Non-Pole Backlog Down Conductor Detection (DCD) | EPSS,Aerial Inspection,Ground Inspection, | EPSS Aerial Inspection Ground Inspection | EPSS Aerial Inspection Ground Inspection |  |  |  | , | FALSE
WOODACRE 11021280 | EPSS | EPSS | EPSS | [6 empty] | Expulsion Fuse Replacement | Expulsion Fuse Replacement | [5 empty] | Aerial Inspection | Aerial Inspection | Ground Inspection | Ground Inspection | Ground Inspection | Non-Pole Backlog | Non-Pole Backlog | Non-Pole Backlog |  |  |  |  | Down Conductor Detection (DCD) | [10 empty] | EPSS,Expulsion Fuse Replacement,Ground Inspection,Non-Pole Backlog, | EPSS Expulsion Fuse Replacement Ground Inspection Non-Pole Backlog | EPSS Expulsion Fuse Replacement Ground Inspection Non-Pole Backlog | EPSS,Expulsion Fuse Replacement,Aerial Inspection,Ground Inspection,Non-Pole Backlog,Down Conductor Detection (DCD), | EPSS Expulsion Fuse Replacement Aerial Inspection Ground Inspection Non-Pole Backlog Down Conductor Detection (DCD) | EPSS Expulsion Fuse Replacement Aerial Inspection Ground Inspection Non-Pole Backlog Down Conductor Detection (DCD) | EPSS,Aerial Inspection,Ground Inspection,Non-Pole Backlog, | EPSS Aerial Inspection Ground Inspection Non-Pole Backlog | EPSS Aerial Inspection Ground Inspection Non-Pole Backlog |  |  |  | , | FALSE
KING CITY 1106958502 | EPSS | EPSS | EPSS | [8 empty] | Expulsion Fuse Replacement |  |  |  |  | Aerial Inspection | Aerial Inspection | Ground Inspection | Ground Inspection | Ground Inspection | Non-Pole Backlog |  | Non-Pole Backlog |  |  |  |  | Down Conductor Detection (DCD) | [10 empty] | EPSS,Ground Inspection,Non-Pole Backlog, | EPSS Ground Inspection Non-Pole Backlog | EPSS Ground Inspection Non-Pole Backlog | EPSS,Aerial Inspection,Ground Inspection,Down Conductor Detection (DCD), | EPSS Aerial Inspection Ground Inspection Down Conductor Detection (DCD) | EPSS Aerial Inspection Ground Inspection Down Conductor Detection (DCD) | EPSS,Expulsion Fuse Replacement,Aerial Inspection,Ground Inspection,Non-Pole Backlog, | EPSS Expulsion Fuse Replacement Aerial Inspection Ground Inspection Non-Pole Backlog | EPSS Expulsion Fuse Replacement Aerial Inspection Ground Inspection Non-Pole Backlog |  |  |  | , | FALSE
GARBERVILLE 11011770 | EPSS | EPSS | EPSS | [13 empty] | Aerial Inspection |  | Ground Inspection |  |  |  | Non-Pole Backlog | [6 empty] | Down Conductor Detection (DCD) | [9 empty] | EPSS,Ground Inspection, | EPSS Ground Inspection | EPSS Ground Inspection | EPSS,Aerial Inspection,Non-Pole Backlog, | EPSS Aerial Inspection Non-Pole Backlog | EPSS Aerial Inspection Non-Pole Backlog | EPSS,Down Conductor Detection (DCD), | EPSS Down Conductor Detection (DCD) | EPSS Down Conductor Detection (DCD) |  |  |  | , | FALSE
FORT SEWARD 1121CB | EPSS | EPSS | EPSS | [6 empty] | Expulsion Fuse Replacement | Expulsion Fuse Replacement | Expulsion Fuse Replacement | Surge Arrestor Replacement |  |  |  | Aerial Inspection | Aerial Inspection | Ground Inspection | Ground Inspection |  | Non-Pole Backlog | Non-Pole Backlog | Non-Pole Backlog | [12 empty] | Pole Backlog |  |  | EPSS,Expulsion Fuse Replacement,Surge Arrestor Replacement,Ground Inspection,Non-Pole Backlog,Pole Backlog, | EPSS Expulsion Fuse Replacement Surge Arrestor Replacement Ground Inspection Non-Pole Backlog Pole Backlog | EPSS Expulsion Fuse Replacement Surge Arrestor Replacement Ground Inspection Non-Pole Backlog Pole Backlog | EPSS,Expulsion Fuse Replacement,Aerial Inspection,Ground Inspection,Non-Pole Backlog, | EPSS Expulsion Fuse Replacement Aerial Inspection Ground Inspection Non-Pole Backlog | EPSS Expulsion Fuse Replacement Aerial Inspection Ground Inspection Non-Pole Backlog | EPSS,Expulsion Fuse Replacement,Aerial Inspection,Non-Pole Backlog, | EPSS Expulsion Fuse Replacement Aerial Inspection Non-Pole Backlog | EPSS Expulsion Fuse Replacement Aerial Inspection Non-Pole Backlog |  | Line Removal |  | ,Line Removal, | Line Removal | Line Removal
OAKLAND K 1102CB | EPSS | EPSS | EPSS | [14 empty] | Aerial Inspection |  | Ground Inspection | Ground Inspection |  | Non-Pole Backlog | [16 empty] | EPSS, | EPSS | EPSS | EPSS,Ground Inspection,Non-Pole Backlog, | EPSS Ground Inspection Non-Pole Backlog | EPSS Ground Inspection Non-Pole Backlog | EPSS,Aerial Inspection,Ground Inspection, | EPSS Aerial Inspection Ground Inspection | EPSS Aerial Inspection Ground Inspection |  |  |  | , | FALSE
ALTO 1124870444 | EPSS | EPSS | EPSS | [8 empty] | Expulsion Fuse Replacement | [8 empty] | Ground Inspection | Non-Pole Backlog |  | Non-Pole Backlog |  |  |  |  | Down Conductor Detection (DCD) | [7 empty] | Pole Backlog |  | Pole Backlog | EPSS,Non-Pole Backlog,Pole Backlog, | EPSS Non-Pole Backlog Pole Backlog | EPSS Non-Pole Backlog Pole Backlog | EPSS,Down Conductor Detection (DCD), | EPSS Down Conductor Detection (DCD) | EPSS Down Conductor Detection (DCD) | EPSS,Expulsion Fuse Replacement,Ground Inspection,Non-Pole Backlog,Pole Backlog, | EPSS Expulsion Fuse Replacement Ground Inspection Non-Pole Backlog Pole Backlog | EPSS Expulsion Fuse Replacement Ground Inspection Non-Pole Backlog Pole Backlog |  |  |  | , | FALSE
HIGHLANDS 11034630 | EPSS | EPSS | EPSS | [6 empty] | Expulsion Fuse Replacement | [6 empty] | Aerial Inspection | Aerial Inspection | Ground Inspection | Ground Inspection |  | Non-Pole Backlog | [6 empty] | Down Conductor Detection (DCD) | [10 empty] | EPSS,Expulsion Fuse Replacement,Ground Inspection,Non-Pole Backlog, | EPSS Expulsion Fuse Replacement Ground Inspection Non-Pole Backlog | EPSS Expulsion Fuse Replacement Ground Inspection Non-Pole Backlog | EPSS,Aerial Inspection,Ground Inspection,Down Conductor Detection (DCD), | EPSS Aerial Inspection Ground Inspection Down Conductor Detection (DCD) | EPSS Aerial Inspection Ground Inspection Down Conductor Detection (DCD) | EPSS,Aerial Inspection, | EPSS Aerial Inspection | EPSS Aerial Inspection |  |  |  | , | FALSE
ALHAMBRA 11058302 | EPSS | EPSS | EPSS | [6 empty] | Expulsion Fuse Replacement | Expulsion Fuse Replacement | [5 empty] | Aerial Inspection |  | Ground Inspection |  |  | Non-Pole Backlog | [6 empty] | Down Conductor Detection (DCD) | [10 empty] | EPSS,Expulsion Fuse Replacement,Ground Inspection,Non-Pole Backlog, | EPSS Expulsion Fuse Replacement Ground Inspection Non-Pole Backlog | EPSS Expulsion Fuse Replacement Ground Inspection Non-Pole Backlog | EPSS,Expulsion Fuse Replacement,Aerial Inspection,Down Conductor Detection (DCD), | EPSS Expulsion Fuse Replacement Aerial Inspection Down Conductor Detection (DCD) | EPSS Expulsion Fuse Replacement Aerial Inspection Down Conductor Detection (DCD) | EPSS, | EPSS | EPSS |  |  |  | , | FALSE
MORAGA 110183424 | EPSS | EPSS | EPSS | [14 empty] | Aerial Inspection |  | Ground Inspection | Ground Inspection | [7 empty] | Down Conductor Detection (DCD) |  | Line Sensors | [8 empty] | EPSS,Line Sensors, | EPSS Line Sensors | EPSS Line Sensors | EPSS,Ground Inspection,Down Conductor Detection (DCD), | EPSS Ground Inspection Down Conductor Detection (DCD) | EPSS Ground Inspection Down Conductor Detection (DCD) | EPSS,Aerial Inspection,Ground Inspection, | EPSS Aerial Inspection Ground Inspection | EPSS Aerial Inspection Ground Inspection |  |  |  | , | FALSE
SONOMA 110478372 | EPSS | EPSS | EPSS | [6 empty] | Expulsion Fuse Replacement | Expulsion Fuse Replacement | [5 empty] | Aerial Inspection | Aerial Inspection | Ground Inspection | Ground Inspection |  | Non-Pole Backlog |  | Non-Pole Backlog |  |  |  | Down Conductor Detection (DCD) | [11 empty] | EPSS,Expulsion Fuse Replacement,Ground Inspection,Non-Pole Backlog,Down Conductor Detection (DCD), | EPSS Expulsion Fuse Replacement Ground Inspection Non-Pole Backlog Down Conductor Detection (DCD) | EPSS Expulsion Fuse Replacement Ground Inspection Non-Pole Backlog Down Conductor Detection (DCD) | EPSS,Expulsion Fuse Replacement,Aerial Inspection,Ground Inspection, | EPSS Expulsion Fuse Replacement Aerial Inspection Ground Inspection | EPSS Expulsion Fuse Replacement Aerial Inspection Ground Inspection | EPSS,Aerial Inspection,Non-Pole Backlog, | EPSS Aerial Inspection Non-Pole Backlog | EPSS Aerial Inspection Non-Pole Backlog |  |  |  | , | FALSE
MONTE RIO 1112120 | EPSS | EPSS | EPSS | [7 empty] | Expulsion Fuse Replacement | [6 empty] | Aerial Inspection |  | Ground Inspection | Ground Inspection | Non-Pole Backlog | [5 empty] | Down Conductor Detection (DCD) | [11 empty] | EPSS,Non-Pole Backlog,Down Conductor Detection (DCD), | EPSS Non-Pole Backlog Down Conductor Detection (DCD) | EPSS Non-Pole Backlog Down Conductor Detection (DCD) | EPSS,Expulsion Fuse Replacement,Ground Inspection, | EPSS Expulsion Fuse Replacement Ground Inspection | EPSS Expulsion Fuse Replacement Ground Inspection | EPSS,Aerial Inspection,Ground Inspection, | EPSS Aerial Inspection Ground Inspection | EPSS Aerial Inspection Ground Inspection |  |  |  | , | FALSE
FROGTOWN 17028482 | EPSS | EPSS | EPSS | [13 empty] | Aerial Inspection | Aerial Inspection | Ground Inspection | Ground Inspection |  | Non-Pole Backlog | [14 empty] | Pole Backlog |  |  | EPSS,Ground Inspection,Non-Pole Backlog,Pole Backlog, | EPSS Ground Inspection Non-Pole Backlog Pole Backlog | EPSS Ground Inspection Non-Pole Backlog Pole Backlog | EPSS,Aerial Inspection,Ground Inspection, | EPSS Aerial Inspection Ground Inspection | EPSS Aerial Inspection Ground Inspection | EPSS,Aerial Inspection, | EPSS Aerial Inspection | EPSS Aerial Inspection |  |  |  | , | FALSE
SANTA ROSA A 1104716 | EPSS | EPSS | EPSS | [7 empty] | Expulsion Fuse Replacement | [6 empty] | Aerial Inspection |  | Ground Inspection | Ground Inspection | Non-Pole Backlog | Non-Pole Backlog |  |  |  |  | Down Conductor Detection (DCD) |  |  | Line Sensors | [8 empty] | EPSS,Non-Pole Backlog,Down Conductor Detection (DCD),Line Sensors, | EPSS Non-Pole Backlog Down Conductor Detection (DCD) Line Sensors | EPSS Non-Pole Backlog Down Conductor Detection (DCD) Line Sensors | EPSS,Expulsion Fuse Replacement,Ground Inspection,Non-Pole Backlog, | EPSS Expulsion Fuse Replacement Ground Inspection Non-Pole Backlog | EPSS Expulsion Fuse Replacement Ground Inspection Non-Pole Backlog | EPSS,Aerial Inspection,Ground Inspection, | EPSS Aerial Inspection Ground Inspection | EPSS Aerial Inspection Ground Inspection |  |  |  | , | FALSE
SUMMIT 110186658 | EPSS | EPSS | EPSS | [13 empty] | Aerial Inspection | Aerial Inspection | Ground Inspection | Ground Inspection | [19 empty] | EPSS,Ground Inspection, | EPSS Ground Inspection | EPSS Ground Inspection | EPSS,Aerial Inspection,Ground Inspection, | EPSS Aerial Inspection Ground Inspection | EPSS Aerial Inspection Ground Inspection | EPSS,Aerial Inspection, | EPSS Aerial Inspection | EPSS Aerial Inspection |  |  |  | , | FALSE
NAPA 11121302 | EPSS | EPSS | EPSS | [6 empty] | Expulsion Fuse Replacement | [6 empty] | Aerial Inspection | Aerial Inspection | Ground Inspection | Ground Inspection | Ground Inspection | Non-Pole Backlog | Non-Pole Backlog | [5 empty] | Down Conductor Detection (DCD) | [7 empty] | Pole Backlog |  |  | EPSS,Expulsion Fuse Replacement,Ground Inspection,Non-Pole Backlog,Pole Backlog, | EPSS Expulsion Fuse Replacement Ground Inspection Non-Pole Backlog Pole Backlog | EPSS Expulsion Fuse Replacement Ground Inspection Non-Pole Backlog Pole Backlog | EPSS,Aerial Inspection,Ground Inspection,Non-Pole Backlog,Down Conductor Detection (DCD), | EPSS Aerial Inspection Ground Inspection Non-Pole Backlog Down Conductor Detection (DCD) | EPSS Aerial Inspection Ground Inspection Non-Pole Backlog Down Conductor Detection (DCD) | EPSS,Aerial Inspection,Ground Inspection, | EPSS Aerial Inspection Ground Inspection | EPSS Aerial Inspection Ground Inspection |  |  |  | , | FALSE
SAN RAMON 2103MR279 | EPSS | EPSS | EPSS | [17 empty] | Ground Inspection | [18 empty] | EPSS, | EPSS | EPSS | EPSS, | EPSS | EPSS | EPSS,Ground Inspection, | EPSS Ground Inspection | EPSS Ground Inspection |  |  |  | , | FALSE
OTTER 11022002 | EPSS | EPSS | EPSS | [6 empty] | Expulsion Fuse Replacement | [7 empty] | Aerial Inspection |  | Ground Inspection | Ground Inspection | Non-Pole Backlog | Non-Pole Backlog | [5 empty] | Down Conductor Detection (DCD) | [10 empty] | EPSS,Expulsion Fuse Replacement,Non-Pole Backlog, | EPSS Expulsion Fuse Replacement Non-Pole Backlog | EPSS Expulsion Fuse Replacement Non-Pole Backlog | EPSS,Ground Inspection,Non-Pole Backlog,Down Conductor Detection (DCD), | EPSS Ground Inspection Non-Pole Backlog Down Conductor Detection (DCD) | EPSS Ground Inspection Non-Pole Backlog Down Conductor Detection (DCD) | EPSS,Aerial Inspection,Ground Inspection, | EPSS Aerial Inspection Ground Inspection | EPSS Aerial Inspection Ground Inspection |  |  |  | , | FALSE
CAMP EVERS 210312990 | EPSS | EPSS | EPSS | [8 empty] | Expulsion Fuse Replacement |  |  |  |  | Aerial Inspection | Aerial Inspection | Ground Inspection | Ground Inspection | Ground Inspection | Non-Pole Backlog |  | Non-Pole Backlog | [15 empty] | EPSS,Ground Inspection,Non-Pole Backlog, | EPSS Ground Inspection Non-Pole Backlog | EPSS Ground Inspection Non-Pole Backlog | EPSS,Aerial Inspection,Ground Inspection, | EPSS Aerial Inspection Ground Inspection | EPSS Aerial Inspection Ground Inspection | EPSS,Expulsion Fuse Replacement,Aerial Inspection,Ground Inspection,Non-Pole Backlog, | EPSS Expulsion Fuse Replacement Aerial Inspection Ground Inspection Non-Pole Backlog | EPSS Expulsion Fuse Replacement Aerial Inspection Ground Inspection Non-Pole Backlog |  |  |  | , | FALSE
PEORIA 17013186 | EPSS | EPSS | EPSS | [13 empty] | Aerial Inspection | Aerial Inspection | Ground Inspection | Ground Inspection | Ground Inspection | Non-Pole Backlog | [5 empty] | Down Conductor Detection (DCD) |  |  | Line Sensors | [5 empty] | Pole Backlog |  |  | EPSS,Ground Inspection,Non-Pole Backlog,Down Conductor Detection (DCD),Line Sensors,Pole Backlog, | EPSS Ground Inspection Non-Pole Backlog Down Conductor Detection (DCD) Line Sensors Pole Backlog | EPSS Ground Inspection Non-Pole Backlog Down Conductor Detection (DCD) Line Sensors Pole Backlog | EPSS,Aerial Inspection,Ground Inspection, | EPSS Aerial Inspection Ground Inspection | EPSS Aerial Inspection Ground Inspection | EPSS,Aerial Inspection,Ground Inspection, | EPSS Aerial Inspection Ground Inspection | EPSS Aerial Inspection Ground Inspection |  |  |  | , | FALSE
PUEBLO 1104968601 | EPSS | EPSS | EPSS | [13 empty] | Aerial Inspection |  | Ground Inspection | [20 empty] | EPSS,Ground Inspection, | EPSS Ground Inspection | EPSS Ground Inspection | EPSS,Aerial Inspection, | EPSS Aerial Inspection | EPSS Aerial Inspection | EPSS, | EPSS | EPSS |  |  |  | , | FALSE
PEORIA 1705CB | EPSS | EPSS | EPSS | [13 empty] | Aerial Inspection | Aerial Inspection | Ground Inspection | Ground Inspection | Ground Inspection | [18 empty] | EPSS,Ground Inspection, | EPSS Ground Inspection | EPSS Ground Inspection | EPSS,Aerial Inspection,Ground Inspection, | EPSS Aerial Inspection Ground Inspection | EPSS Aerial Inspection Ground Inspection | EPSS,Aerial Inspection,Ground Inspection, | EPSS Aerial Inspection Ground Inspection | EPSS Aerial Inspection Ground Inspection |  |  |  | , | FALSE
CAMP EVERS 210611044 | EPSS | EPSS | EPSS | [8 empty] | Expulsion Fuse Replacement | [5 empty] | Aerial Inspection |  | Ground Inspection | Ground Inspection | Non-Pole Backlog | Non-Pole Backlog | [13 empty] | Pole Backlog |  |  | EPSS,Non-Pole Backlog,Pole Backlog, | EPSS Non-Pole Backlog Pole Backlog | EPSS Non-Pole Backlog Pole Backlog | EPSS,Ground Inspection,Non-Pole Backlog, | EPSS Ground Inspection Non-Pole Backlog | EPSS Ground Inspection Non-Pole Backlog | EPSS,Expulsion Fuse Replacement,Aerial Inspection,Ground Inspection, | EPSS Expulsion Fuse Replacement Aerial Inspection Ground Inspection | EPSS Expulsion Fuse Replacement Aerial Inspection Ground Inspection |  |  |  | , | FALSE
HALF MOON BAY 11012500 | EPSS | EPSS | EPSS | [7 empty] | Expulsion Fuse Replacement | [5 empty] | Aerial Inspection | Aerial Inspection | Ground Inspection | Ground Inspection | Ground Inspection | Non-Pole Backlog | [6 empty] | Down Conductor Detection (DCD) | [10 empty] | EPSS,Ground Inspection,Non-Pole Backlog, | EPSS Ground Inspection Non-Pole Backlog | EPSS Ground Inspection Non-Pole Backlog | EPSS,Expulsion Fuse Replacement,Aerial Inspection,Ground Inspection,Down Conductor Detection (DCD), | EPSS Expulsion Fuse Replacement Aerial Inspection Ground Inspection Down Conductor Detection (DCD) | EPSS Expulsion Fuse Replacement Aerial Inspection Ground Inspection Down Conductor Detection (DCD) | EPSS,Aerial Inspection,Ground Inspection, | EPSS Aerial Inspection Ground Inspection | EPSS Aerial Inspection Ground Inspection |  |  |  | , | FALSE
MONTE RIO 11131067 | EPSS | EPSS | EPSS | [17 empty] | Ground Inspection | [7 empty] | Down Conductor Detection (DCD) | [10 empty] | EPSS, | EPSS | EPSS | EPSS,Down Conductor Detection (DCD), | EPSS Down Conductor Detection (DCD) | EPSS Down Conductor Detection (DCD) | EPSS,Ground Inspection, | EPSS Ground Inspection | EPSS Ground Inspection |  |  |  | , | FALSE
SONOMA 1106746130 | EPSS | EPSS | EPSS | [17 empty] | Ground Inspection | [7 empty] | Down Conductor Detection (DCD) | [10 empty] | EPSS, | EPSS | EPSS | EPSS,Down Conductor Detection (DCD), | EPSS Down Conductor Detection (DCD) | EPSS Down Conductor Detection (DCD) | EPSS,Ground Inspection, | EPSS Ground Inspection | EPSS Ground Inspection |  |  |  | , | FALSE
ROSSMOOR 1106CB | EPSS | EPSS | EPSS | [8 empty] | Expulsion Fuse Replacement | [5 empty] | Aerial Inspection |  | Ground Inspection | Ground Inspection | Non-Pole Backlog | [17 empty] | EPSS,Non-Pole Backlog, | EPSS Non-Pole Backlog | EPSS Non-Pole Backlog | EPSS,Ground Inspection, | EPSS Ground Inspection | EPSS Ground Inspection | EPSS,Expulsion Fuse Replacement,Aerial Inspection,Ground Inspection, | EPSS Expulsion Fuse Replacement Aerial Inspection Ground Inspection | EPSS Expulsion Fuse Replacement Aerial Inspection Ground Inspection | Undergrounding |  |  | Undergrounding, | Undergrounding | Undergrounding
MONTE RIO 1113180 | EPSS | EPSS | EPSS | [7 empty] | Expulsion Fuse Replacement | [6 empty] | Aerial Inspection |  | Ground Inspection | Ground Inspection | Non-Pole Backlog | [5 empty] | Down Conductor Detection (DCD) | [11 empty] | EPSS,Non-Pole Backlog,Down Conductor Detection (DCD), | EPSS Non-Pole Backlog Down Conductor Detection (DCD) | EPSS Non-Pole Backlog Down Conductor Detection (DCD) | EPSS,Expulsion Fuse Replacement,Ground Inspection, | EPSS Expulsion Fuse Replacement Ground Inspection | EPSS Expulsion Fuse Replacement Ground Inspection | EPSS,Aerial Inspection,Ground Inspection, | EPSS Aerial Inspection Ground Inspection | EPSS Aerial Inspection Ground Inspection |  |  |  | , | FALSE
GREENBRAE 1103718674 | EPSS | EPSS | EPSS | [14 empty] | Aerial Inspection |  | Ground Inspection | Ground Inspection | Non-Pole Backlog | Non-Pole Backlog | [16 empty] | EPSS,Non-Pole Backlog, | EPSS Non-Pole Backlog | EPSS Non-Pole Backlog | EPSS,Ground Inspection,Non-Pole Backlog, | EPSS Ground Inspection Non-Pole Backlog | EPSS Ground Inspection Non-Pole Backlog | EPSS,Aerial Inspection,Ground Inspection, | EPSS Aerial Inspection Ground Inspection | EPSS Aerial Inspection Ground Inspection |  |  |  | , | FALSE
ELK CREEK 110193504 | EPSS | EPSS | EPSS | Undergrounding |  |  |  |  | Overhead Hardening | [7 empty] | Aerial Inspection | Aerial Inspection | Ground Inspection | Ground Inspection |  |  | Non-Pole Backlog | [16 empty] | EPSS,Undergrounding,Ground Inspection, | EPSS Undergrounding Ground Inspection | EPSS Undergrounding Ground Inspection | EPSS,Aerial Inspection,Ground Inspection,Non-Pole Backlog, | EPSS Aerial Inspection Ground Inspection Non-Pole Backlog | EPSS Aerial Inspection Ground Inspection Non-Pole Backlog | EPSS,Overhead Hardening,Aerial Inspection, | EPSS Overhead Hardening Aerial Inspection | EPSS Overhead Hardening Aerial Inspection |  |  |  | , | FALSE
MONTE RIO 1113524 | EPSS | EPSS | EPSS | [7 empty] | Expulsion Fuse Replacement | Expulsion Fuse Replacement | [8 empty] | Ground Inspection | Non-Pole Backlog |  | Non-Pole Backlog |  |  |  | Down Conductor Detection (DCD) | [11 empty] | EPSS,Non-Pole Backlog,Down Conductor Detection (DCD), | EPSS Non-Pole Backlog Down Conductor Detection (DCD) | EPSS Non-Pole Backlog Down Conductor Detection (DCD) | EPSS,Expulsion Fuse Replacement, | EPSS Expulsion Fuse Replacement | EPSS Expulsion Fuse Replacement | EPSS,Expulsion Fuse Replacement,Ground Inspection,Non-Pole Backlog, | EPSS Expulsion Fuse Replacement Ground Inspection Non-Pole Backlog | EPSS Expulsion Fuse Replacement Ground Inspection Non-Pole Backlog |  |  |  | , | FALSE
GANSNER 110137550 | EPSS | EPSS | EPSS | [13 empty] | Aerial Inspection |  |  |  | Ground Inspection | [9 empty] | Line Sensors | [8 empty] | EPSS,Line Sensors, | EPSS Line Sensors | EPSS Line Sensors | EPSS,Aerial Inspection, | EPSS Aerial Inspection | EPSS Aerial Inspection | EPSS,Ground Inspection, | EPSS Ground Inspection | EPSS Ground Inspection |  |  |  | , | FALSE
DUNBAR 1103831696 | EPSS | EPSS | EPSS | [7 empty] | Expulsion Fuse Replacement | [5 empty] | Aerial Inspection | Aerial Inspection | Ground Inspection | Ground Inspection | Ground Inspection | Non-Pole Backlog | [8 empty] | Line Sensors | [5 empty] | Pole Backlog |  |  | EPSS,Ground Inspection,Non-Pole Backlog,Line Sensors,Pole Backlog, | EPSS Ground Inspection Non-Pole Backlog Line Sensors Pole Backlog | EPSS Ground Inspection Non-Pole Backlog Line Sensors Pole Backlog | EPSS,Expulsion Fuse Replacement,Aerial Inspection,Ground Inspection, | EPSS Expulsion Fuse Replacement Aerial Inspection Ground Inspection | EPSS Expulsion Fuse Replacement Aerial Inspection Ground Inspection | EPSS,Aerial Inspection,Ground Inspection, | EPSS Aerial Inspection Ground Inspection | EPSS Aerial Inspection Ground Inspection |  |  |  | , | FALSE
MONTE RIO 1112212 | EPSS | EPSS | EPSS | [14 empty] | Aerial Inspection |  | Ground Inspection | Ground Inspection | Non-Pole Backlog | [6 empty] | Down Conductor Detection (DCD) | [10 empty] | EPSS,Non-Pole Backlog, | EPSS Non-Pole Backlog | EPSS Non-Pole Backlog | EPSS,Ground Inspection,Down Conductor Detection (DCD), | EPSS Ground Inspection Down Conductor Detection (DCD) | EPSS Ground Inspection Down Conductor Detection (DCD) | EPSS,Aerial Inspection,Ground Inspection, | EPSS Aerial Inspection Ground Inspection | EPSS Aerial Inspection Ground Inspection |  |  |  | , | FALSE
PEORIA 170492888 | EPSS | EPSS | EPSS | [17 empty] | Ground Inspection | [6 empty] | Down Conductor Detection (DCD) | [11 empty] | EPSS,Down Conductor Detection (DCD), | EPSS Down Conductor Detection (DCD) | EPSS Down Conductor Detection (DCD) | EPSS, | EPSS | EPSS | EPSS,Ground Inspection, | EPSS Ground Inspection | EPSS Ground Inspection |  |  |  | , | FALSE
SAN RAFAEL 11081250 | EPSS | EPSS | EPSS | [27 empty] | Line Sensors | [8 empty] | EPSS,Line Sensors, | EPSS Line Sensors | EPSS Line Sensors | EPSS, | EPSS | EPSS | EPSS, | EPSS | EPSS |  |  |  | , | FALSE
MERCED FALLS 110238748 | EPSS | EPSS | EPSS | [13 empty] | Aerial Inspection |  | Ground Inspection |  | Ground Inspection | [18 empty] | EPSS,Ground Inspection, | EPSS Ground Inspection | EPSS Ground Inspection | EPSS,Aerial Inspection, | EPSS Aerial Inspection | EPSS Aerial Inspection | EPSS,Ground Inspection, | EPSS Ground Inspection | EPSS Ground Inspection |  |  |  | , | FALSE
CAMP EVERS 210511004 | EPSS | EPSS | EPSS | [8 empty] | Expulsion Fuse Replacement | [5 empty] | Aerial Inspection |  | Ground Inspection | Ground Inspection | Non-Pole Backlog | Non-Pole Backlog | Non-Pole Backlog | [12 empty] | Pole Backlog |  | Pole Backlog | EPSS,Non-Pole Backlog,Pole Backlog, | EPSS Non-Pole Backlog Pole Backlog | EPSS Non-Pole Backlog Pole Backlog | EPSS,Ground Inspection,Non-Pole Backlog, | EPSS Ground Inspection Non-Pole Backlog | EPSS Ground Inspection Non-Pole Backlog | EPSS,Expulsion Fuse Replacement,Aerial Inspection,Ground Inspection,Non-Pole Backlog,Pole Backlog, | EPSS Expulsion Fuse Replacement Aerial Inspection Ground Inspection Non-Pole Backlog Pole Backlog | EPSS Expulsion Fuse Replacement Aerial Inspection Ground Inspection Non-Pole Backlog Pole Backlog |  |  |  | , | FALSE
CLOVERDALE 1101474708 | EPSS | EPSS | EPSS | [13 empty] | Aerial Inspection |  | Ground Inspection | [8 empty] | Down Conductor Detection (DCD) | [11 empty] | EPSS,Ground Inspection,Down Conductor Detection (DCD), | EPSS Ground Inspection Down Conductor Detection (DCD) | EPSS Ground Inspection Down Conductor Detection (DCD) | EPSS,Aerial Inspection, | EPSS Aerial Inspection | EPSS Aerial Inspection | EPSS, | EPSS | EPSS |  |  |  | , | FALSE
MC KEE 1111711900 | EPSS | EPSS | EPSS | [13 empty] | Aerial Inspection |  | Ground Inspection | Ground Inspection | [8 empty] | Down Conductor Detection (DCD) | [10 empty] | EPSS,Ground Inspection, | EPSS Ground Inspection | EPSS Ground Inspection | EPSS,Aerial Inspection,Ground Inspection,Down Conductor Detection (DCD), | EPSS Aerial Inspection Ground Inspection Down Conductor Detection (DCD) | EPSS Aerial Inspection Ground Inspection Down Conductor Detection (DCD) | EPSS, | EPSS | EPSS |  |  |  | , | FALSE
BIG BASIN 1102243760 | EPSS | EPSS | EPSS | [7 empty] | Expulsion Fuse Replacement | [6 empty] | Aerial Inspection |  | Ground Inspection | Ground Inspection | Non-Pole Backlog | Non-Pole Backlog | [16 empty] | EPSS,Non-Pole Backlog, | EPSS Non-Pole Backlog | EPSS Non-Pole Backlog | EPSS,Expulsion Fuse Replacement,Ground Inspection,Non-Pole Backlog, | EPSS Expulsion Fuse Replacement Ground Inspection Non-Pole Backlog | EPSS Expulsion Fuse Replacement Ground Inspection Non-Pole Backlog | EPSS,Aerial Inspection,Ground Inspection, | EPSS Aerial Inspection Ground Inspection | EPSS Aerial Inspection Ground Inspection |  |  |  | , | FALSE
PERRY 110179696 | EPSS | EPSS | EPSS | [6 empty] | Expulsion Fuse Replacement | [6 empty] | Aerial Inspection | Aerial Inspection |  | Ground Inspection | Ground Inspection | Non-Pole Backlog | Non-Pole Backlog | Non-Pole Backlog |  |  |  | Down Conductor Detection (DCD) | [10 empty] | Pole Backlog | EPSS,Expulsion Fuse Replacement,Non-Pole Backlog,Down Conductor Detection (DCD), | EPSS Expulsion Fuse Replacement Non-Pole Backlog Down Conductor Detection (DCD) | EPSS Expulsion Fuse Replacement Non-Pole Backlog Down Conductor Detection (DCD) | EPSS,Aerial Inspection,Ground Inspection,Non-Pole Backlog, | EPSS Aerial Inspection Ground Inspection Non-Pole Backlog | EPSS Aerial Inspection Ground Inspection Non-Pole Backlog | EPSS,Aerial Inspection,Ground Inspection,Non-Pole Backlog,Pole Backlog, | EPSS Aerial Inspection Ground Inspection Non-Pole Backlog Pole Backlog | EPSS Aerial Inspection Ground Inspection Non-Pole Backlog Pole Backlog |  |  |  | , | FALSE
FOOTHILL 1102CB | EPSS | EPSS | EPSS | [14 empty] | Aerial Inspection |  | Ground Inspection | Ground Inspection | Non-Pole Backlog |  | Non-Pole Backlog | [15 empty] | EPSS,Non-Pole Backlog, | EPSS Non-Pole Backlog | EPSS Non-Pole Backlog | EPSS,Ground Inspection, | EPSS Ground Inspection | EPSS Ground Inspection | EPSS,Aerial Inspection,Ground Inspection,Non-Pole Backlog, | EPSS Aerial Inspection Ground Inspection Non-Pole Backlog | EPSS Aerial Inspection Ground Inspection Non-Pole Backlog |  |  |  | , | FALSE
TRIDAM POWERHOUSE 2101CB | EPSS | EPSS | EPSS | [17 empty] | Ground Inspection | [18 empty] | EPSS, | EPSS | EPSS | EPSS, | EPSS | EPSS | EPSS,Ground Inspection, | EPSS Ground Inspection | EPSS Ground Inspection |  |  |  | , | FALSE
STILLWATER 11021644 | EPSS | EPSS | EPSS | [9 empty] | Surge Arrestor Replacement |  |  |  | Aerial Inspection | Aerial Inspection | Ground Inspection | Ground Inspection | Ground Inspection | Non-Pole Backlog | [5 empty] | Down Conductor Detection (DCD) | [11 empty] | EPSS,Surge Arrestor Replacement,Ground Inspection,Non-Pole Backlog,Down Conductor Detection (DCD), | EPSS Surge Arrestor Replacement Ground Inspection Non-Pole Backlog Down Conductor Detection (DCD) | EPSS Surge Arrestor Replacement Ground Inspection Non-Pole Backlog Down Conductor Detection (DCD) | EPSS,Aerial Inspection,Ground Inspection, | EPSS Aerial Inspection Ground Inspection | EPSS Aerial Inspection Ground Inspection | EPSS,Aerial Inspection,Ground Inspection, | EPSS Aerial Inspection Ground Inspection | EPSS Aerial Inspection Ground Inspection |  |  |  | , | FALSE
OLETA 1101CB | EPSS | EPSS | EPSS | [17 empty] | Ground Inspection | [18 empty] | EPSS, | EPSS | EPSS | EPSS, | EPSS | EPSS | EPSS,Ground Inspection, | EPSS Ground Inspection | EPSS Ground Inspection |  |  |  | , | FALSE
SAN RAMON 2107MR441 | EPSS | EPSS | EPSS | [17 empty] | Ground Inspection | [9 empty] | Line Sensors | [8 empty] | EPSS,Line Sensors, | EPSS Line Sensors | EPSS Line Sensors | EPSS, | EPSS | EPSS | EPSS,Ground Inspection, | EPSS Ground Inspection | EPSS Ground Inspection |  |  |  | , | FALSE
ALTO 11221260 | EPSS | EPSS | EPSS | [6 empty] | Expulsion Fuse Replacement | Expulsion Fuse Replacement | [6 empty] | Aerial Inspection |  | Ground Inspection | Ground Inspection | Non-Pole Backlog | Non-Pole Backlog | [5 empty] | Down Conductor Detection (DCD) | [10 empty] | EPSS,Expulsion Fuse Replacement,Non-Pole Backlog, | EPSS Expulsion Fuse Replacement Non-Pole Backlog | EPSS Expulsion Fuse Replacement Non-Pole Backlog | EPSS,Expulsion Fuse Replacement,Ground Inspection,Non-Pole Backlog,Down Conductor Detection (DCD), | EPSS Expulsion Fuse Replacement Ground Inspection Non-Pole Backlog Down Conductor Detection (DCD) | EPSS Expulsion Fuse Replacement Ground Inspection Non-Pole Backlog Down Conductor Detection (DCD) | EPSS,Aerial Inspection,Ground Inspection, | EPSS Aerial Inspection Ground Inspection | EPSS Aerial Inspection Ground Inspection |  |  |  | , | FALSE
PLACERVILLE 1110421358 | EPSS | EPSS | EPSS | [6 empty] | Expulsion Fuse Replacement | [6 empty] | Aerial Inspection | Aerial Inspection | Ground Inspection | Ground Inspection | Ground Inspection | Non-Pole Backlog | Non-Pole Backlog |  |  |  |  | Down Conductor Detection (DCD) | [8 empty] | Pole Backlog |  |  | EPSS,Expulsion Fuse Replacement,Ground Inspection,Non-Pole Backlog,Down Conductor Detection (DCD),Pole Backlog, | EPSS Expulsion Fuse Replacement Ground Inspection Non-Pole Backlog Down Conductor Detection (DCD) Pole Backlog | EPSS Expulsion Fuse Replacement Ground Inspection Non-Pole Backlog Down Conductor Detection (DCD) Pole Backlog | EPSS,Aerial Inspection,Ground Inspection,Non-Pole Backlog, | EPSS Aerial Inspection Ground Inspection Non-Pole Backlog | EPSS Aerial Inspection Ground Inspection Non-Pole Backlog | EPSS,Aerial Inspection,Ground Inspection, | EPSS Aerial Inspection Ground Inspection | EPSS Aerial Inspection Ground Inspection |  |  |  | , | FALSE
MOLINO 1102509516 | EPSS | EPSS | EPSS | [17 empty] | Ground Inspection |  |  | Non-Pole Backlog |  |  |  | Down Conductor Detection (DCD) | [11 empty] | EPSS,Down Conductor Detection (DCD), | EPSS Down Conductor Detection (DCD) | EPSS Down Conductor Detection (DCD) | EPSS, | EPSS | EPSS | EPSS,Ground Inspection,Non-Pole Backlog, | EPSS Ground Inspection Non-Pole Backlog | EPSS Ground Inspection Non-Pole Backlog |  |  |  | , | FALSE
MONTE RIO 111137520 | EPSS | EPSS | EPSS | [14 empty] | Aerial Inspection |  | Ground Inspection | Ground Inspection | Non-Pole Backlog | [5 empty] | Down Conductor Detection (DCD) | [11 empty] | EPSS,Non-Pole Backlog,Down Conductor Detection (DCD), | EPSS Non-Pole Backlog Down Conductor Detection (DCD) | EPSS Non-Pole Backlog Down Conductor Detection (DCD) | EPSS,Ground Inspection, | EPSS Ground Inspection | EPSS Ground Inspection | EPSS,Aerial Inspection,Ground Inspection, | EPSS Aerial Inspection Ground Inspection | EPSS Aerial Inspection Ground Inspection |  |  |  | , | FALSE
SHEPHERD 2111443696 | EPSS | EPSS | EPSS | [8 empty] | Expulsion Fuse Replacement | Surge Arrestor Replacement |  |  |  | Aerial Inspection | Aerial Inspection | Ground Inspection | Ground Inspection | Ground Inspection | Non-Pole Backlog | [17 empty] | EPSS,Surge Arrestor Replacement,Ground Inspection,Non-Pole Backlog, | EPSS Surge Arrestor Replacement Ground Inspection Non-Pole Backlog | EPSS Surge Arrestor Replacement Ground Inspection Non-Pole Backlog | EPSS,Aerial Inspection,Ground Inspection, | EPSS Aerial Inspection Ground Inspection | EPSS Aerial Inspection Ground Inspection | EPSS,Expulsion Fuse Replacement,Aerial Inspection,Ground Inspection, | EPSS Expulsion Fuse Replacement Aerial Inspection Ground Inspection | EPSS Expulsion Fuse Replacement Aerial Inspection Ground Inspection |  |  |  | , | FALSE
OAKHURST 1102204618 | EPSS | EPSS | EPSS | [13 empty] | Aerial Inspection |  | Ground Inspection |  | Ground Inspection | [18 empty] | EPSS,Ground Inspection, | EPSS Ground Inspection | EPSS Ground Inspection | EPSS,Aerial Inspection, | EPSS Aerial Inspection | EPSS Aerial Inspection | EPSS,Ground Inspection, | EPSS Ground Inspection | EPSS Ground Inspection |  |  |  | , | FALSE
PURISIMA 1101CB | EPSS | EPSS | EPSS | [7 empty] | Expulsion Fuse Replacement | [6 empty] | Aerial Inspection |  | Ground Inspection | Ground Inspection | Non-Pole Backlog |  | Non-Pole Backlog | [15 empty] | EPSS,Non-Pole Backlog, | EPSS Non-Pole Backlog | EPSS Non-Pole Backlog | EPSS,Expulsion Fuse Replacement,Ground Inspection, | EPSS Expulsion Fuse Replacement Ground Inspection | EPSS Expulsion Fuse Replacement Ground Inspection | EPSS,Aerial Inspection,Ground Inspection,Non-Pole Backlog, | EPSS Aerial Inspection Ground Inspection Non-Pole Backlog | EPSS Aerial Inspection Ground Inspection Non-Pole Backlog |  |  |  | , | FALSE
GEYSERVILLE 1101482 | EPSS | EPSS | EPSS | [13 empty] | Aerial Inspection |  | Ground Inspection | Ground Inspection | [7 empty] | Down Conductor Detection (DCD) | [11 empty] | EPSS,Ground Inspection,Down Conductor Detection (DCD), | EPSS Ground Inspection Down Conductor Detection (DCD) | EPSS Ground Inspection Down Conductor Detection (DCD) | EPSS,Aerial Inspection,Ground Inspection, | EPSS Aerial Inspection Ground Inspection | EPSS Aerial Inspection Ground Inspection | EPSS, | EPSS | EPSS |  |  |  | , | FALSE
SHINGLE SPRINGS 210519522 | EPSS | EPSS | EPSS | [6 empty] | Expulsion Fuse Replacement | [7 empty] | Aerial Inspection |  | Ground Inspection | Ground Inspection | Non-Pole Backlog | [17 empty] | EPSS,Expulsion Fuse Replacement,Non-Pole Backlog, | EPSS Expulsion Fuse Replacement Non-Pole Backlog | EPSS Expulsion Fuse Replacement Non-Pole Backlog | EPSS,Ground Inspection, | EPSS Ground Inspection | EPSS Ground Inspection | EPSS,Aerial Inspection,Ground Inspection, | EPSS Aerial Inspection Ground Inspection | EPSS Aerial Inspection Ground Inspection |  |  |  | , | FALSE
MONTE RIO 1111240 | EPSS | EPSS | EPSS | [6 empty] | Expulsion Fuse Replacement | [7 empty] | Aerial Inspection |  | Ground Inspection | Ground Inspection | Non-Pole Backlog | Non-Pole Backlog |  |  |  |  | Down Conductor Detection (DCD) | [11 empty] | EPSS,Expulsion Fuse Replacement,Non-Pole Backlog,Down Conductor Detection (DCD), | EPSS Expulsion Fuse Replacement Non-Pole Backlog Down Conductor Detection (DCD) | EPSS Expulsion Fuse Replacement Non-Pole Backlog Down Conductor Detection (DCD) | EPSS,Ground Inspection,Non-Pole Backlog, | EPSS Ground Inspection Non-Pole Backlog | EPSS Ground Inspection Non-Pole Backlog | EPSS,Aerial Inspection,Ground Inspection, | EPSS Aerial Inspection Ground Inspection | EPSS Aerial Inspection Ground Inspection |  |  |  | , | FALSE
ROB ROY 2105439972 | EPSS | EPSS | EPSS | [8 empty] | Expulsion Fuse Replacement | [5 empty] | Aerial Inspection |  | Ground Inspection | Ground Inspection | Non-Pole Backlog | [14 empty] | Pole Backlog |  |  | EPSS,Non-Pole Backlog,Pole Backlog, | EPSS Non-Pole Backlog Pole Backlog | EPSS Non-Pole Backlog Pole Backlog | EPSS,Ground Inspection, | EPSS Ground Inspection | EPSS Ground Inspection | EPSS,Expulsion Fuse Replacement,Aerial Inspection,Ground Inspection, | EPSS Expulsion Fuse Replacement Aerial Inspection Ground Inspection | EPSS Expulsion Fuse Replacement Aerial Inspection Ground Inspection |  |  |  | , | FALSE
RED BLUFF 110176020 | EPSS | EPSS | EPSS | [13 empty] | Aerial Inspection | Aerial Inspection | Ground Inspection | Ground Inspection | [7 empty] | Down Conductor Detection (DCD) | [11 empty] | EPSS,Ground Inspection,Down Conductor Detection (DCD), | EPSS Ground Inspection Down Conductor Detection (DCD) | EPSS Ground Inspection Down Conductor Detection (DCD) | EPSS,Aerial Inspection,Ground Inspection, | EPSS Aerial Inspection Ground Inspection | EPSS Aerial Inspection Ground Inspection | EPSS,Aerial Inspection, | EPSS Aerial Inspection | EPSS Aerial Inspection |  |  |  | , | FALSE
COARSEGOLD 21046210 | EPSS | EPSS | EPSS |  |  |  | Overhead Hardening |  |  | Expulsion Fuse Replacement | [7 empty] | Aerial Inspection |  | Ground Inspection |  | Non-Pole Backlog | [11 empty] | Line Removal | [5 empty] | EPSS,Overhead Hardening,Expulsion Fuse Replacement,Non-Pole Backlog,Line Removal, | EPSS Overhead Hardening Expulsion Fuse Replacement Non-Pole Backlog Line Removal | EPSS Overhead Hardening Expulsion Fuse Replacement Non-Pole Backlog Line Removal | EPSS,Ground Inspection, | EPSS Ground Inspection | EPSS Ground Inspection | EPSS,Aerial Inspection, | EPSS Aerial Inspection | EPSS Aerial Inspection |  |  | Overhead Hardening | ,Overhead Hardening, | Overhead Hardening | Overhead Hardening
HALF MOON BAY 110329454 | EPSS | EPSS | EPSS | [7 empty] | Expulsion Fuse Replacement | [5 empty] | Aerial Inspection |  | Ground Inspection | [9 empty] | Down Conductor Detection (DCD) |  | Line Sensors | [8 empty] | EPSS,Ground Inspection,Line Sensors, | EPSS Ground Inspection Line Sensors | EPSS Ground Inspection Line Sensors | EPSS,Expulsion Fuse Replacement,Aerial Inspection,Down Conductor Detection (DCD), | EPSS Expulsion Fuse Replacement Aerial Inspection Down Conductor Detection (DCD) | EPSS Expulsion Fuse Replacement Aerial Inspection Down Conductor Detection (DCD) | EPSS, | EPSS | EPSS |  |  |  | , | FALSE
BRIDGEVILLE 110137484 | EPSS | EPSS | EPSS | [7 empty] | Expulsion Fuse Replacement |  | Surge Arrestor Replacement |  |  |  | Aerial Inspection | Aerial Inspection | Ground Inspection | Ground Inspection | Ground Inspection | Non-Pole Backlog |  | Non-Pole Backlog |  |  |  | Down Conductor Detection (DCD) | [11 empty] | EPSS,Surge Arrestor Replacement,Ground Inspection,Non-Pole Backlog,Down Conductor Detection (DCD), | EPSS Surge Arrestor Replacement Ground Inspection Non-Pole Backlog Down Conductor Detection (DCD) | EPSS Surge Arrestor Replacement Ground Inspection Non-Pole Backlog Down Conductor Detection (DCD) | EPSS,Expulsion Fuse Replacement,Aerial Inspection,Ground Inspection, | EPSS Expulsion Fuse Replacement Aerial Inspection Ground Inspection | EPSS Expulsion Fuse Replacement Aerial Inspection Ground Inspection | EPSS,Aerial Inspection,Ground Inspection,Non-Pole Backlog, | EPSS Aerial Inspection Ground Inspection Non-Pole Backlog | EPSS Aerial Inspection Ground Inspection Non-Pole Backlog |  |  |  | , | FALSE
MONTE RIO 1113652 | EPSS | EPSS | EPSS |  |  |  | Overhead Hardening |  |  |  | Expulsion Fuse Replacement | [9 empty] | Ground Inspection | Non-Pole Backlog | Non-Pole Backlog | Non-Pole Backlog |  |  |  | Down Conductor Detection (DCD) | [11 empty] | EPSS,Overhead Hardening,Non-Pole Backlog,Down Conductor Detection (DCD), | EPSS Overhead Hardening Non-Pole Backlog Down Conductor Detection (DCD) | EPSS Overhead Hardening Non-Pole Backlog Down Conductor Detection (DCD) | EPSS,Expulsion Fuse Replacement,Non-Pole Backlog, | EPSS Expulsion Fuse Replacement Non-Pole Backlog | EPSS Expulsion Fuse Replacement Non-Pole Backlog | EPSS,Ground Inspection,Non-Pole Backlog, | EPSS Ground Inspection Non-Pole Backlog | EPSS Ground Inspection Non-Pole Backlog |  |  |  | , | FALSE
ROB ROY 2104588930 | EPSS | EPSS | EPSS | [14 empty] | Aerial Inspection |  | Ground Inspection |  | Non-Pole Backlog | Non-Pole Backlog | [16 empty] | EPSS,Non-Pole Backlog, | EPSS Non-Pole Backlog | EPSS Non-Pole Backlog | EPSS,Ground Inspection,Non-Pole Backlog, | EPSS Ground Inspection Non-Pole Backlog | EPSS Ground Inspection Non-Pole Backlog | EPSS,Aerial Inspection, | EPSS Aerial Inspection | EPSS Aerial Inspection |  |  |  | , | FALSE
ZACA 1101CB | EPSS | EPSS | EPSS | [14 empty] | Aerial Inspection |  | Ground Inspection | Ground Inspection | Non-Pole Backlog |  | Non-Pole Backlog | [15 empty] | EPSS,Non-Pole Backlog, | EPSS Non-Pole Backlog | EPSS Non-Pole Backlog | EPSS,Ground Inspection, | EPSS Ground Inspection | EPSS Ground Inspection | EPSS,Aerial Inspection,Ground Inspection,Non-Pole Backlog, | EPSS Aerial Inspection Ground Inspection Non-Pole Backlog | EPSS Aerial Inspection Ground Inspection Non-Pole Backlog |  |  |  | , | FALSE
MENLO 11038982 | EPSS | EPSS | EPSS | [7 empty] | Expulsion Fuse Replacement | Expulsion Fuse Replacement |  |  |  |  | Aerial Inspection | Aerial Inspection | Ground Inspection | Ground Inspection |  | Non-Pole Backlog | [6 empty] | Down Conductor Detection (DCD) | [10 empty] | EPSS,Ground Inspection,Non-Pole Backlog, | EPSS Ground Inspection Non-Pole Backlog | EPSS Ground Inspection Non-Pole Backlog | EPSS,Expulsion Fuse Replacement,Aerial Inspection,Ground Inspection,Down Conductor Detection (DCD), | EPSS Expulsion Fuse Replacement Aerial Inspection Ground Inspection Down Conductor Detection (DCD) | EPSS Expulsion Fuse Replacement Aerial Inspection Ground Inspection Down Conductor Detection (DCD) | EPSS,Expulsion Fuse Replacement,Aerial Inspection, | EPSS Expulsion Fuse Replacement Aerial Inspection | EPSS Expulsion Fuse Replacement Aerial Inspection |  |  |  | , | FALSE
VIEJO 2202CB | EPSS | EPSS | EPSS | [14 empty] | Aerial Inspection |  | Ground Inspection | Ground Inspection | Non-Pole Backlog | Non-Pole Backlog | [7 empty] | Line Sensors | [8 empty] | EPSS,Non-Pole Backlog,Line Sensors, | EPSS Non-Pole Backlog Line Sensors | EPSS Non-Pole Backlog Line Sensors | EPSS,Ground Inspection,Non-Pole Backlog, | EPSS Ground Inspection Non-Pole Backlog | EPSS Ground Inspection Non-Pole Backlog | EPSS,Aerial Inspection,Ground Inspection, | EPSS Aerial Inspection Ground Inspection | EPSS Aerial Inspection Ground Inspection |  |  |  | , | FALSE
CORNING 110182846 | EPSS | EPSS | EPSS | [6 empty] | Expulsion Fuse Replacement | [6 empty] | Aerial Inspection | Aerial Inspection | Ground Inspection | Ground Inspection | [7 empty] | Down Conductor Detection (DCD) | [11 empty] | EPSS,Expulsion Fuse Replacement,Ground Inspection,Down Conductor Detection (DCD), | EPSS Expulsion Fuse Replacement Ground Inspection Down Conductor Detection (DCD) | EPSS Expulsion Fuse Replacement Ground Inspection Down Conductor Detection (DCD) | EPSS,Aerial Inspection,Ground Inspection, | EPSS Aerial Inspection Ground Inspection | EPSS Aerial Inspection Ground Inspection | EPSS,Aerial Inspection, | EPSS Aerial Inspection | EPSS Aerial Inspection |  |  |  | , | FALSE
WOODACRE 1101CB | EPSS | EPSS | EPSS | [14 empty] | Aerial Inspection |  | Ground Inspection | Ground Inspection | Non-Pole Backlog | [8 empty] | Line Sensors | [8 empty] | EPSS,Non-Pole Backlog,Line Sensors, | EPSS Non-Pole Backlog Line Sensors | EPSS Non-Pole Backlog Line Sensors | EPSS,Ground Inspection, | EPSS Ground Inspection | EPSS Ground Inspection | EPSS,Aerial Inspection,Ground Inspection, | EPSS Aerial Inspection Ground Inspection | EPSS Aerial Inspection Ground Inspection |  |  |  | , | FALSE